7ML5652-5KA00-0GA0-ZC11 | CLS300,ANALOG,HIGH TEMP ROD,THREAD/FLANG | 3622.55
7ML5652-5LF00-0GA0-ZY01 | CLS300,ANALOG,HIGH TEMP ROD,THREAD/FLANG | 4038.64
7ML5652-5PB00-0GA0 | CLS300,ANALOG,HIGH TEMP ROD,THREAD/FLANG | 4156.95
7ML5652-6BA00-0JB0-ZC12Y15 | CLS300,ANALOG,HIGH TEMP ROD,THREAD/FLANG | 3444.4
7ML5652-6DA00-0JA0 | CLS300,ANALOG,HIGH TEMP ROD,THREAD/FLANG | 3391.23
7ML5652-6EE00-0DA0-ZY01 | CLS300,ANALOG,HIGH TEMP ROD,THREAD/FLANG | 3770.11
7ML5652-6EE00-0JB0-ZY01Y15 | CLS300,ANALOG,HIGH TEMP ROD,THREAD/FLANG | 3622.55
7ML5652-6KF00-0GA0-ZY01 | CLS300,ANALOG,HIGH TEMP ROD,THREAD/FLANG | 4530.51
7ML5660-0AA00-0DD0 | CLS300,DIGITAL,ROD VERSN,THREAD/FLANGE | 2053.88
7ML5660-0AB10-0HD1 | CLS300,DIGITAL,ROD VERSN,THREAD/FLANGE | 2537.78
7ML5660-0AD00-0BB0 | CLS300,DIGITAL,ROD VERSN,THREAD/FLANGE | 2032.62
7ML5660-0DA00-0FA0-ZY15 | CLS300,DIGITAL,ROD VERSN,THREAD/FLANGE | 2112.37
7ML5660-1AA00-0JB0 | CLS300,DIGITAL,ROD VERSN,THREAD/FLANGE | 1772.06
7ML5660-1AE00-0JB0-ZY01 | CLS300,DIGITAL,ROD VERSN,THREAD/FLANGE | 1908.98
7ML5660-1BA00-0DB0 | CLS300,DIGITAL,ROD VERSN,THREAD/FLANGE | 2031.29
7ML5660-1BA00-0HB0 | CLS300,DIGITAL,ROD VERSN,THREAD/FLANGE | 1802.63
7ML5671-0DA01-1AA0-ZY01 | LC300,STANDRD,STILLNG WELL,THREAD/FLANGE | 3489.6
7ML5671-0DA10-1AA0-ZC11C12Y01 | LC300,STANDRD,STILLNG WELL,THREAD/FLANGE | 3026.98
7ML5671-0DB00-1AA0-ZY01 | LC300,STANDRD,STILLNG WELL,THREAD/FLANGE | 3408.52
7ML5671-0DB00-1CA0-ZY01 | LC300,STANDRD,STILLNG WELL,THREAD/FLANGE | 3685.02
7ML5671-0DB10-1AA0-ZC11C12Y01 | LC300,STANDRD,STILLNG WELL,THREAD/FLANGE | 3716.94
7ML5671-0DB10-1AA0-ZC11Y01Y15 | LC300,STANDRD,STILLNG WELL,THREAD/FLANGE | 3682.37
7ML5671-0DB10-1AA0-ZY01Y15 | LC300,STANDRD,STILLNG WELL,THREAD/FLANGE | 3637.17
7ML5671-0DC00-1EA0-ZY01 | LC300,STANDRD,STILLNG WELL,THREAD/FLANGE | 4369.65
7ML5671-0DC10-1AA0-ZY01 | LC300,STANDRD,STILLNG WELL,THREAD/FLANGE | 4252.67
7ML5671-1DA00-1AB0-ZY01 | LC300,STANDRD,STILLNG WELL,THREAD/FLANGE | 2718.57
7ML5671-1DA00-1AB0-ZY01Y01Y01 | LC300,STANDRD,STILLNG WELL,THREAD/FLANGE | 2718.57
7ML5671-1DB00-1AB0 | LC300,STANDRD,STILLNG WELL,THREAD/FLANGE | 3408.52
7ML5671-1DB00-1AB0-ZY01Y01 | LC300,STANDRD,STILLNG WELL,THREAD/FLANGE | 3408.52
7ML5671-1DB00-1AD0-ZY01 | LC300,STANDRD,STILLNG WELL,THREAD/FLANGE | 3520.19
7ML5671-1DC00-1CB0-ZY01 | LC300,STANDRD,STILLNG WELL,THREAD/FLANGE | 4369.65
7ML5671-3DA00-1AA0-ZY01 | LC300,STANDRD,STILLNG WELL,THREAD/FLANGE | 2775.73
7ML5671-3DB00-1AB0 | LC300,STANDRD,STILLNG WELL,THREAD/FLANGE | 3465.68
7ML5671-3DB00-1AB0-ZY01 | LC300,STANDRD,STILLNG WELL,THREAD/FLANGE | 3465.68
7ML5671-5DC00-1AB0-ZY01 | LC300,STANDRD,STILLNG WELL,THREAD/FLANGE | 4586.35
7ML5671-5GA00-1AA0-ZC11Y01Y15 | LC300,STANDRD,STILLNG WELL,THREAD/FLANGE | 3444.4
7ML5671-5KD00-1EA0-ZY01 | LC300,STANDRD,STILLNG WELL,THREAD/FLANGE | 5820
7ML5671-5LC00-1CA0-ZC11Y01 | LC300,STANDRD,STILLNG WELL,THREAD/FLANGE | 5375.99
7ML5672-0DA00-0AA0-ZY01 | LC300,STANDARD,SS CABLE,THREAD/FLANGE | 2225.38
7ML5672-0DA10-0AA0-ZY01 | LC300,STANDARD,SS CABLE,THREAD/FLANGE | 2403.51
7ML5672-0DB00-0CA0-ZY01 | LC300,STANDARD,SS CABLE,THREAD/FLANGE | 2609.56
7ML5672-0DB00-0EA0-ZY01 | LC300,STANDARD,SS CABLE,THREAD/FLANGE | 2609.56
7ML5672-0DC00-0AB0-ZY01 | LC300,STANDARD,SS CABLE,THREAD/FLANGE | 2370.27
7ML5672-0DC00-0AD0-ZY01 | LC300,STANDARD,SS CABLE,THREAD/FLANGE | 2495.24
7ML5672-0DD10-0BB0-ZY01 | LC300,STANDARD,SS CABLE,THREAD/FLANGE | 2775.73
7ML5672-0DE10-0AA0-ZY01 | LC300,STANDARD,SS CABLE,THREAD/FLANGE | 2684
7ML5672-0DG00-0AA0-ZY01 | LC300,STANDARD,SS CABLE,THREAD/FLANGE | 2646.79
7ML5672-0DK00-0AC0-ZY01 | LC300,STANDARD,SS CABLE,THREAD/FLANGE | 2976.47
7ML5672-1DB00-0AB0-ZY01 | LC300,STANDARD,SS CABLE,THREAD/FLANGE | 2295.83
7ML5672-1DC00-0AB0-ZY01 | LC300,STANDARD,SS CABLE,THREAD/FLANGE | 2370.27
3WL1008-3CE30-0AA0 | Withdrawable circuit breaker | 6815.68
3WL1008-3CE31-0AA0 | Withdrawable circuit breaker | 7986.38
3WL1008-3CE32-0AA0 | Withdrawable circuit breaker | 7986.38
3WL1008-3CE40-0AA0 | Withdrawable circuit breaker | 9205.17
3WL1010-1AB02-0AA0 | Fixed-mounted circuit breaker | 4289.88
3WL1010-1AB03-0AA0 | Fixed-mounted circuit breaker | 3937.06
3WL1010-1AB05-1KB0 | Fixed-mounted circuit breaker | 6300.89
3WL1010-1AB11-0AA0 | Fixed-mounted circuit breaker | 5869.5
3WL1010-1AC30-0AA0 | Withdrawable circuit breaker | 4610.61
3WL1010-1AC31-0AA0 | Withdrawable circuit breaker | 5781.3
3WL1010-1AC32-0AA0 | Withdrawable circuit breaker | 5781.3
3WL1010-1AC40-0AA0 | Withdrawable circuit breaker | 6478.91
3WL1010-1CE02-0AA0 | Fixed-mounted circuit breaker | 6021.86
3WL1010-1CE11-0AA0 | Fixed-mounted circuit breaker | 7585.45
3WL1010-1CE12-0AA0 | Fixed-mounted circuit breaker | 7585.45
3WL1010-1CE30-0AA0 | Withdrawable circuit breaker | 6174.2
3VL7110-2KN30-2HA0 | CIRCUIT-BREAKER VL UL | 7128.78
3VL7110-2KN30-8CC1 | CIRCUIT-BREAKER VL UL | 7283.17
3VL7112-1KN30-0AC1 | CIRCUIT-BREAKER VL UL | 7179.8
3VL7112-3PB30-0AC1 | CIRCUIT-BREAKER VL UL | 9207.64
3VL7112-3PE30-2GC1 | CIRCUIT-BREAKER VL UL | 9860.46
3VL7180-1KN30-2HC1 | CIRCUIT-BREAKER VL UL | 5830.98
3VL7180-2PE30-0AE1 | CIRCUIT-BREAKER VL UL | 6674.15
3VL8116-1KN30-2GA0 | CIRCUIT-BREAKER VL UL | 9679.92
3VL8116-1KN30-8QC1 | CIRCUIT-BREAKER VL UL | 9834.29
3VL8116-1PB30-2HE1 | CIRCUIT-BREAKER VL UL | 10689.24
3VL8116-1PE30-0AC1 | CIRCUIT-BREAKER VL UL | 10712.14
3VL8116-2PE30-0AC1 | CIRCUIT-BREAKER VL UL | 11300.87
3VL8116-3KN30-0AE1 | CIRCUIT-BREAKER VL UL | 11344.69
3VL8116-3KN30-2GA0 | CIRCUIT-BREAKER VL UL | 11511.49
3VL8116-3KN30-2PC1 | CIRCUIT-BREAKER VL UL | 11692.03
3WL1106-3EB42-1AA2 | FIXED-MOUNTED CIRCUIT BREAKER | 9141.03
3WL1106-3EB42-1AA2-ZK07 | FIXED-MOUNTED CIRCUIT BREAKER | 9263.71
3WL1106-3EB42-4GA2 | FIXED-MOUNTED CIRCUIT BREAKER | 11468.78
3WL1106-3EB43-1AA2 | FIXED-MOUNTED CIRCUIT BREAKER | 9790.53
3WL1106-3EB44-1AA2 | FIXED-MOUNTED CIRCUIT BREAKER | 9790.53
3WL1106-3EG32-4GN4 | FIXED-MOUNTED CIRCUIT BREAKER | 10889.05
3WL1106-3EG32-4GP2 | FIXED-MOUNTED CIRCUIT BREAKER | 10574.72
3WL1106-3EG32-4GP4 | FIXED-MOUNTED CIRCUIT BREAKER | 10937.96
3WL1106-3EG33-1AA2 | FIXED-MOUNTED CIRCUIT BREAKER | 8242.96
3WL1106-3EG37-1AA2 | WITHDRAWABLE CIRCUIT BREAKER | 10327.76
3WL1106-3EG37-4AN2 | WITHDRAWABLE CIRCUIT BREAKER | 12720.46
3WL1106-3EG38-1AA2 | WITHDRAWABLE CIRCUIT BREAKER | 9862.7
3WL1106-3EG38-5FA2 | WITHDRAWABLE CIRCUIT BREAKER | 12190.45
3WL1106-3FB32-4BA2-ZB05 | FIXED-MOUNTED CIRCUIT BREAKER | 9303.81
3WL1106-3FB32-4GA2 | FIXED-MOUNTED CIRCUIT BREAKER | 9303.81
3WL1106-3FB32-4GA4 | FIXED-MOUNTED CIRCUIT BREAKER | 9667.05
3WL1106-3FB32-4GN2 | FIXED-MOUNTED CIRCUIT BREAKER | 9723.97
3WL1106-3FB32-4GN4 | FIXED-MOUNTED CIRCUIT BREAKER | 10087.21
3WL1106-3FB36-1FA2 | WITHDRAWABLE CIRCUIT BREAKER | 9416.07
3WL1106-3FB36-4AS4 | WITHDRAWABLE CIRCUIT BREAKER | 12422.99
3WL1106-3FB36-4BA4 | WITHDRAWABLE CIRCUIT BREAKER | 11751.83
3WL1106-3FB36-4GA2 | WITHDRAWABLE CIRCUIT BREAKER | 11388.61
3WL1106-3FB42-4GA4 | FIXED-MOUNTED CIRCUIT BREAKER | 12240.97
3WL1106-3FB45-4GA4 | WITHDRAWABLE CIRCUIT BREAKER | 13940.88
3WL1106-3FB46-4BA4 | WITHDRAWABLE CIRCUIT BREAKER | 15865.3
3WL1106-3FG31-1AA2 | FIXED-MOUNTED CIRCUIT BREAKER | 8700.02
3WL1106-3FG36-4GA2 | WITHDRAWABLE CIRCUIT BREAKER | 12647.5
3WL1106-3FG36-4GA4 | WITHDRAWABLE CIRCUIT BREAKER | 13010.74
3WL1106-3FG36-4GN2 | WITHDRAWABLE CIRCUIT BREAKER | 13067.66
3WL1106-3FG36-4GN4 | WITHDRAWABLE CIRCUIT BREAKER | 13430.9
7ML5671-0DD00-1EA0-ZY01 | LC300,STANDRD,STILLNG WELL,THREAD/FLANGE | 5059.6
7ML5671-0DE00-1AB0-ZY01 | LC300,STANDRD,STILLNG WELL,THREAD/FLANGE | 5465.06
7ML5671-1DB00-1CB0 | LC300,STANDRD,STILLNG WELL,THREAD/FLANGE | 3685.02
7ML5671-1DC00-1AB0-ZY01 | LC300,STANDRD,STILLNG WELL,THREAD/FLANGE | 4093.14
7ML5671-1DC00-1AD0 | LC300,STANDRD,STILLNG WELL,THREAD/FLANGE | 4204.81
7ML5671-1DC00-1AD0-ZY01 | LC300,STANDRD,STILLNG WELL,THREAD/FLANGE | 4204.81
7ML5671-3DB00-1AB0-ZY01Y15 | LC300,STANDRD,STILLNG WELL,THREAD/FLANGE | 3534.8
7ML5671-3DB00-1CB0-ZY01 | LC300,STANDRD,STILLNG WELL,THREAD/FLANGE | 3742.19
7ML5671-3DB10-1AB0 | LC300,STANDRD,STILLNG WELL,THREAD/FLANGE | 3625.21
7ML5671-3DC00-1AB0 | LC300,STANDRD,STILLNG WELL,THREAD/FLANGE | 4150.3
7ML5671-3DC00-1AB0-ZY01 | LC300,STANDRD,STILLNG WELL,THREAD/FLANGE | 4150.3
7ML5671-6EB00-1CB0-ZY01 | LC300,STANDRD,STILLNG WELL,THREAD/FLANGE | 4296.54
7ML5671-6HA00-1AB0-ZY01 | LC300,STANDRD,STILLNG WELL,THREAD/FLANGE | 3771.44
7ML5671-6HB00-1AB0-ZY01 | LC300,STANDRD,STILLNG WELL,THREAD/FLANGE | 4461.38
7ML5671-6JA10-1AA0-ZY01 | LC300,STANDRD,STILLNG WELL,THREAD/FLANGE | 3824.61
7ML5672-0DB00-0EC0-ZY01 | LC300,STANDARD,SS CABLE,THREAD/FLANGE | 2734.52
7ML5672-0DB10-0AA0-ZY01 | LC300,STANDARD,SS CABLE,THREAD/FLANGE | 2473.96
7ML5672-0DC00-0AA0 | LC300,STANDARD,SS CABLE,THREAD/FLANGE | 2370.27
7ML5672-0DC00-0AA0-ZY01 | LC300,STANDARD,SS CABLE,THREAD/FLANGE | 2370.27
7ML5672-0DE10-0CB0-ZY01 | LC300,STANDARD,SS CABLE,THREAD/FLANGE | 2997.75
7ML5672-0DF00-0AA0-ZY01 | LC300,STANDARD,SS CABLE,THREAD/FLANGE | 2574.99
7ML5672-0DF00-0AB0-ZY01 | LC300,STANDARD,SS CABLE,THREAD/FLANGE | 2574.99
7ML5672-0DF10-0BB0-ZY01 | LC300,STANDARD,SS CABLE,THREAD/FLANGE | 2916.65
7ML5672-1DE00-0AA0-ZY01 | LC300,STANDARD,SS CABLE,THREAD/FLANGE | 2505.87
7ML5672-1DE10-0AB0-ZY01 | LC300,STANDARD,SS CABLE,THREAD/FLANGE | 2684
7ML5672-1DF00-0AB0-ZY01 | LC300,STANDARD,SS CABLE,THREAD/FLANGE | 2574.99
7ML5672-3DA10-0AB0-ZY01 | LC300,STANDARD,SS CABLE,THREAD/FLANGE | 2467.31
7ML5672-5DF00-0AA0-ZY01 | LC300,STANDARD,SS CABLE,THREAD/FLANGE | 3116.05
7ML5672-5GA00-0AB0-ZC11C12Y01 | LC300,STANDARD,SS CABLE,THREAD/FLANGE | 3046.93
7ML5672-5GB00-0AB0-ZC11C12Y01 | LC300,STANDARD,SS CABLE,THREAD/FLANGE | 3117.38
7ML5672-5LB00-0CA0-ZC11Y01 | LC300,STANDARD,SS CABLE,THREAD/FLANGE | 3712.95
7ML5673-0DB00-1AA1-ZC11Y01 | LC300,STANDARD,PFA CABLE,THREAD/FLANGE | 2932.59
7ML5673-0DB00-1AA1-ZY01 | LC300,STANDARD,PFA CABLE,THREAD/FLANGE | 2887.39
7ML5673-0DB00-1AB0-ZY01 | LC300,STANDARD,PFA CABLE,THREAD/FLANGE | 2702.62
7ML5673-0DB00-1AB0-ZY01Y15 | LC300,STANDARD,PFA CABLE,THREAD/FLANGE | 2771.74
7ML5673-0DC00-1AC0-ZY01 | LC300,STANDARD,PFA CABLE,THREAD/FLANGE | 2992.43
7ML5673-0DC00-1AD0-ZY01 | LC300,STANDARD,PFA CABLE,THREAD/FLANGE | 2992.43
7ML5725-3AC12-2AB0 | SITRANS LPS200, COMPACT | 1296.13
7ML5725-3AC12-2AC0 | SITRANS LPS200, COMPACT | 1108.7
7ML5725-3AC12-2AD0 | SITRANS LPS200, COMPACT | 1108.7
7ML5725-3CD12-5AC0 | SITRANS LPS200, COMPACT | 1144.59
7ML5725-3CF12-4AC0 | SITRANS LPS200, COMPACT | 1144.59
7ML5725-3EC12-2AB0 | SITRANS LPS200, COMPACT | 1296.13
7ML5725-3EC32-2AB0 | SITRANS LPS200, COMPACT | 1472.95
7ML5725-3LB11-2AA0 | SITRANS LPS200, COMPACT | 1338.68
7ML5725-3LB12-2AA0 | SITRANS LPS200, COMPACT | 1406.49
7ML5725-3LB22-2BD0 | SITRANS LPS200, COMPACT | 1453
7ML5725-3LC12-2AD0 | SITRANS LPS200, COMPACT | 1219.04
7ML5725-4AC12-2AB0 | SITRANS LPS200, COMPACT | 1495.54
7ML5725-4AC12-2AD0 | SITRANS LPS200, COMPACT | 1308.11
7ML5725-4AC12-3AD0 | SITRANS LPS200, COMPACT | 1308.11
7ML5725-4AC12-4AD0 | SITRANS LPS200, COMPACT | 1308.11
3WL1106-3NB34-1AA2 | FIXED-MOUNTED CIRCUIT BREAKER | 9790.53
3WL1106-3NB35-1AA2 | WITHDRAWABLE CIRCUIT BREAKER | 9950.89
3WL1106-3NB35-1AA4 | WITHDRAWABLE CIRCUIT BREAKER | 10314.13
3WL1106-3NB35-4GS4 | WITHDRAWABLE CIRCUIT BREAKER | 13668.25
3WL1106-3NB36-1AA2 | WITHDRAWABLE CIRCUIT BREAKER | 11410.25
3WL1106-3NG38-1AA2 | WITHDRAWABLE CIRCUIT BREAKER | 12621.03
3WL1106-3NG46-1AJ2 | WITHDRAWABLE CIRCUIT BREAKER | 17154.68
3WL1106-4AA32-1AA2 | FIXED-MOUNT NON-AUT. CIRCUIT-B. | 4346
3WL1106-4AA36-1AA2 | WITHDRAW. NON-AUT. CIRCUIT-B. | 6575.12
3WL1106-4CB47-1AA2 | WITHDRAWABLE CIRCUIT BREAKER | 13623.34
3WL1106-4EB32-4AA2 | FIXED-MOUNTED CIRCUIT BREAKER | 8820.29
3WL1106-2CB34-4AN2 | FIXED-MOUNTED CIRCUIT BREAKER | 8053.73
3WL1106-2CB34-4AN4 | FIXED-MOUNTED CIRCUIT BREAKER | 8416.97
3WL1106-2CB34-4GA2 | FIXED-MOUNTED CIRCUIT BREAKER | 7988.77
3WL1106-2CB34-4GN2 | FIXED-MOUNTED CIRCUIT BREAKER | 8408.95
3WL1106-2CB36-1AG2 | WITHDRAWABLE CIRCUIT BREAKER | 7547.77
3WL1106-2CB36-1AN2 | WITHDRAWABLE CIRCUIT BREAKER | 7612.71
3WL1106-2CB36-1AN4 | WITHDRAWABLE CIRCUIT BREAKER | 7975.95
3WL1106-2CB36-1AS2 | WITHDRAWABLE CIRCUIT BREAKER | 8218.91
3WL1106-2CB36-4AJ2-ZK07 | WITHDRAWABLE CIRCUIT BREAKER | 9707.94
3WL1106-2CB36-4AN2 | WITHDRAWABLE CIRCUIT BREAKER | 9585.25
3WL1106-2CB36-4AN4 | WITHDRAWABLE CIRCUIT BREAKER | 9948.49
3WL1106-2CB36-4AN7 | WITHDRAWABLE CIRCUIT BREAKER | 9948.49
3WL1106-2CB36-4GN4 | WITHDRAWABLE CIRCUIT BREAKER | 10303.71
3WL1106-2CB36-4GP2 | WITHDRAWABLE CIRCUIT BREAKER | 9989.38
3WL1106-2CB36-4GP4 | WITHDRAWABLE CIRCUIT BREAKER | 10352.63
3WL1106-2CB36-4GS2 | WITHDRAWABLE CIRCUIT BREAKER | 10546.67
3WL1106-2CB36-4GS4 | WITHDRAWABLE CIRCUIT BREAKER | 10909.89
3WL1106-2CB37-1AA2-ZT40 | WITHDRAWABLE CIRCUIT BREAKER | 7970.33
3WL1106-2CB37-1BA4 | WITHDRAWABLE CIRCUIT BREAKER | 8384.09
3WL1106-2CB37-1GA2 | WITHDRAWABLE CIRCUIT BREAKER | 8020.85
3WL1106-2CB37-4AA4-ZR21R55T40 | WITHDRAWABLE CIRCUIT BREAKER | 11688.5
3WL1106-2CB38-4GG4 | WITHDRAWABLE CIRCUIT BREAKER | 10238.76
3WL1106-2CB38-5FA4 | WITHDRAWABLE CIRCUIT BREAKER | 9883.54
3WL1106-2CB38-6BJ4 | WITHDRAWABLE CIRCUIT BREAKER | 10303.71
3WL1106-2CB41-1AA2 | FIXED-MOUNTED CIRCUIT BREAKER | 8074.57
3WL1106-2CB45-1BA4 | WITHDRAWABLE CIRCUIT BREAKER | 9234.05
3WL1106-2CB46-1AA2 | WITHDRAWABLE CIRCUIT BREAKER | 10255.6
3WL1106-2CB46-1DD4 | WITHDRAWABLE CIRCUIT BREAKER | 11378.98
3WL1106-2CB46-1FA2 | WITHDRAWABLE CIRCUIT BREAKER | 10610.82
3WL1106-2DG31-3BB4 | FIXED-MOUNTED CIRCUIT BREAKER | 8084.2
3WL1106-2DG32-1AA2 | FIXED-MOUNTED CIRCUIT BREAKER | 6222.32
3WL1106-2DG32-1BJ2 | FIXED-MOUNTED CIRCUIT BREAKER | 6997.7
3WL1106-2DG32-4GA2 | FIXED-MOUNTED CIRCUIT BREAKER | 8550.08
3WL1106-2DG36-4GA2 | WITHDRAWABLE CIRCUIT BREAKER | 10514.6
3WL1106-2DG36-4GA4 | WITHDRAWABLE CIRCUIT BREAKER | 10877.82
3WL1106-2DG36-4GG4 | WITHDRAWABLE CIRCUIT BREAKER | 11233.04
3WL1106-2DG36-4GN2 | WITHDRAWABLE CIRCUIT BREAKER | 10934.76
3WL1106-2DG43-1AA2 | FIXED-MOUNTED CIRCUIT BREAKER | 9068.87
3WL1106-2DG44-1AA2 | FIXED-MOUNTED CIRCUIT BREAKER | 9068.87
3WL1106-2DG45-1AA2 | WITHDRAWABLE CIRCUIT BREAKER | 9509.87
3WL1106-2DG46-1AA2 | WITHDRAWABLE CIRCUIT BREAKER | 11249.88
3WL1106-2EB32-1GA2-ZK07 | FIXED-MOUNTED CIRCUIT BREAKER | 6130.9
3WL1106-2EB32-4AG2-ZB04 | FIXED-MOUNTED CIRCUIT BREAKER | 7980.77
3WL1106-2EB32-4AN4 | FIXED-MOUNTED CIRCUIT BREAKER | 8408.95
3WL1106-2EB32-4AS4 | FIXED-MOUNTED CIRCUIT BREAKER | 9015.15
3WL1106-2EB32-4GA2 | FIXED-MOUNTED CIRCUIT BREAKER | 7980.77
3WL1106-2EB33-4AS2 | FIXED-MOUNTED CIRCUIT BREAKER | 9084.9
3WL1106-2EB34-1AA2 | FIXED-MOUNTED CIRCUIT BREAKER | 6086.01
3WL1106-2EB34-1AN4-ZK07 | FIXED-MOUNTED CIRCUIT BREAKER | 6992.09
3WL1106-2EB34-4GA4 | FIXED-MOUNTED CIRCUIT BREAKER | 8776.99
3WL1106-2EB36-1BJ4 | WITHDRAWABLE CIRCUIT BREAKER | 8756.15
3WL1106-2EB36-4AA4-ZR21S05 | WITHDRAWABLE CIRCUIT BREAKER | 10581.95
3WL1106-2EB36-4AN2 | WITHDRAWABLE CIRCUIT BREAKER | 10010.23
3WL1106-2EB36-4BA2 | WITHDRAWABLE CIRCUIT BREAKER | 9945.29
3WL1106-2EB37-4GJ2 | WITHDRAWABLE CIRCUIT BREAKER | 10838.54
3WL1106-2EB38-1AA2 | WITHDRAWABLE CIRCUIT BREAKER | 7617.53
3WL1106-2EB38-1AA4 | WITHDRAWABLE CIRCUIT BREAKER | 7980.77
3WL1106-2EB38-1GA2 | WITHDRAWABLE CIRCUIT BREAKER | 7972.75
7ML5431-0GD20-1DA0-ZC11 | SITRANS LR250 | 5072.89
7ML5431-0GD20-1DA0-ZY15 | SITRANS LR250 | 5099.48
7ML5431-0GD20-1DA1 | SITRANS LR250 | 4909.38
7ML5431-0GD20-1DA1-ZC20Y15 | SITRANS LR250 | 5175.25
7ML5431-0GD20-1HC0 | SITRANS LR250 | 5582.04
7ML5431-0GD20-1HC0-ZN07 | SITRANS LR250 | 5660.48
7ML5431-0GD20-1HC1 | SITRANS LR250 | 5466.39
7ML5431-0GD20-1HC1-ZC11C12Y15 | SITRANS LR250 | 5700.35
7ML5501-0AC50 | Pointek CLS100, SS Process Connection | 724.51
7ML5501-0AC50-ZA22 | Pointek CLS100, SS Process Connection | 1007.67
7ML5501-0AG10 | Pointek CLS100, SS Process Connection | 501.18
7ML5501-0EA10-ZC12Y17 | Pointek CLS100, SS Process Connection | 627.46
7ML5501-0JA10 | Pointek CLS100, SS Process Connection | 498.52
7ML5501-0JA10-ZY17 | Pointek CLS100, SS Process Connection | 574.29
7ML5501-0JC10 | Pointek CLS100, SS Process Connection | 618.16
7ML5501-0JC11 | Pointek CLS100, SS Process Connection | 680.63
7ML5610-0BD20-ZY17 | Pointek CLS 100 - Plastic Version | 494.53
7ML5610-0BD21 | Pointek CLS 100 - Plastic Version | 481.23
7ML5630-0AA00-0CA0-ZC11 | CLS200,STANDARD,ROD VERSN,THREAD/FLANGE | 1120.66
7ML5630-0AA00-0CB0 | CLS200,STANDARD,ROD VERSN,THREAD/FLANGE | 1075.46
7ML5630-0AA00-0GA0-ZC11 | CLS200,STANDARD,ROD VERSN,THREAD/FLANGE | 1204.42
7ML5630-0AA00-0GA0-ZC11C12 | CLS200,STANDARD,ROD VERSN,THREAD/FLANGE | 1308.11
7ML5630-0AA00-0GB0 | CLS200,STANDARD,ROD VERSN,THREAD/FLANGE | 1159.22
7ML5630-0AA00-0GC0 | CLS200,STANDARD,ROD VERSN,THREAD/FLANGE | 1238.97
7ML5630-0AA00-0JD0 | CLS200,STANDARD,ROD VERSN,THREAD/FLANGE | 1022.29
7ML5630-0AA00-0JD0-ZC11 | CLS200,STANDARD,ROD VERSN,THREAD/FLANGE | 1067.49
7ML5630-0AA00-0JD0-ZC11Y15 | CLS200,STANDARD,ROD VERSN,THREAD/FLANGE | 1136.61
7ML5630-0AA00-0KA0 | CLS200,STANDARD,ROD VERSN,THREAD/FLANGE | 1005.01
7ML5630-0AA10-0CB0 | CLS200,STANDARD,ROD VERSN,THREAD/FLANGE | 1172.51
7ML5630-0AA10-0DA0 | CLS200,STANDARD,ROD VERSN,THREAD/FLANGE | 1256.27
7ML5630-0AA10-0DB0 | CLS200,STANDARD,ROD VERSN,THREAD/FLANGE | 1256.27
7ML5630-0AA10-0FA0 | CLS200,STANDARD,ROD VERSN,THREAD/FLANGE | 1136.61
7ML5630-0AA10-0GA0 | CLS200,STANDARD,ROD VERSN,THREAD/FLANGE | 1256.27
7ML5630-0AA10-1HC0 | CLS200,STANDARD,ROD VERSN,THREAD/FLANGE | 1216.38
7ML5630-0AA10-1JB0 | CLS200,STANDARD,ROD VERSN,THREAD/FLANGE | 1136.61
7ML5630-0AA10-1JB0-ZC11Y15 | CLS200,STANDARD,ROD VERSN,THREAD/FLANGE | 1250.93
7ML5630-0AA11-0GC0 | CLS200,STANDARD,ROD VERSN,THREAD/FLANGE | 1564.68
7ML5630-0AB00-0FA0 | CLS200,STANDARD,ROD VERSN,THREAD/FLANGE | 1176.5
7ML5630-0AB00-0FC0 | CLS200,STANDARD,ROD VERSN,THREAD/FLANGE | 1256.27
7ML5630-0AB00-0GA0 | CLS200,STANDARD,ROD VERSN,THREAD/FLANGE | 1296.13
7ML5630-0AB00-0GA0-ZY01 | CLS200,STANDARD,ROD VERSN,THREAD/FLANGE | 1296.13
7ML5630-1AD00-0HA0 | CLS200,STANDARD,ROD VERSN,THREAD/FLANGE | 1293.48
7ML5630-1AD00-0HB0 | CLS200,STANDARD,ROD VERSN,THREAD/FLANGE | 1293.48
7ML5630-1AD00-0JA0 | CLS200,STANDARD,ROD VERSN,THREAD/FLANGE | 1293.48
7ML5630-1AD00-0JB0 | CLS200,STANDARD,ROD VERSN,THREAD/FLANGE | 1293.48
7ML5630-1AM00-0CB0-ZY01 | CLS200,STANDARD,ROD VERSN,THREAD/FLANGE | 1648.42
7ML5630-1AM00-0DB0 | CLS200,STANDARD,ROD VERSN,THREAD/FLANGE | 1732.18
7ML5630-1AM00-0DB0-ZY01 | CLS200,STANDARD,ROD VERSN,THREAD/FLANGE | 1732.18
7ML5630-1AM00-0JA0-ZY01 | CLS200,STANDARD,ROD VERSN,THREAD/FLANGE | 1515.49
7ML5630-1BA00-0DB0 | CLS200,STANDARD,ROD VERSN,THREAD/FLANGE | 1221.7
7ML5630-1BA00-0EA0 | CLS200,STANDARD,ROD VERSN,THREAD/FLANGE | 1266.9
7ML5630-1BA00-0FA0 | CLS200,STANDARD,ROD VERSN,THREAD/FLANGE | 1102.06
7ML5630-1BA00-0GB0 | CLS200,STANDARD,ROD VERSN,THREAD/FLANGE | 1221.7
7ML5630-1BA10-0HB0 | CLS200,STANDARD,ROD VERSN,THREAD/FLANGE | 1102.06
7ML5630-1BA10-0HB0-ZY15 | CLS200,STANDARD,ROD VERSN,THREAD/FLANGE | 1171.18
7ML5630-1BA10-0JA0 | CLS200,STANDARD,ROD VERSN,THREAD/FLANGE | 1102.06
7ML5630-1BA10-0JB0 | CLS200,STANDARD,ROD VERSN,THREAD/FLANGE | 1102.06
7ML5630-1BB00-1JB0 | CLS200,STANDARD,ROD VERSN,THREAD/FLANGE | 1238.97
7ML5630-1BB01-0JA0 | CLS200,STANDARD,ROD VERSN,THREAD/FLANGE | 1370.59
7ML5630-1BB10-0DB0 | CLS200,STANDARD,ROD VERSN,THREAD/FLANGE | 1455.66
7ML5630-1BB10-0JA0 | CLS200,STANDARD,ROD VERSN,THREAD/FLANGE | 1238.97
7ML5630-1BB10-0JB0 | CLS200,STANDARD,ROD VERSN,THREAD/FLANGE | 1238.97
7ML5630-1BC00-0JB0-ZY15 | CLS200,STANDARD,ROD VERSN,THREAD/FLANGE | 1347.98
7ML5630-1BC00-0JC0 | CLS200,STANDARD,ROD VERSN,THREAD/FLANGE | 1358.63
7ML5630-1BC00-1DA0 | CLS200,STANDARD,ROD VERSN,THREAD/FLANGE | 1592.59
7ML5630-1BC00-1DD0 | CLS200,STANDARD,ROD VERSN,THREAD/FLANGE | 1672.36
7ML5630-1BD00-1DD0 | CLS200,STANDARD,ROD VERSN,THREAD/FLANGE | 1717.56
7ML5630-1BD10-0EA0 | CLS200,STANDARD,ROD VERSN,THREAD/FLANGE | 1682.99
7ML5630-1BD10-0HA0 | CLS200,STANDARD,ROD VERSN,THREAD/FLANGE | 1421.1
7ML5630-1BD10-0JB0 | CLS200,STANDARD,ROD VERSN,THREAD/FLANGE | 1421.1
7ML5630-1BF00-0JA0 | CLS200,STANDARD,ROD VERSN,THREAD/FLANGE | 1439.71
7ML5630-1BF00-0JB0 | CLS200,STANDARD,ROD VERSN,THREAD/FLANGE | 1439.71
7ML5630-1BF10-0JC0 | CLS200,STANDARD,ROD VERSN,THREAD/FLANGE | 1616.53
7ML5630-1BF10-1HB0 | CLS200,STANDARD,ROD VERSN,THREAD/FLANGE | 1633.8
7ML5630-1BM00-0JB0-ZY01 | CLS200,STANDARD,ROD VERSN,THREAD/FLANGE | 1546.06
7ML5630-1BM10-0JB0-ZY01 | CLS200,STANDARD,ROD VERSN,THREAD/FLANGE | 1643.1
7ML5630-1BN00-0DB0-ZY01 | CLS200,STANDARD,ROD VERSN,THREAD/FLANGE | 1833.21
7ML5630-1BN00-0GB0-ZY01 | CLS200,STANDARD,ROD VERSN,THREAD/FLANGE | 1833.21
7ML5630-1DA00-0DB0 | CLS200,STANDARD,ROD VERSN,THREAD/FLANGE | 1298.79
7ML5630-1DA00-0HA0 | CLS200,STANDARD,ROD VERSN,THREAD/FLANGE | 1082.11
7ML5630-1DA00-0JA0 | CLS200,STANDARD,ROD VERSN,THREAD/FLANGE | 1082.11
7ML5630-1DA00-0JB0 | CLS200,STANDARD,ROD VERSN,THREAD/FLANGE | 1082.11
7ML5630-1DC00-1DB0 | CLS200,STANDARD,ROD VERSN,THREAD/FLANGE | 1669.7
7ML5630-1DC00-1JB0 | CLS200,STANDARD,ROD VERSN,THREAD/FLANGE | 1453
7ML5630-1DD00-0DA0 | CLS200,STANDARD,ROD VERSN,THREAD/FLANGE | 1617.85
7ML5630-1DD00-0DB0 | CLS200,STANDARD,ROD VERSN,THREAD/FLANGE | 1617.85
7ML5631-0BA00-1HB0 | CLS200,STANDRD,CABLE VERSN,THREAD/FLANGE | 1302.78
7ML5631-0BA00-1HC0 | CLS200,STANDRD,CABLE VERSN,THREAD/FLANGE | 1389.19
7ML5631-0BA00-1JD0 | CLS200,STANDRD,CABLE VERSN,THREAD/FLANGE | 1389.19
7ML5631-0BA01-0HA0 | CLS200,STANDRD,CABLE VERSN,THREAD/FLANGE | 1441.04
7ML5631-0BA01-1EB0 | CLS200,STANDRD,CABLE VERSN,THREAD/FLANGE | 1819.92
7ML5631-0BC10-0HA0-ZY01 | CLS200,STANDRD,CABLE VERSN,THREAD/FLANGE | 1583.29
7ML5631-0BD00-0HA0 | CLS200,STANDRD,CABLE VERSN,THREAD/FLANGE | 1567.34
7ML5631-0BD00-0HA0-ZY01 | CLS200,STANDRD,CABLE VERSN,THREAD/FLANGE | 1567.34
7ML5631-0BD00-0JB0-ZY01 | CLS200,STANDRD,CABLE VERSN,THREAD/FLANGE | 1567.34
7ML5631-0CA00-0HB0-ZY15 | CLS200,STANDRD,CABLE VERSN,THREAD/FLANGE | 1290.82
7ML5631-0CC00-0CB0-ZY01 | CLS200,STANDRD,CABLE VERSN,THREAD/FLANGE | 1641.78
7ML5631-0CC00-0FA0-ZY01 | CLS200,STANDRD,CABLE VERSN,THREAD/FLANGE | 1604.55
7ML5631-0CD01-1JB0-ZY01Y15 | CLS200,STANDRD,CABLE VERSN,THREAD/FLANGE | 2000.71
7ML5631-0DA10-0HA0-ZC11Y15 | CLS200,STANDRD,CABLE VERSN,THREAD/FLANGE | 1499.53
7ML5631-0DA10-0JB0 | CLS200,STANDRD,CABLE VERSN,THREAD/FLANGE | 1385.21
7ML5631-0DA30-1HA0-ZC11 | CLS200,STANDRD,CABLE VERSN,THREAD/FLANGE | 2011.34
7ML5631-0DB00-0FA0 | CLS200,STANDRD,CABLE VERSN,THREAD/FLANGE | 1468.96
7ML5631-0DC00-0JD0-ZY01 | CLS200,STANDRD,CABLE VERSN,THREAD/FLANGE | 1649.75
7ML5631-0DC00-1CB0-ZY01 | CLS200,STANDRD,CABLE VERSN,THREAD/FLANGE | 1805.29
7ML5631-0DC10-0HA0-ZC11Y01Y15 | CLS200,STANDRD,CABLE VERSN,THREAD/FLANGE | 1780.04
7ML5631-0DC10-0HA0-ZY01 | CLS200,STANDRD,CABLE VERSN,THREAD/FLANGE | 1665.71
7ML5631-1AA00-1CB0-ZC11 | CLS200,STANDRD,CABLE VERSN,THREAD/FLANGE | 1456.99
7ML5631-1AA00-1DB0 | CLS200,STANDRD,CABLE VERSN,THREAD/FLANGE | 1498.2
7ML5631-1AA00-1JD0 | CLS200,STANDRD,CABLE VERSN,THREAD/FLANGE | 1358.63
7ML5631-1AA10-0CB0 | CLS200,STANDRD,CABLE VERSN,THREAD/FLANGE | 1411.8
7ML5631-1AC00-0HD0-ZY01 | CLS200,STANDRD,CABLE VERSN,THREAD/FLANGE | 1536.76
7ML5631-1AC00-0JA0-ZY01 | CLS200,STANDRD,CABLE VERSN,THREAD/FLANGE | 1450.34
7ML5631-1AC00-0JB0-ZY01 | CLS200,STANDRD,CABLE VERSN,THREAD/FLANGE | 1450.34
7ML5631-1AC00-0JB0-ZY15 | CLS200,STANDRD,CABLE VERSN,THREAD/FLANGE | 1519.48
7ML5631-1BA00-0HB0 | CLS200,STANDRD,CABLE VERSN,THREAD/FLANGE | 1200.42
7ML5631-1BA00-0HB0-ZC12Y15 | CLS200,STANDRD,CABLE VERSN,THREAD/FLANGE | 1373.25
7ML5631-1BA00-0HB0-ZY15 | CLS200,STANDRD,CABLE VERSN,THREAD/FLANGE | 1269.56
7ML5631-1BA00-0JA0 | CLS200,STANDRD,CABLE VERSN,THREAD/FLANGE | 1200.42
7ML5631-1BA00-0JA0-ZY01 | CLS200,STANDRD,CABLE VERSN,THREAD/FLANGE | 1200.42
7ML5631-1BB00-0JB0-ZY15 | CLS200,STANDRD,CABLE VERSN,THREAD/FLANGE | 1353.3
7ML5631-1BB00-1JB0 | CLS200,STANDRD,CABLE VERSN,THREAD/FLANGE | 1386.54
7ML5631-1BC00-0CB0-ZY01 | CLS200,STANDRD,CABLE VERSN,THREAD/FLANGE | 1620.51
7ML5631-1BC00-0CD0-ZY01 | CLS200,STANDRD,CABLE VERSN,THREAD/FLANGE | 1706.91
7ML5631-1BD00-0JB0-ZY01Y15 | CLS200,STANDRD,CABLE VERSN,THREAD/FLANGE | 1636.46
7ML5631-1BD00-1DB0-ZY01 | CLS200,STANDRD,CABLE VERSN,THREAD/FLANGE | 1895.69
7ML5631-1BD01-1DB0 | CLS200,STANDRD,CABLE VERSN,THREAD/FLANGE | 2136.31
7ML5631-1BD01-1DB0-ZY01 | CLS200,STANDRD,CABLE VERSN,THREAD/FLANGE | 2136.31
7ML5631-1DB00-0DD0 | CLS200,STANDRD,CABLE VERSN,THREAD/FLANGE | 1679
7ML5631-1DB00-0JA0 | CLS200,STANDRD,CABLE VERSN,THREAD/FLANGE | 1366.6
7ML5631-1DB00-0JB0 | CLS200,STANDRD,CABLE VERSN,THREAD/FLANGE | 1366.6
7ML5631-1DC00-0CB0 | CLS200,STANDRD,CABLE VERSN,THREAD/FLANGE | 1702.92
7ML5642-8DM30-0CB0-ZY01 | CLS200,DIGITAL,ROD VERSN,SANITARY CONN | 2754.47
7ML5642-8DN00-0EB0-ZY01 | CLS200,DIGITAL,ROD VERSN,SANITARY CONN | 2327.74
7ML5642-8EM00-0EB0-ZY01 | CLS200,DIGITAL,ROD VERSN,SANITARY CONN | 2301.15
7ML5642-8EN00-0EB0-ZY01 | CLS200,DIGITAL,ROD VERSN,SANITARY CONN | 2392.88
7ML5643-0DF10-0DA0 | CLS200-Sliding coupling - Digital (Profi | 2779.72
7ML5643-0DN10-1HB0-ZY01 | CLS200-Sliding coupling - Digital (Profi | 2980.45
7ML5643-1AC10-0LA0 | CLS200-Sliding coupling - Digital (Profi | 2266.58
7ML5643-1AF00-0LD0 | CLS200-Sliding coupling - Digital (Profi | 2415.47
7ML5643-3BP00-0ED0-ZY01 | CLS200-Sliding coupling - Digital (Profi | 2919.3
7ML5650-0AA00-0CA0 | CLS300,STANDARD,ROD VERSN,THREAD/FLANGE | 1462.32
7ML5650-0AA00-0DA0 | CLS300,STANDARD,ROD VERSN,THREAD/FLANGE | 1542.07
7ML5650-0AA00-0DB0 | CLS300,STANDARD,ROD VERSN,THREAD/FLANGE | 1542.07
7ML5650-0AA00-0HC0 | CLS300,STANDARD,ROD VERSN,THREAD/FLANGE | 1413.13
7ML5650-0AA00-0HC0-ZY15 | CLS300,STANDARD,ROD VERSN,THREAD/FLANGE | 1482.25
7ML5650-0AA00-0JA0 | CLS300,STANDARD,ROD VERSN,THREAD/FLANGE | 1325.39
7ML5650-0AA00-0JA0-ZY15 | CLS300,STANDARD,ROD VERSN,THREAD/FLANGE | 1394.51
7ML5650-0AA00-0JB0 | CLS300,STANDARD,ROD VERSN,THREAD/FLANGE | 1325.39
7ML5650-0AA10-0HC0-ZY15 | CLS300,STANDARD,ROD VERSN,THREAD/FLANGE | 1615.2
7ML5650-0AA10-0HD0 | CLS300,STANDARD,ROD VERSN,THREAD/FLANGE | 1546.06
7ML5650-0AA10-0JA0-ZY15 | CLS300,STANDARD,ROD VERSN,THREAD/FLANGE | 1527.45
7ML5650-0AA10-0JB0 | CLS300,STANDARD,ROD VERSN,THREAD/FLANGE | 1458.33
7ML5650-0AB00-0HA1-ZY15 | CLS300,STANDARD,ROD VERSN,THREAD/FLANGE | 1974.13
7ML5650-0AB00-0HB0 | CLS300,STANDARD,ROD VERSN,THREAD/FLANGE | 1405.14
7ML5650-0AB00-0HB0-ZY15 | CLS300,STANDARD,ROD VERSN,THREAD/FLANGE | 1474.28
7ML5650-0AB00-0HB1 | CLS300,STANDARD,ROD VERSN,THREAD/FLANGE | 1904.99
7ML5650-0AB10-0JB0 | CLS300,STANDARD,ROD VERSN,THREAD/FLANGE | 1538.08
7ML5650-0AB10-0KA0 | CLS300,STANDARD,ROD VERSN,THREAD/FLANGE | 1596.58
7ML5650-0AB11-0HA0 | CLS300,STANDARD,ROD VERSN,THREAD/FLANGE | 2271.89
7ML5650-0AC00-0CA2-ZC11 | CLS300,STANDARD,ROD VERSN,THREAD/FLANGE | 2208.09
7ML5650-0AC00-0DA0 | CLS300,STANDARD,ROD VERSN,THREAD/FLANGE | 1702.92
7ML5650-0AC00-0HA2-ZY15 | CLS300,STANDARD,ROD VERSN,THREAD/FLANGE | 2095.09
7ML5650-0AC00-0HB0 | CLS300,STANDARD,ROD VERSN,THREAD/FLANGE | 1486.24
7ML5650-0AC00-0HB2 | CLS300,STANDARD,ROD VERSN,THREAD/FLANGE | 2025.97
7ML5650-0AC00-0JA0 | CLS300,STANDARD,ROD VERSN,THREAD/FLANGE | 1486.24
7ML5650-0AD00-0HB0 | CLS300,STANDARD,ROD VERSN,THREAD/FLANGE | 1528.78
7ML5650-0AD00-0HD0 | CLS300,STANDARD,ROD VERSN,THREAD/FLANGE | 1616.53
7ML5650-0AD00-0JB2 | CLS300,STANDARD,ROD VERSN,THREAD/FLANGE | 2068.5
7ML5650-0AD10-0DA0 | CLS300,STANDARD,ROD VERSN,THREAD/FLANGE | 1878.41
7ML5650-0AE00-0HC0-ZY01Y15 | CLS300,STANDARD,ROD VERSN,THREAD/FLANGE | 1619.18
7ML5650-0AE00-0JC0 | CLS300,STANDARD,ROD VERSN,THREAD/FLANGE | 1550.05
7ML5650-0AE00-0JC0-ZY01 | CLS300,STANDARD,ROD VERSN,THREAD/FLANGE | 1550.05
7ML5650-0AE10-0FC0-ZY01Y15 | CLS300,STANDARD,ROD VERSN,THREAD/FLANGE | 1826.56
7ML5650-0AG00-0FA2 | CLS300,STANDARD,ROD VERSN,THREAD/FLANGE | 2197.46
7ML5650-0AG00-0FA2-ZY01 | CLS300,STANDARD,ROD VERSN,THREAD/FLANGE | 2197.46
7ML5650-0AG00-0FC0-ZY01 | CLS300,STANDARD,ROD VERSN,THREAD/FLANGE | 1745.47
7ML5650-0AG00-0HA0-ZY01 | CLS300,STANDARD,ROD VERSN,THREAD/FLANGE | 1583.29
7ML5650-0AG01-0CA0-ZY01 | CLS300,STANDARD,ROD VERSN,THREAD/FLANGE | 2454.03
7ML5652-0AD00-0HA0-ZY01 | CLS300,ANALOG,HIGH TEMP ROD,THREAD/FLANG | 2924.62
7ML5652-0AD00-0HB0 | CLS300,ANALOG,HIGH TEMP ROD,THREAD/FLANG | 2924.62
7ML5652-0AD00-0HB1 | CLS300,ANALOG,HIGH TEMP ROD,THREAD/FLANG | 3424.47
7ML5652-0AD00-0JA0 | CLS300,ANALOG,HIGH TEMP ROD,THREAD/FLANG | 2924.62
7ML5652-0BA00-0HA0-ZY15 | CLS300,ANALOG,HIGH TEMP ROD,THREAD/FLANG | 2798.34
7ML5652-0BB00-0HA0 | CLS300,ANALOG,HIGH TEMP ROD,THREAD/FLANG | 2871.45
7ML5652-0BB00-0HA0-ZY01 | CLS300,ANALOG,HIGH TEMP ROD,THREAD/FLANG | 2871.45
7ML5652-0BB00-0HB0-ZY15 | CLS300,ANALOG,HIGH TEMP ROD,THREAD/FLANG | 2940.58
7ML5652-0DA00-0JB0 | CLS300,ANALOG,HIGH TEMP ROD,THREAD/FLANG | 2810.3
7ML5652-0DB00-0FD1 | CLS300,ANALOG,HIGH TEMP ROD,THREAD/FLANG | 3614.57
7ML5652-0DB00-0GB1 | CLS300,ANALOG,HIGH TEMP ROD,THREAD/FLANG | 3556.08
7ML5652-0DB00-0HA0 | CLS300,ANALOG,HIGH TEMP ROD,THREAD/FLANG | 2952.54
7ML5652-0DB00-0HA0-ZC11 | CLS300,ANALOG,HIGH TEMP ROD,THREAD/FLANG | 2997.75
7ML5652-1BC00-0DD0 | CLS300,ANALOG,HIGH TEMP ROD,THREAD/FLANG | 3237.02
7ML5652-1BD00-0JC0 | CLS300,ANALOG,HIGH TEMP ROD,THREAD/FLANG | 3077.5
7ML5652-1DA00-0DA0 | CLS300,ANALOG,HIGH TEMP ROD,THREAD/FLANG | 3026.98
7ML5652-1DA00-0HA0 | CLS300,ANALOG,HIGH TEMP ROD,THREAD/FLANG | 2810.3
7ML5652-3AA00-0JB0-ZC12Y15 | CLS300,ANALOG,HIGH TEMP ROD,THREAD/FLANG | 2898.04
7ML5652-3AB00-0DA0-ZY15 | CLS300,ANALOG,HIGH TEMP ROD,THREAD/FLANG | 3153.28
7ML5652-3AB00-0DA1-ZY15 | CLS300,ANALOG,HIGH TEMP ROD,THREAD/FLANG | 3653.11
7ML5652-3AC00-0CB2 | CLS300,ANALOG,HIGH TEMP ROD,THREAD/FLANG | 3605.27
7ML5652-5AA00-0HA0 | CLS300,ANALOG,HIGH TEMP ROD,THREAD/FLANG | 3137.32
7ML5652-5AA00-0JA0-ZC11C12Y15 | CLS300,ANALOG,HIGH TEMP ROD,THREAD/FLANG | 3355.35
7ML5652-5AB00-0DA0 | CLS300,ANALOG,HIGH TEMP ROD,THREAD/FLANG | 3496.25
7ML5652-5BA00-0JA0 | CLS300,ANALOG,HIGH TEMP ROD,THREAD/FLANG | 3241.01
7ML5652-5GA00-0HA0 | CLS300,ANALOG,HIGH TEMP ROD,THREAD/FLANG | 3343.37
7ML5652-5GA00-0HA0-ZY15 | CLS300,ANALOG,HIGH TEMP ROD,THREAD/FLANG | 3412.51
7ML5652-5GA00-0JA0-ZC11C12Y15 | CLS300,ANALOG,HIGH TEMP ROD,THREAD/FLANG | 3561.4
7ML5652-5GB00-0DB0 | CLS300,ANALOG,HIGH TEMP ROD,THREAD/FLANG | 3702.3
7ML5652-5GC00-0DB0 | CLS300,ANALOG,HIGH TEMP ROD,THREAD/FLANG | 3763.47
7ML5652-5KD00-0EA0-ZS01 | CLS300,ANALOG,HIGH TEMP ROD,THREAD/FLANG | 4004.07
7ML5652-5KG00-0EA0-ZS01Y01 | CLS300,ANALOG,HIGH TEMP ROD,THREAD/FLANG | 4091.81
7ML5652-5KG00-0GA0-ZY01 | CLS300,ANALOG,HIGH TEMP ROD,THREAD/FLANG | 3925.65
7ML5652-5LA00-0GA0-ZC11 | CLS300,ANALOG,HIGH TEMP ROD,THREAD/FLANG | 3800.68
7ML5652-6EA00-0DB0 | CLS300,ANALOG,HIGH TEMP ROD,THREAD/FLANG | 3560.07
7ML5652-6EA00-0DB0-ZY01Y15 | CLS300,ANALOG,HIGH TEMP ROD,THREAD/FLANG | 3629.19
7ML5652-6EA00-0DB0-ZY15 | CLS300,ANALOG,HIGH TEMP ROD,THREAD/FLANG | 3629.19
7ML5652-6EA00-0JB0 | CLS300,ANALOG,HIGH TEMP ROD,THREAD/FLANG | 3343.37
7ML5660-0AA00-0HB0 | CLS300,DIGITAL,ROD VERSN,THREAD/FLANGE | 1737.49
7ML5660-0AA10-0HB0 | CLS300,DIGITAL,ROD VERSN,THREAD/FLANGE | 1870.44
7ML5660-0AA10-0HC0 | CLS300,DIGITAL,ROD VERSN,THREAD/FLANGE | 1958.16
7ML5660-0AA10-0JB0 | CLS300,DIGITAL,ROD VERSN,THREAD/FLANGE | 1870.44
7ML5660-0AB00-0JB1 | CLS300,DIGITAL,ROD VERSN,THREAD/FLANGE | 2317.09
7ML5660-1AA10-0DA0 | CLS300,DIGITAL,ROD VERSN,THREAD/FLANGE | 2133.65
7ML5660-1AB00-0JB0 | CLS300,DIGITAL,ROD VERSN,THREAD/FLANGE | 1851.82
7ML5660-1AD00-0JB0 | CLS300,DIGITAL,ROD VERSN,THREAD/FLANGE | 1975.46
7ML5660-1AE00-0JB0 | CLS300,DIGITAL,ROD VERSN,THREAD/FLANGE | 1908.98
7ML5671-0DA10-1AA0-ZY01 | LC300,STANDRD,STILLNG WELL,THREAD/FLANGE | 2878.09
7ML5671-0DA10-1AA0-ZY01Y15 | LC300,STANDRD,STILLNG WELL,THREAD/FLANGE | 2947.23
7ML5671-0DA10-1AB0-ZY01 | LC300,STANDRD,STILLNG WELL,THREAD/FLANGE | 2878.09
7ML5671-0DA10-1EC0-ZY01 | LC300,STANDRD,STILLNG WELL,THREAD/FLANGE | 3266.27
7ML5671-0DB10-1AB0-ZY01 | LC300,STANDRD,STILLNG WELL,THREAD/FLANGE | 3568.04
7ML5671-0DB11-1AA0-ZY01 | LC300,STANDRD,STILLNG WELL,THREAD/FLANGE | 4339.08
7ML5671-0DC00-1AA0-ZY01 | LC300,STANDRD,STILLNG WELL,THREAD/FLANGE | 4093.14
7ML5671-0DC00-1DA0-ZY01 | LC300,STANDRD,STILLNG WELL,THREAD/FLANGE | 4239.38
7ML5671-1DA00-1CB0-ZY01 | LC300,STANDRD,STILLNG WELL,THREAD/FLANGE | 2995.09
7ML5671-1DA01-1AB0-ZY01 | LC300,STANDRD,STILLNG WELL,THREAD/FLANGE | 3489.6
7ML5671-1DA10-1AB0-ZY01 | LC300,STANDRD,STILLNG WELL,THREAD/FLANGE | 2878.09
7ML5671-1DB00-1AA0-ZY01 | LC300,STANDRD,STILLNG WELL,THREAD/FLANGE | 3408.52
7ML5671-3DA00-1AB0-ZY01 | LC300,STANDRD,STILLNG WELL,THREAD/FLANGE | 2775.73
7ML5671-3DA00-1CB0-ZY01 | LC300,STANDRD,STILLNG WELL,THREAD/FLANGE | 3052.25
7ML5671-3DA00-1DB0-ZY01 | LC300,STANDRD,STILLNG WELL,THREAD/FLANGE | 2921.96
7ML5671-3DA01-1AC0-ZC11C12Y01 | LC300,STANDRD,STILLNG WELL,THREAD/FLANGE | 3807.32
7ML5671-5GA10-1AA0-ZY01Y15 | LC300,STANDRD,STILLNG WELL,THREAD/FLANGE | 3558.74
7ML5671-5GB00-1AA0-ZY01Y15 | LC300,STANDRD,STILLNG WELL,THREAD/FLANGE | 4089.16
7ML5671-5KB00-1EA0-ZY01 | LC300,STANDRD,STILLNG WELL,THREAD/FLANGE | 4445.43
7ML5671-5KB01-1CB0-ZC12Y01 | LC300,STANDRD,STILLNG WELL,THREAD/FLANGE | 5320.16
7ML5672-0DA10-0AB0-ZY01 | LC300,STANDARD,SS CABLE,THREAD/FLANGE | 2403.51
7ML5672-0DB00-0AA0 | LC300,STANDARD,SS CABLE,THREAD/FLANGE | 2295.83
7ML5672-0DB00-0AA0-ZC11Y01 | LC300,STANDARD,SS CABLE,THREAD/FLANGE | 2341.03
7ML5672-0DB00-0AA0-ZC11Y01Y15 | LC300,STANDARD,SS CABLE,THREAD/FLANGE | 2410.15
7ML5672-0DB00-0AA0-ZY01 | LC300,STANDARD,SS CABLE,THREAD/FLANGE | 2295.83
7ML5672-0DC00-0CB0-ZC11Y01Y15 | LC300,STANDARD,SS CABLE,THREAD/FLANGE | 2798.34
7ML5672-0DC10-0AA0-ZY01 | LC300,STANDARD,SS CABLE,THREAD/FLANGE | 2548.41
7ML5672-0DD00-0AA0-ZY01 | LC300,STANDARD,SS CABLE,THREAD/FLANGE | 2434.09
7ML5672-0DD00-0AB0-ZY01 | LC300,STANDARD,SS CABLE,THREAD/FLANGE | 2434.09
7ML5672-1DA00-0AB0 | LC300,STANDARD,SS CABLE,THREAD/FLANGE | 2225.38
7ML5672-1DA00-0AB0-ZY01 | LC300,STANDARD,SS CABLE,THREAD/FLANGE | 2225.38
7ML5672-1DA10-0AB0-ZY01 | LC300,STANDARD,SS CABLE,THREAD/FLANGE | 2403.51
7ML5672-1DB00-0AB0 | LC300,STANDARD,SS CABLE,THREAD/FLANGE | 2295.83
7ML5672-3DH00-0AB0-ZY01 | LC300,STANDARD,SS CABLE,THREAD/FLANGE | 2774.4
7ML5672-5DA00-0BA0-ZY01 | LC300,STANDARD,SS CABLE,THREAD/FLANGE | 2929.94
7ML5672-5DA10-0BA0-ZY01 | LC300,STANDARD,SS CABLE,THREAD/FLANGE | 3108.08
7ML5672-5DD00-0AA0 | LC300,STANDARD,SS CABLE,THREAD/FLANGE | 2975.14
7ML5672-6GC00-0AA0-ZY01Y15 | LC300,STANDARD,SS CABLE,THREAD/FLANGE | 3278.24
7ML5673-0DA00-1AA0-ZY01 | LC300,STANDARD,PFA CABLE,THREAD/FLANGE | 2529.79
7ML5673-0DA00-1AB0-ZY01 | LC300,STANDARD,PFA CABLE,THREAD/FLANGE | 2529.79
7ML5673-0DA00-1AB0-ZY01Y15 | LC300,STANDARD,PFA CABLE,THREAD/FLANGE | 2598.93
7ML5673-0DB00-1AD1-ZY01 | LC300,STANDARD,PFA CABLE,THREAD/FLANGE | 2999.07
7ML5673-0DB00-1CA0-ZY01 | LC300,STANDARD,PFA CABLE,THREAD/FLANGE | 2979.12
7ML5673-0DB10-1AB0-ZY01 | LC300,STANDARD,PFA CABLE,THREAD/FLANGE | 2862.14
7ML5673-0DC00-1AA0-ZY01 | LC300,STANDARD,PFA CABLE,THREAD/FLANGE | 2880.75
7ML5725-3AC22-3AA0 | SITRANS LPS200, COMPACT | 1442.37
7ML5725-3AC22-3AC0 | SITRANS LPS200, COMPACT | 1254.94
7ML5725-3AC32-2AC0 | SITRANS LPS200, COMPACT | 1285.5
7ML5725-3AJ12-2AD0-ZA20 | SITRANS LPS200, COMPACT | 1555.36
7ML5725-3EF12-5BA0 | SITRANS LPS200, COMPACT | 1383.88
7ML5725-3EF12-5BC0 | SITRANS LPS200, COMPACT | 1196.43
7ML5725-3EF13-2CC0 | SITRANS LPS200, COMPACT | 1152.58
7ML5725-3EF32-1AC0 | SITRANS LPS200, COMPACT | 1285.5
7ML5725-3KA22-1AD0 | SITRANS LPS200, COMPACT | 1286.83
7ML5725-3LC32-5AD0 | SITRANS LPS200, COMPACT | 1395.84
7ML5725-3LE12-3AC0 | SITRANS LPS200, COMPACT | 1219.04
7ML5725-3LE32-2AC0 | SITRANS LPS200, COMPACT | 1395.84
7ML5725-3LF12-5BC0 | SITRANS LPS200, COMPACT | 1306.78
7ML5725-4AF12-5BD0 | SITRANS LPS200, COMPACT | 1395.84
7ML5725-4AH13-2AC0 | SITRANS LPS200, COMPACT | 1633.8
7ML5725-4AK12-2AC0 | SITRANS LPS200, COMPACT | 1756.1
7ML5725-4EA12-5AD0 | SITRANS LPS200, COMPACT | 1308.11
7ML5725-5AA11-2AA0 | SITRANS LPS200, COMPACT | 677.98
7ML5725-5AA11-2AD0 | SITRANS LPS200, COMPACT | 490.55
7ML5725-5AA12-2AA0 | SITRANS LPS200, COMPACT | 745.79
7ML5725-5AB11-1AC0 | SITRANS LPS200, COMPACT | 490.55
7ML5725-5EE11-2AD0 | SITRANS LPS200, COMPACT | 490.55
7ML5725-5KC11-2AD0 | SITRANS LPS200, COMPACT | 522.44
7ML5725-5KC11-2DC0 | SITRANS LPS200, COMPACT | 535.73
7ML5725-5KC11-5FA0 | SITRANS LPS200, COMPACT | 732.48
7ML5725-6LC12-4AB0 | SITRANS LPS200, COMPACT | 700.59
7ML5726-1AA11-1AA1 | Sitrans LPS200, extended with protection | 877.38
7ML5672-3DC00-0AB0-ZY01 | LC300,STANDARD,SS CABLE,THREAD/FLANGE | 2434.09
7ML5672-3DG00-0AB0 | LC300,STANDARD,SS CABLE,THREAD/FLANGE | 2710.59
7ML5672-5DE00-0AA0 | LC300,STANDARD,SS CABLE,THREAD/FLANGE | 3046.93
7ML5672-5DF00-0AA0 | LC300,STANDARD,SS CABLE,THREAD/FLANGE | 3116.05
7ML5672-6CA00-0AB0-ZY01 | LC300,STANDARD,SS CABLE,THREAD/FLANGE | 2766.43
7ML5672-6EE00-0AB0-ZY01 | LC300,STANDARD,SS CABLE,THREAD/FLANGE | 3178.53
7ML5673-0DA01-1AA0-ZY01 | LC300,STANDARD,PFA CABLE,THREAD/FLANGE | 3300.84
7ML5673-0DB00-1AA0-ZY01 | LC300,STANDARD,PFA CABLE,THREAD/FLANGE | 2702.62
7ML5673-0DB00-1AB1-ZY01Y15 | LC300,STANDARD,PFA CABLE,THREAD/FLANGE | 2956.53
7ML5673-0DB00-1AD1-ZC11Y01Y15 | LC300,STANDARD,PFA CABLE,THREAD/FLANGE | 3113.4
7ML5673-0DC00-1AB0-ZY01 | LC300,STANDARD,PFA CABLE,THREAD/FLANGE | 2880.75
7ML5673-0DC00-1AB1-ZY01 | LC300,STANDARD,PFA CABLE,THREAD/FLANGE | 3065.54
7ML5725-3AC12-3AD0 | SITRANS LPS200, COMPACT | 1108.7
7ML5725-3AC12-5CC0 | SITRANS LPS200, COMPACT | 1124.65
7ML5725-3CC22-5BD0 | SITRANS LPS200, COMPACT | 1378.56
7ML5725-3CD12-1AA0 | SITRANS LPS200, COMPACT | 1332.03
7ML5725-3ED22-5AC0 | SITRANS LPS200, COMPACT | 1254.94
7ML5725-3EF11-1AC0 | SITRANS LPS200, COMPACT | 1040.89
7ML5725-3KC12-2AD0 | SITRANS LPS200, COMPACT | 1140.6
7ML5725-3LA12-5AC0 | SITRANS LPS200, COMPACT | 1219.04
7ML5725-3LC12-5AD0 | SITRANS LPS200, COMPACT | 1219.04
7ML5725-3LC32-2BD0 | SITRANS LPS200, COMPACT | 1483.58
7ML5725-3LH12-5DD0 | SITRANS LPS200, COMPACT | 1530.11
7ML5725-3NC22-2BC0 | SITRANS LPS200, COMPACT | 1474.28
7ML5725-4AB12-2AC0 | SITRANS LPS200, COMPACT | 1308.11
7ML5725-4AC12-5AC0 | SITRANS LPS200, COMPACT | 1308.11
7ML5725-4AF12-4AC0 | SITRANS LPS200, COMPACT | 1308.11
7ML5725-4EF12-4BC0 | SITRANS LPS200, COMPACT | 1395.84
7ML5725-4EK12-5AD0 | SITRANS LPS200, COMPACT | 1756.1
7ML5725-4LB12-2BD0 | SITRANS LPS200, COMPACT | 1506.17
7ML5725-4LC12-2AD0 | SITRANS LPS200, COMPACT | 1418.45
7ML5725-4NC12-2AD0 | SITRANS LPS200, COMPACT | 1439.71
7ML5725-5AC11-1AD0 | SITRANS LPS200, COMPACT | 490.55
7ML5725-5AC11-2AB0 | SITRANS LPS200, COMPACT | 677.98
7ML5725-5EC11-2AC0 | SITRANS LPS200, COMPACT | 490.55
7ML5725-5EE11-2AA0 | SITRANS LPS200, COMPACT | 677.98
7ML5725-5LA12-5CD0 | SITRANS LPS200, COMPACT | 684.62
7ML5725-5LC12-2AD0 | SITRANS LPS200, COMPACT | 668.67
7ML5725-6AC11-2AD0 | SITRANS LPS200, COMPACT | 335.01
7ML5725-6EE12-1AA0 | SITRANS LPS200, COMPACT | 590.25
7ML5725-6LC11-2AD0 | SITRANS LPS200, COMPACT | 445.35
7ML5726-1AA12-2BB2 | Sitrans LPS200, extended with protection | 1011.66
7ML5726-1AA21-1AA2 | Sitrans LPS200, extended with protection | 1010.33
7ML5726-1AB11-3BA3 | Sitrans LPS200, extended with protection | 700.59
7ML5726-1AB12-1BA4 | Sitrans LPS200, extended with protection | 763.06
7ML5726-1AB32-1BA2 | Sitrans LPS200, extended with protection | 1016.97
7ML5726-1AC12-2AA1 | Sitrans LPS200, extended with protection | 939.86
7ML5726-1AD21-4AA3-ZA35 | Sitrans LPS200, extended with protection | 1068.82
7ML5726-1AD22-4BA4-ZA35 | Sitrans LPS200, extended with protection | 1131.3
7ML5726-1CB12-4BA4 | Sitrans LPS200, extended with protection | 820.22
7ML5726-1CB12-4BB3 | Sitrans LPS200, extended with protection | 892
7ML5726-1EB22-2BB4 | Sitrans LPS200, extended with protection | 967.79
7ML5726-1EC12-2BA1 | Sitrans LPS200, extended with protection | 939.86
7ML5726-1EH11-4BA3 | Sitrans LPS200, extended with protection | 1048.88
7ML5726-1EJ12-4BF3-ZY14 | Sitrans LPS200, extended with protection | 1398.5
7ML5726-1KB12-2BA4 | Sitrans LPS200, extended with protection | 786.98
3WL1112-2BB46-4GA2 | WITHDRAWABLE CIRCUIT BREAKER | 13713.95
3WL1112-2BB47-1AA2 | WITHDRAWABLE CIRCUIT BREAKER | 11867.31
3WL1112-2BB48-3AA2 | WITHDRAWABLE CIRCUIT BREAKER | 11741.41
3WL1112-2CB31-4GA4-ZK07 | FIXED-MOUNTED CIRCUIT BREAKER | 9910
3WL1112-2CB31-4GN2 | FIXED-MOUNTED CIRCUIT BREAKER | 9844.25
3WL1112-2CB32-1AM2 | FIXED-MOUNTED CIRCUIT BREAKER | 7075.48
3WL1112-2CB32-1AN2-ZK07 | FIXED-MOUNTED CIRCUIT BREAKER | 7198.16
3WL1112-2CB32-1BJ4 | FIXED-MOUNTED CIRCUIT BREAKER | 7793.94
3WL1112-2CB32-1FA2-ZC22 | FIXED-MOUNTED CIRCUIT BREAKER | 7211
3WL1112-2CB32-3GA4 | FIXED-MOUNTED CIRCUIT BREAKER | 7728.98
3WL1112-2CB32-3GN4 | FIXED-MOUNTED CIRCUIT BREAKER | 8149.16
3WL1112-2CB32-4AS4 | FIXED-MOUNTED CIRCUIT BREAKER | 10017.45
3WL1112-2CB32-4BA4-ZK07 | FIXED-MOUNTED CIRCUIT BREAKER | 9468.99
3WL1112-2CB32-4GN2 | FIXED-MOUNTED CIRCUIT BREAKER | 9403.23
3WL1112-2CB32-4GP2 | FIXED-MOUNTED CIRCUIT BREAKER | 9452.15
3WL1112-2CB32-5FF2-ZC22 | FIXED-MOUNTED CIRCUIT BREAKER | 9538.74
3WL1112-2CB32-5FM4-ZC22 | FIXED-MOUNTED CIRCUIT BREAKER | 9966.94
3WL1112-2CB32-6BJ4 | FIXED-MOUNTED CIRCUIT BREAKER | 9766.48
3WL1112-2CB33-1AA2-ZK07 | FIXED-MOUNTED CIRCUIT BREAKER | 7219
3WL1112-2CB33-4GA2 | FIXED-MOUNTED CIRCUIT BREAKER | 9424.08
3WL1112-2CB33-4GN2 | FIXED-MOUNTED CIRCUIT BREAKER | 9844.25
3WL1112-2CB33-6AN2 | FIXED-MOUNTED CIRCUIT BREAKER | 9489.03
3WL1112-2CB34-1AM2 | FIXED-MOUNTED CIRCUIT BREAKER | 7516.49
3WL1112-2CB34-1AP2 | FIXED-MOUNTED CIRCUIT BREAKER | 7565.41
3WL1112-2CB34-4AG2 | FIXED-MOUNTED CIRCUIT BREAKER | 9424.08
3WL1112-2CB34-4AN2 | FIXED-MOUNTED CIRCUIT BREAKER | 9489.03
3WL1112-2CB34-4GN2 | FIXED-MOUNTED CIRCUIT BREAKER | 9844.25
3WL1112-2CB34-5AM2 | FIXED-MOUNTED CIRCUIT BREAKER | 9489.03
3WL1112-2CB34-5FA2 | FIXED-MOUNTED CIRCUIT BREAKER | 9424.08
3WL1112-2CB35-1AN2 | WITHDRAWABLE CIRCUIT BREAKER | 7492.44
3WL1112-2CB35-1GA2-ZK07 | WITHDRAWABLE CIRCUIT BREAKER | 7550.17
3WL1112-2CB35-4GN2 | WITHDRAWABLE CIRCUIT BREAKER | 9820.2
3WL1112-2CB35-5FA4 | WITHDRAWABLE CIRCUIT BREAKER | 9763.27
3WL1112-2CB36-1AG2 | WITHDRAWABLE CIRCUIT BREAKER | 8678.37
3WL1112-2CB36-1AM2 | WITHDRAWABLE CIRCUIT BREAKER | 8743.31
3WL1112-2CB36-1AS2 | WITHDRAWABLE CIRCUIT BREAKER | 9349.51
3WL1112-2CB36-1EA4 | WITHDRAWABLE CIRCUIT BREAKER | 9066.46
3WL1112-2CB36-1FA4 | WITHDRAWABLE CIRCUIT BREAKER | 9041.6
3WL1112-2CB36-1GS2 | WITHDRAWABLE CIRCUIT BREAKER | 9704.73
3WL1112-2CB36-2GA4 | WITHDRAWABLE CIRCUIT BREAKER | 9396.82
3WL1112-2CB36-4AN4 | WITHDRAWABLE CIRCUIT BREAKER | 11079.09
3WL1112-2CB36-4AS2 | WITHDRAWABLE CIRCUIT BREAKER | 11322.05
3WL1112-2CB36-4GA4 | WITHDRAWABLE CIRCUIT BREAKER | 11014.14
3WL1112-2CB36-4GG2 | WITHDRAWABLE CIRCUIT BREAKER | 11006.13
3WL1112-2CB36-5AM2 | WITHDRAWABLE CIRCUIT BREAKER | 10715.85
3WL1112-2CB36-5FA2 | WITHDRAWABLE CIRCUIT BREAKER | 10650.91
3WL1006-2AA04-0AA0 | Fixed-mounted non-aut. air circuit-b. | 2830.51
3WL1006-2AA11-0AA0 | Fixed-mounted non-aut. air circuit-b. | 4281.85
3WL1006-2AA23-0AA0 | Fixed-mounted non-aut. air circuit-b. | 3816.79
3WL1006-2AA25-0AA0 | Fixed-mounted non-aut. air circuit-b. | 4273.83
3WL1006-2AA35-0AA0 | Withdraw. non-aut. circuit-breaker | 4009.22
3WL1006-2AA41-0AA0 | Withdraw. non-aut. circuit-breaker | 6005.81
3WL1006-2AA54-0AA0 | Withdraw. non-aut. circuit-breaker | 6767.56
3WL1006-2AB01-0AA0 | Fixed-mounted circuit breaker | 4041.3
3WL1006-2AB40-0AA0 | Withdrawable circuit breaker | 5661.03
3WL1006-2AB42-0AA0 | Withdrawable circuit breaker | 7384.99
3WL1006-2AC12-0AA0 | Fixed-mounted circuit breaker | 5805.35
3WL1006-2AC31-0AA0 | Withdrawable circuit breaker | 5372.36
3WL1006-2AE03-4HB0-ZA07 | Fixed-mounted circuit breaker | 6334.57
3WL1006-2AE12-0AA0 | Fixed-mounted circuit breaker | 6366.64
3WL1006-2BF23-0AA0 | Fixed-mounted circuit breaker | 6840.54
3WL1006-2CE02-0AA0 | Fixed-mounted circuit breaker | 5749.23
3WL1006-2CE32-0AA0 | Withdrawable circuit breaker | 6952
3WL1006-2CE41-0AA0 | Withdrawable circuit breaker | 9125
3WL1006-2DE31-0AA0 | Withdrawable circuit breaker | 6952
3WL1006-2DE40-0AA0 | Withdrawable circuit breaker | 7393.01
3WL1006-3AA05-0AA0 | Fixed-mounted non-aut. air circuit-b. | 3199.36
3WL1006-3AA12-0AA0 | Fixed-mounted non-aut. air circuit-b. | 5131.8
3WL1006-3AA22-0AA0 | Fixed-mounted non-aut. air circuit-b. | 5131.8
3WL1006-3AA24-0AA0 | Fixed-mounted non-aut. air circuit-b. | 5364.34
3WL1006-3AA40-0AA0 | Withdraw. non-aut. circuit-breaker | 5861.49
3WL1006-3AA42-0AA0 | Withdraw. non-aut. circuit-breaker | 7577.43
3WL1006-3AA55-0AA0 | Withdraw. non-aut. circuit-breaker | 7809.97
3WL1006-3AB02-0AA0 | Fixed-mounted circuit breaker | 4610.61
3WL1006-3AB32-0AA0 | Withdrawable circuit breaker | 6126.1
3WL1006-3AB41-0AA0 | Withdrawable circuit breaker | 8980.66
3WL1006-3AC31-0AA0 | Withdrawable circuit breaker | 6278.44
3WL1006-3AC40-0AA0 | Withdrawable circuit breaker | 7384.99
3WL1006-3AE30-0AA0 | Withdrawable circuit breaker | 5644.99
3WL1006-3AE32-0AA0 | Withdrawable circuit breaker | 6847.75
3WL1006-3CE01-0AA0 | Fixed-mounted circuit breaker | 6326.56
3WL1006-3CE11-0AA0 | Fixed-mounted circuit breaker | 8250.98
3WL1006-3CE30-0AA0 | Withdrawable circuit breaker | 6671.34
3WL1006-3CE42-0AA0 | Withdrawable circuit breaker | 10728.69
3WL1006-3DE02-0AA0 | Fixed-mounted circuit breaker | 6326.56
3WL1006-3DE41-0AA0 | Withdrawable circuit breaker | 10728.69
3WL1008-1AB01-0AA0 | Fixed-mounted circuit breaker | 4121.49
3WL1008-1AB30-0AA0 | Withdrawable circuit breaker | 4177.61
3WL1008-1AB32-0AA0 | Withdrawable circuit breaker | 5356.33
3WL1008-1AB41-0AA0 | Withdrawable circuit breaker | 7577.43
3WL1008-1AC12-0AA0 | Fixed-mounted circuit breaker | 5725.18
3WL1008-1AC31-0AA0 | Withdrawable circuit breaker | 5484.62
3WL1008-1AE11-0AA0 | Fixed-mounted circuit breaker | 6262.42
3WL1008-1AE30-0AA0 | Withdrawable circuit breaker | 4867.19
3WL1008-1CE02-0AA0 | Fixed-mounted circuit breaker | 5837.43
3WL1008-1CE12-0AA0 | Fixed-mounted circuit breaker | 7288.77
3WL1008-1CE41-0AA0 | Withdrawable circuit breaker | 9365.55
3WL1008-1DE01-0AA0 | Fixed-mounted circuit breaker | 5837.43
3WL1008-1DE40-0AA0 | Withdrawable circuit breaker | 7577.43
3WL1008-1DE42-0AA0 | Withdrawable circuit breaker | 9365.55
3WL1008-2AA12-0AA0 | Fixed-mounted non-aut. air circuit-b. | 4458.26
3WL1008-2AA14-0AA0 | Fixed-mounted non-aut. air circuit-b. | 4690.8
3WL1008-2AA24-0AA0 | Fixed-mounted non-aut. air circuit-b. | 4690.8
3WL1008-2AA30-0AA0 | Withdraw. non-aut. circuit-breaker | 3063.04
3WL1008-2AA42-0AA0 | Withdraw. non-aut. circuit-breaker | 6623.24
3WL1008-2AA45-0AA0 | Withdraw. non-aut. circuit-breaker | 6855.78
3WL1008-2AB02-0AA0 | Fixed-mounted circuit breaker | 4281.85
3WL1008-2AB11-0AA0 | Fixed-mounted circuit breaker | 5853.47
3WL1008-2AB40-0AA0 | Withdrawable circuit breaker | 6294.49
3WL1008-2AB42-0AA0 | Withdrawable circuit breaker | 8002.4
3WL1008-2AC30-0AA0 | Withdrawable circuit breaker | 4578.54
3WL1008-2AC32-0AA0 | Withdrawable circuit breaker | 5765.26
3WL1008-2AE04-0AA0 | Fixed-mounted circuit breaker | 5147.85
3WL1008-2AE12-0AA0 | Fixed-mounted circuit breaker | 6543.05
3WL1008-2AE41-0AA0 | Withdrawable circuit breaker | 8740.1
3WL1008-2CE01-0AA0 | Fixed-mounted circuit breaker | 6013.84
3WL1008-2CE40-0AA0 | Withdrawable circuit breaker | 8010.43
3WL1008-2CE42-0AA0 | Withdrawable circuit breaker | 9766.48
3WL1008-2DE32-0AA0 | Withdrawable circuit breaker | 7336.87
3WL1008-2DE41-0AA0 | Withdrawable circuit breaker | 9766.48
3WL1008-3AA03-0AA0 | Fixed-mounted non-aut. air circuit-b. | 2942.77
3WL1008-3AA05-0AA0 | Fixed-mounted non-aut. air circuit-b. | 3287.57
3WL1008-3AA22-0AA0 | Fixed-mounted non-aut. air circuit-b. | 5260.11
3WL1008-3AA24-0AA0 | Fixed-mounted non-aut. air circuit-b. | 5476.6
3WL1008-3AA40-0AA0 | Withdraw. non-aut. circuit-breaker | 6086.01
3WL1008-3AA42-0AA0 | Withdraw. non-aut. circuit-breaker | 7809.97
3WL1008-3AA52-0AA0 | Withdraw. non-aut. circuit-breaker | 7809.97
3WL1008-3AA55-0AA0 | Withdraw. non-aut. circuit-breaker | 8010.43
3WL1008-3AB32-0AA0 | Withdrawable circuit breaker | 6278.44
3WL1008-3AB41-0AA0 | Withdrawable circuit breaker | 9221.22
3WL1008-3AC31-0AA0 | Withdrawable circuit breaker | 6422.78
3WL1008-3AC40-0AA0 | Withdrawable circuit breaker | 7617.53
3WL1008-3AE02-0AA7 | Fixed-mounted circuit breaker | 5665.04
3WL1008-3AE12-0AA0 | Fixed-mounted circuit breaker | 7344.9
3WL1008-3CE01-0AA0 | Fixed-mounted circuit breaker | 6406.74
3WL1008-3CE11-0AA0 | Fixed-mounted circuit breaker | 8371.25
3WL1008-3CE42-0AA0 | Withdrawable circuit breaker | 10889.05
3WL1008-3DE02-0AA0 | Fixed-mounted circuit breaker | 6406.74
3WL1008-3DE32-0AA0 | Withdrawable circuit breaker | 7986.38
3WL1008-3DE41-0AA0 | Withdrawable circuit breaker | 10889.05
3WL1010-1AB01-0AA0 | Fixed-mounted circuit breaker | 4289.88
3WL1010-1AB12-0AA0 | Fixed-mounted circuit breaker | 5869.5
3WL1010-1AB31-0AA0 | Withdrawable circuit breaker | 5636.97
3WL1010-1AC05-1KB0 | Fixed-mounted circuit breaker | 6445.23
3WL1010-1AC12-0AA0 | Fixed-mounted circuit breaker | 6013.84
3WL1010-1AC41-0AA0 | Withdrawable circuit breaker | 8178.81
3WL1010-1AE01-0AA0 | Fixed-mounted circuit breaker | 4995.49
3WL1010-1AE11-0AA0 | Fixed-mounted circuit breaker | 6559.1
3WL1010-1AE40-0AA0 | Withdrawable circuit breaker | 7008.12
3WL1010-1AE42-0AA0 | Withdrawable circuit breaker | 8820.29
3WL1010-1CE32-0AA0 | Withdrawable circuit breaker | 7352.92
3WL1010-1CE41-0AA0 | Withdrawable circuit breaker | 9846.65
3WL1010-1DE12-0AA0 | Fixed-mounted circuit breaker | 7585.45
3WL1010-1DE31-0AA0 | Withdrawable circuit breaker | 7352.92
3VL7112-1KN30-2PA0 | CIRCUIT-BREAKER VL UL | 7325.03
3VL7112-1VM30-0AE1 | CIRCUIT-BREAKER VL UL | 10167.25
3VL7112-2KN30-2HE1 | CIRCUIT-BREAKER VL UL | 8138.12
3VL7112-2PE30-2PE1 | CIRCUIT-BREAKER VL UL | 8792.26
3VL7180-2PH30-2GA0 | CIRCUIT-BREAKER VL UL | 7979.16
3VL7190-1KN30-0AE1 | CIRCUIT-BREAKER VL UL | 6065.81
3VL7190-3KN30-8CC1 | CIRCUIT-BREAKER VL UL | 7806.46
3VL8114-1KN30-8RA0 | CIRCUIT-BREAKER VL UL | 9130.44
3VL8116-1KN30-0AC1 | CIRCUIT-BREAKER VL UL | 9534.7
3VL8116-2KE30-2GE1 | CIRCUIT-BREAKER VL UL | 10427.6
3VL8116-2KE30-2KE1 | CIRCUIT-BREAKER VL UL | 10427.6
3VL8116-2KN30-2GE1 | CIRCUIT-BREAKER VL UL | 10689.24
3VL8116-2KN30-8VE1 | CIRCUIT-BREAKER VL UL | 10663.08
3VL8116-2PB30-0AE1 | CIRCUIT-BREAKER VL UL | 11083.03
3VL8116-3PB30-0AC1 | CIRCUIT-BREAKER VL UL | 12216.66
3WL1106-3EB36-4GA4 | WITHDRAWABLE CIRCUIT BREAKER | 11342.89
3WL1106-3EB38-1AA2 | WITHDRAWABLE CIRCUIT BREAKER | 8651.91
3WL1106-3EB41-1AA2 | FIXED-MOUNTED CIRCUIT BREAKER | 9790.53
3WL1106-3EB46-1AA2 | WITHDRAWABLE CIRCUIT BREAKER | 12765.37
3WL1106-3EB46-5FA4 | WITHDRAWABLE CIRCUIT BREAKER | 15456.36
3WL1106-3EG32-1AA2 | FIXED-MOUNTED CIRCUIT BREAKER | 7777.89
3WL1106-3EG32-4GA4 | FIXED-MOUNTED CIRCUIT BREAKER | 10468.89
3WL1106-3EG35-1AA2 | WITHDRAWABLE CIRCUIT BREAKER | 8403.33
3WL1106-3EG35-4GA4 | WITHDRAWABLE CIRCUIT BREAKER | 11094.33
3WL1106-3EG36-4GP2 | WITHDRAWABLE CIRCUIT BREAKER | 12659.53
3WL1106-3EG36-5FM4 | WITHDRAWABLE CIRCUIT BREAKER | 12973.86
3WL1106-3EG41-1AA2 | FIXED-MOUNTED CIRCUIT BREAKER | 11001.32
3WL1106-3EG43-1AA2 | FIXED-MOUNTED CIRCUIT BREAKER | 11001.32
3WL1106-3FB32-1AA2 | FIXED-MOUNTED CIRCUIT BREAKER | 6976.05
3WL1106-3FB32-3AA4 | FIXED-MOUNTED CIRCUIT BREAKER | 7694.51
3WL1106-3FB32-4GP4 | FIXED-MOUNTED CIRCUIT BREAKER | 10136.12
3WL1106-3FB33-1AA2 | FIXED-MOUNTED CIRCUIT BREAKER | 7441.12
3WL1106-3FB35-4GA4-ZC22K07 | WITHDRAWABLE CIRCUIT BREAKER | 10615.63
3WL1106-3FB36-1AA2 | WITHDRAWABLE CIRCUIT BREAKER | 9060.85
3WL1106-3FB36-4GN2 | WITHDRAWABLE CIRCUIT BREAKER | 11808.77
3WL1106-3FB36-4GP2 | WITHDRAWABLE CIRCUIT BREAKER | 11857.68
3WL1106-3FB38-1AA2 | WITHDRAWABLE CIRCUIT BREAKER | 9060.85
3WL1106-3FB38-4GA4 | WITHDRAWABLE CIRCUIT BREAKER | 11751.83
3WL1106-3FG32-1AA2 | FIXED-MOUNTED CIRCUIT BREAKER | 8234.95
3WL1106-3FG32-4GA4 | FIXED-MOUNTED CIRCUIT BREAKER | 10925.94
3WL1106-3FG34-1AA2 | FIXED-MOUNTED CIRCUIT BREAKER | 8700.02
3WL1106-3FG35-1FA4 | WITHDRAWABLE CIRCUIT BREAKER | 9578.83
3WL1106-3FG36-4GP4 | WITHDRAWABLE CIRCUIT BREAKER | 13479.81
3WL1106-3FG37-1AA2 | WITHDRAWABLE CIRCUIT BREAKER | 10784.81
3WL1106-3FG47-1AA2 | WITHDRAWABLE CIRCUIT BREAKER | 14994.5
3WL1106-3NB32-1AA2 | FIXED-MOUNTED CIRCUIT BREAKER | 9325.46
3WL1106-3NB36-4GA2 | WITHDRAWABLE CIRCUIT BREAKER | 13738
3WL1106-3NB38-1AA2 | WITHDRAWABLE CIRCUIT BREAKER | 11410.25
3WL1106-3NG36-4GT4 | WITHDRAWABLE CIRCUIT BREAKER | 16442.63
3WL1106-3NG37-1AA2 | WITHDRAWABLE CIRCUIT BREAKER | 13086.1
3WL1106-4AA42-1AA2 | FIXED-MOUNT NON-AUT. CIRCUIT-B. | 7128.41
3WL1106-4BB32-6BA4-ZK07 | FIXED-MOUNTED CIRCUIT BREAKER | 9003.92
3WL1106-4CB36-1AA2 | WITHDRAWABLE CIRCUIT BREAKER | 8651.91
3WL1106-4CB42-1AA2 | FIXED-MOUNTED CIRCUIT BREAKER | 9205.17
3WL1106-2CB33-4BJ2 | FIXED-MOUNTED CIRCUIT BREAKER | 8408.95
3WL1106-2CB34-1AA2 | FIXED-MOUNTED CIRCUIT BREAKER | 5661.03
3WL1106-2CB34-3GA2 | FIXED-MOUNTED CIRCUIT BREAKER | 6371.45
3WL1106-2CB35-1AA2 | WITHDRAWABLE CIRCUIT BREAKER | 5877.52
3WL1106-2CB35-1AT2 | WITHDRAWABLE CIRCUIT BREAKER | 7008.12
3WL1106-2CB35-5FA4 | WITHDRAWABLE CIRCUIT BREAKER | 8568.52
3WL1106-2CB36-1AA4 | WITHDRAWABLE CIRCUIT BREAKER | 7555.78
3WL1106-2CB36-1BA2 | WITHDRAWABLE CIRCUIT BREAKER | 7547.77
3WL1106-2CB36-1BJ4 | WITHDRAWABLE CIRCUIT BREAKER | 8331.17
3WL1106-2CB36-3GA2 | WITHDRAWABLE CIRCUIT BREAKER | 7902.98
3WL1106-2CB36-4AA4 | WITHDRAWABLE CIRCUIT BREAKER | 9528.32
3WL1106-2CB36-4AS4-ZC11 | WITHDRAWABLE CIRCUIT BREAKER | 10632.22
3WL1106-2CB36-4BA4 | WITHDRAWABLE CIRCUIT BREAKER | 9883.54
3WL1106-2CB36-4GA4 | WITHDRAWABLE CIRCUIT BREAKER | 9883.54
3WL1106-2CB36-4GG2 | WITHDRAWABLE CIRCUIT BREAKER | 9875.52
3WL1106-2CB36-4GT4 | WITHDRAWABLE CIRCUIT BREAKER | 11014.14
3WL1106-2CB36-5AM4 | WITHDRAWABLE CIRCUIT BREAKER | 9948.49
3WL1106-2CB36-6BB2 | WITHDRAWABLE CIRCUIT BREAKER | 9875.52
3WL1106-2CB37-1AA2 | WITHDRAWABLE CIRCUIT BREAKER | 7665.64
3WL1106-2CB37-4AG2 | WITHDRAWABLE CIRCUIT BREAKER | 9993.39
3WL1106-2CB37-4BA4 | WITHDRAWABLE CIRCUIT BREAKER | 10356.63
3WL1106-2CB37-4GJ2 | WITHDRAWABLE CIRCUIT BREAKER | 10413.56
3WL1106-2CB38-1GA2 | WITHDRAWABLE CIRCUIT BREAKER | 7547.77
3WL1106-2CB38-4GA2 | WITHDRAWABLE CIRCUIT BREAKER | 9520.31
3WL1106-2CB42-1AN2 | FIXED-MOUNTED CIRCUIT BREAKER | 7853.27
3WL1106-2CB42-2FA2 | FIXED-MOUNTED CIRCUIT BREAKER | 8143.53
3WL1106-2CB42-4GM2 | FIXED-MOUNTED CIRCUIT BREAKER | 10181.03
7ML5726-1AA11-1AA4 | Sitrans LPS200, extended with protection | 700.59
7ML5726-1AA12-2BA2 | Sitrans LPS200, extended with protection | 939.86
7ML5726-1AB12-2BA2 | Sitrans LPS200, extended with protection | 939.86
7ML5726-1AB12-2BA3 | Sitrans LPS200, extended with protection | 763.06
7ML5726-1AB12-4BA2-ZY14 | Sitrans LPS200, extended with protection | 1012.99
7ML5726-1AB12-4BA3 | Sitrans LPS200, extended with protection | 785.65
7ML5726-1AE11-4AA3 | Sitrans LPS200, extended with protection | 902.65
7ML5726-1AJ12-4BF3-ZY14 | Sitrans LPS200, extended with protection | 1398.5
7ML5726-1CA12-2BA2 | Sitrans LPS200, extended with protection | 974.43
7ML5726-1CB12-2BA2 | Sitrans LPS200, extended with protection | 974.43
7ML5726-1CB12-2BB2 | Sitrans LPS200, extended with protection | 1046.21
7ML5726-1ED12-2BA1 | Sitrans LPS200, extended with protection | 939.86
7ML5726-1ED12-2BB1 | Sitrans LPS200, extended with protection | 1011.66
7ML5726-1ED12-4BA1 | Sitrans LPS200, extended with protection | 962.47
7ML5726-1ED13-1CA3 | Sitrans LPS200, extended with protection | 898.66
7ML5726-1LA11-4AA2 | Sitrans LPS200, extended with protection | 1005.01
7ML5726-1LA12-4BA4 | Sitrans LPS200, extended with protection | 890.67
7ML5726-1LB11-2BA4 | Sitrans LPS200, extended with protection | 805.6
7ML5726-1LB11-3AA4 | Sitrans LPS200, extended with protection | 805.6
7ML5726-1LD12-3BB2 | Sitrans LPS200, extended with protection | 1116.68
7ML5726-1LD12-3BB3 | Sitrans LPS200, extended with protection | 939.86
7ML5726-1LF12-4AA4 | Sitrans LPS200, extended with protection | 1171.18
7ML5726-1NA12-2BA2 | Sitrans LPS200, extended with protection | 1060.84
6FX8002-5CN61-1DB0 | POWER CABLE PREASSEMBLED | 1475.19
6FX8002-5CN61-1DC0 | POWER CABLE PREASSEMBLED | 1510.61
6FX8002-5CN61-1EF0 | POWER CABLE PREASSEMBLED | 1970.56
6FX8002-5CN61-1EG0 | POWER CABLE PREASSEMBLED | 2005.92
6FX8002-5CN61-1EH0 | POWER CABLE PREASSEMBLED | 2041.3
6FX8002-5CN61-1EJ0 | POWER CABLE PREASSEMBLED | 2076.7
6FX8002-5CN61-1GC0 | POWER CABLE PREASSEMBLED | 2572.03
6FX8002-5CN61-1GD0 | POWER CABLE PREASSEMBLED | 2607.39
6FX8002-5CN61-1GE0 | POWER CABLE PREASSEMBLED | 2642.8
6FX8002-5CN61-1GF0 | POWER CABLE PREASSEMBLED | 2678.16
6FX8002-5CN61-1HK0 | POWER CABLE PREASSEMBLED | 3173.48
6FX8002-5CN61-1CH0 | POWER CABLE PREASSEMBLED | 1333.75
6FX8002-5CN64-1AA0 | POWER CABLE PREASSEMBLED | 238.13
6FX8002-5CN64-1AB0 | POWER CABLE PREASSEMBLED | 273.47
6FX8002-5CN64-1CD0 | POWER CABLE PREASSEMBLED | 1051.9
6FX8002-5CN64-1CE0 | POWER CABLE PREASSEMBLED | 1087.29
6FX8002-5CN64-1CG0 | POWER CABLE PREASSEMBLED | 1158.04
6FX8002-5CN64-1CJ0 | POWER CABLE PREASSEMBLED | 1228.81
6FX8002-5CN64-1EE0 | POWER CABLE PREASSEMBLED | 1794.86
6FX8002-5CN64-1EF0 | POWER CABLE PREASSEMBLED | 1830.23
6FX8002-5CN64-1EG0 | POWER CABLE PREASSEMBLED | 1865.59
6FX8002-5CN64-1EH0 | POWER CABLE PREASSEMBLED | 1900.99
6FX8002-5CN64-1GD0 | POWER CABLE PREASSEMBLED | 2467.07
6FX8002-5CN64-1GE0 | POWER CABLE PREASSEMBLED | 2502.47
6FX8002-5CN64-1GF0 | POWER CABLE PREASSEMBLED | 2537.85
6FX8002-5CN64-1GG0 | POWER CABLE PREASSEMBLED | 2573.21
6FX8002-5CN64-1HK0 | POWER CABLE PREASSEMBLED | 3033.14
6FX8002-5CN64-1CH0 | POWER CABLE PREASSEMBLED | 1193.42
6FX8002-5CN66-1BF0 | POWER CABLE PREASSEMBLED | 707.85
6FX8002-5CP10-1AH0 | POWER CABLE, PREASSEMBLED | 348.7
6FX8002-5CP10-1BC0 | POWER CABLE, PREASSEMBLED | 419.37
6FX8002-5CP10-1CH0 | POWER CABLE, PREASSEMBLED | 631.56
6FX8002-5CP11-1AB0 | POWER CABLE, PREASSEMBLED | 320.73
6FX8002-5CP11-1AH0 | POWER CABLE, PREASSEMBLED | 405.62
6FX8002-5CP11-1AJ0 | POWER CABLE, PREASSEMBLED | 419.77
7ML5726-1LA11-2BA3 | Sitrans LPS200, extended with protection | 805.6
7ML5726-1LB12-1BA2 | Sitrans LPS200, extended with protection | 1044.88
7ML5726-1LB12-1BB2 | Sitrans LPS200, extended with protection | 1116.68
7ML5726-1LC11-1AA2 | Sitrans LPS200, extended with protection | 982.4
7ML5726-1LC12-1BB2 | Sitrans LPS200, extended with protection | 1116.68
7ML5726-1NB12-3BB2-ZK01 | Sitrans LPS200, extended with protection | 1205.75
6FX8002-5CN61-1DE0 | POWER CABLE PREASSEMBLED | 1581.39
6FX8002-5CN61-1DG0 | POWER CABLE PREASSEMBLED | 1652.13
6FX8002-5CN61-1EB0 | POWER CABLE PREASSEMBLED | 1828.98
6FX8002-5CN61-1ED0 | POWER CABLE PREASSEMBLED | 1899.79
6FX8002-5CN61-1FA0 | POWER CABLE PREASSEMBLED | 2147.43
6FX8002-5CN61-1FC0 | POWER CABLE PREASSEMBLED | 2218.18
6FX8002-5CN61-1FK0 | POWER CABLE PREASSEMBLED | 2465.89
6FX8002-5CN61-1GB0 | POWER CABLE PREASSEMBLED | 2536.6
6FX8002-5CN61-1GG0 | POWER CABLE PREASSEMBLED | 2713.53
6FX8002-5CN61-1GJ0 | POWER CABLE PREASSEMBLED | 2784.32
6FX8002-5CN61-1HF0 | POWER CABLE PREASSEMBLED | 3031.93
6FX8002-5CN61-1HH0 | POWER CABLE PREASSEMBLED | 3102.67
6FX8002-5CN64-1AE0 | POWER CABLE PREASSEMBLED | 379.68
6FX8002-5CN64-1AJ0 | POWER CABLE PREASSEMBLED | 521.19
6FX8002-5CN64-1BH5 | POWER CABLE PREASSEMBLED | 874.92
6FX8002-5CN64-1CB0 | POWER CABLE PREASSEMBLED | 981.09
6FX8002-5CN64-1DB0 | POWER CABLE PREASSEMBLED | 1334.87
6FX8002-5CN64-1DD0 | POWER CABLE PREASSEMBLED | 1405.66
6FX8002-5CN64-1EA0 | POWER CABLE PREASSEMBLED | 1653.31
6FX8002-5CN64-1ED0 | POWER CABLE PREASSEMBLED | 1759.45
6FX8002-5CN64-1EJ0 | POWER CABLE PREASSEMBLED | 1936.37
6FX8002-5CN64-1FB0 | POWER CABLE PREASSEMBLED | 2042.42
6FX8002-5CN64-1FJ0 | POWER CABLE PREASSEMBLED | 2290.16
6FX8002-5CN64-1GB0 | POWER CABLE PREASSEMBLED | 2396.26
6FX8002-5CN64-1GJ0 | POWER CABLE PREASSEMBLED | 2644
6FX8002-5CN64-1HA0 | POWER CABLE PREASSEMBLED | 2714.69
6FX8002-5CN64-1HF0 | POWER CABLE PREASSEMBLED | 2891.61
6FX8002-5CN64-1HH0 | POWER CABLE PREASSEMBLED | 2962.35
6FX8002-5CP10-1BD0 | POWER CABLE, PREASSEMBLED | 433.53
6FX8002-5CP10-1BF5 | POWER CABLE, PREASSEMBLED | 475.94
6FX8002-5CP10-1CF0 | POWER CABLE, PREASSEMBLED | 603.22
6FX8002-5CP10-1FA0 | POWER CABLE, PREASSEMBLED | 956.75
6FX8002-5CP11-1AK0 | POWER CABLE, PREASSEMBLED | 433.89
6FX8002-5CP11-1BJ0 | POWER CABLE, PREASSEMBLED | 561.21
6FX8002-5CP11-1FA0 | POWER CABLE, PREASSEMBLED | 1013.7
6FX8002-5CP16-1AC5 | POWER CABLE PREASSEMBLED | 272.14
6FX8002-5CP20-1AF0 | POWER CABLE, PREASSEMBLED | 341.18
6FX8002-5CP20-1CF0 | POWER CABLE, PREASSEMBLED | 694.75
6FX8002-5CP21-1BF0 | POWER CABLE, PREASSEMBLED | 574.4
6FX8002-5CP21-1BH0 | POWER CABLE, PREASSEMBLED | 609.71
6FX8002-5CP21-1DE0 | POWER CABLE, PREASSEMBLED | 910.27
6FX8002-5CP21-1FD0 | POWER CABLE, PREASSEMBLED | 1246.07
6FX8002-5CP21-2AA0 | POWER CABLE, PREASSEMBLED | 2076.85
6FX8002-5CP41-1AJ0 | POWER CABLE, PREASSEMBLED | 571.82
6FX8002-5CP41-1BH0 | POWER CABLE, PREASSEMBLED | 858.75
6FX8002-5CP41-1DF0 | POWER CABLE, PREASSEMBLED | 1432.72
6FX8002-5CP41-1EA0 | POWER CABLE, PREASSEMBLED | 1592.13
6FX8002-5CP42-1CC0 | POWER CABLE, PREASSEMBLED | 1021.85
6FX8002-5CP43-1BA0 | POWER CABLE, PREASSEMBLED | 723.02
6FX8002-5CP46-1BH0 | POWER CABLE PREASSEMBLED | 670
6FX8002-5CQ28-1AC5 | POWER CABLE EXTENSION | 436.35
6FX8002-5CQ28-1BF0 | POWER CABLE EXTENSION | 590.96
6SL3520-3XR10-3AF0 | G115D WM IP65/66 380..480V 0,37kW FSA C2 | 1532.49
6SL3520-3XR10-5AF0 | G115D WM IP65/66 380..480V 0,55kW FSA C2 | 1547.71
6SL3520-3XR10-7AF0 | G115D WM IP65/66 380..480V 0,75kW FSA C2 | 1578.16
7ML5725-4GM12-4AC0 | SITRANS LPS200, COMPACT | 2115.03
7ML5725-4CH12-5AC0 | SITRANS LPS200, COMPACT | 1641.78
7ML5725-4LA12-5AC0 | SITRANS LPS200, COMPACT | 1418.45
7ML5725-4LA12-5AD0 | SITRANS LPS200, COMPACT | 1418.45
7ML5725-5AC11-2BD0 | SITRANS LPS200, COMPACT | 578.27
7ML5725-5AC11-3AB0 | SITRANS LPS200, COMPACT | 677.98
7ML5725-5AC11-4AD0 | SITRANS LPS200, COMPACT | 490.55
7ML5725-5AL11-2AD0 | SITRANS LPS200, COMPACT | 1079.45
7ML5725-6AC12-2AB0 | SITRANS LPS200, COMPACT | 590.25
7ML5725-6AC12-2AD0 | SITRANS LPS200, COMPACT | 402.8
7ML5725-6ED11-1AD0 | SITRANS LPS200, COMPACT | 335.01
7ML5725-6ED12-5AC0 | SITRANS LPS200, COMPACT | 402.8
7ML5726-1AA21-2AA2 | Sitrans LPS200, extended with protection | 1010.33
7ML5726-1AA22-1AA2 | Sitrans LPS200, extended with protection | 1072.81
7ML5726-1AA22-1BA2 | Sitrans LPS200, extended with protection | 1072.81
7ML5726-1AA22-2AA2 | Sitrans LPS200, extended with protection | 1072.81
7ML5726-1AA22-2BA2 | Sitrans LPS200, extended with protection | 1072.81
7ML5726-1AC12-3BA4 | Sitrans LPS200, extended with protection | 763.06
7ML5726-1AC12-4BA1 | Sitrans LPS200, extended with protection | 962.47
7ML5726-1AD11-4AA3 | Sitrans LPS200, extended with protection | 723.18
7ML5726-1AD12-4BA2 | Sitrans LPS200, extended with protection | 962.47
7ML5726-1CB12-4BB4 | Sitrans LPS200, extended with protection | 892
7ML5726-1CC12-2BA1 | Sitrans LPS200, extended with protection | 974.43
7ML5726-1CD12-2BA2 | Sitrans LPS200, extended with protection | 974.43
7ML5726-1EB12-4BA2 | Sitrans LPS200, extended with protection | 962.47
7ML5726-1GB12-4BA4 | Sitrans LPS200, extended with protection | 820.22
7ML5726-1GC12-2BA1 | Sitrans LPS200, extended with protection | 974.43
7ML5726-1GC12-2BA3 | Sitrans LPS200, extended with protection | 797.63
7ML5726-1GC12-3BB3 | Sitrans LPS200, extended with protection | 869.41
7ML5726-1LB12-2BA3 | Sitrans LPS200, extended with protection | 868.08
7ML5726-1LB12-2BB4 | Sitrans LPS200, extended with protection | 939.86
7ML5726-1LB13-2CA3 | Sitrans LPS200, extended with protection | 1003.68
7ML5726-1LB21-2AA2 | Sitrans LPS200, extended with protection | 1115.35
6FX8002-5CN61-1DH0 | POWER CABLE PREASSEMBLED | 1687.53
6FX8002-5CN61-1DJ0 | POWER CABLE PREASSEMBLED | 1722.91
6FX8002-5CN61-1DK0 | POWER CABLE PREASSEMBLED | 1758.32
6FX8002-5CN61-1EA0 | POWER CABLE PREASSEMBLED | 1793.65
6FX8002-5CN61-1FD0 | POWER CABLE PREASSEMBLED | 2253.56
6FX8002-5CN61-1FE0 | POWER CABLE PREASSEMBLED | 2288.94
6FX8002-5CN61-1FF0 | POWER CABLE PREASSEMBLED | 2324.34
6FX8002-5CN61-1FG0 | POWER CABLE PREASSEMBLED | 2359.7
6FX8002-5CN61-1FH0 | POWER CABLE PREASSEMBLED | 2395.1
6FX8002-5CN61-1HA0 | POWER CABLE PREASSEMBLED | 2855.01
6FX8002-5CN61-1HB0 | POWER CABLE PREASSEMBLED | 2890.33
6FX8002-5CN61-1HC0 | POWER CABLE PREASSEMBLED | 2925.77
6FX8002-5CN61-1HD0 | POWER CABLE PREASSEMBLED | 2961.13
6FX8002-5CN64-1AJ5 | POWER CABLE PREASSEMBLED | 556.52
6FX8002-5CN64-1BB0 | POWER CABLE PREASSEMBLED | 627.25
6FX8002-5CN64-1BE0 | POWER CABLE PREASSEMBLED | 733.45
6FX8002-5CN64-1BG0 | POWER CABLE PREASSEMBLED | 804.21
6FX8002-5CN64-1DF0 | POWER CABLE PREASSEMBLED | 1476.45
6FX8002-5CN64-1DG0 | POWER CABLE PREASSEMBLED | 1511.81
6FX8002-5CN64-1DH0 | POWER CABLE PREASSEMBLED | 1547.21
6FX8002-5CN64-1DJ0 | POWER CABLE PREASSEMBLED | 1582.59
6FX8002-5CN64-1FD0 | POWER CABLE PREASSEMBLED | 2113.25
6FX8002-5CN64-1FE0 | POWER CABLE PREASSEMBLED | 2148.63
6FX8002-5CN64-1FF0 | POWER CABLE PREASSEMBLED | 2184.02
6FX8002-5CN64-1FG0 | POWER CABLE PREASSEMBLED | 2219.38
6FX8002-5CN64-1HB0 | POWER CABLE PREASSEMBLED | 2750.01
6FX8002-5CN64-1HC0 | POWER CABLE PREASSEMBLED | 2785.44
6FX8002-5CN64-1HD0 | POWER CABLE PREASSEMBLED | 2820.8
6FX8002-5CN64-1HE0 | POWER CABLE PREASSEMBLED | 2856.21
6FX8002-5CP10-1BH5 | POWER CABLE, PREASSEMBLED | 504.27
6FX8002-5CP10-1BJ0 | POWER CABLE, PREASSEMBLED | 504.26
6FX8002-5CP10-1CB0 | POWER CABLE, PREASSEMBLED | 546.65
6FX8002-5CP10-1CC0 | POWER CABLE, PREASSEMBLED | 560.77
6FX8002-5CP11-1CG0 | POWER CABLE, PREASSEMBLED | 674.27
6FX8002-5CP11-1CJ0 | POWER CABLE, PREASSEMBLED | 702.63
6FX8002-5CP11-1DH0 | POWER CABLE, PREASSEMBLED | 829.87
6FX8002-5CP11-1EA0 | POWER CABLE, PREASSEMBLED | 872.23
6FX8002-5CP11-1EJ0 | POWER CABLE, PREASSEMBLED | 985.39
6FX8002-5CP21-1AG0 | POWER CABLE, PREASSEMBLED | 415.23
6FX8002-5CP21-1AJ0 | POWER CABLE, PREASSEMBLED | 450.64
6FX8002-5CP21-1BC0 | POWER CABLE, PREASSEMBLED | 521.29
6FX8002-5CP21-1BD0 | POWER CABLE, PREASSEMBLED | 539
6FX8002-5CP26-1CF0 | POWER CABLE PREASSEMBLED | 585.1
6FX8002-5CP26-1FA0 | POWER CABLE PREASSEMBLED | 933.49
6FX8002-5CP41-1AE0 | POWER CABLE, PREASSEMBLED | 444.24
6FX8002-5CP41-1AG0 | POWER CABLE, PREASSEMBLED | 508.05
6FX8002-5CP42-1CE0 | POWER CABLE, PREASSEMBLED | 1085.59
6FX8002-5CP42-1CF0 | POWER CABLE, PREASSEMBLED | 1117.5
6FX8002-5CP42-1CJ0 | POWER CABLE, PREASSEMBLED | 1213.16
6FX8002-5CP42-1FA0 | POWER CABLE, PREASSEMBLED | 1914.62
6SL3520-3XR05-5AF0 | G115D WM IP65/66 380...480V 5,5kW FSC C2 | 2924.12
6SL3520-3XR07-5AB0 | G115D WM IP65/66 380...480V 7,5kW FSC C2 | 3046.66
6SL3520-3XR07-5AF0 | G115D WM IP65/66 380...480V 7,5kW FSC C2 | 3487.35
6SL3520-3XR10-3AB0 | G115D WM IP65/66 380..480V 0,37kW FSA C2 | 1091.8
6SL3520-3XR14-0AB0 | G115D WM IP65/66 380...480V 4kW FSB C2 | 2004.84
6SL3520-3XR14-0AF0 | G115D WM IP65/66 380...480V 4kW FSB C2 | 2445.55
6SL3520-3XR15-5AB0 | G115D WM IP65/66 380...480V 5,5kW FSC C2 | 2445.97
6SL3520-3XR15-5AF0 | G115D WM IP65/66 380...480V 5,5kW FSC C2 | 2886.66
6SL3521-0XR02-2AF0 | G115D WM IP65/66 380...480V 2,2kW FSB C2 | 1989.78
6SL3521-0XR03-0AB0 | G115D WM IP65/66 380...480V 3kW FSB C2 | 1724.14
6SL3521-0XR03-0AF0 | G115D WM IP65/66 380...480V 3kW FSB C2 | 2164.83
6SL3521-0XR04-0AB0 | G115D WM IP65/66 380...480V 4kW FSB C2 | 2005.75
6SL3521-0XR11-1AF0 | G115D WM IP65/66 380...480V 1,1kW FSA C2 | 1640.56
6SL3521-0XR11-5AB0 | G115D WM IP65/66 380...480V 1,5kW FSA C2 | 1298.82
6SL3521-0XR11-5AF0 | G115D WM IP65/66 380...480V 1,5kW FSA C2 | 1739.52
6SL3521-0XR12-2AB0 | G115D WM IP65/66 380...480V 2,2kW FSB C2 | 1511.65
6SL3521-0XR12-2AF0 | G115D WM IP65/66 380...480V 2,2kW FSB C2 | 1952.33
6SL3521-1XR00-7AB0 | G115D WM IP65/66 380..480V 0,75kW FSA C2 | 1244.78
6SL3521-1XR00-7AF0 | G115D WM IP65/66 380..480V 0,75kW FSA C2 | 1685.49
6SL3521-1XR01-1AB0 | G115D WM IP65/66 380...480V 1,1kW FSA C2 | 1343.72
6SL3521-1XR01-1AF0 | G115D WM IP65/66 380...480V 1,1kW FSA C2 | 1784.43
6SL3521-1XR10-3AF0 | G115D WM IP65/66 380..480V 0,37kW FSA C2 | 1602.36
6SL3521-1XR10-5AB0 | G115D WM IP65/66 380..480V 0,55kW FSA C2 | 1176.87
6SL3521-1XR10-5AF0 | G115D WM IP65/66 380..480V 0,55kW FSA C2 | 1617.58
6SL3521-1XR10-7AB0 | G115D WM IP65/66 380..480V 0,75kW FSA C2 | 1207.32
6SL3521-1XR17-5AB0 | G115D WM IP65/66 380...480V 7,5kW FSC C2 | 3079.07
6SL3521-1XR17-5AF0 | G115D WM IP65/66 380...480V 7,5kW FSC C2 | 3519.76
7MB2123-0PG00-1DP1 | ULTRAMAT 6E - 2C | 39842.11
7MB2123-0PG00-1NH1-ZY11 | ULTRAMAT 6E - 2C | 42157.88
7MB2123-0SF20-1PF1 | ULTRAMAT 6E - 2C | 43635.9
7MB2123-0XD00-1CT1-ZY17 | ULTRAMAT 6E - 2C | 40442.86
7MB2123-0XD00-1ND1 | ULTRAMAT 6E - 2C | 41265.81
7MB2123-0XD00-1ND1-ZY12 | ULTRAMAT 6E - 2C | 42584.16
3WL1106-2CB43-1AA2 | FIXED-MOUNTED CIRCUIT BREAKER | 8074.57
3WL1106-2CB45-1AA2 | WITHDRAWABLE CIRCUIT BREAKER | 8515.59
3WL1106-2CB46-1GA2 | WITHDRAWABLE CIRCUIT BREAKER | 10610.82
3WL1106-2CB46-4GA2 | WITHDRAWABLE CIRCUIT BREAKER | 12583.35
3WL1106-2CB67-4AG2-ZR15R21T40 | WITHDRAWABLE CIRCUIT BREAKER | 10987.69
3WL1106-2DG31-1GA2 | FIXED-MOUNTED CIRCUIT BREAKER | 7010.54
3WL1106-2DG32-4GA4 | FIXED-MOUNTED CIRCUIT BREAKER | 8913.3
3WL1106-2DG32-4GN4 | FIXED-MOUNTED CIRCUIT BREAKER | 9333.48
3WL1106-2DG32-4GP4 | FIXED-MOUNTED CIRCUIT BREAKER | 9382.39
3WL1106-2DG35-4BG2-ZK07 | WITHDRAWABLE CIRCUIT BREAKER | 9677.47
3WL1106-2DG36-1AA2 | WITHDRAWABLE CIRCUIT BREAKER | 8186.84
3WL1106-2DG36-4GP2 | WITHDRAWABLE CIRCUIT BREAKER | 10983.67
3WL1106-2DG36-5FA2 | WITHDRAWABLE CIRCUIT BREAKER | 10514.6
3WL1106-2DG41-1AA2 | FIXED-MOUNTED CIRCUIT BREAKER | 9068.87
3WL1106-2DG42-6BS4 | FIXED-MOUNTED CIRCUIT BREAKER | 12144.73
3WL1106-2DG46-4GA2 | WITHDRAWABLE CIRCUIT BREAKER | 13577.64
3WL1106-2DG47-1AA2 | WITHDRAWABLE CIRCUIT BREAKER | 11891.36
3WL1106-2EB32-1AA2-ZF40 | FIXED-MOUNTED CIRCUIT BREAKER | 5719.88
3WL1106-2EB32-1GA2 | FIXED-MOUNTED CIRCUIT BREAKER | 6008.23
3WL1106-2EB32-4GN2 | FIXED-MOUNTED CIRCUIT BREAKER | 8400.93
3WL1106-2EB32-4GP2 | FIXED-MOUNTED CIRCUIT BREAKER | 8449.84
3WL1106-2EB33-1AA2 | FIXED-MOUNTED CIRCUIT BREAKER | 6086.01
3WL1106-2EB33-4AN4 | FIXED-MOUNTED CIRCUIT BREAKER | 8841.95
3WL1106-2EB35-1BA2 | WITHDRAWABLE CIRCUIT BREAKER | 6657.71
3WL1106-2EB35-2AM2 | WITHDRAWABLE CIRCUIT BREAKER | 7077.89
3WL1106-2EB35-5FA2 | WITHDRAWABLE CIRCUIT BREAKER | 8630.25
3WL1106-2EB36-1AA2 | WITHDRAWABLE CIRCUIT BREAKER | 7617.53
3WL1106-2EB36-4BA4 | WITHDRAWABLE CIRCUIT BREAKER | 10308.51
3WL1106-2EB36-4GA4 | WITHDRAWABLE CIRCUIT BREAKER | 10308.51
3WL1106-2EB36-4GT2 | WITHDRAWABLE CIRCUIT BREAKER | 11075.88
3WL1106-2EB36-5FA4 | WITHDRAWABLE CIRCUIT BREAKER | 10308.51
3WL1106-2EB38-4GA4 | WITHDRAWABLE CIRCUIT BREAKER | 10308.51
3WL1106-2EB41-1AA2 | FIXED-MOUNTED CIRCUIT BREAKER | 8499.56
3WL1106-2EB43-1AA2 | FIXED-MOUNTED CIRCUIT BREAKER | 8499.56
3WL1106-2EB45-1AA2 | WITHDRAWABLE CIRCUIT BREAKER | 8940.56
7ML5431-0GD20-1DC0 | SITRANS LR250 | 5369.34
7ML5431-0GD20-1DC1 | SITRANS LR250 | 5253.69
7ML5431-0GD20-1DG1 | SITRANS LR250 | 5308.2
7ML5431-0GD20-1HA0-ZY15 | SITRANS LR250 | 5312.18
7ML5431-0GD20-1HF0-ZN07 | SITRANS LR250 | 5714.98
7ML5431-0HA20-1BA0 | SITRANS LR250 | 4678.06
7ML5501-0AC51-ZC12 | Pointek CLS100, SS Process Connection | 901.32
7ML5501-0AC60-ZA22 | Pointek CLS100, SS Process Connection | 1074.13
7ML5501-0EA11 | Pointek CLS100, SS Process Connection | 499.85
7ML5501-0EA61 | Pointek CLS100, SS Process Connection | 733.81
7ML5501-0EC11 | Pointek CLS100, SS Process Connection | 619.49
7ML5501-0EC50 | Pointek CLS100, SS Process Connection | 724.51
7ML5501-0JA51 | Pointek CLS100, SS Process Connection | 728.49
7ML5501-0JC60 | Pointek CLS100, SS Process Connection | 852.13
7ML5610-0AD21 | Pointek CLS 100 - Plastic Version | 481.23
7ML5610-0BD10 | Pointek CLS 100 - Plastic Version | 390.84
7ML5630-0AA00-0CB0-ZY15 | CLS200,STANDARD,ROD VERSN,THREAD/FLANGE | 1144.59
7ML5630-0AA00-0DB0 | CLS200,STANDARD,ROD VERSN,THREAD/FLANGE | 1159.22
7ML5630-0AA00-0DB0-ZC11C12Y15 | CLS200,STANDARD,ROD VERSN,THREAD/FLANGE | 1377.23
7ML5630-0AA00-0DD0-ZC11Y15 | CLS200,STANDARD,ROD VERSN,THREAD/FLANGE | 1353.3
7ML5630-0AA00-0EB0 | CLS200,STANDARD,ROD VERSN,THREAD/FLANGE | 1204.42
7ML5630-0AA00-0GD0 | CLS200,STANDARD,ROD VERSN,THREAD/FLANGE | 1238.97
7ML5630-0AA00-0HA0-ZY15 | CLS200,STANDARD,ROD VERSN,THREAD/FLANGE | 1011.66
6FX8002-5CP16-1AF0 | POWER CABLE PREASSEMBLED | 294.8
6FX8002-5CP16-1AG0 | POWER CABLE PREASSEMBLED | 306.1
6FX8002-5CP16-1BE0 | POWER CABLE PREASSEMBLED | 396.64
6FX8002-5CP16-1EF0 | POWER CABLE PREASSEMBLED | 747.34
6FX8002-5CP21-1DF0 | POWER CABLE, PREASSEMBLED | 927.97
6FX8002-5CP21-1DH0 | POWER CABLE, PREASSEMBLED | 963.26
6FX8002-5CP21-1DK0 | POWER CABLE, PREASSEMBLED | 998.66
6FX8002-5CP21-1ED0 | POWER CABLE, PREASSEMBLED | 1069.32
6FX8002-5CP41-1BJ0 | POWER CABLE, PREASSEMBLED | 890.66
6FX8002-5CP41-1CC0 | POWER CABLE, PREASSEMBLED | 1018.17
6FX8002-5CP41-1CG0 | POWER CABLE, PREASSEMBLED | 1145.74
6FX8002-5CP41-1DC0 | POWER CABLE, PREASSEMBLED | 1337.07
6FX8002-5CP47-1CD0 | POWER CABLE PREASSEMBLED | 823.64
6FX8002-5CP47-1CH0 | POWER CABLE PREASSEMBLED | 924.24
6FX8002-5CQ15-1AC5 | POWER CABLE EXTENSION | 310.63
6FX8002-5CQ15-1AG0 | POWER CABLE EXTENSION | 355.32
6SL3520-3XR11-1AB0 | G115D WM IP65/66 380...480V 1,1kW FSA C2 | 1236.43
6SL3520-3XR11-1AF0 | G115D WM IP65/66 380...480V 1,1kW FSA C2 | 1677.11
6SL3520-3XR11-5AB0 | G115D WM IP65/66 380...480V 1,5kW FSA C2 | 1335.37
6SL3520-3XR11-5AF0 | G115D WM IP65/66 380...480V 1,5kW FSA C2 | 1776.05
6SL3521-0XR00-5AB0 | G115D WM IP65/66 380..480V 0,55kW FSA C2 | 1107.94
6SL3521-0XR00-5AF0 | G115D WM IP65/66 380..480V 0,55kW FSA C2 | 1548.62
6SL3521-0XR00-7AB0 | G115D WM IP65/66 380..480V 0,75kW FSA C2 | 1138.39
6SL3521-0XR00-7AF0 | G115D WM IP65/66 380..480V 0,75kW FSA C2 | 1579.07
6SL3521-0XR01-1AB0 | G115D WM IP65/66 380...480V 1,1kW FSA C2 | 1237.3
6SL3521-0XR07-5AF0 | G115D WM IP65/66 380...480V 7,5kW FSC C2 | 3450.8
6SL3521-0XR10-3AB0 | G115D WM IP65/66 380..480V 0,37kW FSA C2 | 1055.25
6SL3521-0XR10-3AF0 | G115D WM IP65/66 380..480V 0,37kW FSA C2 | 1495.95
6SL3521-0XR10-5AB0 | G115D WM IP65/66 380..480V 0,55kW FSA C2 | 1070.49
6SL3521-0XR15-5AB0 | G115D WM IP65/66 380...480V 5,5kW FSC C2 | 2409.44
6SL3521-0XR15-5AF0 | G115D WM IP65/66 380...480V 5,5kW FSC C2 | 2850.12
6SL3521-0XR17-5AB0 | G115D WM IP65/66 380...480V 7,5kW FSC C2 | 2972.67
6SL3521-0XR17-5AF0 | G115D WM IP65/66 380...480V 7,5kW FSC C2 | 3413.35
6SL3521-1XR03-0AB0 | G115D WM IP65/66 380...480V 3kW FSB C2 | 1830.55
6SL3521-1XR03-0AF0 | G115D WM IP65/66 380...480V 3kW FSB C2 | 2271.23
6SL3521-1XR04-0AB0 | G115D WM IP65/66 380...480V 4kW FSB C2 | 2112.14
6SL3521-1XR04-0AF0 | G115D WM IP65/66 380...480V 4kW FSB C2 | 2552.84
6SL3521-1XR05-5AB0 | G115D WM IP65/66 380...480V 5,5kW FSC C2 | 2553.29
6SL3521-1XR11-5AF0 | G115D WM IP65/66 380...480V 1,5kW FSA C2 | 1845.92
6SL3521-1XR12-2AB0 | G115D WM IP65/66 380...480V 2,2kW FSB C2 | 1618.03
6SL3521-1XR12-2AF0 | G115D WM IP65/66 380...480V 2,2kW FSB C2 | 2058.74
6SL3521-1XR13-0AB0 | G115D WM IP65/66 380...480V 3kW FSB C2 | 1793.1
7MB2123-0PH20-1ND4-ZY17Y18 | ULTRAMAT 6E - 2C | 46954.02
7MB2123-0PH20-1NH4 | ULTRAMAT 6E - 2C | 42503.52
7MB2123-0QE50-1QW1 | ULTRAMAT 6E - 2C | 45140.24
7MB2123-0QE60-1QE1 | ULTRAMAT 6E - 2C | 45428.27
7MB2123-0XD20-1NC1-ZY17 | ULTRAMAT 6E - 2C | 44155.99
7MB2123-0XD20-1NC4 | ULTRAMAT 6E - 2C | 42213.84
7MB2123-0XD20-1NK4 | ULTRAMAT 6E - 2C | 40870.8
7MB2123-0XD20-1PE0 | ULTRAMAT 6E - 2C | 41728.3
7MB2123-0XD20-1XG4-ZY17Y18 | ULTRAMAT 6E - 2C | 43138.84
7MB2123-0XD20-1XH4 | ULTRAMAT 6E - 2C | 39254.53
7MB2123-0XD21-1PE4 | ULTRAMAT 6E - 2C | 43983.18
7MB2123-0XD23-1CP1-ZY17 | ULTRAMAT 6E - 2C | 45413.45
7MB2123-0XD23-1PE4 | ULTRAMAT 6E - 2C | 46236.4
7MB2123-1AA60-1CA1 | ULTRAMAT 6E - 2C | 42584.16
7MB2123-1AA60-1CE3 | ULTRAMAT 6E - 2C | 42098.62
7MB2123-1AA63-1CE3 | ULTRAMAT 6E - 2C | 46606.72
7MB2123-1AB00-0AF1-ZA31Y12 | ULTRAMAT 6E - 2C | 41455.09
6SL3520-3XR12-2AB0 | G115D WM IP65/66 380...480V 2,2kW FSB C2 | 1548.17
6SL3520-3XR13-0AB0 | G115D WM IP65/66 380...480V 3kW FSB C2 | 1723.23
6SL3520-3XR17-5AF0 | G115D WM IP65/66 380...480V 7,5kW FSC C2 | 3449.9
6SL3521-0XR00-3AF0 | G115D WM IP65/66 380..480V 0,37kW FSA C2 | 1533.4
6SL3521-0XR01-5AB0 | G115D WM IP65/66 380...480V 1,5kW FSA C2 | 1336.28
6SL3521-0XR02-2AB0 | G115D WM IP65/66 380...480V 2,2kW FSB C2 | 1549.07
6SL3521-0XR04-0AF0 | G115D WM IP65/66 380...480V 4kW FSB C2 | 2446.46
6SL3521-0XR05-5AF0 | G115D WM IP65/66 380...480V 5,5kW FSC C2 | 2887.57
6SL3521-0XR10-7AB0 | G115D WM IP65/66 380..480V 0,75kW FSA C2 | 1100.94
6SL3521-0XR11-1AB0 | G115D WM IP65/66 380...480V 1,1kW FSA C2 | 1199.88
6SL3521-0XR13-0AF0 | G115D WM IP65/66 380...480V 3kW FSB C2 | 2127.38
6SL3521-0XR14-0AF0 | G115D WM IP65/66 380...480V 4kW FSB C2 | 2409
6SL3521-1XR00-3AB0 | G115D WM IP65/66 380..480V 0,37kW FSA C2 | 1199.12
6SL3521-1XR00-5AB0 | G115D WM IP65/66 380..480V 0,55kW FSA C2 | 1214.32
6SL3521-1XR01-5AF0 | G115D WM IP65/66 380...480V 1,5kW FSA C2 | 1883.37
6SL3521-1XR02-2AF0 | G115D WM IP65/66 380...480V 2,2kW FSB C2 | 2096.2
6SL3521-1XR07-5AB0 | G115D WM IP65/66 380...480V 7,5kW FSC C2 | 3116.52
6SL3521-1XR10-3AB0 | G115D WM IP65/66 380..480V 0,37kW FSA C2 | 1161.67
6SL3521-1XR10-7AF0 | G115D WM IP65/66 380..480V 0,75kW FSA C2 | 1648.03
6SL3521-1XR11-1AF0 | G115D WM IP65/66 380...480V 1,1kW FSA C2 | 1746.97
6SL3521-1XR14-0AB0 | G115D WM IP65/66 380...480V 4kW FSB C2 | 2074.71
6SL3521-1XR15-5AB0 | G115D WM IP65/66 380...480V 5,5kW FSC C2 | 2515.84
7MB2123-0PH00-0DN3-ZY11 | ULTRAMAT 6E - 2C | 39958.98
7MB2123-0PH20-1ND4 | ULTRAMAT 6E - 2C | 43069.7
7MB2123-0QR80-1QR1 | ULTRAMAT 6E - 2C | 43713.25
7MB2123-0SD20-1DD4 | ULTRAMAT 6E - 2C | 41728.3
7MB2123-0XD20-1AL4 | ULTRAMAT 6E - 2C | 38963.2
7MB2123-0XD20-1CS4 | ULTRAMAT 6E - 2C | 38963.2
7MB2123-0XD20-1PE0-ZY17Y18 | ULTRAMAT 6E - 2C | 45612.6
7MB2123-0XD20-1PE1-ZY17 | ULTRAMAT 6E - 2C | 43670.45
7MB2123-0XD20-1PE4-ZY17 | ULTRAMAT 6E - 2C | 43670.45
7MB2123-0XD20-1XF4 | ULTRAMAT 6E - 2C | 39820.72
7MB2123-0XD27-1PE4 | ULTRAMAT 6E - 2C | 48609.78
7MB2123-0XE20-1CR4 | ULTRAMAT 6E - 2C | 38963.2
7MB2123-0XG20-1CT4 | ULTRAMAT 6E - 2C | 38397.02
7MB2123-0XH20-1PH4-ZY17Y18 | ULTRAMAT 6E - 2C | 44480.24
7MB2123-1AB00-0AG1 | ULTRAMAT 6E - 2C | 39277.56
7MB2123-1AB00-0CB1-ZE20Y02 | ULTRAMAT 6E - 2C | 42368.56
7MB2123-1AB10-0CA1 | ULTRAMAT 6E - 2C | 40920.17
7MB2123-1AB20-0DD1 | ULTRAMAT 6E - 2C | 40306.26
7MB2123-1AB20-1CR0-ZY11Y13 | ULTRAMAT 6E - 2C | 43463.07
7MB2123-1AB23-1CC0 | ULTRAMAT 6E - 2C | 45299.89
7MB2123-1AB27-1CC2-ZB03Y02 | ULTRAMAT 6E - 2C | 49003.15
7MB2123-1AB43-0DD1 | ULTRAMAT 6E - 2C | 46606.72
7MB2123-1AB60-1AH2-ZY02 | ULTRAMAT 6E - 2C | 42684.56
7MB2335-0PH00-6AA0 | ULTRAMAT 23, Rack Device, 1 Channel | 16490.2
7MB2335-0PJ00-3AA2 | ULTRAMAT 23, Rack Device, 1 Channel | 16490.2
7MB2335-0PJ00-3AA4 | ULTRAMAT 23, Rack Device, 1 Channel | 16490.2
7MB2335-0PT00-3AA0 | ULTRAMAT 23, Rack Device, 1 Channel | 17197.93
7MB2335-0PT00-3AA4 | ULTRAMAT 23, Rack Device, 1 Channel | 17197.93
7MB2335-0PT10-3AA1 | ULTRAMAT 23, Rack Device, 1 Channel | 21531.57
7MB2335-0PU00-3AA1-ZA31 | ULTRAMAT 23, Rack Device, 1 Channel | 17183.12
7MB2335-0PV00-3AA0 | ULTRAMAT 23, Rack Device, 1 Channel | 16911.54
7MB2335-0PV10-3AA1 | ULTRAMAT 23, Rack Device, 1 Channel | 21245.18
7MB2335-0PV10-3AA2 | ULTRAMAT 23, Rack Device, 1 Channel | 21245.18
7MB2335-0PW00-3AA1 | ULTRAMAT 23, Rack Device, 1 Channel | 16911.54
7MB2335-0PW00-3AA4 | ULTRAMAT 23, Rack Device, 1 Channel | 16911.54
7MB2335-0PW10-3AA1 | ULTRAMAT 23, Rack Device, 1 Channel | 21245.18
7MB2123-0XD20-1PE1-ZY17Y18 | ULTRAMAT 6E - 2C | 45612.6
7MB2123-0XD20-1PE3 | ULTRAMAT 6E - 2C | 41728.3
7MB2123-0XD20-1PE3-ZY17Y18 | ULTRAMAT 6E - 2C | 45612.6
7MB2123-0XD20-1PE4 | ULTRAMAT 6E - 2C | 41728.3
7MB2123-0XF20-1CU4 | ULTRAMAT 6E - 2C | 38963.2
7MB2123-0XF20-1PE4-ZY17Y18 | ULTRAMAT 6E - 2C | 45612.6
7MB2123-0XF20-1PF4 | ULTRAMAT 6E - 2C | 41728.3
7MB2123-0XF20-1PF4-ZY17Y18 | ULTRAMAT 6E - 2C | 45612.6
7MB2123-1AB00-1CA1 | ULTRAMAT 6E - 2C | 40329.3
7MB2123-1AB00-1CA3 | ULTRAMAT 6E - 2C | 40329.3
7MB2123-1AB00-1CD1 | ULTRAMAT 6E - 2C | 39843.76
7MB2123-1AB00-1CE1-ZY02 | ULTRAMAT 6E - 2C | 40995.88
7MB2123-1AB06-0CA1-ZA31 | ULTRAMAT 6E - 2C | 47503.74
7MB2123-1AB23-1CC2 | ULTRAMAT 6E - 2C | 45299.89
7MB2123-1AB27-1CC1 | ULTRAMAT 6E - 2C | 47673.27
7MB2123-1AB27-1CC1-ZY02 | ULTRAMAT 6E - 2C | 48825.4
7MB2123-1AB27-1CC2 | ULTRAMAT 6E - 2C | 47673.27
7MB2335-0PH10-3AA1 | ULTRAMAT 23, Rack Device, 1 Channel | 20823.84
7MB2335-0PH10-3AA4 | ULTRAMAT 23, Rack Device, 1 Channel | 20823.84
7MB2335-0PH10-6AA1 | ULTRAMAT 23, Rack Device, 1 Channel | 20823.84
7MB2335-0PJ00-3AA0 | ULTRAMAT 23, Rack Device, 1 Channel | 16490.2
7MB2335-0PT10-3AA4 | ULTRAMAT 23, Rack Device, 1 Channel | 21531.57
7MB2335-0PT80-3AA1 | ULTRAMAT 23, Rack Device, 1 Channel | 25206.84
7MB2335-0PT80-3AA4 | ULTRAMAT 23, Rack Device, 1 Channel | 25206.84
7MB2335-0PU00-3AA1 | ULTRAMAT 23, Rack Device, 1 Channel | 16911.54
7MB2335-0PV10-3AA4 | ULTRAMAT 23, Rack Device, 1 Channel | 21245.18
7MB2335-0PV80-3AA2 | ULTRAMAT 23, Rack Device, 1 Channel | 24920.45
7MB2335-0PW00-1AA1 | ULTRAMAT 23, Rack Device, 1 Channel | 16911.54
7MB2335-0PW00-3AA0 | ULTRAMAT 23, Rack Device, 1 Channel | 16911.54
7MB2335-1AE00-6AA1 | ULTRAMAT 23, Rack Device, 1 Channel | 15222.85
7MB2335-1AE10-6AA1 | ULTRAMAT 23, Rack Device, 1 Channel | 19556.48
7MB2335-1AE80-5AA1 | ULTRAMAT 23, Rack Device, 1 Channel | 23231.77
7MB2335-1AE80-6AA1 | ULTRAMAT 23, Rack Device, 1 Channel | 23231.77
7MB2335-1AH80-3AA1-ZA12 | ULTRAMAT 23, Rack Device, 1 Channel | 24166.64
7MB2335-1AH80-5AA3-ZA31A32 | ULTRAMAT 23, Rack Device, 1 Channel | 23152.76
7MB2335-1AJ00-1AA1 | ULTRAMAT 23, Rack Device, 1 Channel | 14801.51
7MB2335-1AJ00-3AA1 | ULTRAMAT 23, Rack Device, 1 Channel | 14801.51
7MB2335-1AL00-5AA1 | ULTRAMAT 23, Rack Device, 1 Channel | 14801.51
7MB2335-1AL10-3AA3 | ULTRAMAT 23, Rack Device, 1 Channel | 19135.14
7MB2335-1AL10-3AA3-ZA31 | ULTRAMAT 23, Rack Device, 1 Channel | 19406.72
7MB2335-1AL10-5AA3-ZD15 | ULTRAMAT 23, Rack Device, 1 Channel | 19135.14
7MB2335-1AL10-6AA3 | ULTRAMAT 23, Rack Device, 1 Channel | 19135.14
7MB2335-1AM80-3AA1-ZA13 | ULTRAMAT 23, Rack Device, 1 Channel | 23737.06
7MB2335-1AM80-5AA1 | ULTRAMAT 23, Rack Device, 1 Channel | 22380.83
7MB2335-1AN00-1AA1 | ULTRAMAT 23, Rack Device, 1 Channel | 14371.93
7MB2335-1AN00-3AA1 | ULTRAMAT 23, Rack Device, 1 Channel | 14371.93
7MB2335-1AR00-3AA1 | ULTRAMAT 23, Rack Device, 1 Channel | 14371.93
7MB2335-1AR10-3AA1 | ULTRAMAT 23, Rack Device, 1 Channel | 18705.57
7MB2335-1AU10-3AA3 | ULTRAMAT 23, Rack Device, 1 Channel | 19556.48
7MB2335-1CD00-3AA1 | ULTRAMAT 23, Rack Device, 1 Channel | 15222.85
7MB2337-2AJ00-3PG1 | ULTRAMAT 23, Rack device, 2 Channel | 24754.21
7MB2337-2AJ00-3PJ4 | ULTRAMAT 23, Rack device, 2 Channel | 24318.06
7MB2337-2AJ00-3PP4 | ULTRAMAT 23, Rack device, 2 Channel | 23872.02
7MB2337-2AJ00-5CJ1 | ULTRAMAT 23, Rack device, 2 Channel | 22570.11
7MB2337-2AK00-3AU1 | ULTRAMAT 23, Rack device, 2 Channel | 23006.28
7MB2337-2AK00-3CK0 | ULTRAMAT 23, Rack device, 2 Channel | 22570.11
7MB2337-2AK00-3CK3 | ULTRAMAT 23, Rack device, 2 Channel | 22570.11
7ML5630-0AA00-0JB0-ZC20 | CLS200,STANDARD,ROD VERSN,THREAD/FLANGE | 1120.66
7ML5630-0AA00-0JC0 | CLS200,STANDARD,ROD VERSN,THREAD/FLANGE | 1022.29
7ML5630-0AA00-1DA0 | CLS200,STANDARD,ROD VERSN,THREAD/FLANGE | 1256.27
7ML5630-0AA00-1FA0 | CLS200,STANDARD,ROD VERSN,THREAD/FLANGE | 1136.61
7ML5630-0AA00-1JA0 | CLS200,STANDARD,ROD VERSN,THREAD/FLANGE | 1039.57
7ML5630-0AA01-1GA0 | CLS200,STANDARD,ROD VERSN,THREAD/FLANGE | 1484.91
7ML5630-0AA10-0HB0 | CLS200,STANDARD,ROD VERSN,THREAD/FLANGE | 1039.57
7ML5630-0AA10-0JA0 | CLS200,STANDARD,ROD VERSN,THREAD/FLANGE | 1039.57
7ML5630-0AA10-1DB0-ZC11C12Y15 | CLS200,STANDARD,ROD VERSN,THREAD/FLANGE | 1571.32
7ML5630-0AA10-1HA0 | CLS200,STANDARD,ROD VERSN,THREAD/FLANGE | 1136.61
7ML5630-0AA20-0GA0 | CLS200,STANDARD,ROD VERSN,THREAD/FLANGE | 1685.65
7ML5630-0AA30-0HA0 | CLS200,STANDARD,ROD VERSN,THREAD/FLANGE | 1496.87
7ML5630-0AB00-0DB0-ZY15 | CLS200,STANDARD,ROD VERSN,THREAD/FLANGE | 1365.27
7ML5630-0AB00-0EB0 | CLS200,STANDARD,ROD VERSN,THREAD/FLANGE | 1341.34
7ML5630-0AB00-0GB0 | CLS200,STANDARD,ROD VERSN,THREAD/FLANGE | 1296.13
7ML5630-0AB00-0HB0 | CLS200,STANDARD,ROD VERSN,THREAD/FLANGE | 1079.45
7ML5630-1AC30-0HD0 | CLS200,STANDARD,ROD VERSN,THREAD/FLANGE | 1882.4
7ML5630-1AD00-0DA0 | CLS200,STANDARD,ROD VERSN,THREAD/FLANGE | 1510.18
7ML5630-1AD00-1JB0 | CLS200,STANDARD,ROD VERSN,THREAD/FLANGE | 1390.52
7ML5630-1AE00-0JB0 | CLS200,STANDARD,ROD VERSN,THREAD/FLANGE | 1383.88
7ML5630-1AG00-0EB0 | CLS200,STANDARD,ROD VERSN,THREAD/FLANGE | 1689.63
7ML5630-1AJ00-0JB0-ZY15 | CLS200,STANDARD,ROD VERSN,THREAD/FLANGE | 1543.4
7ML5630-1AM00-0JB0-ZY01Y15 | CLS200,STANDARD,ROD VERSN,THREAD/FLANGE | 1584.61
7ML5630-1AM10-0JB0-ZY01 | CLS200,STANDARD,ROD VERSN,THREAD/FLANGE | 1612.54
7ML5630-1BA00-0CA0 | CLS200,STANDARD,ROD VERSN,THREAD/FLANGE | 1137.94
7ML5630-1BA00-0DA0 | CLS200,STANDARD,ROD VERSN,THREAD/FLANGE | 1221.7
7ML5630-1BA00-0HA0 | CLS200,STANDARD,ROD VERSN,THREAD/FLANGE | 1005.01
7ML5630-1BA00-0JA0 | CLS200,STANDARD,ROD VERSN,THREAD/FLANGE | 1005.01
7ML5630-1BA00-1DD0 | CLS200,STANDARD,ROD VERSN,THREAD/FLANGE | 1398.5
7ML5630-1BA00-1JB0 | CLS200,STANDARD,ROD VERSN,THREAD/FLANGE | 1102.06
7ML5630-1BB00-0CB0 | CLS200,STANDARD,ROD VERSN,THREAD/FLANGE | 1274.87
7ML5630-1BB00-0DB0 | CLS200,STANDARD,ROD VERSN,THREAD/FLANGE | 1358.63
7ML5630-1BB00-0JB0 | CLS200,STANDARD,ROD VERSN,THREAD/FLANGE | 1141.93
7ML5630-1BB00-1CB0 | CLS200,STANDARD,ROD VERSN,THREAD/FLANGE | 1371.92
7ML5630-1BB10-0KD0 | CLS200,STANDARD,ROD VERSN,THREAD/FLANGE | 1381.22
7ML5630-1BC00-0CA0 | CLS200,STANDARD,ROD VERSN,THREAD/FLANGE | 1411.8
7ML5630-1BC00-0HD0 | CLS200,STANDARD,ROD VERSN,THREAD/FLANGE | 1358.63
7ML5630-1BC00-0JB0-ZY01Y15 | CLS200,STANDARD,ROD VERSN,THREAD/FLANGE | 1347.98
7ML5630-1BC01-0CB0-ZC11 | CLS200,STANDARD,ROD VERSN,THREAD/FLANGE | 1685.65
7ML5630-1BC01-0JB0 | CLS200,STANDARD,ROD VERSN,THREAD/FLANGE | 1507.5
7ML5630-1BD00-0HA0 | CLS200,STANDARD,ROD VERSN,THREAD/FLANGE | 1324.06
7ML5630-1BD00-0JB0 | CLS200,STANDARD,ROD VERSN,THREAD/FLANGE | 1324.06
7ML5630-1BD10-1KD0 | CLS200,STANDARD,ROD VERSN,THREAD/FLANGE | 1660.38
7ML5630-1BE00-0HB0 | CLS200,STANDARD,ROD VERSN,THREAD/FLANGE | 1414.46
7ML5630-1BF00-0CA0 | CLS200,STANDARD,ROD VERSN,THREAD/FLANGE | 1572.65
7ML5630-1BF00-0HA0-ZC11C12Y15 | CLS200,STANDARD,ROD VERSN,THREAD/FLANGE | 1657.72
7ML5630-1BF00-0HB0-ZC11C12Y15 | CLS200,STANDARD,ROD VERSN,THREAD/FLANGE | 1657.72
7ML5630-1BF10-1JA0 | CLS200,STANDARD,ROD VERSN,THREAD/FLANGE | 1633.8
7ML5630-1BG01-1CD0 | CLS200,STANDARD,ROD VERSN,THREAD/FLANGE | 1996.72
7ML5630-1BM00-0HA0-ZY01 | CLS200,STANDARD,ROD VERSN,THREAD/FLANGE | 1546.06
7MB2123-1AB20-1CC2 | ULTRAMAT 6E - 2C | 40791.79
7MB2123-1AB20-1CC4 | ULTRAMAT 6E - 2C | 40791.79
7MB2123-1AB20-1CD2 | ULTRAMAT 6E - 2C | 40306.26
7MB2123-1AB20-1CD4 | ULTRAMAT 6E - 2C | 40306.26
7MB2123-1AB60-0AB1-ZE20 | ULTRAMAT 6E - 2C | 43471.3
7MB2123-1AB60-0AB1-ZE20Y11 | ULTRAMAT 6E - 2C | 43588.17
7MB2123-1AB60-0CA1-ZE20Y11 | ULTRAMAT 6E - 2C | 43588.17
7MB2123-1AB60-0DD3-ZE20Y02 | ULTRAMAT 6E - 2C | 44137.89
7MB2123-1AB60-0DG1-ZE20 | ULTRAMAT 6E - 2C | 42419.58
7MB2335-0PJ00-5AA1-ZY11 | ULTRAMAT 23, Rack Device, 1 Channel | 16597.18
7MB2335-0PJ06-3AA1 | ULTRAMAT 23, Rack Device, 1 Channel | 16490.2
7MB2335-0PJ10-3AA1 | ULTRAMAT 23, Rack Device, 1 Channel | 20823.84
7MB2335-0PN00-5AA1 | ULTRAMAT 23, Rack Device, 1 Channel | 16060.61
7MB2335-0PV00-3AA1-ZA31 | ULTRAMAT 23, Rack Device, 1 Channel | 17183.12
7MB2335-0PV00-3AA1-ZD15 | ULTRAMAT 23, Rack Device, 1 Channel | 16911.54
7MB2335-0PV00-3AA4 | ULTRAMAT 23, Rack Device, 1 Channel | 16911.54
7MB2335-0PV10-3AA0 | ULTRAMAT 23, Rack Device, 1 Channel | 21245.18
7MB2335-0SE80-3AA1-ZY11 | ULTRAMAT 23, Rack Device, 1 Channel | 25027.44
7MB2335-1AD00-1AA1 | ULTRAMAT 23, Rack Device, 1 Channel | 15222.85
7MB2335-1AD00-3AA1 | ULTRAMAT 23, Rack Device, 1 Channel | 15222.85
7MB2335-1AD00-5AA1 | ULTRAMAT 23, Rack Device, 1 Channel | 15222.85
7MB2335-1AG00-5AA1-ZA31A32 | ULTRAMAT 23, Rack Device, 1 Channel | 15565.2
7MB2335-1AG00-5AA1-ZA31E20 | ULTRAMAT 23, Rack Device, 1 Channel | 16309.14
7MB2335-1AG00-6AA1 | ULTRAMAT 23, Rack Device, 1 Channel | 15222.85
7MB2335-1AG00-6AA4 | ULTRAMAT 23, Rack Device, 1 Channel | 15222.85
7MB2335-1AG10-5AA1 | ULTRAMAT 23, Rack Device, 1 Channel | 19556.48
7MB2335-1AK00-3AA0 | ULTRAMAT 23, Rack Device, 1 Channel | 14801.51
7MB2335-1AK00-3AA3-ZA13A31 | ULTRAMAT 23, Rack Device, 1 Channel | 16429.3
7MB2335-1AK00-3AA3-ZA31 | ULTRAMAT 23, Rack Device, 1 Channel | 15073.08
7MB2335-1AK10-3AA0 | ULTRAMAT 23, Rack Device, 1 Channel | 19135.14
7MB2335-1AM00-3AA1-ZA13 | ULTRAMAT 23, Rack Device, 1 Channel | 15728.14
7MB2335-1AM00-5AA3 | ULTRAMAT 23, Rack Device, 1 Channel | 14371.93
7MB2335-1AM00-5AA3-ZA13A31 | ULTRAMAT 23, Rack Device, 1 Channel | 15999.72
7MB2335-1AM00-6AA1 | ULTRAMAT 23, Rack Device, 1 Channel | 14371.93
7MB2335-1AP00-5AA1 | ULTRAMAT 23, Rack Device, 1 Channel | 14371.93
7MB2335-1AP00-5AA1-ZA31A32 | ULTRAMAT 23, Rack Device, 1 Channel | 14714.28
7MB2335-1AP00-5AA3 | ULTRAMAT 23, Rack Device, 1 Channel | 14371.93
7MB2335-1AP00-6AA1 | ULTRAMAT 23, Rack Device, 1 Channel | 14371.93
7MB2335-1AP00-6AA3 | ULTRAMAT 23, Rack Device, 1 Channel | 14371.93
7MB2335-1CG00-3AA1-ZC03 | ULTRAMAT 23, Rack Device, 1 Channel | 16022.77
7MB2335-1CG10-3AA1-ZC03 | ULTRAMAT 23, Rack Device, 1 Channel | 20356.4
7MB2335-1CJ00-3AA1 | ULTRAMAT 23, Rack Device, 1 Channel | 14801.51
7MB2335-1CJ10-3AA1 | ULTRAMAT 23, Rack Device, 1 Channel | 19135.14
7MB2337-2AJ10-3NJ1 | ULTRAMAT 23, Rack device, 2 Channel | 28803.11
7MB2337-2AJ10-3NK1 | ULTRAMAT 23, Rack device, 2 Channel | 28803.11
7MB2337-2AJ10-3PG1 | ULTRAMAT 23, Rack device, 2 Channel | 29239.27
7MB2337-2AJ10-3PH1 | ULTRAMAT 23, Rack device, 2 Channel | 28803.11
7MB2337-2AK00-3DH2 | ULTRAMAT 23, Rack device, 2 Channel | 22570.11
7MB2337-2AK00-3NG2-ZA31 | ULTRAMAT 23, Rack device, 2 Channel | 25035.66
7MB2337-2AK00-3PH2 | ULTRAMAT 23, Rack device, 2 Channel | 24318.06
7MB2337-2AK00-5CN1-ZA13 | ULTRAMAT 23, Rack device, 2 Channel | 23528.03
7MB2337-2AL00-1PJ1 | ULTRAMAT 23, Rack device, 2 Channel | 24318.06
7MB2337-2AL00-3AN2 | ULTRAMAT 23, Rack device, 2 Channel | 22124.09
7MB2337-2AL00-3CL0 | ULTRAMAT 23, Rack device, 2 Channel | 22570.11
7MB2337-2AL00-3CL1 | ULTRAMAT 23, Rack device, 2 Channel | 22570.11
7MB2335-1AD00-6AA1-ZC03 | ULTRAMAT 23, Rack Device, 1 Channel | 16022.77
7MB2335-1AE00-5AA1 | ULTRAMAT 23, Rack Device, 1 Channel | 15222.85
7MB2335-1AG00-3AA1 | ULTRAMAT 23, Rack Device, 1 Channel | 15222.85
7MB2335-1AG00-5AA1 | ULTRAMAT 23, Rack Device, 1 Channel | 15222.85
7MB2335-1AH00-5AA1 | ULTRAMAT 23, Rack Device, 1 Channel | 14801.51
7MB2335-1AH10-6AA1 | ULTRAMAT 23, Rack Device, 1 Channel | 19135.14
7MB2335-1AJ00-3AA2 | ULTRAMAT 23, Rack Device, 1 Channel | 14801.51
7MB2335-1AJ00-6AA1 | ULTRAMAT 23, Rack Device, 1 Channel | 14801.51
7MB2335-1AK10-3AA3-ZA13A31 | ULTRAMAT 23, Rack Device, 1 Channel | 20762.93
7MB2335-1AL00-3AA1 | ULTRAMAT 23, Rack Device, 1 Channel | 14801.51
7MB2335-1AM00-0AA0 | ULTRAMAT 23, Rack Device, 1 Channel | 14371.93
7MB2335-1AM00-3AA1 | ULTRAMAT 23, Rack Device, 1 Channel | 14371.93
7MB2335-1AM00-6AA3 | ULTRAMAT 23, Rack Device, 1 Channel | 14371.93
7MB2335-1AM10-5AA3 | ULTRAMAT 23, Rack Device, 1 Channel | 18705.57
7MB2335-1AN00-6AA1 | ULTRAMAT 23, Rack Device, 1 Channel | 14371.93
7MB2335-1AP00-3AA1 | ULTRAMAT 23, Rack Device, 1 Channel | 14371.93
7MB2335-1AQ00-3AA1-ZC01 | ULTRAMAT 23, Rack Device, 1 Channel | 14608.94
7MB2335-1AR00-1AA1 | ULTRAMAT 23, Rack Device, 1 Channel | 14371.93
7MB2335-1CD00-3AA1-ZC01C03 | ULTRAMAT 23, Rack Device, 1 Channel | 16259.77
7MB2335-1CD00-5AA1-ZA13A32 | ULTRAMAT 23, Rack Device, 1 Channel | 16649.84
7MB2335-1CK80-6AA1-ZA31 | ULTRAMAT 23, Rack Device, 1 Channel | 23081.99
7MB2335-1CL00-5AA1-ZA32 | ULTRAMAT 23, Rack Device, 1 Channel | 14872.28
7MB2337-2AJ10-1PJ1 | ULTRAMAT 23, Rack device, 2 Channel | 28803.11
7MB2337-2AJ10-3CP1 | ULTRAMAT 23, Rack device, 2 Channel | 26609.14
7MB2337-2AJ10-3PH2 | ULTRAMAT 23, Rack device, 2 Channel | 28803.11
7MB2337-2AJ10-3PW0 | ULTRAMAT 23, Rack device, 2 Channel | 29239.27
7MB2337-2AK00-3CP2 | ULTRAMAT 23, Rack device, 2 Channel | 22124.09
7MB2337-2AK00-3CP3 | ULTRAMAT 23, Rack device, 2 Channel | 22124.09
7MB2337-2AK10-3CN1 | ULTRAMAT 23, Rack device, 2 Channel | 26609.14
7MB2337-2AK10-3NJ1 | ULTRAMAT 23, Rack device, 2 Channel | 28803.11
7MB2337-2AK10-3PH2 | ULTRAMAT 23, Rack device, 2 Channel | 28803.11
7MB2337-2AK10-3PJ1 | ULTRAMAT 23, Rack device, 2 Channel | 28803.11
7MB2337-2AL00-3CP1 | ULTRAMAT 23, Rack device, 2 Channel | 22124.09
7MB2337-2AL00-3CQ2 | ULTRAMAT 23, Rack device, 2 Channel | 22124.09
7MB2337-4AU80-6PV1-ZC11 | ULTRAMAT 23, Rack device, 2 Channel | 32939.24
7MB2337-4AV10-3PV4 | ULTRAMAT 23, Rack device, 2 Channel | 29135.58
7MB2337-4AX00-3AX1-ZD15 | ULTRAMAT 23, Rack device, 2 Channel | 29858.12
7MB2337-4CG00-3CG0-ZC02 | ULTRAMAT 23, Rack device, 2 Channel | 23730.47
7MB2337-4CP00-3CL1 | ULTRAMAT 23, Rack device, 2 Channel | 21584.22
7MB2337-4CP00-3NH1 | ULTRAMAT 23, Rack device, 2 Channel | 23332.17
7MB2337-4DE00-3DE0-ZA13 | ULTRAMAT 23, Rack device, 2 Channel | 24306.54
7MB2337-4DR00-1CR1 | ULTRAMAT 23, Rack device, 2 Channel | 21138.2
7MB2337-4NJ00-3CQ1 | ULTRAMAT 23, Rack device, 2 Channel | 23332.17
7MB2337-4NJ10-3CP1 | ULTRAMAT 23, Rack device, 2 Channel | 27817.22
7MB2337-4PG00-3PG1 | ULTRAMAT 23, Rack device, 2 Channel | 26398.47
7MB2337-4PG00-3PH1 | ULTRAMAT 23, Rack device, 2 Channel | 25962.3
7MB2337-4PH00-3PG1 | ULTRAMAT 23, Rack device, 2 Channel | 25962.3
7MB2337-4PH10-3AH1-ZY11 | ULTRAMAT 23, Rack device, 2 Channel | 28373.54
7MB2337-4PT10-3PT1 | ULTRAMAT 23, Rack device, 2 Channel | 31457.94
7MB2337-4PV00-3NW1 | ULTRAMAT 23, Rack device, 2 Channel | 26398.47
7MB2337-4PV00-3PV1 | ULTRAMAT 23, Rack device, 2 Channel | 26398.47
7MB2337-5AD00-3CN1 | ULTRAMAT 23, Rack device, 2 Channel | 22020.4
7MB2337-5AD00-6CD1-ZC03 | ULTRAMAT 23, Rack device, 2 Channel | 23730.47
7MB2337-4AV80-6PV1 | ULTRAMAT 23, Rack device, 2 Channel | 32939.24
7MB2337-4AW00-3PT4 | ULTRAMAT 23, Rack device, 2 Channel | 24931.97
7MB2337-4AW00-3PU4 | ULTRAMAT 23, Rack device, 2 Channel | 24650.52
7MB2337-4AW00-3PW4 | ULTRAMAT 23, Rack device, 2 Channel | 24650.52
7MB2337-4CQ00-3CQ1 | ULTRAMAT 23, Rack device, 2 Channel | 21138.2
7MB2337-4CQ00-3NK1 | ULTRAMAT 23, Rack device, 2 Channel | 23332.17
7MB2337-4CQ10-3CP0 | ULTRAMAT 23, Rack device, 2 Channel | 25623.25
7MB2337-4CR00-3CR2 | ULTRAMAT 23, Rack device, 2 Channel | 21138.2
7MB2337-4NW00-3NW4 | ULTRAMAT 23, Rack device, 2 Channel | 26398.47
7MB2337-4PD00-3PD1 | ULTRAMAT 23, Rack device, 2 Channel | 26398.47
7MB2337-4PE00-3NF1 | ULTRAMAT 23, Rack device, 2 Channel | 26398.47
7MB2337-4PE00-3PE1 | ULTRAMAT 23, Rack device, 2 Channel | 26398.47
7MB2337-4PG00-3NG1 | ULTRAMAT 23, Rack device, 2 Channel | 26398.47
7MB2337-4PJ00-3PG1 | ULTRAMAT 23, Rack device, 2 Channel | 25962.3
7MB2337-4PT00-3NH3 | ULTRAMAT 23, Rack device, 2 Channel | 26255.27
7MB2337-4PT00-3NW4 | ULTRAMAT 23, Rack device, 2 Channel | 26691.44
7MB2337-4PT10-1PT1 | ULTRAMAT 23, Rack device, 2 Channel | 31457.94
7MB2337-5AE10-1AJ1-ZC03 | ULTRAMAT 23, Rack device, 2 Channel | 27779.37
7MB2337-5AE10-3PG1 | ULTRAMAT 23, Rack device, 2 Channel | 29135.58
7MB2337-5AE10-5PG1 | ULTRAMAT 23, Rack device, 2 Channel | 29135.58
7MB2337-5AG00-3PG1 | ULTRAMAT 23, Rack device, 2 Channel | 24650.52
7MB2337-5CL00-2DN4-ZA32 | ULTRAMAT 23, Rack device, 2 Channel | 21658.29
7MB2337-5CP00-3CL1 | ULTRAMAT 23, Rack device, 2 Channel | 21584.22
7MB2337-5CP00-3CP1 | ULTRAMAT 23, Rack device, 2 Channel | 21138.2
7MB2337-5DR00-5CP1 | ULTRAMAT 23, Rack device, 2 Channel | 21138.2
7MB2337-5PT00-6AU1-ZY11 | ULTRAMAT 23, Rack device, 2 Channel | 25053.76
7MB2337-5PT00-6NH1-ZY11 | ULTRAMAT 23, Rack device, 2 Channel | 26365.55
7MB2337-5PV00-3NW1 | ULTRAMAT 23, Rack device, 2 Channel | 26398.47
7ME3400-3DC00-6DA5 | SITRANS FUS380 | 9591.07
7ME3400-3DC00-7DA6 | SITRANS FUS380 | 9591.07
7ME3400-3JC00-6BA2 | SITRANS FUS380 | 10806.74
7ME3400-3JC30-4BA2 | SITRANS FUS380 | 10954.37
7ME3400-3LC00-5BA2 | SITRANS FUS380 | 10806.74
7ME3400-3LC00-5EA2 | SITRANS FUS380 | 10904.04
7ME3400-3MC00-4BA2 | SITRANS FUS380 | 10806.74
7ME3400-3MC00-5BA2 | SITRANS FUS380 | 10806.74
7ME3400-3MC00-6EA2 | SITRANS FUS380 | 10904.04
7ME3400-3MC20-5EA2 | SITRANS FUS380 | 10981.2
7ME3400-3UC30-4BA2 | SITRANS FUS380 | 12367.97
7ME3400-3UC30-6BA2 | SITRANS FUS380 | 12367.97
7ME3400-3UC30-6DA2 | SITRANS FUS380 | 12504.41
7ME3400-3UC30-6EA2 | SITRANS FUS380 | 12465.27
7ME3400-3VD30-6EA2 | SITRANS FUS380 | 13243.65
7ME3400-4EC00-6BA2 | SITRANS FUS380 | 14155.12
7ME3400-4EC00-6DA2 | SITRANS FUS380 | 14291.56
7ME3400-4EC40-6EA2 | SITRANS FUS380 | 14545.42
7ME3400-4QC00-6BA2 | SITRANS FUS380 | 17012.53
7ME3400-4QC00-6DA2 | SITRANS FUS380 | 17148.97
7ME3400-4QC00-6EA2 | SITRANS FUS380 | 17109.83
7ME3400-4QC20-6EA2 | SITRANS FUS380 | 17186.99
7ME3400-5CC00-6EA2 | SITRANS FUS380 | 20778.05
7ME3400-5CC20-6BA2 | SITRANS FUS380 | 20756.8
7ME3400-5CC20-6EA2 | SITRANS FUS380 | 20854.11
7ME3400-5CC30-6EA2 | SITRANS FUS380 | 20926.8
7ME3400-5UC00-6EA2 | SITRANS FUS380 | 29997.84
7ME3400-5UC20-6EA2 | SITRANS FUS380 | 30075
7ME3400-5UC30-6EA2 | SITRANS FUS380 | 30144.35
7ME3400-5UC50-6EA2 | SITRANS FUS380 | 30437.35
7ME3400-5VC00-6BA2 | SITRANS FUS380 | 29900.54
7ME3410-1BE01-2BR3 | SITRANS FUE380 | 2460.39
7ME3410-1BE01-2BR5 | SITRANS FUE380 | 2460.39
7ME3410-1BE01-2BS2 | SITRANS FUE380 | 2460.39
7ME3410-1BE01-2ER2 | SITRANS FUE380 | 2557.7
7ME3410-1BE22-4BT2 | SITRANS FUE380 | 2674
7MB2337-2AK00-3CN1-ZA13 | ULTRAMAT 23, Rack device, 2 Channel | 23528.03
7MB2337-2AK10-3NK1 | ULTRAMAT 23, Rack device, 2 Channel | 28803.11
7MB2337-2AK10-3PE0 | ULTRAMAT 23, Rack device, 2 Channel | 29239.27
7MB2337-2AK10-3PG1 | ULTRAMAT 23, Rack device, 2 Channel | 29239.27
7MB2337-2AK10-3PH1 | ULTRAMAT 23, Rack device, 2 Channel | 28803.11
7MB2337-2AL00-3PJ1 | ULTRAMAT 23, Rack device, 2 Channel | 24318.06
7MB2337-2AL00-3PJ1-ZA32Y11 | ULTRAMAT 23, Rack device, 2 Channel | 24502.39
7MB2337-2AL00-3PJ2 | ULTRAMAT 23, Rack device, 2 Channel | 24318.06
7MB2337-2AL00-3PJ4 | ULTRAMAT 23, Rack device, 2 Channel | 24318.06
7MB2337-4CJ00-3CP1 | ULTRAMAT 23, Rack device, 2 Channel | 21584.22
7MB2337-4CL00-3CQ2 | ULTRAMAT 23, Rack device, 2 Channel | 21584.22
7MB2337-4CM00-3CM1 | ULTRAMAT 23, Rack device, 2 Channel | 21138.2
7MB2337-4CM00-3CQ4 | ULTRAMAT 23, Rack device, 2 Channel | 21138.2
7MB2337-4CN00-3CP0 | ULTRAMAT 23, Rack device, 2 Channel | 21138.2
7MB2337-4DR10-3DR4 | ULTRAMAT 23, Rack device, 2 Channel | 25623.25
7MB2337-4NH00-3CP1 | ULTRAMAT 23, Rack device, 2 Channel | 23332.17
7MB2337-4NH00-3NH1 | ULTRAMAT 23, Rack device, 2 Channel | 25526.14
7MB2337-4NH10-3PH1 | ULTRAMAT 23, Rack device, 2 Channel | 30011.2
7MB2337-4PG10-3NH1 | ULTRAMAT 23, Rack device, 2 Channel | 30447.35
7MB2337-4PG10-3PG1 | ULTRAMAT 23, Rack device, 2 Channel | 30883.52
7MB2337-4PG10-3PH0 | ULTRAMAT 23, Rack device, 2 Channel | 30447.35
7MB2337-4PG10-5PG3 | ULTRAMAT 23, Rack device, 2 Channel | 30883.52
7MB2337-4PV06-3PV1 | ULTRAMAT 23, Rack device, 2 Channel | 26398.47
7MB2337-4PV10-3NH4 | ULTRAMAT 23, Rack device, 2 Channel | 30447.35
7MB2337-4PV10-3PV1 | ULTRAMAT 23, Rack device, 2 Channel | 30883.52
7MB2337-4PV10-6NW1-ZD15 | ULTRAMAT 23, Rack device, 2 Channel | 30883.52
7MB2337-5AJ00-5AJ1 | ULTRAMAT 23, Rack device, 2 Channel | 22030.27
7MB2337-5AK00-5AK3 | ULTRAMAT 23, Rack device, 2 Channel | 22030.27
7MB2337-5AL00-3AL1 | ULTRAMAT 23, Rack device, 2 Channel | 22030.27
7MB2337-5AL10-5PH3 | ULTRAMAT 23, Rack device, 2 Channel | 28263.27
7MB2337-5NH00-3PE1 | ULTRAMAT 23, Rack device, 2 Channel | 25962.3
7MB2337-5NW00-1AU1 | ULTRAMAT 23, Rack device, 2 Channel | 24650.52
7MB2337-5NW00-3NW1 | ULTRAMAT 23, Rack device, 2 Channel | 26398.47
7MB2337-5NW10-3NW3-ZA31 | ULTRAMAT 23, Rack device, 2 Channel | 31164.97
7ME3400-3DC30-5BA2 | SITRANS FUS380 | 9601.15
7ME3400-3DC30-5EA2 | SITRANS FUS380 | 9698.44
7ME3400-3DC50-4BA2 | SITRANS FUS380 | 9895.27
7ME3400-3DD00-5BA2 | SITRANS FUS380 | 9994.81
7ME3400-3LC30-5BA2 | SITRANS FUS380 | 10954.37
7ME3400-3LC30-5BA2-ZE21 | SITRANS FUS380 | 10954.37
7ME3400-3LC30-6BA2 | SITRANS FUS380 | 10954.37
7ME3400-3LC30-6EA2 | SITRANS FUS380 | 11051.65
7ME3400-3LC50-5BA2 | SITRANS FUS380 | 11247.37
7ME3400-3SC30-6EA2 | SITRANS FUS380 | 12465.27
7ME3400-3SC50-4EA2 | SITRANS FUS380 | 12758.27
7ME3400-3SD00-6BA2 | SITRANS FUS380 | 12999.85
7ME3400-3UC00-5BA2 | SITRANS FUS380 | 12218.12
7ME3400-3UD20-5EA2 | SITRANS FUS380 | 13170.96
7ME3400-3UD20-6BA2 | SITRANS FUS380 | 13073.66
7ME3400-3UD30-6BA2 | SITRANS FUS380 | 13146.36
7ME3400-3UD30-6BA4 | SITRANS FUS380 | 13146.36
7ME3400-4GC50-7GA5 | SITRANS FUS380 | 14584.56
7ME3400-4GD00-5EA2 | SITRANS FUS380 | 14991.64
7ME3400-4HC00-8EA6 | SITRANS FUS380 | 14252.41
7ME3400-4HC30-6EA2 | SITRANS FUS380 | 14400.03
7ME3400-4QC50-6DA2 | SITRANS FUS380 | 17589.6
7ME3400-4QC50-6EA2 | SITRANS FUS380 | 17550.46
7ME3400-4QC50-6EA3 | SITRANS FUS380 | 17550.46
7ME3400-4QD40-6EA2 | SITRANS FUS380 | 18815.33
7ME3400-4QD50-6EA2 | SITRANS FUS380 | 18964.08
7ME3400-5JD50-6BA2 | SITRANS FUS380 | 27234.36
7ME3400-5LC00-6BA2 | SITRANS FUS380 | 24786.27
7ME3400-5LC00-6EA2 | SITRANS FUS380 | 24883.58
7ME3400-5LC20-6BA2 | SITRANS FUS380 | 24860.08
7ME3410-1BE00-1EA2-ZY17 | SITRANS FUE380 | 2710.92
7ME3410-1BE00-2BA2 | SITRANS FUE380 | 2460.39
7ME3410-1BE00-2BA5 | SITRANS FUE380 | 2460.39
7ME3410-1BE00-2BR2 | SITRANS FUE380 | 2460.39
7ME3410-1BE01-8BR2 | SITRANS FUE380 | 2460.39
7ME3410-1BE02-2ET2 | SITRANS FUE380 | 2690.77
7ME3410-1BE20-2BA2 | SITRANS FUE380 | 2543.16
7ME3410-1BE21-2BR2 | SITRANS FUE380 | 2543.16
7ME3410-1BE21-2DR2 | SITRANS FUE380 | 2679.59
7ME3410-1CE00-2BA3 | SITRANS FUE380 | 2460.39
7ME3410-1CE00-2EA2 | SITRANS FUE380 | 2557.7
7ME3410-1CE00-2EA2-ZY17 | SITRANS FUE380 | 2710.92
7ME3410-1CE00-4BA2 | SITRANS FUE380 | 2460.39
7ME3410-1CE21-2ER2 | SITRANS FUE380 | 2640.45
7ME3410-1CE21-2ER3 | SITRANS FUE380 | 2640.45
7ME3410-1CE21-3BS2 | SITRANS FUE380 | 2543.16
7ME3410-1CE30-2BA2 | SITRANS FUE380 | 2612.49
7ME3410-1DE01-9ER5-ZN0DY17 | SITRANS FUE380 | 2710.92
7ME3410-1DE02-2BR2 | SITRANS FUE380 | 2593.48
7ME3410-1DE02-2BR2-ZY17 | SITRANS FUE380 | 2746.7
7ME3410-1DE02-2DR2 | SITRANS FUE380 | 2729.93
7ME3410-1DE22-2ER2 | SITRANS FUE380 | 2771.3
7ME3410-1DE30-2EA2 | SITRANS FUE380 | 2709.8
7ME3410-1DE30-4BA2 | SITRANS FUE380 | 2612.49
7ME3410-1DE31-2BR2 | SITRANS FUE380 | 2612.49
7ME3410-1DE31-2ER2 | SITRANS FUE380 | 2709.8
7ME3410-1FE01-3BR2 | SITRANS FUE380 | 2793.67
7ME3410-1FE01-3EU2 | SITRANS FUE380 | 2890.98
7ME3410-1FE01-4BR2 | SITRANS FUE380 | 2793.67
7ME3410-1FE20-1BA2 | SITRANS FUE380 | 2875.3
7ME6310-2YJ33-5LB1 | SITRANS F M MAG 3100 | 4221
7ME6310-2YJ37-2AA2 | SITRANS F M MAG 3100 | 2533.32
7ME6310-2YJ37-6AA2 | SITRANS F M MAG 3100 | 2684.86
7ME6310-2YJ37-8AA1 | SITRANS F M MAG 3100 | 4025.01
7ME6310-2YN11-1KA1 | SITRANS F M MAG 3100 | 2815.52
7ME6310-3FA12-1AA1 | SITRANS F M MAG 3100 | 1711.27
7ME6310-3FA13-1AA1 | SITRANS F M MAG 3100 | 1698.56
7ME6310-3FA13-1JB1 | SITRANS F M MAG 3100 | 3460.64
7ME6310-3FA13-1LB1 | SITRANS F M MAG 3100 | 3226.54
7ME6310-3FC12-1DA1-ZY17 | SITRANS F M MAG 3100 | 4543.11
7ME6310-3FC12-1DB1-ZY17 | SITRANS F M MAG 3100 | 4749.08
7ME6310-3FC12-1JB1-ZC14Y17Y20 | SITRANS F M MAG 3100 | 3777.31
7ME6310-3FC12-2AA1 | SITRANS F M MAG 3100 | 1828.32
7ME6310-3FC13-2AA1-ZY17 | SITRANS F M MAG 3100 | 1940.82
7ME6310-3FC13-2AA1-ZY18 | SITRANS F M MAG 3100 | 1916.32
7ME6310-3FC13-2AA1-ZY41 | SITRANS F M MAG 3100 | 2360.03
7ME6310-3FC13-2AA2 | SITRANS F M MAG 3100 | 1815.61
7ME6310-3FC13-5AA3 | SITRANS F M MAG 3100 | 2361.84
7ME6310-3FC14-1AA1 | SITRANS F M MAG 3100 | 1711.27
7ME6310-3FC14-1AA2-ZY17Y20 | SITRANS F M MAG 3100 | 1937.19
7ME6310-3FC14-1LA1 | SITRANS F M MAG 3100 | 3033.27
7ME6310-3FC23-1AA1-ZY17 | SITRANS F M MAG 3100 | 2066.94
7ME6310-3FC23-2AA1 | SITRANS F M MAG 3100 | 2058.78
7ME6310-3FC23-2AA1-ZC14Y17 | SITRANS F M MAG 3100 | 2262.02
7ME6310-3FC23-2AA1-ZY17 | SITRANS F M MAG 3100 | 2183.99
7ME6310-3FF11-1CB1-ZC14 | SITRANS F M MAG 3100 | 3739.19
7ME6310-3FF11-1HB1-ZY17 | SITRANS F M MAG 3100 | 3499.65
7ME6310-3FF11-1LA1 | SITRANS F M MAG 3100 | 2934.38
7ME6310-3FF11-2AA1 | SITRANS F M MAG 3100 | 1729.41
7ME6310-3FF13-2AA1-ZY17 | SITRANS F M MAG 3100 | 2039.73
7ME6310-3FF13-2AA2 | SITRANS F M MAG 3100 | 1914.5
7ME6310-3FF13-2AA3 | SITRANS F M MAG 3100 | 2077.83
7ME6310-3FF13-2HA1-ZC14 | SITRANS F M MAG 3100 | 3548.65
6FX8002-5CN41-1CC0 | POWER CABLE PREASSEMBLED | 797.16
6FX8002-5CN41-1CD0 | POWER CABLE PREASSEMBLED | 817.14
6FX8002-5CN41-1CE0 | POWER CABLE PREASSEMBLED | 837.13
7ME3410-1BE30-2BA2 | SITRANS FUE380 | 2612.49
7ME3410-1BE31-2BR2 | SITRANS FUE380 | 2612.49
7ME3410-1BE31-2BR4 | SITRANS FUE380 | 2612.49
7ME3410-1CE01-2ES2 | SITRANS FUE380 | 2557.7
7ME3410-1CE01-3BR2 | SITRANS FUE380 | 2460.39
7ME3410-1CE01-4ER2 | SITRANS FUE380 | 2557.7
7ME3410-1CE01-8BR2 | SITRANS FUE380 | 2460.39
7ME3410-1DE00-2EA2 | SITRANS FUE380 | 2557.7
7ME3410-1DE00-2RA2 | SITRANS FUE380 | 2809.33
7ME3410-1DE00-3BA2 | SITRANS FUE380 | 2460.39
7ME3410-1DE00-4BA2 | SITRANS FUE380 | 2460.39
7ME3410-1DE02-4ES5 | SITRANS FUE380 | 2690.77
7ME3410-1DE20-2BA2 | SITRANS FUE380 | 2543.16
7ME3410-1DE20-2RA3 | SITRANS FUE380 | 2892.09
7ME3410-1DE20-4EA2 | SITRANS FUE380 | 2640.45
7ME3410-1DE32-3BR2 | SITRANS FUE380 | 2745.58
7ME3410-1DE40-4EA5 | SITRANS FUE380 | 2893.21
7ME3410-1DE42-2BR2 | SITRANS FUE380 | 2931.23
7ME3410-1FE00-2BA2 | SITRANS FUE380 | 2793.67
7ME6310-2YJ32-1AA2-ZC14 | SITRANS F M MAG 3100 | 2343.69
7ME6310-2YJ32-1HB2-ZY17 | SITRANS F M MAG 3100 | 4152.95
7ME6310-2YJ32-2AA3 | SITRANS F M MAG 3100 | 2546.03
7ME6310-2YJ33-1AA1 | SITRANS F M MAG 3100 | 2193.06
7ME6310-2YJ33-1AA1-ZC14Y17 | SITRANS F M MAG 3100 | 2396.31
7ME6310-2YK13-1AA2-ZC14 | SITRANS F M MAG 3100 | 1849.17
7ME6310-2YK13-1BA4-ZY17 | SITRANS F M MAG 3100 | 2207.59
7ME6310-2YK13-2DB1-ZC14Y17Y20 | SITRANS F M MAG 3100 | 5104.75
7ME6310-2YK13-2HE2-ZY20 | SITRANS F M MAG 3100 | 3750.99
7ME6310-3FC11-1AA1-ZY41 | SITRANS F M MAG 3100 | 2061.5
7ME6310-3FC11-1BA3-ZC14Y17Y20 | SITRANS F M MAG 3100 | 2132.27
7ME6310-3FC11-1LA1 | SITRANS F M MAG 3100 | 2839.1
7ME6310-3FC11-2AA1 | SITRANS F M MAG 3100 | 1634.14
7ME6310-3FC13-1AA1-ZY17 | SITRANS F M MAG 3100 | 1823.78
7ME6310-3FC13-1AA1-ZY18 | SITRANS F M MAG 3100 | 1799.27
7ME6310-3FC13-1AA2-ZY17 | SITRANS F M MAG 3100 | 1823.78
7ME6310-3FC13-1AA3 | SITRANS F M MAG 3100 | 1861.88
7ME6310-3FC13-3AA1 | SITRANS F M MAG 3100 | 2822.76
7ME6310-3FC13-3CA1 | SITRANS F M MAG 3100 | 4665.6
7ME6310-3FC13-3LA1 | SITRANS F M MAG 3100 | 4144.78
7ME6310-3FC13-4AA1-ZY17 | SITRANS F M MAG 3100 | 2048.79
7ME6310-3FC21-1AA1 | SITRANS F M MAG 3100 | 1824.68
7ME6310-3FC21-1LA1 | SITRANS F M MAG 3100 | 3146.69
7ME6310-3FC21-2LB1 | SITRANS F M MAG 3100 | 3469.7
7ME6310-3FC22-1AA1 | SITRANS F M MAG 3100 | 2019.77
7ME6310-3FC31-1AA1 | SITRANS F M MAG 3100 | 2492.5
7ME6310-3FC31-2AA1 | SITRANS F M MAG 3100 | 2609.55
7ME6310-3FC32-1AA1-ZC14Y41 | SITRANS F M MAG 3100 | 3309.11
7ME6310-3FC33-2AA1 | SITRANS F M MAG 3100 | 2725.68
7ME6310-3FF12-1HA1 | SITRANS F M MAG 3100 | 3363.55
7ME6310-3FF12-1LA1 | SITRANS F M MAG 3100 | 3129.46
7ME6310-3FF12-2AA1 | SITRANS F M MAG 3100 | 1924.49
7ME6310-3FF12-2AA1-ZY17 | SITRANS F M MAG 3100 | 2049.7
7ME6310-3FF12-2CF1-ZC12C14Y17 | SITRANS F M MAG 3100 | 4606.62
7ME6310-3FF23-1AA1 | SITRANS F M MAG 3100 | 2088.73
7ME6310-3FF23-1KA1-ZC14 | SITRANS F M MAG 3100 | 3488.76
7ME6310-3FF23-1LA1-ZC14 | SITRANS F M MAG 3100 | 3488.76
6FX8002-5CN41-1AD0 | POWER CABLE PREASSEMBLED | 417.11
6FX8002-5CN41-1AF5 | POWER CABLE PREASSEMBLED | 477.09
6FX8002-5CN41-1AH5 | POWER CABLE PREASSEMBLED | 517.09
6FX8002-5CN41-1AK5 | POWER CABLE PREASSEMBLED | 557.07
6FX8002-5CN41-1DK0 | POWER CABLE PREASSEMBLED | 1137.16
6FX8002-5CN41-1EB0 | POWER CABLE PREASSEMBLED | 1177.21
6FX8002-5CN41-1EC0 | POWER CABLE PREASSEMBLED | 1197.24
6FX8002-5CN41-1ED0 | POWER CABLE PREASSEMBLED | 1217.24
6FX8002-5CN41-1FH0 | POWER CABLE PREASSEMBLED | 1497.2
6FX8002-5CN41-1FJ0 | POWER CABLE PREASSEMBLED | 1517.18
6FX8002-5CN41-1FK0 | POWER CABLE PREASSEMBLED | 1537.18
7MB2337-5AH00-5AH1 | ULTRAMAT 23, Rack device, 2 Channel | 22030.27
7MB2337-5AH10-3AH1-ZA12 | ULTRAMAT 23, Rack device, 2 Channel | 27919.26
7MB2337-5AN00-3CJ1-ZC03 | ULTRAMAT 23, Rack device, 2 Channel | 22412.11
7MB2337-5AN00-5CN1 | ULTRAMAT 23, Rack device, 2 Channel | 21138.2
7MB2337-5AR10-5CQ1 | ULTRAMAT 23, Rack device, 2 Channel | 25623.25
7MB2337-5DR10-5CR1 | ULTRAMAT 23, Rack device, 2 Channel | 25623.25
7MB2337-5NG00-3NG1 | ULTRAMAT 23, Rack device, 2 Channel | 26398.47
7MB2337-5PG00-5AG1 | ULTRAMAT 23, Rack device, 2 Channel | 24650.52
7MB2337-5PH10-3NF1 | ULTRAMAT 23, Rack device, 2 Channel | 30447.35
7ME3400-3DC20-5BA2 | SITRANS FUS380 | 9528.45
7ME3400-3DC30-4BA2 | SITRANS FUS380 | 9601.15
7ME3400-3DD00-5EA2 | SITRANS FUS380 | 10092.1
7ME3400-3JC00-4BA2 | SITRANS FUS380 | 10806.74
7ME3400-3LC00-6EA2 | SITRANS FUS380 | 10904.04
7ME3400-3LC20-5BA2-ZE21 | SITRANS FUS380 | 10883.9
7ME3400-3LD30-5BA2 | SITRANS FUS380 | 11506.84
7ME3400-3LD30-6EA2 | SITRANS FUS380 | 11604.13
7ME3400-3MC30-5BA2 | SITRANS FUS380 | 10954.37
7ME3400-3MD40-6EA2 | SITRANS FUS380 | 11750.64
7ME3400-3UC00-6EA2 | SITRANS FUS380 | 12315.41
7ME3400-3UC20-7DA5 | SITRANS FUS380 | 12432.84
7ME3400-3UC50-6BA3 | SITRANS FUS380 | 12660.98
7ME3400-3UD20-5BA2 | SITRANS FUS380 | 13073.66
7ME3400-3UD30-6BA6 | SITRANS FUS380 | 13146.36
7ME3400-3UD50-7BA5 | SITRANS FUS380 | 13438.24
7ME3400-4GC00-5BA2 | SITRANS FUS380 | 14155.12
7ME3400-4GC00-6EA2 | SITRANS FUS380 | 14252.41
7ME3400-4NC00-6BA2 | SITRANS FUS380 | 17012.53
7ME3400-4QC00-5EA2 | SITRANS FUS380 | 17109.83
7ME3400-4QC30-6BA2 | SITRANS FUS380 | 17161.27
7ME3400-4QC40-6EA2 | SITRANS FUS380 | 17403.95
7ME3400-4RD00-6BA2 | SITRANS FUS380 | 18426.14
7ME3400-5AC30-6DA2 | SITRANS FUS380 | 20965.94
7ME3400-5CD40-6EA2 | SITRANS FUS380 | 22710.59
7ME3400-5JD40-6EA2 | SITRANS FUS380 | 27187.4
7ME3400-5LD30-6EA2 | SITRANS FUS380 | 27042.01
7ME3400-5LD50-6EA2 | SITRANS FUS380 | 27331.67
7ME3400-5VC30-7BA3 | SITRANS FUS380 | 30047.05
7ME3410-1BE00-1BA2 | SITRANS FUE380 | 2460.39
7ME3410-1BE00-4BA5 | SITRANS FUE380 | 2460.39
7ME3410-1BE01-2BR2 | SITRANS FUE380 | 2460.39
7ME3410-1BE01-2ES2 | SITRANS FUE380 | 2557.7
7ME3410-1BE01-4ER2 | SITRANS FUE380 | 2557.7
7ME3410-1BE21-2ER2 | SITRANS FUE380 | 2640.45
7ME3410-1BE21-4BS8 | SITRANS FUE380 | 2543.16
7ME3410-1BE51-2BT5 | SITRANS FUE380 | 2962.54
7ME3410-1CE00-2BA2 | SITRANS FUE380 | 2460.39
7ME3410-1CE00-4DA2 | SITRANS FUE380 | 2596.84
7ME3410-1CE01-2BR2 | SITRANS FUE380 | 2460.39
7ME3410-1CE01-2ER2 | SITRANS FUE380 | 2557.7
7ME3410-1CE20-2BA2 | SITRANS FUE380 | 2543.16
7ME3410-1CE21-2BR2 | SITRANS FUE380 | 2543.16
7ME3410-1CE31-2BS2 | SITRANS FUE380 | 2612.49
7ME3410-1DE00-2BA3 | SITRANS FUE380 | 2460.39
7ME3410-1DE01-2BR2 | SITRANS FUE380 | 2460.39
7ME3410-1DE01-2BS2 | SITRANS FUE380 | 2460.39
7ME3410-1DE01-3BR2 | SITRANS FUE380 | 2460.39
7ME3410-1DE02-2ER2 | SITRANS FUE380 | 2690.77
7ME3410-1DE02-4DR3 | SITRANS FUE380 | 2729.93
7ME3410-1DE21-2ER2 | SITRANS FUE380 | 2640.45
7ME3410-1DE22-2BR2 | SITRANS FUE380 | 2674
7ME3410-1DE32-2BT2 | SITRANS FUE380 | 2745.58
7ME3410-1DE32-2ER3 | SITRANS FUE380 | 2842.87
7ME3410-1FE00-2BR2 | SITRANS FUE380 | 2793.67
7ME3410-1FE01-2BR2 | SITRANS FUE380 | 2793.67
7ME6310-2YJ31-1CA2-ZC14Y17 | SITRANS F M MAG 3100 | 4123
7ME6310-2YJ31-2AA3-ZC15 | SITRANS F M MAG 3100 | 2435.32
7ME6310-2YJ33-1AA2 | SITRANS F M MAG 3100 | 2193.06
7ME6310-2YJ33-2CB1 | SITRANS F M MAG 3100 | 4358.92
7ME6310-2YK11-1AA2 | SITRANS F M MAG 3100 | 1584.24
7ME6310-2YK12-1LB2 | SITRANS F M MAG 3100 | 3303.66
6FX8002-5CN41-1CG0 | POWER CABLE PREASSEMBLED | 877.14
6FX8002-5CN41-1CK0 | POWER CABLE PREASSEMBLED | 937.12
6FX8002-5CN41-1EJ0 | POWER CABLE PREASSEMBLED | 1317.24
6FX8002-5CN41-1EK0 | POWER CABLE PREASSEMBLED | 1337.22
6FX8002-5CN41-1FB0 | POWER CABLE PREASSEMBLED | 1377.15
6FX8002-5CN41-1FC0 | POWER CABLE PREASSEMBLED | 1397.2
6FX8002-5CN41-1GG0 | POWER CABLE PREASSEMBLED | 1677.25
6FX8002-5CN41-1GH0 | POWER CABLE PREASSEMBLED | 1697.24
6FX8002-5CN41-1GJ0 | POWER CABLE PREASSEMBLED | 1717.23
6FX8002-5CN41-1GK0 | POWER CABLE PREASSEMBLED | 1737.22
6FX8002-5CN46-1DG0 | POWER CABLE PREASSEMBLED | 841.19
6FX8002-5CN51-1AA0 | POWER CABLE PREASSEMBLED | 361.86
6FX8002-5CN51-1AB0 | POWER CABLE PREASSEMBLED | 386.58
6FX8002-5CN51-1AC0 | POWER CABLE PREASSEMBLED | 411.34
6FX8002-5CN51-1CK0 | POWER CABLE PREASSEMBLED | 1079.37
6FX8002-5CN51-1DB0 | POWER CABLE PREASSEMBLED | 1128.9
6FX8002-5CN51-1DE0 | POWER CABLE PREASSEMBLED | 1203.19
6FX8002-5CN51-1DH0 | POWER CABLE PREASSEMBLED | 1277.38
6FX8002-5CN51-1FE0 | POWER CABLE PREASSEMBLED | 1698.03
6FX8002-5CN51-1FF0 | POWER CABLE PREASSEMBLED | 1722.74
6FX8002-5CN51-1FG0 | POWER CABLE PREASSEMBLED | 1747.48
6FX8002-5CN51-1FH0 | POWER CABLE PREASSEMBLED | 1772.22
6FX8002-5CN51-1HD0 | POWER CABLE PREASSEMBLED | 2168.06
6FX8002-5CN51-1HE0 | POWER CABLE PREASSEMBLED | 2192.9
6FX8002-5CN51-1HF0 | POWER CABLE PREASSEMBLED | 2217.59
6FX8002-5CN51-1HG0 | POWER CABLE PREASSEMBLED | 2242.33
6FX8002-5CN54-1CJ0 | POWER CABLE PREASSEMBLED | 921.27
6FX8002-5CN54-1CK0 | POWER CABLE PREASSEMBLED | 945.97
6FX8002-5CN54-1DB0 | POWER CABLE PREASSEMBLED | 995.48
6FX8002-5CN54-1DD0 | POWER CABLE PREASSEMBLED | 1044.95
6FX8002-5CN54-1DE0 | POWER CABLE PREASSEMBLED | 1069.79
6FX8002-5CN54-1FB0 | POWER CABLE PREASSEMBLED | 1490.36
6FX8002-5CN54-1FC0 | POWER CABLE PREASSEMBLED | 1515.1
6FX8002-5CN54-1FE0 | POWER CABLE PREASSEMBLED | 1564.65
6FX8002-5CN54-1FF0 | POWER CABLE PREASSEMBLED | 1589.35
6FX8002-5CN54-1GK0 | POWER CABLE PREASSEMBLED | 1935.7
6FX8002-5CN54-1HA0 | POWER CABLE PREASSEMBLED | 1960.47
6FX8002-5CN54-1HB0 | POWER CABLE PREASSEMBLED | 1985.2
6FX8002-5CN54-1HC0 | POWER CABLE PREASSEMBLED | 2009.94
6FX8002-5CN56-1FA0 | POWER CABLE PREASSEMBLED | 1251.45
6FX8002-5CN61-1AA0 | POWER CABLE PREASSEMBLED | 378.44
6FX8002-5CN61-1AB0 | POWER CABLE PREASSEMBLED | 413.79
6FX8002-5CN61-1AD0 | POWER CABLE PREASSEMBLED | 484.58
6FX8002-5CN61-1BG0 | POWER CABLE PREASSEMBLED | 944.53
6FX8002-5CN61-1BH0 | POWER CABLE PREASSEMBLED | 979.92
6FX8002-5CN61-1BJ0 | POWER CABLE PREASSEMBLED | 1015.3
6FX8002-5CN61-1BK0 | POWER CABLE PREASSEMBLED | 1050.72
6FX8002-5DN21-1DJ0 | POWER CABLE PREASSEMBLED | 1036.49
6FX8002-5DN21-1DK0 | POWER CABLE PREASSEMBLED | 1054.05
6FX8002-5DN21-1EA0 | POWER CABLE PREASSEMBLED | 1071.53
6FX8002-5DN21-1EB0 | POWER CABLE PREASSEMBLED | 1089.03
6FX8002-5DN21-1FG0 | POWER CABLE PREASSEMBLED | 1351.61
6FX8002-5DN21-1FH0 | POWER CABLE PREASSEMBLED | 1369.13
6FX8002-5DN21-1FJ0 | POWER CABLE PREASSEMBLED | 1386.62
6FX8002-5DN21-1FK0 | POWER CABLE PREASSEMBLED | 1404.15
6FX8002-5DN21-1HC0 | POWER CABLE PREASSEMBLED | 1631.73
6FX8002-5DN21-1HD0 | POWER CABLE PREASSEMBLED | 1649.25
6FX8002-5DN21-1HE0 | POWER CABLE PREASSEMBLED | 1666.72
6FX8002-5DN21-1HF0 | POWER CABLE PREASSEMBLED | 1684.27
6FX8002-5DN21-1HG0 | POWER CABLE PREASSEMBLED | 1701.74
6FX8002-5DN30-1BG0 | POWER CABLE, PREASSEMBLED | 455.85
6FX8002-5DN30-1CA0 | POWER CABLE, PREASSEMBLED | 525.83
6FX8002-5DN30-1CB0 | POWER CABLE, PREASSEMBLED | 543.31
6FX8002-5DN31-1AA0 | POWER CABLE PREASSEMBLED | 376.13
6FX8002-5CN41-1GA0 | POWER CABLE PREASSEMBLED | 1557.23
6FX8002-5CN41-1GB0 | POWER CABLE PREASSEMBLED | 1577.21
6FX8002-5CN41-1HE0 | POWER CABLE PREASSEMBLED | 1837.26
6FX8002-5CN41-1HF0 | POWER CABLE PREASSEMBLED | 1857.31
6FX8002-5CN41-1HG0 | POWER CABLE PREASSEMBLED | 1877.29
6FX8002-5CN41-1HH0 | POWER CABLE PREASSEMBLED | 1897.29
6FX8002-5CN51-1AH2 | POWER CABLE PREASSEMBLED | 559.8
6FX8002-5CN51-1AH5 | POWER CABLE PREASSEMBLED | 559.8
6FX8002-5CN51-1AJ0 | POWER CABLE PREASSEMBLED | 559.83
6FX8002-5CN51-1AK0 | POWER CABLE PREASSEMBLED | 584.53
6FX8002-5CN51-1EF0 | POWER CABLE PREASSEMBLED | 1475.25
6FX8002-5CN51-1EG0 | POWER CABLE PREASSEMBLED | 1500
6FX8002-5CN51-1EH0 | POWER CABLE PREASSEMBLED | 1524.75
6FX8002-5CN51-1EJ0 | POWER CABLE PREASSEMBLED | 1549.49
6FX8002-5CN51-1GD0 | POWER CABLE PREASSEMBLED | 1920.61
6FX8002-5CN51-1GE0 | POWER CABLE PREASSEMBLED | 1945.44
6FX8002-5CN51-1GF0 | POWER CABLE PREASSEMBLED | 1970.14
6FX8002-5CN51-1GG0 | POWER CABLE PREASSEMBLED | 1994.86
6FX8002-5CN51-1GH0 | POWER CABLE PREASSEMBLED | 2019.64
6FX8002-5CN54-1AA0 | POWER CABLE PREASSEMBLED | 228.47
6FX8002-5CN54-1AB0 | POWER CABLE PREASSEMBLED | 253.2
6FX8002-5CN54-1AC0 | POWER CABLE PREASSEMBLED | 277.95
6FX8002-5CN54-1AD0 | POWER CABLE PREASSEMBLED | 302.66
6FX8002-5CN54-1EB0 | POWER CABLE PREASSEMBLED | 1242.86
6FX8002-5CN54-1EC0 | POWER CABLE PREASSEMBLED | 1267.61
6FX8002-5CN54-1ED0 | POWER CABLE PREASSEMBLED | 1292.33
6FX8002-5CN54-1EE0 | POWER CABLE PREASSEMBLED | 1317.15
6FX8002-5CN54-1GA0 | POWER CABLE PREASSEMBLED | 1713.02
6FX8002-5CN54-1GB0 | POWER CABLE PREASSEMBLED | 1737.75
6FX8002-5CN54-1GC0 | POWER CABLE PREASSEMBLED | 1762.5
6FX8002-5CN54-1GD0 | POWER CABLE PREASSEMBLED | 1787.2
6FX8002-5CN54-1GE0 | POWER CABLE PREASSEMBLED | 1812.04
6FX8002-5CN54-1HH0 | POWER CABLE PREASSEMBLED | 2133.68
6FX8002-5CN54-1HJ0 | POWER CABLE PREASSEMBLED | 2158.45
6FX8002-5CN54-1HK0 | POWER CABLE PREASSEMBLED | 2183.15
6FX8002-5CN54-1CH0 | POWER CABLE PREASSEMBLED | 896.52
6FX8002-5CN61-1AJ0 | POWER CABLE PREASSEMBLED | 661.53
6FX8002-5CN61-1AK0 | POWER CABLE PREASSEMBLED | 696.91
6FX8002-5CN61-1BA0 | POWER CABLE PREASSEMBLED | 732.25
6FX8002-5CN61-1BB0 | POWER CABLE PREASSEMBLED | 767.58
6FX8002-5CN61-1CG0 | POWER CABLE PREASSEMBLED | 1298.35
6FX8002-5CN61-1CJ0 | POWER CABLE PREASSEMBLED | 1369.13
6FX8002-5CN61-1CK0 | POWER CABLE PREASSEMBLED | 1404.54
6FX8002-5CN61-1DA0 | POWER CABLE PREASSEMBLED | 1439.86
6FX8002-5DN21-1EG0 | POWER CABLE PREASSEMBLED | 1176.56
6FX8002-5DN21-1EH0 | POWER CABLE PREASSEMBLED | 1194.05
6FX8002-5DN21-1EJ0 | POWER CABLE PREASSEMBLED | 1211.55
6FX8002-5DN21-1EK0 | POWER CABLE PREASSEMBLED | 1229.1
6FX8002-5DN21-1GE0 | POWER CABLE PREASSEMBLED | 1491.67
6FX8002-5DN21-1GF0 | POWER CABLE PREASSEMBLED | 1509.2
6FX8002-5DN21-1GG0 | POWER CABLE PREASSEMBLED | 1526.69
6FX8002-5DN21-1GH0 | POWER CABLE PREASSEMBLED | 1544.18
6FX8002-5DN26-1AF0 | POWER CABLE PREASSEMBLED | 353.29
6FX8002-5DN26-1CG0 | POWER CABLE PREASSEMBLED | 642.91
6FX8002-5DN26-1EA0 | POWER CABLE PREASSEMBLED | 835.96
6FX8002-5DN26-1HA0 | POWER CABLE PREASSEMBLED | 1249.67
6FX8002-5DN31-1AJ5 | POWER CABLE PREASSEMBLED | 558.44
6FX8002-5DN31-1AK0 | POWER CABLE PREASSEMBLED | 558.44
6FX8002-5DN31-1BB0 | POWER CABLE PREASSEMBLED | 598.87
6FX8002-5DN31-1BD5 | POWER CABLE PREASSEMBLED | 659.65
6FX8002-5DN31-1BE2 | POWER CABLE PREASSEMBLED | 679.94
6FX8002-5DN31-1EF0 | POWER CABLE PREASSEMBLED | 1287.71
6FX8002-5DN31-1EG0 | POWER CABLE PREASSEMBLED | 1307.93
6FX8002-5DN31-1EH0 | POWER CABLE PREASSEMBLED | 1328.18
6FX8002-5DN31-1DD0 | POWER CABLE PREASSEMBLED | 1044.64
6FX8002-5DN31-1DF0 | POWER CABLE PREASSEMBLED | 1085.17
6FX8002-5DN31-1DG0 | POWER CABLE PREASSEMBLED | 1105.43
6FX8002-5DN31-1DH0 | POWER CABLE PREASSEMBLED | 1125.66
6FX8002-5DN31-1FG0 | POWER CABLE PREASSEMBLED | 1510.5
6FX8002-5DN31-1FH0 | POWER CABLE PREASSEMBLED | 1530.74
6FX8002-5DN31-1FJ0 | POWER CABLE PREASSEMBLED | 1551.05
6FX8002-5DN31-1FK0 | POWER CABLE PREASSEMBLED | 1571.28
6FX8002-5DN31-1HE0 | POWER CABLE PREASSEMBLED | 1875.19
6FX8002-5DN31-1HF0 | POWER CABLE PREASSEMBLED | 1895.41
6FX8002-5DN31-1HG0 | POWER CABLE PREASSEMBLED | 1915.65
6FX8002-5DN31-1HH0 | POWER CABLE PREASSEMBLED | 1935.88
6FX8002-5DN36-1FB0 | POWER CABLE PREASSEMBLED | 1101.86
6FX8002-5DN36-1HA0 | POWER CABLE PREASSEMBLED | 1405.09
6FX8002-5DN41-1AA0 | POWER CABLE PREASSEMBLED | 376.13
6FX8002-5DN41-1AC6 | POWER CABLE PREASSEMBLED | 449.64
6FX8002-5DN41-1DG0 | POWER CABLE PREASSEMBLED | 1258.53
6FX8002-5DN41-1DH0 | POWER CABLE PREASSEMBLED | 1283.06
6FX8002-5DN41-1DJ0 | POWER CABLE PREASSEMBLED | 1307.59
6FX8002-5DN41-1DK0 | POWER CABLE PREASSEMBLED | 1332.1
6FX8002-5DN41-1FD0 | POWER CABLE PREASSEMBLED | 1675.23
6FX8002-5DN41-1FE0 | POWER CABLE PREASSEMBLED | 1699.75
6FX8002-5DN41-1FF0 | POWER CABLE PREASSEMBLED | 1724.27
6FX8002-5DN41-1FG0 | POWER CABLE PREASSEMBLED | 1748.76
6FX8002-5DN41-1FH0 | POWER CABLE PREASSEMBLED | 1773.28
6FX8002-5DN41-1HA0 | POWER CABLE PREASSEMBLED | 2091.9
6FX8002-5DN41-1HB0 | POWER CABLE PREASSEMBLED | 2116.41
6FX8002-5DN41-1HC0 | POWER CABLE PREASSEMBLED | 2140.94
6FX8002-5DN41-1HD0 | POWER CABLE PREASSEMBLED | 2165.45
6RA8095-4KV62-0AA0-ZG00L11S01 | SINAMICS DCM DC CONVERTER | 48394.73
6SL3520-3XR00-3AB0 | G115D WM IP65/66 380..480V 0,37kW FSA C2 | 1129.25
6SL3520-3XR00-3AF0 | G115D WM IP65/66 380..480V 0,37kW FSA C2 | 1569.95
6SL3520-3XR00-5AB0 | G115D WM IP65/66 380..480V 0,55kW FSA C2 | 1144.49
6SL3520-3XR05-5AB0 | G115D WM IP65/66 380...480V 5,5kW FSC C2 | 2483.42
7MB2335-0AU00-3AA2 | ULTRAMAT 23, Rack Device, 1 Channel | 15222.85
7MB2335-0AU00-3AA4 | ULTRAMAT 23, Rack Device, 1 Channel | 15222.85
7MB2335-0AU10-3AA0 | ULTRAMAT 23, Rack Device, 1 Channel | 19556.48
7MB2335-0AX10-3AA0 | ULTRAMAT 23, Rack Device, 1 Channel | 23004.63
7MB2335-0CD00-1AA1-ZY11 | ULTRAMAT 23, Rack Device, 1 Channel | 15329.85
7MB2335-0CD00-3AA1-ZA12C02 | ULTRAMAT 23, Rack Device, 1 Channel | 17378.98
7MB2335-0CD00-3AA1-ZC02 | ULTRAMAT 23, Rack Device, 1 Channel | 16022.77
7MB2335-0CM00-6AA1 | ULTRAMAT 23, Rack Device, 1 Channel | 14371.93
7MB2335-0CM10-3AA1 | ULTRAMAT 23, Rack Device, 1 Channel | 18705.57
7MB2335-0CN00-1AA4 | ULTRAMAT 23, Rack Device, 1 Channel | 14371.93
7MB2335-0CN00-3AA1 | ULTRAMAT 23, Rack Device, 1 Channel | 14371.93
7MB2335-0CP10-3AA1-ZA12A13B03 | ULTRAMAT 23, Rack Device, 1 Channel | 21576.01
7MB2335-0CP10-3AA2 | ULTRAMAT 23, Rack Device, 1 Channel | 18705.57
7MB2335-0CP10-6AA1 | ULTRAMAT 23, Rack Device, 1 Channel | 18705.57
7MB2335-0CP80-3AA1 | ULTRAMAT 23, Rack Device, 1 Channel | 22380.83
7MB2335-0CR00-3AA0 | ULTRAMAT 23, Rack Device, 1 Channel | 14371.93
7MB2335-0CR00-3AA0-ZC02 | ULTRAMAT 23, Rack Device, 1 Channel | 15171.83
7MB2335-0CR00-3AA1 | ULTRAMAT 23, Rack Device, 1 Channel | 14371.93
7MB2335-0CR00-3AA2 | ULTRAMAT 23, Rack Device, 1 Channel | 14371.93
7MB2335-0CR00-3AA2-ZC02 | ULTRAMAT 23, Rack Device, 1 Channel | 15171.83
7MB2335-0DN00-3AA1 | ULTRAMAT 23, Rack Device, 1 Channel | 14371.93
7MB2335-0DN00-3AA1-ZY11 | ULTRAMAT 23, Rack Device, 1 Channel | 14478.91
7MB2335-0DN10-3AA1 | ULTRAMAT 23, Rack Device, 1 Channel | 18705.57
7MB2335-0DN80-3AA1 | ULTRAMAT 23, Rack Device, 1 Channel | 22380.83
7ME6310-2YM13-2AA1-ZY17 | SITRANS F M MAG 3100 | 1967.14
7ME6310-2YN11-1CB1-ZC15 | SITRANS F M MAG 3100 | 3620.33
7ME6310-3FA13-4AA1 | SITRANS F M MAG 3100 | 1923.58
7ME6310-3FC11-1AA1-ZY17 | SITRANS F M MAG 3100 | 1642.31
7ME6310-3FC11-2AA1-ZY41 | SITRANS F M MAG 3100 | 2178.54
7ME6310-3FC12-1AA1 | SITRANS F M MAG 3100 | 1711.27
7ME6310-3FC12-2AA2 | SITRANS F M MAG 3100 | 1828.32
7ME6310-3FC13-1AA1 | SITRANS F M MAG 3100 | 1698.56
7ME6310-3FC13-1EB1 | SITRANS F M MAG 3100 | 4611.16
7ME6310-3FC13-2AA1 | SITRANS F M MAG 3100 | 1815.61
7ME6310-3FC13-2AA2-ZY17 | SITRANS F M MAG 3100 | 1940.82
7ME6310-3FC13-2CA1 | SITRANS F M MAG 3100 | 3658.45
7ME6310-3FC13-4LA2 | SITRANS F M MAG 3100 | 3245.6
7ME6310-3FC13-5AA1-ZY17 | SITRANS F M MAG 3100 | 2323.72
7ME6310-3FC15-1AA1 | SITRANS F M MAG 3100 | 1860.97
7ME6310-3FC15-2AA1-ZY41 | SITRANS F M MAG 3100 | 2522.43
7ME6310-3FC22-2AA1 | SITRANS F M MAG 3100 | 2136.81
7ME6310-3FC22-2AA2 | SITRANS F M MAG 3100 | 2136.81
7ME6310-3FC23-2AA3-ZC14Y17Y20 | SITRANS F M MAG 3100 | 2526.06
7ME6310-3FC23-5AA1-ZY17 | SITRANS F M MAG 3100 | 2566.89
7ME6310-3FF11-1AA1 | SITRANS F M MAG 3100 | 1612.36
7ME6310-3FF11-1AA1-ZY41 | SITRANS F M MAG 3100 | 2156.78
7ME6310-3FF11-2AA1-ZY17 | SITRANS F M MAG 3100 | 1854.62
7ME6310-3FF12-1AA1 | SITRANS F M MAG 3100 | 1807.44
7ME6310-3FF13-1AA1 | SITRANS F M MAG 3100 | 1797.46
7ME6310-3FF13-1HB1 | SITRANS F M MAG 3100 | 3559.54
7ME6310-3FF13-4AA2 | SITRANS F M MAG 3100 | 2022.49
7ME6310-3FF15-1AA1 | SITRANS F M MAG 3100 | 1958.97
6FX8002-5CN36-1GA0 | POWER CABLE PREASSEMBLED | 1012.29
6FX8002-5CN41-1BB5 | POWER CABLE PREASSEMBLED | 597.11
6FX8002-5CN41-1BK0 | POWER CABLE PREASSEMBLED | 737.13
6FX8002-5CN41-1DE0 | POWER CABLE PREASSEMBLED | 1037.17
6FX8002-5CN41-1DJ0 | POWER CABLE PREASSEMBLED | 1117.18
6FX8002-5CN41-1EE0 | POWER CABLE PREASSEMBLED | 1237.22
6FX8002-5CN41-1EG0 | POWER CABLE PREASSEMBLED | 1277.24
6FX8002-5CN41-1FE0 | POWER CABLE PREASSEMBLED | 1437.18
6FX8002-5CN41-1FG0 | POWER CABLE PREASSEMBLED | 1477.2
6FX8002-5CN41-1GD0 | POWER CABLE PREASSEMBLED | 1617.24
6FX8002-5CN41-1GF0 | POWER CABLE PREASSEMBLED | 1657.27
6FX8002-5CN41-1HA0 | POWER CABLE PREASSEMBLED | 1757.26
6FX8002-5CN41-1HC0 | POWER CABLE PREASSEMBLED | 1797.3
6FX8002-5CN41-1HK0 | POWER CABLE PREASSEMBLED | 1937.26
6FX8002-5CN46-1AE0 | POWER CABLE PREASSEMBLED | 336.45
6FX8002-5CN51-1AE0 | POWER CABLE PREASSEMBLED | 460.87
6FX8002-5CN51-1AG5 | POWER CABLE PREASSEMBLED | 535.05
6FX8002-5CN51-1BA5 | POWER CABLE PREASSEMBLED | 634.02
6FX8002-5CN51-1BK0 | POWER CABLE PREASSEMBLED | 831.97
6FX8002-5CN51-1EB0 | POWER CABLE PREASSEMBLED | 1376.26
6FX8002-5CN51-1ED0 | POWER CABLE PREASSEMBLED | 1425.72
6FX8002-5CN51-1FB0 | POWER CABLE PREASSEMBLED | 1623.74
6FX8002-5CN51-1FD0 | POWER CABLE PREASSEMBLED | 1673.22
6FX8002-5CN51-1FJ0 | POWER CABLE PREASSEMBLED | 1797
6FX8002-5CN51-1GB0 | POWER CABLE PREASSEMBLED | 1871.15
6FX8002-5CN51-1GJ0 | POWER CABLE PREASSEMBLED | 2044.38
6FX8002-5CN51-1HB0 | POWER CABLE PREASSEMBLED | 2118.59
6FX8002-5CN51-1HJ0 | POWER CABLE PREASSEMBLED | 2291.84
6FX8002-5CN51-1JA0 | POWER CABLE PREASSEMBLED | 2341.31
6FX8002-5CN54-1AE0 | POWER CABLE PREASSEMBLED | 327.49
6FX8002-5CN54-1CB0 | POWER CABLE PREASSEMBLED | 748.02
6FX8002-5CN54-1DG0 | POWER CABLE PREASSEMBLED | 1119.22
6FX8002-5CN54-1DJ0 | POWER CABLE PREASSEMBLED | 1168.75
6FX8002-5CN54-1EG0 | POWER CABLE PREASSEMBLED | 1366.6
6FX8002-5CN54-1EK0 | POWER CABLE PREASSEMBLED | 1440.81
6FX8002-5CN54-1FG0 | POWER CABLE PREASSEMBLED | 1614.08
7MB2335-0FE00-5AA1 | ULTRAMAT 23, Rack Device, 1 Channel | 16970.8
7MB2335-0MF00-3AA1 | ULTRAMAT 23, Rack Device, 1 Channel | 16911.54
7MB2335-0NE00-3AA1 | ULTRAMAT 23, Rack Device, 1 Channel | 16911.54
7MB2335-0NF00-3AA1 | ULTRAMAT 23, Rack Device, 1 Channel | 16911.54
7MB2335-0NG00-3AA3 | ULTRAMAT 23, Rack Device, 1 Channel | 16911.54
7MB2335-0NG00-3AA4 | ULTRAMAT 23, Rack Device, 1 Channel | 16911.54
7MB2335-0NG00-6AA1 | ULTRAMAT 23, Rack Device, 1 Channel | 16911.54
7MB2335-0NG10-3AA0 | ULTRAMAT 23, Rack Device, 1 Channel | 21245.18
7MB2335-0NG10-3AA1 | ULTRAMAT 23, Rack Device, 1 Channel | 21245.18
7MB2335-0NH10-3AA4 | ULTRAMAT 23, Rack Device, 1 Channel | 20823.84
7MB2335-0NH10-5AA1-ZA12 | ULTRAMAT 23, Rack Device, 1 Channel | 22180.05
7MB2335-0NH10-5AA3 | ULTRAMAT 23, Rack Device, 1 Channel | 20823.84
7MB2335-0NH80-3AA0 | ULTRAMAT 23, Rack Device, 1 Channel | 24499.1
7MB2335-0NL00-3AA1 | ULTRAMAT 23, Rack Device, 1 Channel | 16490.2
7MB2335-0NL00-3AA2 | ULTRAMAT 23, Rack Device, 1 Channel | 16490.2
7MB2335-0NT00-3AA3 | ULTRAMAT 23, Rack Device, 1 Channel | 17197.93
7MB2335-0NU00-3AA1 | ULTRAMAT 23, Rack Device, 1 Channel | 16911.54
7MB2335-0NW10-3AA4 | ULTRAMAT 23, Rack Device, 1 Channel | 21245.18
7MB2335-0PE00-3AA1 | ULTRAMAT 23, Rack Device, 1 Channel | 16911.54
7MB2335-0PE00-5AA1 | ULTRAMAT 23, Rack Device, 1 Channel | 16911.54
7MB2335-0PE00-6AA1 | ULTRAMAT 23, Rack Device, 1 Channel | 16911.54
7MB2335-0PG10-3AA2 | ULTRAMAT 23, Rack Device, 1 Channel | 21245.18
7MB2335-0PG10-5AA3-ZA13D15 | ULTRAMAT 23, Rack Device, 1 Channel | 22601.39
7MB2335-0PG10-6AA1 | ULTRAMAT 23, Rack Device, 1 Channel | 21245.18
7MB2335-0PH00-1AA1 | ULTRAMAT 23, Rack Device, 1 Channel | 16490.2
7MB2335-0PH00-1AA1-ZB02 | ULTRAMAT 23, Rack Device, 1 Channel | 16490.2
7MB2337-3AM10-5PJ1 | ULTRAMAT 23, Rack device, 2 Channel | 28357.07
7MB2337-3AM10-6CM1 | ULTRAMAT 23, Rack device, 2 Channel | 26163.1
7MB2337-3AM10-6CQ3 | ULTRAMAT 23, Rack device, 2 Channel | 26163.1
7MB2337-3AM10-6DM3 | ULTRAMAT 23, Rack device, 2 Channel | 26163.1
7MB2337-3AQ00-3CL1 | ULTRAMAT 23, Rack device, 2 Channel | 22124.09
7MB2337-3AQ00-3CM1 | ULTRAMAT 23, Rack device, 2 Channel | 21678.04
7MB2337-3AQ00-5CK1 | ULTRAMAT 23, Rack device, 2 Channel | 22124.09
7MB2337-3AQ00-5CN1 | ULTRAMAT 23, Rack device, 2 Channel | 21678.04
7MB2337-3AU00-3CD1-ZC03 | ULTRAMAT 23, Rack device, 2 Channel | 24270.33
7MB2337-3AU00-3PW2 | ULTRAMAT 23, Rack device, 2 Channel | 25190.39
7MB2337-3AU10-3NW1 | ULTRAMAT 23, Rack device, 2 Channel | 29675.44
7MB2337-3AU10-3NW3 | ULTRAMAT 23, Rack device, 2 Channel | 29675.44
7MB2337-3AU10-3PT1 | ULTRAMAT 23, Rack device, 2 Channel | 29956.89
7MB2337-3DR00-3CR2 | ULTRAMAT 23, Rack device, 2 Channel | 21678.04
7MB2337-3DR00-5CR1 | ULTRAMAT 23, Rack device, 2 Channel | 21678.04
7MB2337-3DR10-1CR1 | ULTRAMAT 23, Rack device, 2 Channel | 26163.1
7MB2337-3DR10-1CR3 | ULTRAMAT 23, Rack device, 2 Channel | 26163.1
7MB2337-3NH10-3PH1 | ULTRAMAT 23, Rack device, 2 Channel | 30551.04
7MB2337-3NJ00-3PG1-ZA12 | ULTRAMAT 23, Rack device, 2 Channel | 27906.1
7MB2337-3NJ10-3PE1-ZY11 | ULTRAMAT 23, Rack device, 2 Channel | 31097.49
7MB2337-3NJ10-3PG1-ZA12 | ULTRAMAT 23, Rack device, 2 Channel | 32391.16
7MB2337-3PH00-3NK1 | ULTRAMAT 23, Rack device, 2 Channel | 26065.99
7MB2337-3PV00-3NW1 | ULTRAMAT 23, Rack device, 2 Channel | 26938.32
7MB2337-3PW00-3NW1 | ULTRAMAT 23, Rack device, 2 Channel | 26938.32
7MB2337-4AD00-0AD1 | ULTRAMAT 23, Rack device, 2 Channel | 22902.59
7MB2337-4AF10-6PV1 | ULTRAMAT 23, Rack device, 2 Channel | 29135.58
7MB2337-4AF80-3AF0 | ULTRAMAT 23, Rack device, 2 Channel | 31191.31
6FX8002-5CN54-1FJ0 | POWER CABLE PREASSEMBLED | 1663.59
6FX8002-5CN54-1GF0 | POWER CABLE PREASSEMBLED | 1836.73
6FX8002-5CN54-1GH0 | POWER CABLE PREASSEMBLED | 1886.24
6FX8002-5CN54-1HE0 | POWER CABLE PREASSEMBLED | 2059.5
6FX8002-5CN54-1HG0 | POWER CABLE PREASSEMBLED | 2108.94
6FX8002-5CN56-1AG0 | POWER CABLE PREASSEMBLED | 393.95
6FX8002-5CN56-1DJ0 | POWER CABLE PREASSEMBLED | 1017.56
6FX8002-5CN56-1EJ0 | POWER CABLE PREASSEMBLED | 1212.46
6FX8002-5CN61-1AE0 | POWER CABLE PREASSEMBLED | 519.99
6FX8002-5CN61-1AG0 | POWER CABLE PREASSEMBLED | 590.72
6FX8002-5CN61-1BD0 | POWER CABLE PREASSEMBLED | 838.37
6FX8002-5CN61-1BF0 | POWER CABLE PREASSEMBLED | 909.17
6FX8002-5CN61-1CA0 | POWER CABLE PREASSEMBLED | 1086.08
6FX8002-5CN61-1CC0 | POWER CABLE PREASSEMBLED | 1156.84
6FX8002-5CN61-1CE0 | POWER CABLE PREASSEMBLED | 1227.63
6FX8002-5DN21-1DC0 | POWER CABLE PREASSEMBLED | 931.48
6FX8002-5DN21-1DG0 | POWER CABLE PREASSEMBLED | 1001.51
6FX8002-5DN21-1ED0 | POWER CABLE PREASSEMBLED | 1124.07
6FX8002-5DN21-1EF0 | POWER CABLE PREASSEMBLED | 1159.09
6FX8002-5DN21-1FB0 | POWER CABLE PREASSEMBLED | 1264.09
6FX8002-5DN21-1FD0 | POWER CABLE PREASSEMBLED | 1299.12
6FX8002-5DN21-1FF0 | POWER CABLE PREASSEMBLED | 1334.14
6FX8002-5DN21-1GA0 | POWER CABLE PREASSEMBLED | 1421.66
6FX8002-5DN21-1GC0 | POWER CABLE PREASSEMBLED | 1456.68
6FX8002-5DN21-1GK0 | POWER CABLE PREASSEMBLED | 1579.22
6FX8002-5DN21-1HB0 | POWER CABLE PREASSEMBLED | 1614.22
6FX8002-5DN21-1HJ0 | POWER CABLE PREASSEMBLED | 1736.73
6FX8002-5DN21-1CH0 | POWER CABLE PREASSEMBLED | 843.98
6FX8002-5DN27-1AH0 | POWER CABLE PREASSEMBLED | 298.09
6FX8002-5DN27-1FJ0 | POWER CABLE PREASSEMBLED | 1001.45
6FX8002-5DN31-1AC0 | POWER CABLE PREASSEMBLED | 416.64
6FX8002-5DN31-1AH5 | POWER CABLE PREASSEMBLED | 538.14
6FX8002-5DN31-1BH0 | POWER CABLE PREASSEMBLED | 720.44
6FX8002-5DN31-1DB0 | POWER CABLE PREASSEMBLED | 1004.11
6FX8002-5DN31-1DK0 | POWER CABLE PREASSEMBLED | 1166.17
6FX8002-5DN31-1EC0 | POWER CABLE PREASSEMBLED | 1226.9
6FX8002-5DN31-1FC0 | POWER CABLE PREASSEMBLED | 1429.48
6FX8002-5DN31-1FE0 | POWER CABLE PREASSEMBLED | 1470.02
6FX8002-5DN31-1GC0 | POWER CABLE PREASSEMBLED | 1632.05
6FX8002-5DN31-1GE0 | POWER CABLE PREASSEMBLED | 1672.58
6FX8002-5DN31-1GK0 | POWER CABLE PREASSEMBLED | 1773.84
6FX8002-5DN31-1HC0 | POWER CABLE PREASSEMBLED | 1834.62
6FX8002-5DN31-1HK0 | POWER CABLE PREASSEMBLED | 1976.43
6FX8002-5DN31-1JA5 | POWER CABLE PREASSEMBLED | 2016.86
6FX8002-5DN36-1DF0 | POWER CABLE PREASSEMBLED | 846.58
6FX8002-5DN36-1EE0 | POWER CABLE PREASSEMBLED | 990.17
6FX8002-5DN41-1AE5 | POWER CABLE PREASSEMBLED | 498.67
6FX8002-5DN41-1BC0 | POWER CABLE PREASSEMBLED | 670.28
6FX8002-5DN41-1CJ0 | POWER CABLE PREASSEMBLED | 1062.47
6FX8002-5DN41-1DD0 | POWER CABLE PREASSEMBLED | 1185
6FX8002-5DN41-1EB5 | POWER CABLE PREASSEMBLED | 1405.55
6FX8002-5DN41-1ED0 | POWER CABLE PREASSEMBLED | 1430.08
6FX8002-5DN41-1EK0 | POWER CABLE PREASSEMBLED | 1577.19
6FX8002-5DN41-1FB5 | POWER CABLE PREASSEMBLED | 1650.69
6FX8002-5DN41-1FJ0 | POWER CABLE PREASSEMBLED | 1797.81
6FX8002-5DN41-1GA0 | POWER CABLE PREASSEMBLED | 1846.79
6FX8002-5DN41-1GH0 | POWER CABLE PREASSEMBLED | 2018.37
6FX8002-5DN41-1GK0 | POWER CABLE PREASSEMBLED | 2067.41
6FX8002-5DN41-1HE0 | POWER CABLE PREASSEMBLED | 2189.97
6FX8002-5DN41-1HG0 | POWER CABLE PREASSEMBLED | 2238.98
6FX8002-5DN46-1AE5 | POWER CABLE PREASSEMBLED | 384.51
6FX8002-5DN46-1BD5 | POWER CABLE PREASSEMBLED | 558.21
6SL3520-3XR00-7AB0 | G115D WM IP65/66 380..480V 0,75kW FSA C2 | 1174.94
6SL3520-3XR01-1AB0 | G115D WM IP65/66 380...480V 1,1kW FSA C2 | 1273.85
6SL3520-3XR02-2AF0 | G115D WM IP65/66 380...480V 2,2kW FSB C2 | 2026.33
6SL3520-3XR03-0AF0 | G115D WM IP65/66 380...480V 3kW FSB C2 | 2201.38
6SL3520-3XR04-0AF0 | G115D WM IP65/66 380...480V 4kW FSB C2 | 2482.97
7MB2335-0AU10-3AA0-ZA13Y11 | ULTRAMAT 23, Rack Device, 1 Channel | 21019.69
7MB2335-0AU10-3AA2 | ULTRAMAT 23, Rack Device, 1 Channel | 19556.48
7MB2335-0AV10-3AA3 | ULTRAMAT 23, Rack Device, 1 Channel | 19556.48
7MB2335-0AX00-3AA0 | ULTRAMAT 23, Rack Device, 1 Channel | 18671
7MB2335-0CG00-3AA0-ZC02 | ULTRAMAT 23, Rack Device, 1 Channel | 16022.77
7MB2335-0CG10-3AA1 | ULTRAMAT 23, Rack Device, 1 Channel | 19556.48
7MB2335-0CJ00-3AA4 | ULTRAMAT 23, Rack Device, 1 Channel | 14801.51
7MB2335-0CL00-3AA1 | ULTRAMAT 23, Rack Device, 1 Channel | 14801.51
7MB2335-0CM00-3AA1 | ULTRAMAT 23, Rack Device, 1 Channel | 14371.93
7MB2335-0CN10-3AA1 | ULTRAMAT 23, Rack Device, 1 Channel | 18705.57
7MB2335-0CP00-1AA2 | ULTRAMAT 23, Rack Device, 1 Channel | 14371.93
7MB2335-0CP00-3AA3 | ULTRAMAT 23, Rack Device, 1 Channel | 14371.93
7MB2335-0CP00-5AA1 | ULTRAMAT 23, Rack Device, 1 Channel | 14371.93
7MB2335-0CP10-3AA1 | ULTRAMAT 23, Rack Device, 1 Channel | 18705.57
7MB2335-0CQ00-0AA1-ZA32B02 | ULTRAMAT 23, Rack Device, 1 Channel | 14442.71
7MB2335-0CQ00-3AA0 | ULTRAMAT 23, Rack Device, 1 Channel | 14371.93
7MB2335-0CQ10-3AA1 | ULTRAMAT 23, Rack Device, 1 Channel | 18705.57
7MB2335-0CR00-1AA1 | ULTRAMAT 23, Rack Device, 1 Channel | 14371.93
7MB2335-0CR00-6AA1 | ULTRAMAT 23, Rack Device, 1 Channel | 14371.93
7MB2335-0DE00-3AA1 | ULTRAMAT 23, Rack Device, 1 Channel | 15222.85
7MB2335-0DL00-3AA4 | ULTRAMAT 23, Rack Device, 1 Channel | 14801.51
7MB2335-0DN00-1AA1 | ULTRAMAT 23, Rack Device, 1 Channel | 14371.93
7MB2335-0DQ00-1AA4 | ULTRAMAT 23, Rack Device, 1 Channel | 14371.93
7MB2335-0DR00-3AA0 | ULTRAMAT 23, Rack Device, 1 Channel | 14371.93
7MB2335-0DR10-3AA4 | ULTRAMAT 23, Rack Device, 1 Channel | 18705.57
7MB2335-0DR80-3AA3 | ULTRAMAT 23, Rack Device, 1 Channel | 22380.83
7MB2335-0NF00-3AA1-ZA31 | ULTRAMAT 23, Rack Device, 1 Channel | 17183.12
7MB2335-0NF00-6AA1 | ULTRAMAT 23, Rack Device, 1 Channel | 16911.54
7MB2335-0NG00-3AA1 | ULTRAMAT 23, Rack Device, 1 Channel | 16911.54
7MB2335-0NG00-3AA2 | ULTRAMAT 23, Rack Device, 1 Channel | 16911.54
7MB2335-0NG80-3AA1 | ULTRAMAT 23, Rack Device, 1 Channel | 24920.45
7MB2335-0NH00-1AA1 | ULTRAMAT 23, Rack Device, 1 Channel | 16490.2
7MB2335-0NH10-1AA1 | ULTRAMAT 23, Rack Device, 1 Channel | 20823.84
7MB2335-0NH10-3AA1 | ULTRAMAT 23, Rack Device, 1 Channel | 20823.84
7MB2335-0NJ00-5AA1 | ULTRAMAT 23, Rack Device, 1 Channel | 16490.2
7MB2335-0NJ10-3AA0 | ULTRAMAT 23, Rack Device, 1 Channel | 20823.84
7MB2335-0NK10-3AA1 | ULTRAMAT 23, Rack Device, 1 Channel | 20823.84
7MB2335-0NL00-3AA0 | ULTRAMAT 23, Rack Device, 1 Channel | 16490.2
7MB2335-0NV00-3AA1 | ULTRAMAT 23, Rack Device, 1 Channel | 16911.54
7MB2335-0NW00-3AA0 | ULTRAMAT 23, Rack Device, 1 Channel | 16911.54
7MB2335-0NW00-6AA3-ZA13 | ULTRAMAT 23, Rack Device, 1 Channel | 18267.76
7MB2335-0NW10-3AA1 | ULTRAMAT 23, Rack Device, 1 Channel | 21245.18
7MB2335-0PE10-6AA1 | ULTRAMAT 23, Rack Device, 1 Channel | 21245.18
7MB2335-0PF10-3AA1 | ULTRAMAT 23, Rack Device, 1 Channel | 21245.18
7MB2335-0PG00-5AA1 | ULTRAMAT 23, Rack Device, 1 Channel | 16911.54
7MB2335-0PG06-3AA1 | ULTRAMAT 23, Rack Device, 1 Channel | 16911.54
7MB2335-0PH00-1AA1-ZD15 | ULTRAMAT 23, Rack Device, 1 Channel | 16490.2
7MB2335-0PH00-3AA0 | ULTRAMAT 23, Rack Device, 1 Channel | 16490.2
7MB2337-3AM10-3PJ1-ZA31 | ULTRAMAT 23, Rack device, 2 Channel | 28638.52
7MB2337-3AM10-5PH1-ZA31A32 | ULTRAMAT 23, Rack device, 2 Channel | 28712.58
6FX8002-5DN31-1EK0 | POWER CABLE PREASSEMBLED | 1368.71
6FX8002-5DN31-1GF0 | POWER CABLE PREASSEMBLED | 1692.83
6FX8002-5DN31-1GG0 | POWER CABLE PREASSEMBLED | 1713.09
6FX8002-5DN31-1GH0 | POWER CABLE PREASSEMBLED | 1733.31
6FX8002-5DN31-1GJ0 | POWER CABLE PREASSEMBLED | 1753.62
6FX8002-5DN36-1BB5 | POWER CABLE PREASSEMBLED | 479.48
6FX8002-5DN36-1BC5 | POWER CABLE PREASSEMBLED | 495.46
6FX8002-5DN36-1BD5 | POWER CABLE PREASSEMBLED | 511.4
6FX8002-5DN36-1BF5 | POWER CABLE PREASSEMBLED | 543.36
6FX8002-5DN41-1BE5 | POWER CABLE PREASSEMBLED | 743.79
6FX8002-5DN41-1BH5 | POWER CABLE PREASSEMBLED | 817.31
6FX8002-5DN41-1BK0 | POWER CABLE PREASSEMBLED | 841.88
6FX8002-5DN41-1CE0 | POWER CABLE PREASSEMBLED | 964.38
6FX8002-5DN41-1ED5 | POWER CABLE PREASSEMBLED | 1454.59
6FX8002-5DN41-1EE0 | POWER CABLE PREASSEMBLED | 1454.6
6FX8002-5DN41-1EF0 | POWER CABLE PREASSEMBLED | 1479.12
6FX8002-5DN41-1EJ0 | POWER CABLE PREASSEMBLED | 1552.69
6FX8002-5DN41-1GC0 | POWER CABLE PREASSEMBLED | 1895.82
6FX8002-5DN41-1GD0 | POWER CABLE PREASSEMBLED | 1920.34
6FX8002-5DN41-1GE0 | POWER CABLE PREASSEMBLED | 1944.86
6FX8002-5DN41-1GE5 | POWER CABLE PREASSEMBLED | 1969.33
6FX8002-5DN41-1HJ0 | POWER CABLE PREASSEMBLED | 2288.04
6FX8002-5DN41-1HK0 | POWER CABLE PREASSEMBLED | 2312.54
6FX8002-5DN41-1CH0 | POWER CABLE PREASSEMBLED | 1037.93
6FX8002-5DN41-1JD0 | POWER CABLE PREASSEMBLED | 2410.59
6FX8002-5DN46-1AC6 | POWER CABLE PREASSEMBLED | 345.88
6SL3520-3XR01-1AF0 | G115D WM IP65/66 380...480V 1,1kW FSA C2 | 1714.56
6SL3520-3XR01-5AB0 | G115D WM IP65/66 380...480V 1,5kW FSA C2 | 1372.82
6SL3520-3XR01-5AF0 | G115D WM IP65/66 380...480V 1,5kW FSA C2 | 1813.5
6SL3520-3XR02-2AB0 | G115D WM IP65/66 380...480V 2,2kW FSB C2 | 1585.62
7MB2335-0AU10-3AA4 | ULTRAMAT 23, Rack Device, 1 Channel | 19556.48
7MB2335-0AU80-3AA1 | ULTRAMAT 23, Rack Device, 1 Channel | 23231.77
7MB2335-0AU80-3AA1-ZA31A31 | ULTRAMAT 23, Rack Device, 1 Channel | 23774.91
7MB2335-0AU80-3AA2 | ULTRAMAT 23, Rack Device, 1 Channel | 23231.77
7MB2335-0CK00-0AA4 | ULTRAMAT 23, Rack Device, 1 Channel | 14801.51
7MB2335-0CK00-3AA1 | ULTRAMAT 23, Rack Device, 1 Channel | 14801.51
7MB2335-0CK00-3AA1-ZA12 | ULTRAMAT 23, Rack Device, 1 Channel | 16157.72
7MB2335-0CK10-3AA1 | ULTRAMAT 23, Rack Device, 1 Channel | 19135.14
7MB2335-0CP00-1AA4 | ULTRAMAT 23, Rack Device, 1 Channel | 14371.93
7MB2335-0CP00-3AA0 | ULTRAMAT 23, Rack Device, 1 Channel | 14371.93
7MB2335-0CP00-3AA1 | ULTRAMAT 23, Rack Device, 1 Channel | 14371.93
7MB2335-0CP00-3AA2 | ULTRAMAT 23, Rack Device, 1 Channel | 14371.93
7MB2335-0CQ00-3AA2 | ULTRAMAT 23, Rack Device, 1 Channel | 14371.93
7MB2335-0CQ00-3AA4 | ULTRAMAT 23, Rack Device, 1 Channel | 14371.93
7MB2335-0CQ00-6AA1 | ULTRAMAT 23, Rack Device, 1 Channel | 14371.93
7MB2335-0CQ06-6AA1 | ULTRAMAT 23, Rack Device, 1 Channel | 14371.93
7MB2335-0DH00-3AA1-ZD15 | ULTRAMAT 23, Rack Device, 1 Channel | 14801.51
7MB2335-0DH00-3AA2 | ULTRAMAT 23, Rack Device, 1 Channel | 14801.51
7MB2335-0DL00-3AA1 | ULTRAMAT 23, Rack Device, 1 Channel | 14801.51
7MB2335-0DL00-3AA1-ZY11 | ULTRAMAT 23, Rack Device, 1 Channel | 14908.49
7MB2335-0DR00-3AA1 | ULTRAMAT 23, Rack Device, 1 Channel | 14371.93
7MB2335-0DR00-3AA4 | ULTRAMAT 23, Rack Device, 1 Channel | 14371.93
7MB2335-0DR00-4AA1 | ULTRAMAT 23, Rack Device, 1 Channel | 14371.93
7MB2335-0DR07-3AA1 | ULTRAMAT 23, Rack Device, 1 Channel | 16584.01
7MB2335-0DR10-3AA1 | ULTRAMAT 23, Rack Device, 1 Channel | 18705.57
7MB2335-0NF10-6AA1 | ULTRAMAT 23, Rack Device, 1 Channel | 21245.18
7MB2335-0NF80-3AA1 | ULTRAMAT 23, Rack Device, 1 Channel | 24920.45
7MB2335-0NG00-1AA1 | ULTRAMAT 23, Rack Device, 1 Channel | 16911.54
7MB2335-0NG00-3AA0 | ULTRAMAT 23, Rack Device, 1 Channel | 16911.54
7MB2335-0NH00-3AA0 | ULTRAMAT 23, Rack Device, 1 Channel | 16490.2
7MB2335-0NH00-3AA1 | ULTRAMAT 23, Rack Device, 1 Channel | 16490.2
7MB2335-0NH00-3AA3-ZA13D15 | ULTRAMAT 23, Rack Device, 1 Channel | 17846.41
7MB2335-0NH00-3AA4 | ULTRAMAT 23, Rack Device, 1 Channel | 16490.2
7MB2335-0NJ10-3AA3 | ULTRAMAT 23, Rack Device, 1 Channel | 20823.84
7MB2335-0NK00-3AA1 | ULTRAMAT 23, Rack Device, 1 Channel | 16490.2
7MB2335-0NK00-3AA4 | ULTRAMAT 23, Rack Device, 1 Channel | 16490.2
7MB2335-0NK10-1AA3 | ULTRAMAT 23, Rack Device, 1 Channel | 20823.84
7MB2335-0NW00-3AA1 | ULTRAMAT 23, Rack Device, 1 Channel | 16911.54
7MB2335-0NW00-3AA2 | ULTRAMAT 23, Rack Device, 1 Channel | 16911.54
7MB2335-0NW00-3AA3 | ULTRAMAT 23, Rack Device, 1 Channel | 16911.54
7MB2335-0NW00-3AA4 | ULTRAMAT 23, Rack Device, 1 Channel | 16911.54
7MB2335-0PG00-3AA0 | ULTRAMAT 23, Rack Device, 1 Channel | 16911.54
7MB2335-0PG00-3AA0-ZA31 | ULTRAMAT 23, Rack Device, 1 Channel | 17183.12
7MB2335-0PG00-3AA1 | ULTRAMAT 23, Rack Device, 1 Channel | 16911.54
7MB2335-0PG00-3AA4 | ULTRAMAT 23, Rack Device, 1 Channel | 16911.54
7MB2335-0PH00-3AA2 | ULTRAMAT 23, Rack Device, 1 Channel | 16490.2
7MB2337-3AL10-6CQ1 | ULTRAMAT 23, Rack device, 2 Channel | 26609.14
7MB2337-3AM00-3CP1 | ULTRAMAT 23, Rack device, 2 Channel | 21678.04
7MB2337-3AM00-5CM3-ZA31 | ULTRAMAT 23, Rack device, 2 Channel | 21959.49
7MB2337-3AP00-1CP1 | ULTRAMAT 23, Rack device, 2 Channel | 21678.04
7MB2337-3AP00-3CM1 | ULTRAMAT 23, Rack device, 2 Channel | 21678.04
7MB2337-3AP00-3CQ1 | ULTRAMAT 23, Rack device, 2 Channel | 21678.04
7MB2337-3AP00-3CR1 | ULTRAMAT 23, Rack device, 2 Channel | 21678.04
7MB2337-3AP00-5CP1 | ULTRAMAT 23, Rack device, 2 Channel | 21678.04
7MB2337-3AR00-5CQ1 | ULTRAMAT 23, Rack device, 2 Channel | 21678.04
7MB2337-3AR00-5CR1 | ULTRAMAT 23, Rack device, 2 Channel | 21678.04
7MB2337-3AR00-6NH1 | ULTRAMAT 23, Rack device, 2 Channel | 23872.02
7MB2337-3AR10-3CM1 | ULTRAMAT 23, Rack device, 2 Channel | 26163.1
7MB2337-3CP00-5AG1 | ULTRAMAT 23, Rack device, 2 Channel | 22560.24
7MB2337-3CP10-5AN1 | ULTRAMAT 23, Rack device, 2 Channel | 26163.1
7MB2337-3CP10-6DN1 | ULTRAMAT 23, Rack device, 2 Channel | 26163.1
7MB2337-3CR00-3DR0 | ULTRAMAT 23, Rack device, 2 Channel | 21678.04
7MB2337-3NF00-3AD1 | ULTRAMAT 23, Rack device, 2 Channel | 25190.39
7MB2337-3NF00-5PE1 | ULTRAMAT 23, Rack device, 2 Channel | 26938.32
7MB2337-3NF00-6CP1 | ULTRAMAT 23, Rack device, 2 Channel | 24308.19
7MB2337-3NG00-5PG1 | ULTRAMAT 23, Rack device, 2 Channel | 26938.32
7MB2337-3PE00-6NF1 | ULTRAMAT 23, Rack device, 2 Channel | 26938.32
7MB2337-3PG00-3PG1 | ULTRAMAT 23, Rack device, 2 Channel | 26938.32
7MB2337-3PG00-6NG1 | ULTRAMAT 23, Rack device, 2 Channel | 26938.32
7MB2337-3PG10-5AG1 | ULTRAMAT 23, Rack device, 2 Channel | 29675.44
7MB2337-4AD00-3AG1 | ULTRAMAT 23, Rack device, 2 Channel | 22902.59
7MB2337-4AD00-3PE1 | ULTRAMAT 23, Rack device, 2 Channel | 24650.52
7MB2337-4AD00-3PT4 | ULTRAMAT 23, Rack device, 2 Channel | 24931.97
7MB2337-4AD10-3PD1 | ULTRAMAT 23, Rack device, 2 Channel | 29135.58
7MB2337-4AG10-3PV0 | ULTRAMAT 23, Rack device, 2 Channel | 29135.58
7MB2337-4AG10-3PW0 | ULTRAMAT 23, Rack device, 2 Channel | 29135.58
7MB2337-4AG10-3PW4 | ULTRAMAT 23, Rack device, 2 Channel | 29135.58
7MB2337-4AH00-3AH0 | ULTRAMAT 23, Rack device, 2 Channel | 22030.27
7MB2337-4AH00-3PW1 | ULTRAMAT 23, Rack device, 2 Channel | 24214.37
7MB2337-4AH10-3CP1-ZA13 | ULTRAMAT 23, Rack device, 2 Channel | 27473.24
7MB2337-3AM80-5CN1 | ULTRAMAT 23, Rack device, 2 Channel | 29966.76
7MB2337-3AN00-5CM1 | ULTRAMAT 23, Rack device, 2 Channel | 21678.04
7MB2337-3AP00-5CP1-ZA31 | ULTRAMAT 23, Rack device, 2 Channel | 21959.49
7MB2337-3AP10-5CP1-ZA13 | ULTRAMAT 23, Rack device, 2 Channel | 27567.04
7MB2337-3AQ10-5CN1 | ULTRAMAT 23, Rack device, 2 Channel | 26163.1
7MB2337-3AR00-3CQ1-ZA13 | ULTRAMAT 23, Rack device, 2 Channel | 23081.99
7MB2337-3AR10-3CN1 | ULTRAMAT 23, Rack device, 2 Channel | 26163.1
7MB2337-3AR10-5CR1 | ULTRAMAT 23, Rack device, 2 Channel | 26163.1
7MB2337-3AU10-3PV1 | ULTRAMAT 23, Rack device, 2 Channel | 29675.44
7MB2337-3CM10-3PJ1 | ULTRAMAT 23, Rack device, 2 Channel | 28357.07
7MB2337-3CR10-5DR1-ZE20 | ULTRAMAT 23, Rack device, 2 Channel | 27007.44
7MB2337-3DN00-5DR1 | ULTRAMAT 23, Rack device, 2 Channel | 21678.04
7MB2337-3DR10-5CQ1-ZA31 | ULTRAMAT 23, Rack device, 2 Channel | 26444.55
7MB2337-3DR10-5CR1-ZA31 | ULTRAMAT 23, Rack device, 2 Channel | 26444.55
7MB2337-3NF00-1PE1 | ULTRAMAT 23, Rack device, 2 Channel | 26938.32
7MB2337-3NG00-5PH1 | ULTRAMAT 23, Rack device, 2 Channel | 26502.16
7MB2337-3NG10-5PG1 | ULTRAMAT 23, Rack device, 2 Channel | 31423.37
7MB2337-3NW00-1PW1 | ULTRAMAT 23, Rack device, 2 Channel | 26938.32
7MB2337-3PE00-5NF1 | ULTRAMAT 23, Rack device, 2 Channel | 26938.32
7MB2337-3PG10-5NG1 | ULTRAMAT 23, Rack device, 2 Channel | 31423.37
7MB2337-3PG10-6AG1 | ULTRAMAT 23, Rack device, 2 Channel | 29675.44
7MB2337-3PH00-3NF1 | ULTRAMAT 23, Rack device, 2 Channel | 26502.16
7MB2337-4AD00-3AD0 | ULTRAMAT 23, Rack device, 2 Channel | 22902.59
7MB2337-4AD00-3AD1-ZA13 | ULTRAMAT 23, Rack device, 2 Channel | 24306.54
7MB2337-4AE00-3AE1 | ULTRAMAT 23, Rack device, 2 Channel | 22902.59
7MB2337-4AF00-3AF0 | ULTRAMAT 23, Rack device, 2 Channel | 22902.59
7MB2337-4AG00-3PG4 | ULTRAMAT 23, Rack device, 2 Channel | 24650.52
7MB2337-4AG10-3AG0 | ULTRAMAT 23, Rack device, 2 Channel | 27387.65
7MB2337-4AH00-3AJ2 | ULTRAMAT 23, Rack device, 2 Channel | 22030.27
7MB2337-4AH00-3AR1 | ULTRAMAT 23, Rack device, 2 Channel | 21584.22
7MB2337-4AH00-3PH1 | ULTRAMAT 23, Rack device, 2 Channel | 23778.21
7MB2337-4AH00-3PV0 | ULTRAMAT 23, Rack device, 2 Channel | 24214.37
7MB2337-4AJ00-3AJ2 | ULTRAMAT 23, Rack device, 2 Channel | 22030.27
7MB2337-4AJ00-3AL1 | ULTRAMAT 23, Rack device, 2 Channel | 22030.27
7MB2337-4AJ06-3AJ1 | ULTRAMAT 23, Rack device, 2 Channel | 22030.27
7MB2337-4AJ10-3PG0 | ULTRAMAT 23, Rack device, 2 Channel | 28699.42
7MB2337-4AM10-6PH1 | ULTRAMAT 23, Rack device, 2 Channel | 27817.22
7MB2337-4AN10-3CQ1 | ULTRAMAT 23, Rack device, 2 Channel | 25623.25
7MB2337-4AU00-3CP4 | ULTRAMAT 23, Rack device, 2 Channel | 22020.4
7MB2337-4AU00-3PT1 | ULTRAMAT 23, Rack device, 2 Channel | 24931.97
7MB2337-4AU00-3PW2 | ULTRAMAT 23, Rack device, 2 Channel | 24650.52
7MB2337-4AU00-6CP1-ZD15 | ULTRAMAT 23, Rack device, 2 Channel | 22020.4
7MB2337-4AU10-3PV0 | ULTRAMAT 23, Rack device, 2 Channel | 29135.58
7MB2337-4AU10-3PV1-ZA31 | ULTRAMAT 23, Rack device, 2 Channel | 29417.02
7MB2337-4AU10-3PW4 | ULTRAMAT 23, Rack device, 2 Channel | 29135.58
7MB2337-4AU10-6CR1 | ULTRAMAT 23, Rack device, 2 Channel | 26505.45
7ME3400-2JE00-8BA7 | SITRANS FUS380 | 6060.41
7ME3400-2JE30-4EA3 | SITRANS FUS380 | 6306.45
7ME3400-2LC00-4DA2 | SITRANS FUS380 | 5726.02
7ME3400-2LC00-4EA2 | SITRANS FUS380 | 5686.88
7ME3400-2LC00-8EA2 | SITRANS FUS380 | 5686.88
7ME3400-2LC20-4BA2 | SITRANS FUS380 | 5662.26
7ME3400-2LC30-4BA2 | SITRANS FUS380 | 5737.2
7ME3400-2LC30-4EA2 | SITRANS FUS380 | 5834.49
7ME3400-2LD00-4BA2 | SITRANS FUS380 | 5921.73
7ME3400-2LD20-4BA2 | SITRANS FUS380 | 5998.89
7ME3400-2LE00-6BA6 | SITRANS FUS380 | 6060.41
7ME3400-2LE20-6BA6 | SITRANS FUS380 | 6135.34
7ME3400-2MC00-4DA2 | SITRANS FUS380 | 5726.02
7ME3400-2MC00-4EA2-ZY17 | SITRANS FUS380 | 5840.08
7ME3400-2MC20-4EA2 | SITRANS FUS380 | 5759.57
7ME3400-2MC30-4BA2-ZE21 | SITRANS FUS380 | 5737.2
7ME3400-2ME00-4EA2-ZY17 | SITRANS FUS380 | 6310.92
7ME3400-2ME30-5EA3 | SITRANS FUS380 | 6306.45
7ME3400-2NC30-5BA2 | SITRANS FUS380 | 6832.08
7ME3400-2NC30-7BA3 | SITRANS FUS380 | 6832.08
7ME3400-2QC00-4DA3 | SITRANS FUS380 | 6819.78
7ME3400-2QC00-5BA2 | SITRANS FUS380 | 6683.34
7ME3400-2QC00-6DA6 | SITRANS FUS380 | 6819.78
7ME3400-2QC20-3EA2 | SITRANS FUS380 | 6855.57
7ME3400-2QC20-6BA6 | SITRANS FUS380 | 6758.26
7ME3400-2QC30-4BA2 | SITRANS FUS380 | 6832.08
7ME3400-2QC30-5EA3 | SITRANS FUS380 | 6929.37
7ME3400-2QC30-7BA3 | SITRANS FUS380 | 6832.08
7ME3400-2QD30-4BA3 | SITRANS FUS380 | 7211.21
7ME3400-2QD30-5BA3 | SITRANS FUS380 | 7211.21
7ME3400-2RC00-5BA2 | SITRANS FUS380 | 6683.34
7ME3400-2RC00-5EA2 | SITRANS FUS380 | 6780.63
7ME3400-2RC30-4BA2 | SITRANS FUS380 | 6832.08
7ME3400-2RC30-4RA2 | SITRANS FUS380 | 7181.01
7ME3400-2RC30-5EA2 | SITRANS FUS380 | 6929.37
7ME3400-2SC00-3BA2 | SITRANS FUS380 | 8150.63
7ME3400-2SC00-4DA2 | SITRANS FUS380 | 8287.06
7ME3400-2SC40-3DA2 | SITRANS FUS380 | 8578.96
7ME3400-2SD00-5BA2 | SITRANS FUS380 | 8549.88
7ME3400-2UC00-5BA2 | SITRANS FUS380 | 8150.63
7ME3400-2UC00-5EA2 | SITRANS FUS380 | 8247.92
7ME3400-2UC00-6DA5 | SITRANS FUS380 | 8287.06
7ME3400-2UC20-5DA2 | SITRANS FUS380 | 8363.12
7ME3400-2UC20-7BA6 | SITRANS FUS380 | 8226.67
7ME3400-2UC30-6GA5 | SITRANS FUS380 | 8288.18
7ME3400-2UC50-5EA3 | SITRANS FUS380 | 8688.57
7ME3400-2UD20-5EA2 | SITRANS FUS380 | 8722.11
7ME3400-2UD20-7BA6 | SITRANS FUS380 | 8624.81
7ME3400-2UD30-5EA2 | SITRANS FUS380 | 8795.92
7ME3400-2VC00-5EA2 | SITRANS FUS380 | 8247.92
7ME3400-2VC30-5EA2 | SITRANS FUS380 | 8395.55
7ME3400-3AC00-5EA2 | SITRANS FUS380 | 9551.93
7ME3400-3AC30-4BA2 | SITRANS FUS380 | 9601.15
7ME3400-3CC00-5EA2 | SITRANS FUS380 | 9551.93
7ME3400-3CC00-6DA5 | SITRANS FUS380 | 9591.07
7ME3400-3CC20-7EA6 | SITRANS FUS380 | 9625.75
7ME3400-3CC30-4BA2-ZY17 | SITRANS FUS380 | 9754.35
7ME3400-3CD20-5EA3 | SITRANS FUS380 | 10168.16
7ME3400-3CD30-5BA3 | SITRANS FUS380 | 10143.54
7ME6310-2YF13-1AA1-ZC14Y18Y20 | SITRANS F M MAG 3100 | 1953.53
7ME6310-2YF13-1AA1-ZY17Y20 | SITRANS F M MAG 3100 | 1900
7ME6310-2YF13-1CB1-ZC15 | SITRANS F M MAG 3100 | 3800.89
7ME6310-2YF13-1DA1-ZY17 | SITRANS F M MAG 3100 | 4505.9
7ME6310-2YF13-2AA1-ZC14 | SITRANS F M MAG 3100 | 1869.14
7ME6310-2YF13-2AA1-ZY17 | SITRANS F M MAG 3100 | 1916.32
7ME6310-2YF13-2JA1 | SITRANS F M MAG 3100 | 3347.21
7ME6310-2YF13-2LA1 | SITRANS F M MAG 3100 | 3113.12
3WL1106-2EB46-1AA2-ZB04 | WITHDRAWABLE CIRCUIT BREAKER | 10680.57
3WL1106-2EB46-1GA2 | WITHDRAWABLE CIRCUIT BREAKER | 11035.79
3WL1106-2EB47-1AA4 | WITHDRAWABLE CIRCUIT BREAKER | 11685.29
3WL1106-2EB48-1GA4 | WITHDRAWABLE CIRCUIT BREAKER | 11399.03
3WL1106-2EG32-4GN4 | FIXED-MOUNTED CIRCUIT BREAKER | 9974.94
3WL1106-2EG32-4GP4 | FIXED-MOUNTED CIRCUIT BREAKER | 10023.86
3WL1106-2EG34-5AM2 | FIXED-MOUNTED CIRCUIT BREAKER | 9689.49
3WL1106-2EG36-1AA2 | WITHDRAWABLE CIRCUIT BREAKER | 8828.32
3WL1106-2EG36-5FM4 | WITHDRAWABLE CIRCUIT BREAKER | 11939.48
3WL1106-2EG38-1AA2 | WITHDRAWABLE CIRCUIT BREAKER | 8828.32
3WL1106-2EG46-4GA2 | WITHDRAWABLE CIRCUIT BREAKER | 14219.12
3WL1106-2EG48-1AA2 | WITHDRAWABLE CIRCUIT BREAKER | 11891.36
3WL1106-2FB32-4BA2-ZB04 | FIXED-MOUNTED CIRCUIT BREAKER | 8389.7
7MB2337-4AH10-3PH3 | ULTRAMAT 23, Rack device, 2 Channel | 28263.27
7MB2337-4AJ00-3AJ0 | ULTRAMAT 23, Rack device, 2 Channel | 22030.27
7MB2337-4AJ00-3AJ1 | ULTRAMAT 23, Rack device, 2 Channel | 22030.27
7MB2337-4AK00-3AK1-ZY11 | ULTRAMAT 23, Rack device, 2 Channel | 22140.54
7MB2337-4AK00-3AK2 | ULTRAMAT 23, Rack device, 2 Channel | 22030.27
7MB2337-4AK10-3PW4 | ULTRAMAT 23, Rack device, 2 Channel | 28699.42
7MB2337-4AK10-5AK3 | ULTRAMAT 23, Rack device, 2 Channel | 26515.32
7MB2337-4AU00-3PT2 | ULTRAMAT 23, Rack device, 2 Channel | 24931.97
7MB2337-4AU00-3PT4 | ULTRAMAT 23, Rack device, 2 Channel | 24931.97
7MB2337-4AU00-3PU4 | ULTRAMAT 23, Rack device, 2 Channel | 24650.52
7MB2337-4AU00-3PV4 | ULTRAMAT 23, Rack device, 2 Channel | 24650.52
7MB2337-4AU10-3PV2 | ULTRAMAT 23, Rack device, 2 Channel | 29135.58
7MB2337-4AU10-3PV3 | ULTRAMAT 23, Rack device, 2 Channel | 29135.58
7MB2337-4AU10-3PV4 | ULTRAMAT 23, Rack device, 2 Channel | 29135.58
7MB2337-4AU10-3PW0 | ULTRAMAT 23, Rack device, 2 Channel | 29135.58
7ME3400-2LC00-3EA2 | SITRANS FUS380 | 5686.88
7ME3400-2LC00-4BA2 | SITRANS FUS380 | 5589.58
7ME3400-2LC00-4BA2-ZY17 | SITRANS FUS380 | 5742.8
7ME3400-2LC00-4BA3 | SITRANS FUS380 | 5589.58
7ME3400-2LC20-5EA2 | SITRANS FUS380 | 5759.57
7ME3400-2LC20-6BA4 | SITRANS FUS380 | 5662.26
7ME3400-2LC20-6BA6 | SITRANS FUS380 | 5662.26
7ME3400-2LC20-6DA4 | SITRANS FUS380 | 5798.71
7ME3400-2LD30-4EA2 | SITRANS FUS380 | 6168.89
7ME3400-2LD30-4EA3-ZE21 | SITRANS FUS380 | 6168.89
7ME3400-2LD30-8DA8 | SITRANS FUS380 | 6208.03
7ME3400-2LD50-4BA2 | SITRANS FUS380 | 6363.48
7ME3400-2MC20-3EA2 | SITRANS FUS380 | 5759.57
7ME3400-2MC20-4BA2 | SITRANS FUS380 | 5662.26
7ME3400-2MC20-4BA2-ZE21 | SITRANS FUS380 | 5662.26
7ME3400-2MC20-4BA3 | SITRANS FUS380 | 5662.26
7ME3400-2NC00-4DA2 | SITRANS FUS380 | 6819.78
7ME3400-2NC00-5BA2 | SITRANS FUS380 | 6683.34
7ME3400-2NC00-5EA2 | SITRANS FUS380 | 6780.63
7ME3400-2NC20-3EA2 | SITRANS FUS380 | 6855.57
7ME3400-2QC00-5DA5 | SITRANS FUS380 | 6819.78
7ME3400-2QC00-5EA2 | SITRANS FUS380 | 6780.63
7ME3400-2QC00-5GA5 | SITRANS FUS380 | 6673.27
7ME3400-2QC00-6BA6 | SITRANS FUS380 | 6683.34
7ME3400-2QC00-6DA5 | SITRANS FUS380 | 6819.78
7ME3400-2QC30-4EA2 | SITRANS FUS380 | 6929.37
7ME3400-2QC30-4RA2 | SITRANS FUS380 | 7181.01
7ME3400-2QC30-5BA2 | SITRANS FUS380 | 6832.08
7ME3400-2QC30-5EA2 | SITRANS FUS380 | 6929.37
7ME3400-2QD30-8DA8 | SITRANS FUS380 | 7347.64
7ME3400-2QD40-5EA2 | SITRANS FUS380 | 7455.01
7ME3400-2QD40-5EA5 | SITRANS FUS380 | 7455.01
7ME3400-2RC00-4BA2 | SITRANS FUS380 | 6683.34
7ME3400-2RC30-5EA3 | SITRANS FUS380 | 6929.37
7ME3400-2RC50-5EA2 | SITRANS FUS380 | 7221.27
7ME3400-2RD00-5EA2 | SITRANS FUS380 | 7159.75
7ME3400-2RD30-5EA2 | SITRANS FUS380 | 7308.5
7ME3400-2SD20-4BA2 | SITRANS FUS380 | 8624.81
7ME3400-2SD20-5BA2 | SITRANS FUS380 | 8624.81
7ME3400-2UC00-4BA2 | SITRANS FUS380 | 8150.63
7ME3400-2UC00-4EA2 | SITRANS FUS380 | 8247.92
7ME3400-2UC30-4EA2 | SITRANS FUS380 | 8395.55
7ME3400-2UC30-5BA2 | SITRANS FUS380 | 8298.26
7ME3400-2UC30-5DA2 | SITRANS FUS380 | 8434.69
7ME3400-2UC30-5EA2 | SITRANS FUS380 | 8395.55
7ME3400-2UD40-5EA2 | SITRANS FUS380 | 8941.31
7ME3400-2UD50-5BA2-ZE21 | SITRANS FUS380 | 8991.63
7ME3400-2VC00-5BA2 | SITRANS FUS380 | 8150.63
7ME3400-2VC00-5DA2 | SITRANS FUS380 | 8287.06
7ME3400-3AD20-4BA2 | SITRANS FUS380 | 10070.85
7ME3400-3CC00-1BA2 | SITRANS FUS380 | 9454.64
7ME3400-3CC00-4BA2 | SITRANS FUS380 | 9454.64
7ME3400-3CC00-4EA2 | SITRANS FUS380 | 9551.93
7ME3400-3CC00-5BA2 | SITRANS FUS380 | 9454.64
7ME3400-3CC30-5BA2-ZE21 | SITRANS FUS380 | 9601.15
7ME3400-3CC30-5EA2 | SITRANS FUS380 | 9698.44
7ME3400-3CC30-6DA5 | SITRANS FUS380 | 9737.58
7ME3400-3CC30-6GA5 | SITRANS FUS380 | 9591.07
7ME6310-2YF13-1AA2 | SITRANS F M MAG 3100 | 1674.06
7ME6310-2YF13-1AA2-ZC14 | SITRANS F M MAG 3100 | 1752.09
7ME6310-2YF13-1AB1 | SITRANS F M MAG 3100 | 1880.03
7ME6310-2YF13-1CB1 | SITRANS F M MAG 3100 | 3722.87
7ME6310-2YF13-2AA1-ZY18 | SITRANS F M MAG 3100 | 1891.83
7ME6310-2YF13-2AA1-ZY41 | SITRANS F M MAG 3100 | 2335.52
7ME6310-2YF13-2AA2 | SITRANS F M MAG 3100 | 1791.1
7ME6310-2YF13-2CA1 | SITRANS F M MAG 3100 | 3633.94
7ME6310-2YF13-2CF2-ZY17 | SITRANS F M MAG 3100 | 4178.36
3WL1106-2EB46-4GA2 | WITHDRAWABLE CIRCUIT BREAKER | 13008.33
3WL1106-2EB46-4GA4 | WITHDRAWABLE CIRCUIT BREAKER | 13371.57
3WL1106-2EB46-5FA2 | WITHDRAWABLE CIRCUIT BREAKER | 13008.33
3WL1106-2EB46-6BA2 | WITHDRAWABLE CIRCUIT BREAKER | 13008.33
3WL1106-2EG32-5AM2 | FIXED-MOUNTED CIRCUIT BREAKER | 9256.5
3WL1106-2EG32-5FA4 | FIXED-MOUNTED CIRCUIT BREAKER | 9554.78
3WL1106-2EG33-1AA2 | FIXED-MOUNTED CIRCUIT BREAKER | 7296.8
3WL1106-2EG34-1AA2 | FIXED-MOUNTED CIRCUIT BREAKER | 7296.8
3WL1106-2EG42-1AA2 | FIXED-MOUNTED CIRCUIT BREAKER | 9068.87
3WL1106-2EG43-1AA2 | FIXED-MOUNTED CIRCUIT BREAKER | 9710.34
3WL1106-2EG44-1AA2 | FIXED-MOUNTED CIRCUIT BREAKER | 9710.34
3WL1106-2EG45-1AA2 | WITHDRAWABLE CIRCUIT BREAKER | 10151.35
3WL1106-2FB32-4GG4 | FIXED-MOUNTED CIRCUIT BREAKER | 9108.16
3WL1106-2FB32-4GN2 | FIXED-MOUNTED CIRCUIT BREAKER | 8809.87
3WL1106-2FB32-4GN4 | FIXED-MOUNTED CIRCUIT BREAKER | 9173.1
3WL1106-2FB32-4GP2 | FIXED-MOUNTED CIRCUIT BREAKER | 8858.78
3WL1106-2FB32-4GP4 | FIXED-MOUNTED CIRCUIT BREAKER | 9222.01
3WL1106-2FB36-4GA2 | WITHDRAWABLE CIRCUIT BREAKER | 10354.23
3WL1106-2FB36-4GA4 | WITHDRAWABLE CIRCUIT BREAKER | 10717.46
3WL1106-2FB36-4GG4 | WITHDRAWABLE CIRCUIT BREAKER | 11072.67
3WL1106-2FB36-4GN2 | WITHDRAWABLE CIRCUIT BREAKER | 10774.39
3WL1106-2FB46-4GA4 | WITHDRAWABLE CIRCUIT BREAKER | 13780.51
3WL1106-2FB46-5FM4 | WITHDRAWABLE CIRCUIT BREAKER | 14200.67
3WL1106-2FG31-1AA2 | FIXED-MOUNTED CIRCUIT BREAKER | 7753.84
3WL1106-2FG32-1AA2 | FIXED-MOUNTED CIRCUIT BREAKER | 7320.85
3WL1106-2FG36-1AA2 | WITHDRAWABLE CIRCUIT BREAKER | 9285.36
3WL1106-2FG36-1AA2-ZR21 | WITHDRAWABLE CIRCUIT BREAKER | 9705.54
3WL1106-2FG36-1BA2-ZR21R30S05 | WITHDRAWABLE CIRCUIT BREAKER | 10538.65
3WL1106-2FG36-1GA2-ZB02R21 | WITHDRAWABLE CIRCUIT BREAKER | 10060.74
3WL1106-2FG36-4GA2 | WITHDRAWABLE CIRCUIT BREAKER | 11613.12
3WL1106-2FG42-1AA2 | FIXED-MOUNTED CIRCUIT BREAKER | 9525.92
3WL1106-2FG46-1AA2 | WITHDRAWABLE CIRCUIT BREAKER | 12348.4
3WL1106-2FG46-1AA2-ZB02R21R55 | WITHDRAWABLE CIRCUIT BREAKER | 13800.55
3WL1106-2NB31-1AA2 | FIXED-MOUNTED CIRCUIT BREAKER | 8844.34
3WL1106-2NG31-1AA2 | FIXED-MOUNTED CIRCUIT BREAKER | 10055.13
3WL1106-2NG32-1AA2 | FIXED-MOUNTED CIRCUIT BREAKER | 9622.14
3WL1106-2NG33-1AA2 | FIXED-MOUNTED CIRCUIT BREAKER | 10055.13
3WL1106-2NG34-1AA2 | FIXED-MOUNTED CIRCUIT BREAKER | 10055.13
3WL1106-3AA32-1AA4 | FIXED-MOUNT NON-AUT. CIRCUIT-B. | 4428.59
3WL1106-3AA32-1AS2 | FIXED-MOUNT NON-AUT. CIRCUIT-B. | 5091.72
3WL1106-3AA32-1FA4 | FIXED-MOUNT NON-AUT. CIRCUIT-B. | 4783.81
3WL1106-3AA32-1GA2 | FIXED-MOUNT NON-AUT. CIRCUIT-B. | 4420.57
3WL1106-3AA35-5FA4 | WITHDRAW. NON-AUT. CIRCUIT-B. | 7381.78
3WL1106-3AA36-1AA2 | WITHDRAW. NON-AUT. CIRCUIT-B. | 6150.15
3WL1106-3AA36-1BB4 | WITHDRAW. NON-AUT. CIRCUIT-B. | 7223.82
3WL1106-3AA36-1EA4 | WITHDRAW. NON-AUT. CIRCUIT-B. | 6893.46
3WL1106-3AA36-1FA2 | WITHDRAW. NON-AUT. CIRCUIT-B. | 6505.37
3WL1112-2CB37-1AA2 | WITHDRAWABLE CIRCUIT BREAKER | 8812.27
3WL1112-2CB38-4BA4 | WITHDRAWABLE CIRCUIT BREAKER | 11014.14
3WL1112-2CB38-4BG4 | WITHDRAWABLE CIRCUIT BREAKER | 11369.36
3WL1112-2CB38-4GA2 | WITHDRAWABLE CIRCUIT BREAKER | 10650.91
3WL1112-2CB38-4GA4 | WITHDRAWABLE CIRCUIT BREAKER | 11014.14
3WL1112-2CB38-4GN2 | WITHDRAWABLE CIRCUIT BREAKER | 11071.07
3WL1112-2CB42-1GA4 | FIXED-MOUNTED CIRCUIT BREAKER | 9835.44
3WL1112-2CB42-3GA2 | FIXED-MOUNTED CIRCUIT BREAKER | 9827.41
3WL1112-2CB42-4AG2 | FIXED-MOUNTED CIRCUIT BREAKER | 11444.73
3WL1112-2CB42-4AN2 | FIXED-MOUNTED CIRCUIT BREAKER | 11509.69
3WL1112-2CB45-4GN4 | WITHDRAWABLE CIRCUIT BREAKER | 12925.74
3WL1112-2CB46-1AA2 | WITHDRAWABLE CIRCUIT BREAKER | 11618.73
3WL1112-2CB46-1AA4 | WITHDRAWABLE CIRCUIT BREAKER | 11981.97
3WL1112-2CB46-1AM2 | WITHDRAWABLE CIRCUIT BREAKER | 12038.9
3WL1112-2CB46-4GN4 | WITHDRAWABLE CIRCUIT BREAKER | 14729.89
3WL1112-2CB47-1AA2 | WITHDRAWABLE CIRCUIT BREAKER | 12099.84
3WL1112-2CB48-1AA2 | WITHDRAWABLE CIRCUIT BREAKER | 11618.73
3WL1112-2CB62-6BJ2 | FIXED-MOUNTED CIRCUIT BREAKER | 9403.23
3WL1112-2DG32-4GA2 | FIXED-MOUNTED CIRCUIT BREAKER | 9977.36
3WL1112-2DG32-4GA4 | FIXED-MOUNTED CIRCUIT BREAKER | 10340.58
3WL1112-2DG32-4GB2 | FIXED-MOUNTED CIRCUIT BREAKER | 10332.58
3WL1112-2DG32-4GN2 | FIXED-MOUNTED CIRCUIT BREAKER | 10397.52
3WL1112-2DG36-1AN2 | WITHDRAWABLE CIRCUIT BREAKER | 9737.61
3WL1112-2DG36-1GN2 | WITHDRAWABLE CIRCUIT BREAKER | 10092.82
3WL1112-2DG36-4AA2 | WITHDRAWABLE CIRCUIT BREAKER | 11289.97
3WL1112-2DG36-4AN2-ZC22 | WITHDRAWABLE CIRCUIT BREAKER | 11910.61
3WL1112-2DG42-1AA2-ZF23 | FIXED-MOUNTED CIRCUIT BREAKER | 10311.72
3WL1112-2DG43-1AA2 | FIXED-MOUNTED CIRCUIT BREAKER | 10736.71
3WL1112-2DG44-1AA2 | FIXED-MOUNTED CIRCUIT BREAKER | 10736.71
3WL1112-2DG45-1AA2 | WITHDRAWABLE CIRCUIT BREAKER | 10808.86
3WL1112-2DG47-1AA2 | WITHDRAWABLE CIRCUIT BREAKER | 13094.13
3WL1112-2DG47-1AL2 | WITHDRAWABLE CIRCUIT BREAKER | 13563.21
3WL1112-2DG47-4GA2 | WITHDRAWABLE CIRCUIT BREAKER | 15421.88
3WL1112-2DG48-1AA2 | WITHDRAWABLE CIRCUIT BREAKER | 12613.01
3WL1112-2EB31-1AA2 | FIXED-MOUNTED CIRCUIT BREAKER | 7521.31
3WL1112-2EB32-4GA2 | FIXED-MOUNTED CIRCUIT BREAKER | 9408.05
3WL1112-2EB32-4GA4 | FIXED-MOUNTED CIRCUIT BREAKER | 9771.29
3WL1112-2EB32-4GJ2 | FIXED-MOUNTED CIRCUIT BREAKER | 9828.21
3WL1112-2EB32-4GN2 | FIXED-MOUNTED CIRCUIT BREAKER | 9828.21
3WL1112-2EB35-4GG4 | WITHDRAWABLE CIRCUIT BREAKER | 10543.46
3WL1112-2EB35-5FT4 | WITHDRAWABLE CIRCUIT BREAKER | 11318.84
3WL1112-2EB36-1AA2 | WITHDRAWABLE CIRCUIT BREAKER | 8748.13
3WL1112-2EB36-1AA4 | WITHDRAWABLE CIRCUIT BREAKER | 9111.37
3WL1112-2EB36-5FA4 | WITHDRAWABLE CIRCUIT BREAKER | 11439.13
3WL1112-2EB36-6BA2 | WITHDRAWABLE CIRCUIT BREAKER | 11075.88
3WL1112-2EB37-1AA2 | WITHDRAWABLE CIRCUIT BREAKER | 9237.26
3WL1112-2EB37-4BA4-ZF02 | WITHDRAWABLE CIRCUIT BREAKER | 13684.28
3WL1112-2EB42-1AA2 | FIXED-MOUNTED CIRCUIT BREAKER | 9541.95
3WL1112-2EB42-1AE2 | FIXED-MOUNTED CIRCUIT BREAKER | 9922.03
3WL1112-2EB42-1FM4 | FIXED-MOUNTED CIRCUIT BREAKER | 10680.57
3WL1112-2EB42-1GA2 | FIXED-MOUNTED CIRCUIT BREAKER | 9897.17
3WL1112-2EB46-1AA2 | WITHDRAWABLE CIRCUIT BREAKER | 12043.72
3WL1112-2EB46-1AA4 | WITHDRAWABLE CIRCUIT BREAKER | 12406.94
6FX7002-5EA71-1EJ0 | POWER CABLE, PREASSEMBLED | 2714.76
6FX7002-5EA71-1EK0 | POWER CABLE, PREASSEMBLED | 2765.65
6FX7002-5EA78-1AK0 | POWER CABLE, PREASSEMBLED | 915.73
6FX7002-5EA78-1BA0 | POWER CABLE, PREASSEMBLED | 964.25
6FX7002-5EA78-1BB0 | POWER CABLE, PREASSEMBLED | 1013.99
6FX7002-5EA78-1BC0 | POWER CABLE, PREASSEMBLED | 1063.91
7MB2337-4AF80-3AF0-ZC11 | ULTRAMAT 23, Rack device, 2 Channel | 31191.31
7MB2337-4AG00-3AG1 | ULTRAMAT 23, Rack device, 2 Channel | 22902.59
7MB2337-4AG00-3CQ4 | ULTRAMAT 23, Rack device, 2 Channel | 22020.4
7MB2337-4AH00-3CP1 | ULTRAMAT 23, Rack device, 2 Channel | 21584.22
7MB2337-4AH00-3CP4 | ULTRAMAT 23, Rack device, 2 Channel | 21584.22
7MB2337-4AH00-3PG1 | ULTRAMAT 23, Rack device, 2 Channel | 24214.37
7MB2337-4AH00-3PG1-ZD15 | ULTRAMAT 23, Rack device, 2 Channel | 24214.37
7MB2337-4AJ00-3AN4 | ULTRAMAT 23, Rack device, 2 Channel | 21584.22
7MB2337-4AJ00-3CN1 | ULTRAMAT 23, Rack device, 2 Channel | 21584.22
7MB2337-4AJ00-3DL1 | ULTRAMAT 23, Rack device, 2 Channel | 22030.27
7MB2337-4AJ00-6AJ1 | ULTRAMAT 23, Rack device, 2 Channel | 22030.27
7MB2337-4AN10-3CQ4 | ULTRAMAT 23, Rack device, 2 Channel | 25623.25
7MB2337-4AN10-3PH4 | ULTRAMAT 23, Rack device, 2 Channel | 27817.22
7MB2337-4AP10-3CP1 | ULTRAMAT 23, Rack device, 2 Channel | 25623.25
7MB2337-4AR00-3CQ1-ZA13 | ULTRAMAT 23, Rack device, 2 Channel | 22542.14
7MB2337-4AU00-3AU0 | ULTRAMAT 23, Rack device, 2 Channel | 22902.59
7MB2337-4AU10-3CP4 | ULTRAMAT 23, Rack device, 2 Channel | 26505.45
7MB2337-4AU10-3PT1 | ULTRAMAT 23, Rack device, 2 Channel | 29417.02
7MB2337-4AU10-3PT1-ZD15 | ULTRAMAT 23, Rack device, 2 Channel | 29417.02
7MB2337-4AU10-3PT4 | ULTRAMAT 23, Rack device, 2 Channel | 29417.02
7MB2337-4AU10-6PV1 | ULTRAMAT 23, Rack device, 2 Channel | 29135.58
7ME3400-2JC30-4BA2 | SITRANS FUS380 | 5737.2
7ME3400-2JC30-4EA2 | SITRANS FUS380 | 5834.49
7ME3400-2JC40-4BA2 | SITRANS FUS380 | 5881.48
7ME3400-2JC40-4EA2 | SITRANS FUS380 | 5978.77
7ME3400-2JC50-4BA4 | SITRANS FUS380 | 6027.97
7ME3400-2LC00-5DA5 | SITRANS FUS380 | 5726.02
7ME3400-2LC00-6BA6 | SITRANS FUS380 | 5589.58
7ME3400-2LC00-6DA5 | SITRANS FUS380 | 5726.02
7ME3400-2LC00-6EA6 | SITRANS FUS380 | 5686.88
7ME3400-2LC30-5GA5 | SITRANS FUS380 | 5727.14
7ME3400-2LC30-6BA2 | SITRANS FUS380 | 5737.2
7ME3400-2LC40-4BA2 | SITRANS FUS380 | 5881.48
7ME3400-2LC50-6BA4 | SITRANS FUS380 | 6027.97
7ME3400-2LE30-4BA3 | SITRANS FUS380 | 6209.14
7ME3400-2LE30-4EA2 | SITRANS FUS380 | 6306.45
7ME3400-2LE30-6BA6 | SITRANS FUS380 | 6209.14
7ME3400-2LE30-8EA7 | SITRANS FUS380 | 6306.45
7ME3400-2MC30-7BA3 | SITRANS FUS380 | 5737.2
7ME3400-2MC40-4BA2 | SITRANS FUS380 | 5881.48
7ME3400-2MC50-4BA2 | SITRANS FUS380 | 6027.97
7ME3400-2MD30-4EA2 | SITRANS FUS380 | 6168.89
7ME3400-2ND30-3BA2 | SITRANS FUS380 | 7211.21
7ME3400-2QC00-2BA2 | SITRANS FUS380 | 6683.34
7ME3400-2QC00-4BA2 | SITRANS FUS380 | 6683.34
7ME3400-2QC00-4BA3 | SITRANS FUS380 | 6683.34
7ME3400-2QC20-4EA2-ZY17 | SITRANS FUS380 | 7008.79
7ME3400-2QC20-5BA2 | SITRANS FUS380 | 6758.26
7ME3400-2QC20-5DA2 | SITRANS FUS380 | 6894.71
7ME3400-2QC20-5EA2 | SITRANS FUS380 | 6855.57
7ME3400-2QC50-4EA2 | SITRANS FUS380 | 7221.27
7ME3400-2QD00-5BA2 | SITRANS FUS380 | 7062.46
7ME3400-2QD00-6BA6 | SITRANS FUS380 | 7062.46
7ME3400-2QD20-5BA2 | SITRANS FUS380 | 7138.5
7ME3400-2QD20-6BA6 | SITRANS FUS380 | 7138.5
7ME3400-2RC20-5BA2 | SITRANS FUS380 | 6758.26
7ME3400-2RC20-5BA2-ZE21 | SITRANS FUS380 | 6758.26
7ME3400-2RC20-5BA3 | SITRANS FUS380 | 6758.26
7ME3400-2RC20-5EA2 | SITRANS FUS380 | 6855.57
7ME3400-2SC00-5BA2 | SITRANS FUS380 | 8150.63
7ME3400-2SC00-5DA2 | SITRANS FUS380 | 8287.06
7ME3400-2SC00-5EA2 | SITRANS FUS380 | 8247.92
7ME3400-2SC20-3BA2 | SITRANS FUS380 | 8226.67
7ME3400-2UC00-6EA2 | SITRANS FUS380 | 8247.92
7ME3400-2UC00-6EA5 | SITRANS FUS380 | 8247.92
7ME3400-2UC00-6GA5 | SITRANS FUS380 | 8140.57
7ME3400-2UC00-7BA6 | SITRANS FUS380 | 8150.63
3WL1106-2FB32-4GA2-ZB04 | FIXED-MOUNTED CIRCUIT BREAKER | 8389.7
3WL1106-2FB32-6BA2 | FIXED-MOUNTED CIRCUIT BREAKER | 8389.7
3WL1106-2FB33-1AA2 | FIXED-MOUNTED CIRCUIT BREAKER | 6494.95
3WL1106-2FB36-1AB2 | WITHDRAWABLE CIRCUIT BREAKER | 8381.69
3WL1106-2FB36-4BA2 | WITHDRAWABLE CIRCUIT BREAKER | 10354.23
3WL1106-2FB36-4GN4 | WITHDRAWABLE CIRCUIT BREAKER | 11137.63
3WL1106-2FB36-4GP4 | WITHDRAWABLE CIRCUIT BREAKER | 11186.54
3WL1106-2FB38-1AA2 | WITHDRAWABLE CIRCUIT BREAKER | 8026.47
3WL1106-2FB42-4AS4 | FIXED-MOUNTED CIRCUIT BREAKER | 11629.15
3WL1106-2FG32-1GB2 | FIXED-MOUNTED CIRCUIT BREAKER | 8031.28
3WL1106-2FG32-4GN2 | FIXED-MOUNTED CIRCUIT BREAKER | 10068.76
3WL1106-2FG32-6BA2 | FIXED-MOUNTED CIRCUIT BREAKER | 9648.6
3WL1106-2FG34-1AA2 | FIXED-MOUNTED CIRCUIT BREAKER | 7753.84
3WL1106-2FG36-4GA4 | WITHDRAWABLE CIRCUIT BREAKER | 11976.36
3WL1106-2FG36-4GN2-ZT40 | WITHDRAWABLE CIRCUIT BREAKER | 12337.98
3WL1106-2FG37-1AA2 | WITHDRAWABLE CIRCUIT BREAKER | 9758.45
3WL1106-2FG38-1AA2 | WITHDRAWABLE CIRCUIT BREAKER | 9285.36
3WL1106-2NB32-1AA2 | FIXED-MOUNTED CIRCUIT BREAKER | 8411.35
3WL1106-2NB33-3GG2 | FIXED-MOUNTED CIRCUIT BREAKER | 9910
3WL1106-2NB34-1AA2 | FIXED-MOUNTED CIRCUIT BREAKER | 8844.34
3WL1106-2NB38-1AA2 | WITHDRAWABLE CIRCUIT BREAKER | 10375.87
3WL1106-2NB42-1AA2 | FIXED-MOUNTED CIRCUIT BREAKER | 10616.42
3WL1106-2NG36-1AA2 | WITHDRAWABLE CIRCUIT BREAKER | 11586.66
3WL1106-2NG36-5FF4 | WITHDRAWABLE CIRCUIT BREAKER | 14632.88
3WL1106-2NG46-1AA2 | WITHDRAWABLE CIRCUIT BREAKER | 14649.71
3WL1106-3AA31-1AA4 | FIXED-MOUNT NON-AUT. CIRCUIT-B. | 4893.66
3WL1106-3AA32-1AA2 | FIXED-MOUNT NON-AUT. CIRCUIT-B. | 4065.35
3WL1106-3AA32-4AS4 | FIXED-MOUNT NON-AUT. CIRCUIT-B. | 7427.49
3WL1106-3AA32-4GA2 | FIXED-MOUNT NON-AUT. CIRCUIT-B. | 6393.11
3WL1106-3AA34-1AA2 | FIXED-MOUNT NON-AUT. CIRCUIT-B. | 4530.42
3WL1106-3AA35-1AA4 | WITHDRAW. NON-AUT. CIRCUIT-B. | 5054.02
3WL1106-3AA36-1GA4 | WITHDRAW. NON-AUT. CIRCUIT-B. | 6868.6
3WL1106-3AA36-4GA4 | WITHDRAW. NON-AUT. CIRCUIT-B. | 8841.14
3WL1106-3AA41-1AA2 | FIXED-MOUNT NON-AUT. CIRCUIT-B. | 7288.77
3WL1112-2CB37-1GN2-ZB12 | WITHDRAWABLE CIRCUIT BREAKER | 9587.67
3WL1112-2CB37-4AA2 | WITHDRAWABLE CIRCUIT BREAKER | 10784.81
3WL1112-2CB38-1DA2 | WITHDRAWABLE CIRCUIT BREAKER | 8703.23
3WL1112-2CB38-1GA4 | WITHDRAWABLE CIRCUIT BREAKER | 9041.6
3WL1112-2CB38-4GN8 | WITHDRAWABLE CIRCUIT BREAKER | 11434.31
3WL1112-2CB38-4GS4 | WITHDRAWABLE CIRCUIT BREAKER | 12040.51
3WL1112-2CB42-1AL2 | FIXED-MOUNTED CIRCUIT BREAKER | 9586.06
3WL1112-2CB42-1GA2 | FIXED-MOUNTED CIRCUIT BREAKER | 9472.19
3WL1112-2CB42-4GA2 | FIXED-MOUNTED CIRCUIT BREAKER | 11444.73
3WL1112-2CB42-4GD2 | FIXED-MOUNTED CIRCUIT BREAKER | 11824.81
3WL1112-2CB44-4AG2 | FIXED-MOUNTED CIRCUIT BREAKER | 12070.17
3WL1112-2CB45-4AG2 | WITHDRAWABLE CIRCUIT BREAKER | 12142.34
3WL1112-2CB46-1DA2 | WITHDRAWABLE CIRCUIT BREAKER | 11998.81
3WL1112-2CB46-1FA2 | WITHDRAWABLE CIRCUIT BREAKER | 11973.95
3WL1112-2CB46-4AN4 | WITHDRAWABLE CIRCUIT BREAKER | 14374.67
3WL1112-2CB46-4GA4 | WITHDRAWABLE CIRCUIT BREAKER | 14309.73
3WL1112-2CB46-4GN2 | WITHDRAWABLE CIRCUIT BREAKER | 14366.65
3WL1112-2CB67-1AA2 | WITHDRAWABLE CIRCUIT BREAKER | 8812.27
3WL1112-2DG31-4AN2 | FIXED-MOUNTED CIRCUIT BREAKER | 10483.32
3WL1112-2DG32-1GN2 | FIXED-MOUNTED CIRCUIT BREAKER | 8424.98
3WL1112-2DG32-4AA2 | FIXED-MOUNTED CIRCUIT BREAKER | 9622.14
3WL1112-2DG32-4GN4 | FIXED-MOUNTED CIRCUIT BREAKER | 10760.76
3WL1112-2DG32-4GP4 | FIXED-MOUNTED CIRCUIT BREAKER | 10809.67
3WL1112-2DG33-1AA2 | FIXED-MOUNTED CIRCUIT BREAKER | 8090.62
3WL1112-2DG35-1GA2 | WITHDRAWABLE CIRCUIT BREAKER | 8421.77
3WL1112-2DG36-1AA2 | WITHDRAWABLE CIRCUIT BREAKER | 9317.44
3WL1112-2DG36-4GA2 | WITHDRAWABLE CIRCUIT BREAKER | 11645.19
3WL1112-2DG36-4GN2 | WITHDRAWABLE CIRCUIT BREAKER | 12065.35
3WL1112-2DG41-1AA2 | FIXED-MOUNTED CIRCUIT BREAKER | 10736.71
3WL1112-2DG42-1AA2 | FIXED-MOUNTED CIRCUIT BREAKER | 10111.26
3WL1112-2DG45-2FA4 | WITHDRAWABLE CIRCUIT BREAKER | 11882.54
3WL1112-2DG46-1BA2 | WITHDRAWABLE CIRCUIT BREAKER | 12968.23
3WL1112-2DG46-4GN4 | WITHDRAWABLE CIRCUIT BREAKER | 15724.17
3WL1112-2DG46-5FF4 | WITHDRAWABLE CIRCUIT BREAKER | 15659.23
3WL1112-2EB32-1AA2 | FIXED-MOUNTED CIRCUIT BREAKER | 7080.29
3WL1112-2EB32-1AN2 | FIXED-MOUNTED CIRCUIT BREAKER | 7500.47
3WL1112-2EB32-1GS4-ZK07 | FIXED-MOUNTED CIRCUIT BREAKER | 8947.79
3WL1112-2EB32-4AA2-ZT40 | FIXED-MOUNTED CIRCUIT BREAKER | 9357.53
3WL1112-2EB32-4GP2 | FIXED-MOUNTED CIRCUIT BREAKER | 9877.12
3WL1112-2EB32-5FF4 | FIXED-MOUNTED CIRCUIT BREAKER | 10126.49
3WL1112-2EB35-4AB4 | WITHDRAWABLE CIRCUIT BREAKER | 10188.24
3WL1112-2EB35-4GA2 | WITHDRAWABLE CIRCUIT BREAKER | 9825
3WL1112-2EB36-1GA2 | WITHDRAWABLE CIRCUIT BREAKER | 9103.34
3WL1112-2EB36-1GS4 | WITHDRAWABLE CIRCUIT BREAKER | 10492.94
3WL1112-2EB36-4GN2 | WITHDRAWABLE CIRCUIT BREAKER | 11496.04
3WL1112-2EB36-4GP2 | WITHDRAWABLE CIRCUIT BREAKER | 11544.96
3WL1112-2EB38-1AA2 | WITHDRAWABLE CIRCUIT BREAKER | 8748.13
3WL1112-2EB38-1FA2 | WITHDRAWABLE CIRCUIT BREAKER | 9103.34
3WL1112-2EB38-4GA2 | WITHDRAWABLE CIRCUIT BREAKER | 11075.88
3WL1112-2EB38-4GG4 | WITHDRAWABLE CIRCUIT BREAKER | 11794.33
3WL1112-2EB42-4GA4 | FIXED-MOUNTED CIRCUIT BREAKER | 12232.95
3WL1112-2EB42-4GB2 | FIXED-MOUNTED CIRCUIT BREAKER | 12224.93
3WL1112-2EB45-1AA4 | WITHDRAWABLE CIRCUIT BREAKER | 10602.79
3WL1112-2EB45-6BA2 | WITHDRAWABLE CIRCUIT BREAKER | 12567.31
6FX7002-5EA71-1FA0 | POWER CABLE, PREASSEMBLED | 2821.21
6FX7002-5EA78-1AA0 | POWER CABLE, PREASSEMBLED | 467.09
6FX7002-5EA78-1AG0 | POWER CABLE, PREASSEMBLED | 765.43
6FX7002-5EA78-1AJ0 | POWER CABLE, PREASSEMBLED | 864.82
6FX7002-5EA78-1BD0 | POWER CABLE, PREASSEMBLED | 1113.63
6FX7002-5EA78-1BF0 | POWER CABLE, PREASSEMBLED | 1211.71
6FX7002-5EA78-1BG0 | POWER CABLE, PREASSEMBLED | 1262.59
6FX7002-5EA78-1CA0 | POWER CABLE, PREASSEMBLED | 1463.76
6FX7002-5EA78-1CC0 | POWER CABLE, PREASSEMBLED | 1563.4
6FX7002-5EA78-1DA0 | POWER CABLE, PREASSEMBLED | 1960.92
6FX7002-5EA78-1DC0 | POWER CABLE, PREASSEMBLED | 2060.56
6FX7002-5EA78-1DH0 | POWER CABLE, PREASSEMBLED | 2307.79
6FX7002-5EA78-1DK0 | POWER CABLE, PREASSEMBLED | 2409.54
6FX7002-5EA78-1EB0 | POWER CABLE, PREASSEMBLED | 2505.55
6FX7002-5EA78-1EG0 | POWER CABLE, PREASSEMBLED | 2754.14
6FX7002-5EA78-1EJ0 | POWER CABLE, PREASSEMBLED | 2853.55
6FX7002-5EB11-1AD0 | POWER CABLE, PREASSEMBLED | 232.65
6FX7002-5EB11-1AF5 | POWER CABLE, PREASSEMBLED | 306.87
6FX7002-5EB11-1CD0 | POWER CABLE, PREASSEMBLED | 725.2
6FX7002-5EB11-1GA0 | POWER CABLE, PREASSEMBLED | 1638.57
6FX7002-5EB18-1AG0 | POWER CABLE, PREASSEMBLED EXT. | 369.34
6FX7002-5EB18-1AH0 | POWER CABLE, PREASSEMBLED EXT. | 394.05
6FX7002-5EB18-1CA0 | POWER CABLE, PREASSEMBLED EXT. | 713.87
6FX7002-5EB18-1DA0 | POWER CABLE, PREASSEMBLED EXT. | 961.29
6FX7002-5LM02-1AA6 | POWER CABLE PREASSEMBLED | 399.82
6FX7002-5LM02-1AB8 | POWER CABLE PREASSEMBLED | 438.98
6FX7002-5LM02-1BA0 | POWER CABLE PREASSEMBLED | 751.52
6FX7002-5LM30-1AB0 | POWER CABLE PREASSEMBLED | 416.43
6FX7002-5LM32-1AB5 | POWER CABLE PREASSEMBLED(1FN3) | 396.74
6FX7002-5LM32-1AC1 | POWER CABLE PREASSEMBLED(1FN3) | 425.17
6FX7002-5LM32-1BA0 | POWER CABLE PREASSEMBLED(1FN3) | 624.28
7ME3400-2UD00-4BA2 | SITRANS FUS380 | 8549.88
7ME3400-2UD00-5BA2 | SITRANS FUS380 | 8549.88
7ME3400-2UD00-5EA2 | SITRANS FUS380 | 8647.17
7ME3400-2UD00-7BA6 | SITRANS FUS380 | 8549.88
7ME3400-2VD00-5EA2 | SITRANS FUS380 | 8647.17
7ME3400-2VD00-5RA3 | SITRANS FUS380 | 8898.82
7ME3400-3AC00-4BA2 | SITRANS FUS380 | 9454.64
7ME3400-3AC00-4DA2 | SITRANS FUS380 | 9591.07
7ME3400-3CC20-5BA2 | SITRANS FUS380 | 9528.45
7ME3400-3CC20-5BA2-ZE21 | SITRANS FUS380 | 9528.45
7ME3400-3CC20-5EA2 | SITRANS FUS380 | 9625.75
7ME3400-3CC20-6EA6 | SITRANS FUS380 | 9625.75
7ME3400-3CD30-5EA2 | SITRANS FUS380 | 10240.85
7ME3400-3CD30-5EA3 | SITRANS FUS380 | 10240.85
7ME3400-3CD40-5EA2 | SITRANS FUS380 | 10388.47
7ME3400-3DC00-4EA2 | SITRANS FUS380 | 9551.93
7ME3400-3DC00-5BA2 | SITRANS FUS380 | 9454.64
7ME6310-2YF13-1JB1 | SITRANS F M MAG 3100 | 3436.14
7ME6310-2YF13-1JB1-ZC14Y18 | SITRANS F M MAG 3100 | 3614.88
7ME6310-2YF13-1KA1 | SITRANS F M MAG 3100 | 2996.08
7ME6310-2YF13-1LA1 | SITRANS F M MAG 3100 | 2996.08
3WL1106-2EB45-1GA4 | WITHDRAWABLE CIRCUIT BREAKER | 9659.03
3WL1106-2EB45-4AJ4 | WITHDRAWABLE CIRCUIT BREAKER | 11696.5
3WL1106-2EB45-5FA4 | WITHDRAWABLE CIRCUIT BREAKER | 11631.56
3WL1106-2EB46-1AA2 | WITHDRAWABLE CIRCUIT BREAKER | 10680.57
3WL1106-2EG31-1AA2 | FIXED-MOUNTED CIRCUIT BREAKER | 7296.8
3WL1106-2EG32-1AA2 | FIXED-MOUNTED CIRCUIT BREAKER | 6863.8
3WL1106-2EG32-4GA2 | FIXED-MOUNTED CIRCUIT BREAKER | 9191.54
3WL1106-2EG32-4GA4 | FIXED-MOUNTED CIRCUIT BREAKER | 9554.78
3WL1106-2EG36-4GA4 | WITHDRAWABLE CIRCUIT BREAKER | 11519.3
3WL1106-2EG36-4GN2 | WITHDRAWABLE CIRCUIT BREAKER | 11576.23
3WL1106-2EG36-4GN4 | WITHDRAWABLE CIRCUIT BREAKER | 11939.48
3WL1106-2EG36-4GP2 | WITHDRAWABLE CIRCUIT BREAKER | 11625.15
3WL1106-2FB31-1AA2 | FIXED-MOUNTED CIRCUIT BREAKER | 6494.95
3WL1106-2FB32-1AA2 | FIXED-MOUNTED CIRCUIT BREAKER | 6061.95
3WL1106-2FB32-1AA2-ZS55 | FIXED-MOUNTED CIRCUIT BREAKER | 7024.17
3WL1106-2FB32-4BA2 | FIXED-MOUNTED CIRCUIT BREAKER | 8389.7
3WL1106-2FB33-6BJ2 | FIXED-MOUNTED CIRCUIT BREAKER | 9242.87
3WL1106-2FB34-1AA2 | FIXED-MOUNTED CIRCUIT BREAKER | 6494.95
3WL1106-2FB35-1AA2 | WITHDRAWABLE CIRCUIT BREAKER | 6711.44
3WL1106-2FB35-4GA2 | WITHDRAWABLE CIRCUIT BREAKER | 9039.2
3WL1106-2FB36-5FA4 | WITHDRAWABLE CIRCUIT BREAKER | 10717.46
3WL1106-2FB36-6AA2 | WITHDRAWABLE CIRCUIT BREAKER | 9999.01
3WL1106-2FB36-6BA2 | WITHDRAWABLE CIRCUIT BREAKER | 10354.23
3WL1106-2FB36-6BP2 | WITHDRAWABLE CIRCUIT BREAKER | 10823.3
3WL1106-2FB37-1AA2 | WITHDRAWABLE CIRCUIT BREAKER | 8499.56
3WL1106-2FG32-4GN4 | FIXED-MOUNTED CIRCUIT BREAKER | 10432.01
3WL1106-2FG32-4GP2 | FIXED-MOUNTED CIRCUIT BREAKER | 10117.68
3WL1106-2FG32-4GP4 | FIXED-MOUNTED CIRCUIT BREAKER | 10480.92
3WL1106-2FG32-6AB2 | FIXED-MOUNTED CIRCUIT BREAKER | 9648.6
3WL1106-2FG36-4GP2 | WITHDRAWABLE CIRCUIT BREAKER | 12082.19
3WL1106-2FG36-4GP4 | WITHDRAWABLE CIRCUIT BREAKER | 12445.43
3WL1106-2FG36-5AM4 | WITHDRAWABLE CIRCUIT BREAKER | 12041.3
3WL1106-2FG36-5FM4 | WITHDRAWABLE CIRCUIT BREAKER | 12396.52
3WL1106-2NB35-1AA2 | WITHDRAWABLE CIRCUIT BREAKER | 9060.85
3WL1106-2NB36-1AA2 | WITHDRAWABLE CIRCUIT BREAKER | 10375.87
3WL1106-2NB36-5FA2 | WITHDRAWABLE CIRCUIT BREAKER | 12703.62
3WL1106-2NB37-1AA2 | WITHDRAWABLE CIRCUIT BREAKER | 10848.96
3WL1106-2NG37-1AA2 | WITHDRAWABLE CIRCUIT BREAKER | 12059.75
3WL1106-2NG38-1AA2 | WITHDRAWABLE CIRCUIT BREAKER | 11586.66
3WL1106-2NG38-1BJ2 | WITHDRAWABLE CIRCUIT BREAKER | 12362.03
3WL1106-2NG42-1AA2 | FIXED-MOUNTED CIRCUIT BREAKER | 11827.21
3WL1106-3AA32-4GG4 | FIXED-MOUNT NON-AUT. CIRCUIT-B. | 7111.57
3WL1106-3AA32-5AM8 | FIXED-MOUNT NON-AUT. CIRCUIT-B. | 6821.29
3WL1106-3AA32-6BB4 | FIXED-MOUNT NON-AUT. CIRCUIT-B. | 7111.57
3WL1106-3AA33-1AA2 | FIXED-MOUNT NON-AUT. CIRCUIT-B. | 4530.42
3WL1106-3AA36-4GN4 | WITHDRAW. NON-AUT. CIRCUIT-B. | 9261.31
3WL1106-3AA37-1AA2 | WITHDRAW. NON-AUT. CIRCUIT-B. | 6615.22
3WL1106-3AA38-1AA2 | WITHDRAW. NON-AUT. CIRCUIT-B. | 6150.15
3WL1106-3AA38-4AS4 | WITHDRAW. NON-AUT. CIRCUIT-B. | 9512.29
3WL1112-2CB37-4AA4 | WITHDRAWABLE CIRCUIT BREAKER | 11148.05
3WL1112-2CB37-4GA4 | WITHDRAWABLE CIRCUIT BREAKER | 11503.27
3WL1112-2CB37-4GJ4 | WITHDRAWABLE CIRCUIT BREAKER | 11923.43
3WL1112-2CB38-1AA2 | WITHDRAWABLE CIRCUIT BREAKER | 8323.15
3WL1112-2CB41-1AA2 | FIXED-MOUNTED CIRCUIT BREAKER | 9742.41
3WL1112-2CB41-1GA2 | FIXED-MOUNTED CIRCUIT BREAKER | 10097.63
3WL1112-2CB41-4AN2 | FIXED-MOUNTED CIRCUIT BREAKER | 12135.12
3WL1112-2CB42-1AA2 | FIXED-MOUNTED CIRCUIT BREAKER | 9116.97
3WL1112-2CB42-4GM2 | FIXED-MOUNTED CIRCUIT BREAKER | 11864.89
3WL1112-2CB42-4GN2 | FIXED-MOUNTED CIRCUIT BREAKER | 11864.89
3WL1112-2CB42-4GN4 | FIXED-MOUNTED CIRCUIT BREAKER | 12228.13
3WL1112-2CB43-1AA2 | FIXED-MOUNTED CIRCUIT BREAKER | 9742.41
3WL1112-2CB44-1AA2 | FIXED-MOUNTED CIRCUIT BREAKER | 9742.41
3WL1112-2CB46-1GA2 | WITHDRAWABLE CIRCUIT BREAKER | 11973.95
3WL1112-2CB46-1GN2 | WITHDRAWABLE CIRCUIT BREAKER | 12394.12
3WL1112-2CB46-1GP2 | WITHDRAWABLE CIRCUIT BREAKER | 12443.04
3WL1112-2CB46-1GS4 | WITHDRAWABLE CIRCUIT BREAKER | 13363.55
3WL1112-2DG31-5FA4 | FIXED-MOUNTED CIRCUIT BREAKER | 10781.6
3WL1112-2DG32-1AA2 | FIXED-MOUNTED CIRCUIT BREAKER | 7649.6
3WL1112-2DG32-1AA4 | FIXED-MOUNTED CIRCUIT BREAKER | 8012.84
3WL1112-2DG32-1AP2 | FIXED-MOUNTED CIRCUIT BREAKER | 8118.67
3WL1112-2DG34-1AA2 | FIXED-MOUNTED CIRCUIT BREAKER | 8090.62
3WL1112-2DG34-1FA2 | FIXED-MOUNTED CIRCUIT BREAKER | 8445.84
3WL1112-2DG34-6AJ2-ZK10 | FIXED-MOUNTED CIRCUIT BREAKER | 11031.79
3WL1112-2DG35-1AA2 | WITHDRAWABLE CIRCUIT BREAKER | 8066.57
3WL1112-2DG36-4GN4 | WITHDRAWABLE CIRCUIT BREAKER | 12428.6
3WL1112-2DG36-4GP2 | WITHDRAWABLE CIRCUIT BREAKER | 12114.27
3WL1112-2DG36-4GP4 | WITHDRAWABLE CIRCUIT BREAKER | 12477.51
3WL1112-2DG37-1AA2 | WITHDRAWABLE CIRCUIT BREAKER | 9806.56
3WL1112-2DG37-1GN2 | WITHDRAWABLE CIRCUIT BREAKER | 10581.95
3WL1112-2DG46-1GA4 | WITHDRAWABLE CIRCUIT BREAKER | 13331.47
3WL1112-2DG46-1GN4 | WITHDRAWABLE CIRCUIT BREAKER | 13751.63
3WL1112-2DG46-4AA2 | WITHDRAWABLE CIRCUIT BREAKER | 14585.55
3WL1112-2DG46-4GA2 | WITHDRAWABLE CIRCUIT BREAKER | 14940.77
3WL1112-2EB32-1GA2 | FIXED-MOUNTED CIRCUIT BREAKER | 7435.51
3WL1112-2EB32-1GA4 | FIXED-MOUNTED CIRCUIT BREAKER | 7798.75
3WL1112-2EB32-1GG4 | FIXED-MOUNTED CIRCUIT BREAKER | 8153.95
3WL1112-2EB32-1GN2 | FIXED-MOUNTED CIRCUIT BREAKER | 7855.67
3WL1112-2EB33-1AA2 | FIXED-MOUNTED CIRCUIT BREAKER | 7521.31
3WL1112-2EB34-1AA2 | FIXED-MOUNTED CIRCUIT BREAKER | 7521.31
3WL1112-2EB34-1AA2-ZC22 | FIXED-MOUNTED CIRCUIT BREAKER | 7721.77
3WL1112-2EB34-3GA2-ZK07 | FIXED-MOUNTED CIRCUIT BREAKER | 8354.41
3WL1112-2EB34-4AN2 | FIXED-MOUNTED CIRCUIT BREAKER | 9914.01
3WL1112-2EB36-4AJ2 | WITHDRAWABLE CIRCUIT BREAKER | 11140.84
3WL1112-2EB36-4AN2 | WITHDRAWABLE CIRCUIT BREAKER | 11140.84
3WL1112-2EB36-4BA4-ZK07 | WITHDRAWABLE CIRCUIT BREAKER | 11561.79
3WL1112-2EB36-4GA2 | WITHDRAWABLE CIRCUIT BREAKER | 11075.88
3WL1112-2EB38-1GA2 | WITHDRAWABLE CIRCUIT BREAKER | 9103.34
3WL1112-2EB38-1GA4 | WITHDRAWABLE CIRCUIT BREAKER | 9466.59
3WL1112-2EB38-4AA2 | WITHDRAWABLE CIRCUIT BREAKER | 10720.66
3WL1112-2EB38-4AS4 | WITHDRAWABLE CIRCUIT BREAKER | 12110.26
3WL1112-2EB42-4GJ2 | FIXED-MOUNTED CIRCUIT BREAKER | 12289.88
7ML5630-1BM00-0JB0 | CLS200,STANDARD,ROD VERSN,THREAD/FLANGE | 1546.06
7ML5630-1BN00-0HB0-ZY01 | CLS200,STANDARD,ROD VERSN,THREAD/FLANGE | 1616.53
7ML5630-1BN00-1JA0 | CLS200,STANDARD,ROD VERSN,THREAD/FLANGE | 1713.57
7ML5630-1BN01-1DD0-ZY01 | CLS200,STANDARD,ROD VERSN,THREAD/FLANGE | 2238.67
7ML5630-1BS00-0HB0-ZY01 | CLS200,STANDARD,ROD VERSN,THREAD/FLANGE | 1859.79
7ML5630-1DA00-0CB0 | CLS200,STANDARD,ROD VERSN,THREAD/FLANGE | 1215.05
7ML5630-1DA30-1HB0 | CLS200,STANDARD,ROD VERSN,THREAD/FLANGE | 1733.51
7ML5630-1DB00-0DB0 | CLS200,STANDARD,ROD VERSN,THREAD/FLANGE | 1435.72
7ML5630-1DB10-0HB0 | CLS200,STANDARD,ROD VERSN,THREAD/FLANGE | 1316.08
7ML5630-1DC00-0HB0 | CLS200,STANDARD,ROD VERSN,THREAD/FLANGE | 1355.97
7ML5630-1DC00-1CB0 | CLS200,STANDARD,ROD VERSN,THREAD/FLANGE | 1585.94
7ML5630-1DD00-0EB0 | CLS200,STANDARD,ROD VERSN,THREAD/FLANGE | 1663.06
7ML5630-1DD00-0HA0-ZC11Y15 | CLS200,STANDARD,ROD VERSN,THREAD/FLANGE | 1515.49
7ML5631-0BA00-1CA0 | CLS200,STANDRD,CABLE VERSN,THREAD/FLANGE | 1442.37
7ML5631-0BA00-1GA0 | CLS200,STANDRD,CABLE VERSN,THREAD/FLANGE | 1528.78
7ML5631-0BB00-0DB0 | CLS200,STANDRD,CABLE VERSN,THREAD/FLANGE | 1510.18
7ML5631-0BB00-0HB0 | CLS200,STANDRD,CABLE VERSN,THREAD/FLANGE | 1284.17
7ML5631-0BC00-0HA0-ZY01Y15 | CLS200,STANDRD,CABLE VERSN,THREAD/FLANGE | 1550.05
7ML5631-0BC00-1JD0-ZC11Y01Y15 | CLS200,STANDRD,CABLE VERSN,THREAD/FLANGE | 1784.02
7ML5631-0BD00-1JD0-ZC11Y01Y15 | CLS200,STANDRD,CABLE VERSN,THREAD/FLANGE | 1870.44
7ML5631-0BE00-1DA0 | CLS200,STANDRD,CABLE VERSN,THREAD/FLANGE | 1984.76
7ML5631-0CA00-0DB0 | CLS200,STANDRD,CABLE VERSN,THREAD/FLANGE | 1447.68
7ML5631-0CA00-0HB0 | CLS200,STANDRD,CABLE VERSN,THREAD/FLANGE | 1221.7
7ML5631-0DA00-0CA0 | CLS200,STANDRD,CABLE VERSN,THREAD/FLANGE | 1422.43
7ML5631-0DA00-0GB0 | CLS200,STANDRD,CABLE VERSN,THREAD/FLANGE | 1508.85
7ML5631-0DA00-0JB0 | CLS200,STANDRD,CABLE VERSN,THREAD/FLANGE | 1282.84
7ML5631-0DA10-0EA0-ZC11Y15 | CLS200,STANDRD,CABLE VERSN,THREAD/FLANGE | 1776.05
7ML5631-0DB00-0HA0-ZC11 | CLS200,STANDRD,CABLE VERSN,THREAD/FLANGE | 1411.8
7ML5631-0DB10-0HA0-ZC11Y15 | CLS200,STANDRD,CABLE VERSN,THREAD/FLANGE | 1583.29
7ML5631-0DC00-0FA0-ZY01 | CLS200,STANDRD,CABLE VERSN,THREAD/FLANGE | 1665.71
7ML5631-0DC00-0HA0-ZY01 | CLS200,STANDRD,CABLE VERSN,THREAD/FLANGE | 1563.35
7ML5631-0DD00-0JA0 | CLS200,STANDRD,CABLE VERSN,THREAD/FLANGE | 1649.75
7ML5631-1AA00-0CA0 | CLS200,STANDRD,CABLE VERSN,THREAD/FLANGE | 1309.44
7ML5631-1AA00-0JA0 | CLS200,STANDRD,CABLE VERSN,THREAD/FLANGE | 1169.85
7ML5631-1AA00-0JC0 | CLS200,STANDRD,CABLE VERSN,THREAD/FLANGE | 1256.27
7ML5631-1AA10-0JB0 | CLS200,STANDRD,CABLE VERSN,THREAD/FLANGE | 1272.21
7ML5631-1AB00-0CB0 | CLS200,STANDRD,CABLE VERSN,THREAD/FLANGE | 1393.18
7ML5631-1AB00-0KA0-ZY01 | CLS200,STANDRD,CABLE VERSN,THREAD/FLANGE | 1320.07
7ML5631-1AC00-0DB0-ZY01 | CLS200,STANDRD,CABLE VERSN,THREAD/FLANGE | 1676.34
7ML5631-1AC00-1JB0-ZY01 | CLS200,STANDRD,CABLE VERSN,THREAD/FLANGE | 1552.7
7ML5631-1AD00-0DA0-ZY01 | CLS200,STANDRD,CABLE VERSN,THREAD/FLANGE | 1762.74
7ML5631-1BA00-0DB0 | CLS200,STANDRD,CABLE VERSN,THREAD/FLANGE | 1426.42
7ML5631-1BA00-0GB0 | CLS200,STANDRD,CABLE VERSN,THREAD/FLANGE | 1426.42
7ML5631-1BA00-0JB0 | CLS200,STANDRD,CABLE VERSN,THREAD/FLANGE | 1200.42
7ML5631-1BA00-1DB0 | CLS200,STANDRD,CABLE VERSN,THREAD/FLANGE | 1528.78
7ML5631-1BB00-0HB0-ZC11C12Y15 | CLS200,STANDRD,CABLE VERSN,THREAD/FLANGE | 1502.19
7ML5631-1BB00-0JB0 | CLS200,STANDRD,CABLE VERSN,THREAD/FLANGE | 1284.17
7ML5631-1BC00-0DB0 | CLS200,STANDRD,CABLE VERSN,THREAD/FLANGE | 1706.91
7ML5631-1BC00-0FA0 | CLS200,STANDRD,CABLE VERSN,THREAD/FLANGE | 1583.29
7ML5631-1BC00-1JB0-ZY01 | CLS200,STANDRD,CABLE VERSN,THREAD/FLANGE | 1583.29
7ML5631-1BD00-0DA0-ZY01 | CLS200,STANDRD,CABLE VERSN,THREAD/FLANGE | 1793.32
7ML5631-1DA00-0CB0 | CLS200,STANDRD,CABLE VERSN,THREAD/FLANGE | 1422.43
7ML5631-1DA00-0DB0 | CLS200,STANDRD,CABLE VERSN,THREAD/FLANGE | 1508.85
7ML5631-1DA00-0JB0 | CLS200,STANDRD,CABLE VERSN,THREAD/FLANGE | 1282.84
7ML5631-1DA00-1CB0 | CLS200,STANDRD,CABLE VERSN,THREAD/FLANGE | 1524.8
7ML5631-1DB00-0DB0-ZY01 | CLS200,STANDRD,CABLE VERSN,THREAD/FLANGE | 1592.59
7ML5631-1DC00-0CB0-ZY01 | CLS200,STANDRD,CABLE VERSN,THREAD/FLANGE | 1702.92
7ML5631-1DC00-0JA0-ZY01 | CLS200,STANDRD,CABLE VERSN,THREAD/FLANGE | 1563.35
7ML5642-8DA30-0CB0 | CLS200,DIGITAL,ROD VERSN,SANITARY CONN | 2403.51
7ML5642-8DM10-0CB0-ZY01 | CLS200,DIGITAL,ROD VERSN,SANITARY CONN | 2290.52
7ML5643-0AC00-0FA0 | CLS200-Sliding coupling - Digital (Profi | 2285.2
7ML5643-0AD00-0KA0 | CLS200-Sliding coupling - Digital (Profi | 2173.54
7ML5643-0AE00-0KA0 | CLS200-Sliding coupling - Digital (Profi | 2270.56
7ML5643-0AQ00-1JC0-ZY01 | CLS200-Sliding coupling - Digital (Profi | 2973.81
7ML5643-0BH00-0KA0 | CLS200-Sliding coupling - Digital (Profi | 2406.17
7ML5643-1BC00-0CB0 | CLS200-Sliding coupling - Digital (Profi | 2383.57
7ML5643-1BF00-0LB0 | CLS200-Sliding coupling - Digital (Profi | 2359.64
7ML5643-1DJ00-0LD0 | CLS200-Sliding coupling - Digital (Profi | 2596.27
7ML5643-1DL00-0KC0 | CLS200-Sliding coupling - Digital (Profi | 2646.79
7ML5643-3BE00-0BB0 | CLS200-Sliding coupling - Digital (Profi | 2551.07
7ML5650-0AA00-0DB0-ZY15 | CLS300,STANDARD,ROD VERSN,THREAD/FLANGE | 1611.21
7ML5650-0AA00-0EB0 | CLS300,STANDARD,ROD VERSN,THREAD/FLANGE | 1595.25
7ML5650-0AA00-0HA0-ZY15 | CLS300,STANDARD,ROD VERSN,THREAD/FLANGE | 1394.51
7ML5650-0AA00-0HB0-ZY01 | CLS300,STANDARD,ROD VERSN,THREAD/FLANGE | 1325.39
7ML5650-0AA00-0JD0 | CLS300,STANDARD,ROD VERSN,THREAD/FLANGE | 1413.13
7ML5650-0AA10-0DB0 | CLS300,STANDARD,ROD VERSN,THREAD/FLANGE | 1675.02
7ML5650-0AA10-0HA0 | CLS300,STANDARD,ROD VERSN,THREAD/FLANGE | 1458.33
7ML5650-0AA10-0HA0-ZY15 | CLS300,STANDARD,ROD VERSN,THREAD/FLANGE | 1527.45
7ML5650-0AA11-0JB0 | CLS300,STANDARD,ROD VERSN,THREAD/FLANGE | 2192.14
7ML5650-0AB00-0DA1 | CLS300,STANDARD,ROD VERSN,THREAD/FLANGE | 2121.67
7ML5650-0AB00-0GA1 | CLS300,STANDARD,ROD VERSN,THREAD/FLANGE | 2008.68
7ML5650-0AB00-0HA0-ZY15 | CLS300,STANDARD,ROD VERSN,THREAD/FLANGE | 1474.28
7ML5650-0AB00-0HB1-ZC11 | CLS300,STANDARD,ROD VERSN,THREAD/FLANGE | 1950.19
7ML5650-0AB00-0JB0 | CLS300,STANDARD,ROD VERSN,THREAD/FLANGE | 1405.14
7ML5650-0AB10-0HA0 | CLS300,STANDARD,ROD VERSN,THREAD/FLANGE | 1538.08
7ML5650-0AB10-0HB0 | CLS300,STANDARD,ROD VERSN,THREAD/FLANGE | 1538.08
7ML5650-0AC00-0DB2 | CLS300,STANDARD,ROD VERSN,THREAD/FLANGE | 2242.66
7ML5650-0AC00-0FA0-ZY15 | CLS300,STANDARD,ROD VERSN,THREAD/FLANGE | 1629.82
7ML5650-0AC00-0GA2-ZY15 | CLS300,STANDARD,ROD VERSN,THREAD/FLANGE | 2198.79
7ML5650-0AC00-0HA0-ZY01 | CLS300,STANDARD,ROD VERSN,THREAD/FLANGE | 1486.24
7ML5650-0AC10-0DB0 | CLS300,STANDARD,ROD VERSN,THREAD/FLANGE | 1835.87
7ML5650-0AC10-0GA1 | CLS300,STANDARD,ROD VERSN,THREAD/FLANGE | 2222.71
7ML5650-0AD00-0DA0 | CLS300,STANDARD,ROD VERSN,THREAD/FLANGE | 1745.47
7ML5650-0AD00-0HA0 | CLS300,STANDARD,ROD VERSN,THREAD/FLANGE | 1528.78
7ML5650-0AD10-0GA0 | CLS300,STANDARD,ROD VERSN,THREAD/FLANGE | 1765.42
7ML5650-0AD10-0HA2 | CLS300,STANDARD,ROD VERSN,THREAD/FLANGE | 2201.44
7ML5650-0AE00-0GA0-ZY01 | CLS300,STANDARD,ROD VERSN,THREAD/FLANGE | 1566.01
7ML5650-0AE00-0HA0-ZY01 | CLS300,STANDARD,ROD VERSN,THREAD/FLANGE | 1462.32
7ML5650-0AE10-0HA0-ZY01Y15 | CLS300,STANDARD,ROD VERSN,THREAD/FLANGE | 1664.38
7ML5650-0AE10-0HC0-ZY01Y15 | CLS300,STANDARD,ROD VERSN,THREAD/FLANGE | 1752.11
7ML5650-0AF00-0HB0-ZY01 | CLS300,STANDARD,ROD VERSN,THREAD/FLANGE | 1539.41
7ML5650-0AF10-0GC1-ZY01 | CLS300,STANDARD,ROD VERSN,THREAD/FLANGE | 2363.62
7ML5650-0AG10-0HA0-ZY01 | CLS300,STANDARD,ROD VERSN,THREAD/FLANGE | 1716.23
7ML5650-0AG10-0HB0-ZY01 | CLS300,STANDARD,ROD VERSN,THREAD/FLANGE | 1716.23
7ML5652-0AD00-0GA0-ZC11 | CLS300,ANALOG,HIGH TEMP ROD,THREAD/FLANG | 3073.51
7ML5652-0AD00-0HA0-ZC11 | CLS300,ANALOG,HIGH TEMP ROD,THREAD/FLANG | 2969.82
7ML5652-0AE00-0EA0-ZY01 | CLS300,ANALOG,HIGH TEMP ROD,THREAD/FLANG | 3143.96
7ML5652-0AE00-0HA0 | CLS300,ANALOG,HIGH TEMP ROD,THREAD/FLANG | 2874.1
7ML5652-0AG00-0HB0-ZY01 | CLS300,ANALOG,HIGH TEMP ROD,THREAD/FLANG | 3012.36
7ML5652-0BA00-0FA0 | CLS300,ANALOG,HIGH TEMP ROD,THREAD/FLANG | 2803.65
7ML5652-0BC00-0HA0 | CLS300,ANALOG,HIGH TEMP ROD,THREAD/FLANG | 2932.59
7ML5652-0BF00-0DA1-ZY01 | CLS300,ANALOG,HIGH TEMP ROD,THREAD/FLANG | 3728.9
7ML5652-0CF00-0HB0-ZY01 | CLS300,ANALOG,HIGH TEMP ROD,THREAD/FLANG | 3034.96
7ML5652-0DA00-0GA0 | CLS300,ANALOG,HIGH TEMP ROD,THREAD/FLANG | 2913.99
7ML5652-0DC00-0GB1 | CLS300,ANALOG,HIGH TEMP ROD,THREAD/FLANG | 3617.23
7ML5652-0DD00-0HA2-ZC11 | CLS300,ANALOG,HIGH TEMP ROD,THREAD/FLANG | 3655.79
7ML5652-1BA00-0HA0 | CLS300,ANALOG,HIGH TEMP ROD,THREAD/FLANG | 2729.2
7ML5652-1BB00-0HB0 | CLS300,ANALOG,HIGH TEMP ROD,THREAD/FLANG | 2871.45
7ML5652-1DA00-0JB0 | CLS300,ANALOG,HIGH TEMP ROD,THREAD/FLANG | 2810.3
7ML5652-1DC00-0CB2 | CLS300,ANALOG,HIGH TEMP ROD,THREAD/FLANG | 3690.34
7ML5652-1DC00-0JB0 | CLS300,ANALOG,HIGH TEMP ROD,THREAD/FLANG | 3013.69
7ML5652-1DG00-0JC0-ZC11Y01 | CLS300,ANALOG,HIGH TEMP ROD,THREAD/FLANG | 3291.53
7ML5652-3AA00-0DA0-ZY15 | CLS300,ANALOG,HIGH TEMP ROD,THREAD/FLANG | 3011.03
7ML5652-3BA00-0JB0-ZY15 | CLS300,ANALOG,HIGH TEMP ROD,THREAD/FLANG | 2851.51
7ML5652-3BD00-0JB0 | CLS300,ANALOG,HIGH TEMP ROD,THREAD/FLANG | 3042.95
7ML5652-3DD00-0EB0 | CLS300,ANALOG,HIGH TEMP ROD,THREAD/FLANG | 3385.91
7ML5652-3DG00-0EB2-ZY01Y15 | CLS300,ANALOG,HIGH TEMP ROD,THREAD/FLANG | 4082.51
7ML5652-3DG00-0GB2-ZY01Y15 | CLS300,ANALOG,HIGH TEMP ROD,THREAD/FLANG | 3916.34
7ML5652-5BA00-0JA0-ZC11C12Y15 | CLS300,ANALOG,HIGH TEMP ROD,THREAD/FLANG | 3459.04
7ML5652-5DD00-0HA0-ZC11Y15 | CLS300,ANALOG,HIGH TEMP ROD,THREAD/FLANG | 3611.92
7ML5652-5GA00-0DB0-ZC12Y15 | CLS300,ANALOG,HIGH TEMP ROD,THREAD/FLANG | 3732.88
7ML5652-5GA00-0GA0-ZY15 | CLS300,ANALOG,HIGH TEMP ROD,THREAD/FLANG | 3516.2
7ML5652-5GF00-0GA0-ZY01 | CLS300,ANALOG,HIGH TEMP ROD,THREAD/FLANG | 3730.23
7ML5652-5HA00-0JA0-ZC11C12Y15 | CLS300,ANALOG,HIGH TEMP ROD,THREAD/FLANG | 3643.81
7ML5652-5JC00-0GA0 | CLS300,ANALOG,HIGH TEMP ROD,THREAD/FLANG | 3848.53
7ML5652-5KA00-0EA0 | CLS300,ANALOG,HIGH TEMP ROD,THREAD/FLANG | 3743.51
7ML5652-5LG00-0GA0-ZY01 | CLS300,ANALOG,HIGH TEMP ROD,THREAD/FLANG | 4103.77
7ML5652-6AA00-0DB0 | CLS300,ANALOG,HIGH TEMP ROD,THREAD/FLANG | 3355.35
7ML5652-6CA00-0DA0-ZC12Y15 | CLS300,ANALOG,HIGH TEMP ROD,THREAD/FLANG | 3626.53
7ML5652-6DF00-0DA0-ZY01 | CLS300,ANALOG,HIGH TEMP ROD,THREAD/FLANG | 3891.08
7ML5652-6EB00-0DB0-ZY01 | CLS300,ANALOG,HIGH TEMP ROD,THREAD/FLANG | 3702.3
7ML5652-6EE00-0DA0-ZY01Y15 | CLS300,ANALOG,HIGH TEMP ROD,THREAD/FLANG | 3839.23
7ML5660-0AA00-0CB0 | CLS300,DIGITAL,ROD VERSN,THREAD/FLANGE | 1890.37
7ML5660-0AA00-0HA0 | CLS300,DIGITAL,ROD VERSN,THREAD/FLANGE | 1737.49
7ML5660-0AC00-0FA1 | CLS300,DIGITAL,ROD VERSN,THREAD/FLANGE | 2557.72
7ML5660-0AD00-0DB0 | CLS300,DIGITAL,ROD VERSN,THREAD/FLANGE | 2169.53
7ML5660-0CC00-0JB0 | CLS300,DIGITAL,ROD VERSN,THREAD/FLANGE | 1986.09
7ML5660-0DG10-0JB2-ZY01 | CLS300,DIGITAL,ROD VERSN,THREAD/FLANGE | 2814.29
7ML5660-1BA00-0BB0 | CLS300,DIGITAL,ROD VERSN,THREAD/FLANGE | 1894.36
7ML5660-1BA00-0FB0 | CLS300,DIGITAL,ROD VERSN,THREAD/FLANGE | 1962.15
7ML5671-0DA10-1AA0 | LC300,STANDRD,STILLNG WELL,THREAD/FLANGE | 2878.09
7ML5671-0DA10-1AA0-ZC11Y01 | LC300,STANDRD,STILLNG WELL,THREAD/FLANGE | 2923.29
7ML5671-0DB00-1AA0-ZC11Y01Y15 | LC300,STANDRD,STILLNG WELL,THREAD/FLANGE | 3522.84
7ML5671-0DB00-1AD0-ZC11Y01Y15 | LC300,STANDRD,STILLNG WELL,THREAD/FLANGE | 3634.51
7ML5671-0DB10-1AA0-ZC11Y01 | LC300,STANDRD,STILLNG WELL,THREAD/FLANGE | 3613.25
7ML5671-0DB10-1AA0-ZY01 | LC300,STANDRD,STILLNG WELL,THREAD/FLANGE | 3568.04
7ML5671-0DC00-1EC0-ZY01 | LC300,STANDRD,STILLNG WELL,THREAD/FLANGE | 4481.33
7ML5671-0DD00-1AA0-ZC11Y01Y15 | LC300,STANDRD,STILLNG WELL,THREAD/FLANGE | 4897.42
7ML5671-1DA00-1AB0 | LC300,STANDRD,STILLNG WELL,THREAD/FLANGE | 2718.57
7ML5671-1DA00-1AB0-ZY01Y01 | LC300,STANDRD,STILLNG WELL,THREAD/FLANGE | 2718.57
7ML5671-1DB00-1AB0-ZY01 | LC300,STANDRD,STILLNG WELL,THREAD/FLANGE | 3408.52
7ML5671-1DB00-1AD0 | LC300,STANDRD,STILLNG WELL,THREAD/FLANGE | 3520.19
7ML5671-1DD00-1AB0-ZY01 | LC300,STANDRD,STILLNG WELL,THREAD/FLANGE | 4783.1
7ML5671-3DA00-1AB0-ZC12Y01 | LC300,STANDRD,STILLNG WELL,THREAD/FLANGE | 2879.42
7ML5671-3DA10-1CB0-ZY01 | LC300,STANDRD,STILLNG WELL,THREAD/FLANGE | 3211.77
7ML5671-3DB00-1AB0-ZC11Y01Y15 | LC300,STANDRD,STILLNG WELL,THREAD/FLANGE | 3580.01
7ML5671-3DD00-1BD0 | LC300,STANDRD,STILLNG WELL,THREAD/FLANGE | 5098.16
7ML5671-5GA00-1AA0-ZC11C12Y01 | LC300,STANDRD,STILLNG WELL,THREAD/FLANGE | 3478.97
7ML5671-5LA00-1CA0-ZC11Y01 | LC300,STANDRD,STILLNG WELL,THREAD/FLANGE | 4001.41
7ML5671-6CA00-1AB0-ZY01 | LC300,STANDRD,STILLNG WELL,THREAD/FLANGE | 3211.77
7ML5672-0DA00-0AA0-ZC11Y01Y15 | LC300,STANDARD,SS CABLE,THREAD/FLANGE | 2339.7
7ML5672-0DA00-0AB0-ZY01 | LC300,STANDARD,SS CABLE,THREAD/FLANGE | 2225.38
7ML5672-0DB00-0AB0-ZY01 | LC300,STANDARD,SS CABLE,THREAD/FLANGE | 2295.83
7ML5672-0DB00-0CB0-ZY01 | LC300,STANDARD,SS CABLE,THREAD/FLANGE | 2609.56
7ML5672-0DC00-0AC0-ZY01 | LC300,STANDARD,SS CABLE,THREAD/FLANGE | 2495.24
7ML5672-0DC00-0CB0-ZC11 | LC300,STANDARD,SS CABLE,THREAD/FLANGE | 2729.2
7ML5672-0DD10-0AA0-ZY01 | LC300,STANDARD,SS CABLE,THREAD/FLANGE | 2612.22
7ML5672-0DE00-0AA0-ZY01 | LC300,STANDARD,SS CABLE,THREAD/FLANGE | 2505.87
7ML5672-0DE10-0BB0-ZY01 | LC300,STANDARD,SS CABLE,THREAD/FLANGE | 2847.53
7ML5672-0DF10-0CB0-ZY01 | LC300,STANDARD,SS CABLE,THREAD/FLANGE | 3066.87
7ML5672-0DH00-0AA0-ZY01 | LC300,STANDARD,SS CABLE,THREAD/FLANGE | 2710.59
7ML5672-1DB00-0CB0-ZY01 | LC300,STANDARD,SS CABLE,THREAD/FLANGE | 2609.56
7ML5672-1DD00-0AB0-ZY01 | LC300,STANDARD,SS CABLE,THREAD/FLANGE | 2434.09
7ML5672-3DB00-0CB0-ZY01 | LC300,STANDARD,SS CABLE,THREAD/FLANGE | 2673.37
7ML5672-3DD00-0AB0-ZY01 | LC300,STANDARD,SS CABLE,THREAD/FLANGE | 2497.9
7ML5672-3DG00-0AB0-ZY01 | LC300,STANDARD,SS CABLE,THREAD/FLANGE | 2710.59
7ML5672-5DD00-0AA0-ZY01 | LC300,STANDARD,SS CABLE,THREAD/FLANGE | 2975.14
7ML5672-5DE00-0AA0-ZY01 | LC300,STANDARD,SS CABLE,THREAD/FLANGE | 3046.93
7ML5672-6DM10-0AD0 | LC300,STANDARD,SS CABLE,THREAD/FLANGE | 3974.83
7ML5672-6EF00-0AB0-ZY01 | LC300,STANDARD,SS CABLE,THREAD/FLANGE | 3247.67
7ML5673-0DA00-1AC0-ZY01 | LC300,STANDARD,PFA CABLE,THREAD/FLANGE | 2641.47
7ML5673-0DB00-1AA0-ZC11Y01 | LC300,STANDARD,PFA CABLE,THREAD/FLANGE | 2747.82
7ML5673-0DB00-1AA0-ZY01Y15 | LC300,STANDARD,PFA CABLE,THREAD/FLANGE | 2771.74
7ML5673-0DB00-1AB1-ZY01 | LC300,STANDARD,PFA CABLE,THREAD/FLANGE | 2887.39
7ML5673-0DB00-1AC0-ZY01 | LC300,STANDARD,PFA CABLE,THREAD/FLANGE | 2814.29
7ML5673-0DC00-1AB0-ZY01Y15 | LC300,STANDARD,PFA CABLE,THREAD/FLANGE | 2949.89
7ML5673-0DC00-1AB1-ZY01Y15 | LC300,STANDARD,PFA CABLE,THREAD/FLANGE | 3134.66
7ML5725-3AC12-5AC0 | SITRANS LPS200, COMPACT | 1108.7
7ML5725-3AC13-5AD0 | SITRANS LPS200, COMPACT | 1136.61
7ML5725-3CA12-5CC0 | SITRANS LPS200, COMPACT | 1160.55
7ML5725-3CC32-2AA0 | SITRANS LPS200, COMPACT | 1508.85
7ML5725-3EE22-3CA0 | SITRANS LPS200, COMPACT | 1458.33
7ML5725-3EF12-4AA0 | SITRANS LPS200, COMPACT | 1296.13
7ML5725-3KH22-5AD0 | SITRANS LPS200, COMPACT | 1584.61
7ML5725-3LA22-1AD0 | SITRANS LPS200, COMPACT | 1365.27
7ML5725-3LC12-3BD0 | SITRANS LPS200, COMPACT | 1306.78
7ML5725-3LC32-2BB0 | SITRANS LPS200, COMPACT | 1671.03
7ML5725-3NC12-2AB0 | SITRANS LPS200, COMPACT | 1427.75
7ML5725-4AA12-5AC0 | SITRANS LPS200, COMPACT | 1308.11
7ML5725-4AE12-5BD0 | SITRANS LPS200, COMPACT | 1395.84
7ML5725-4AF12-5AC0 | SITRANS LPS200, COMPACT | 1308.11
7ML5725-4EC12-5AD0 | SITRANS LPS200, COMPACT | 1308.11
7ML5725-4EK12-5AA0 | SITRANS LPS200, COMPACT | 1943.55
7ML5725-4LB22-2BD0 | SITRANS LPS200, COMPACT | 1652.41
7ML5725-4LC12-3AD0 | SITRANS LPS200, COMPACT | 1418.45
7ML5725-5AC11-2AA0 | SITRANS LPS200, COMPACT | 677.98
7ML5725-5AC11-2AC0 | SITRANS LPS200, COMPACT | 490.55
7ML5725-5CB11-5GD0 | SITRANS LPS200, COMPACT | 558.34
7ML5725-5EC11-2AD0 | SITRANS LPS200, COMPACT | 490.55
7ML5725-5LC11-2AD0 | SITRANS LPS200, COMPACT | 600.88
7ML5725-6AC11-2AA0 | SITRANS LPS200, COMPACT | 522.44
7ML5725-6LB12-3AA0 | SITRANS LPS200, COMPACT | 700.59
7ML5725-6LC12-2AB0 | SITRANS LPS200, COMPACT | 700.59
7ML5726-1AA12-2BA4 | Sitrans LPS200, extended with protection | 763.06
7ML5726-1AA12-3BA2 | Sitrans LPS200, extended with protection | 939.86
7ML5726-1AB11-1AA3 | Sitrans LPS200, extended with protection | 700.59
7ML5726-1AB11-4BA3 | Sitrans LPS200, extended with protection | 723.18
7ML5726-1AB32-2BB2 | Sitrans LPS200, extended with protection | 1088.75
7ML5726-1AC12-2BB3 | Sitrans LPS200, extended with protection | 834.84
7ML5726-1AD21-4AA3 | Sitrans LPS200, extended with protection | 856.12
7ML5726-1AD22-4AA4-ZA35 | Sitrans LPS200, extended with protection | 1131.3
7ML5726-1CB12-2BB3 | Sitrans LPS200, extended with protection | 869.41
7ML5726-1CB12-4BB2 | Sitrans LPS200, extended with protection | 1068.82
7ML5726-1EC11-1BA3 | Sitrans LPS200, extended with protection | 700.59
7ML5726-1ED12-1BA3 | Sitrans LPS200, extended with protection | 763.06
7ML5726-1ED13-2CA3 | Sitrans LPS200, extended with protection | 898.66
7ML5726-1EJ12-4BF3 | Sitrans LPS200, extended with protection | 1347.98
7ML5726-1GB12-2BA2 | Sitrans LPS200, extended with protection | 974.43
7ML5726-1KB12-2BA2 | Sitrans LPS200, extended with protection | 963.8
7ML5726-1KB22-4BA4-ZA35 | Sitrans LPS200, extended with protection | 1155.23
7ML5726-1LB12-1BA4 | Sitrans LPS200, extended with protection | 868.08
7ML5726-1LB12-2BA2 | Sitrans LPS200, extended with protection | 1044.88
7ML5726-1LB22-2BA2 | Sitrans LPS200, extended with protection | 1177.83
7ML5726-1LC12-1BA2 | Sitrans LPS200, extended with protection | 1044.88
7ML5726-1LD11-1AA3 | Sitrans LPS200, extended with protection | 805.6
7ML5726-1NA12-4BA4 | Sitrans LPS200, extended with protection | 906.64
6FX8002-5CN61-1DD0 | POWER CABLE PREASSEMBLED | 1545.98
6FX8002-5CN61-1DF0 | POWER CABLE PREASSEMBLED | 1616.77
6FX8002-5CN61-1EC0 | POWER CABLE PREASSEMBLED | 1864.39
6FX8002-5CN61-1EE0 | POWER CABLE PREASSEMBLED | 1935.18
6FX8002-5CN61-1EK0 | POWER CABLE PREASSEMBLED | 2112.1
6FX8002-5CN61-1FB0 | POWER CABLE PREASSEMBLED | 2182.74
6FX8002-5CN61-1FJ0 | POWER CABLE PREASSEMBLED | 2430.48
6FX8002-5CN61-1GA0 | POWER CABLE PREASSEMBLED | 2501.27
6FX8002-5CN61-1GH0 | POWER CABLE PREASSEMBLED | 2748.91
6FX8002-5CN61-1GK0 | POWER CABLE PREASSEMBLED | 2819.73
6FX8002-5CN61-1HE0 | POWER CABLE PREASSEMBLED | 2996.53
6FX8002-5CN61-1HG0 | POWER CABLE PREASSEMBLED | 3067.29
6FX8002-5CN61-1HJ0 | POWER CABLE PREASSEMBLED | 3138.06
6FX8002-5CN64-1AC0 | POWER CABLE PREASSEMBLED | 308.88
6FX8002-5CN64-1AH0 | POWER CABLE PREASSEMBLED | 485.8
6FX8002-5CN64-1BK0 | POWER CABLE PREASSEMBLED | 910.38
6FX8002-5CN64-1CC0 | POWER CABLE PREASSEMBLED | 1016.5
6FX8002-5CN64-1CK0 | POWER CABLE PREASSEMBLED | 1264.21
6FX8002-5CN64-1DC0 | POWER CABLE PREASSEMBLED | 1370.3
6FX8002-5CN64-1DE0 | POWER CABLE PREASSEMBLED | 1441.06
6FX8002-5CN64-1DK0 | POWER CABLE PREASSEMBLED | 1618
6FX8002-5CN64-1EB0 | POWER CABLE PREASSEMBLED | 1688.66
6FX8002-5CN64-1EK0 | POWER CABLE PREASSEMBLED | 1971.78
6FX8002-5CN64-1FC0 | POWER CABLE PREASSEMBLED | 2077.85
6FX8002-5CN64-1FH0 | POWER CABLE PREASSEMBLED | 2254.76
6FX8002-5CN64-1FK0 | POWER CABLE PREASSEMBLED | 2325.55
6FX8002-5CN64-1GC0 | POWER CABLE PREASSEMBLED | 2431.69
6FX8002-5CN64-1GH0 | POWER CABLE PREASSEMBLED | 2608.59
6FX8002-5CN64-1GK0 | POWER CABLE PREASSEMBLED | 2679.41
6FX8002-5CN64-1HG0 | POWER CABLE PREASSEMBLED | 2926.97
6FX8002-5CN64-1HJ0 | POWER CABLE PREASSEMBLED | 2997.75
6FX8002-5CP10-1BE0 | POWER CABLE, PREASSEMBLED | 447.66
6FX8002-5CP10-1BG0 | POWER CABLE, PREASSEMBLED | 475.91
6FX8002-5CP10-1CD0 | POWER CABLE, PREASSEMBLED | 574.95
6FX8002-5CP10-1EA0 | POWER CABLE, PREASSEMBLED | 815.28
6FX8002-5CP11-1BE0 | POWER CABLE, PREASSEMBLED | 504.6
6FX8002-5CP11-1CE0 | POWER CABLE, PREASSEMBLED | 646.02
6FX8002-5CP11-1KA0 | POWER CABLE, PREASSEMBLED | 1579.33
6FX8002-5CP16-1AE0 | POWER CABLE PREASSEMBLED | 283.47
6FX8002-5CP17-1BC0 | POWER CABLE PREASSEMBLED | 324.98
6FX8002-5CP20-1BA0 | POWER CABLE, PREASSEMBLED | 429.56
6FX8002-5CP21-1BG0 | POWER CABLE, PREASSEMBLED | 592.02
6FX8002-5CP21-1CC0 | POWER CABLE, PREASSEMBLED | 698.07
6FX8002-5CP21-1CH0 | POWER CABLE, PREASSEMBLED | 786.48
6FX8002-5CP26-1BD0 | POWER CABLE PREASSEMBLED | 417.91
6FX8002-5CP41-1AH5 | POWER CABLE, PREASSEMBLED | 571.82
6FX8002-5CP41-1BC0 | POWER CABLE, PREASSEMBLED | 699.34
6FX8002-5CP41-1DH0 | POWER CABLE, PREASSEMBLED | 1496.48
6FX8002-5CP42-1AF0 | POWER CABLE, PREASSEMBLED | 479.83
6FX8002-5CP45-1AF0 | POWER CABLE PREASSEMBLED | 435.22
6FX8002-5CP46-1DA0 | POWER CABLE PREASSEMBLED | 996.91
6FX8002-5CQ15-1BG5 | POWER CABLE EXTENSION | 519.17
6FX8002-5CQ28-1AG0 | POWER CABLE EXTENSION | 475
6SL3520-3XR10-5AB0 | G115D WM IP65/66 380..480V 0,55kW FSA C2 | 1107.03
6SL3520-3XR10-7AB0 | G115D WM IP65/66 380..480V 0,75kW FSA C2 | 1137.49
6SL3520-3XR12-2AF0 | G115D WM IP65/66 380...480V 2,2kW FSB C2 | 1988.88
6SL3520-3XR13-0AF0 | G115D WM IP65/66 380...480V 3kW FSB C2 | 2163.92
6SL3520-3XR17-5AB0 | G115D WM IP65/66 380...480V 7,5kW FSC C2 | 3009.22
6SL3521-0XR00-3AB0 | G115D WM IP65/66 380..480V 0,37kW FSA C2 | 1092.71
6SL3521-0XR01-1AF0 | G115D WM IP65/66 380...480V 1,1kW FSA C2 | 1678.01
6SL3521-0XR01-5AF0 | G115D WM IP65/66 380...480V 1,5kW FSA C2 | 1776.96
6SL3521-0XR05-5AB0 | G115D WM IP65/66 380...480V 5,5kW FSC C2 | 2446.88
6SL3521-0XR07-5AB0 | G115D WM IP65/66 380...480V 7,5kW FSC C2 | 3010.13
6SL3521-0XR10-5AF0 | G115D WM IP65/66 380..480V 0,55kW FSA C2 | 1511.18
6SL3521-0XR10-7AF0 | G115D WM IP65/66 380..480V 0,75kW FSA C2 | 1541.63
6SL3521-0XR13-0AB0 | G115D WM IP65/66 380...480V 3kW FSB C2 | 1686.68
6SL3521-0XR14-0AB0 | G115D WM IP65/66 380...480V 4kW FSB C2 | 1968.29
6SL3521-1XR00-3AF0 | G115D WM IP65/66 380..480V 0,37kW FSA C2 | 1639.8
6SL3521-1XR00-5AF0 | G115D WM IP65/66 380..480V 0,55kW FSA C2 | 1655.03
6SL3521-1XR01-5AB0 | G115D WM IP65/66 380...480V 1,5kW FSA C2 | 1442.66
6SL3521-1XR02-2AB0 | G115D WM IP65/66 380...480V 2,2kW FSB C2 | 1655.49
6SL3521-1XR05-5AF0 | G115D WM IP65/66 380...480V 5,5kW FSC C2 | 2993.99
6SL3521-1XR07-5AF0 | G115D WM IP65/66 380...480V 7,5kW FSC C2 | 3557.22
6SL3521-1XR11-1AB0 | G115D WM IP65/66 380...480V 1,1kW FSA C2 | 1306.26
6SL3521-1XR11-5AB0 | G115D WM IP65/66 380...480V 1,5kW FSA C2 | 1405.21
6SL3521-1XR13-0AF0 | G115D WM IP65/66 380...480V 3kW FSB C2 | 2233.78
6SL3521-1XR14-0AF0 | G115D WM IP65/66 380...480V 4kW FSB C2 | 2515.38
6SL3521-1XR15-5AF0 | G115D WM IP65/66 380...480V 5,5kW FSC C2 | 2956.53
7MB2123-0PG20-1NG4 | ULTRAMAT 6E - 2C | 42503.52
7MB2123-0PH00-1AH0 | ULTRAMAT 6E - 2C | 40133.44
7MB2123-0QV40-1QV2 | ULTRAMAT 6E - 2C | 43713.25
7MB2123-0SE20-1DE1 | ULTRAMAT 6E - 2C | 41728.3
7MB2123-0XD03-1NC3 | ULTRAMAT 6E - 2C | 46259.45
7MB2123-0XD20-1CR4 | ULTRAMAT 6E - 2C | 38963.2
7MB2123-0XD20-1CT4 | ULTRAMAT 6E - 2C | 38963.2
7MB2123-0XD20-1PE0-ZA31Y17Y18 | ULTRAMAT 6E - 2C | 45905.57
7MB2123-0XD20-1PE1 | ULTRAMAT 6E - 2C | 41728.3
7MB2123-0XD20-1PE4-ZY17Y18 | ULTRAMAT 6E - 2C | 45612.6
7MB2123-0XD20-1XG4 | ULTRAMAT 6E - 2C | 39254.53
7MB2123-0XD30-1XH4 | ULTRAMAT 6E - 2C | 39843.76
7MB2123-0XE20-1PE4 | ULTRAMAT 6E - 2C | 41728.3
7MB2123-0XF20-1XP4 | ULTRAMAT 6E - 2C | 38963.2
7MB2123-0XH20-1PH4 | ULTRAMAT 6E - 2C | 40595.93
7MB2123-1AB00-0CA1 | ULTRAMAT 6E - 2C | 40329.3
7MB2123-1AB00-1AH1 | ULTRAMAT 6E - 2C | 39277.56
7MB2123-1AB20-0CD4 | ULTRAMAT 6E - 2C | 40306.26
7MB2123-1AB20-1CB4 | ULTRAMAT 6E - 2C | 40791.79
7MB2123-1AB20-1CR0 | ULTRAMAT 6E - 2C | 39448.74
7MB2123-1AB20-1PE1 | ULTRAMAT 6E - 2C | 42213.84
7MB2123-1AB40-0DP1 | ULTRAMAT 6E - 2C | 41241.12
7MB2123-1AB47-1CA1 | ULTRAMAT 6E - 2C | 49465.64
7MB2335-0PH00-5AA1 | ULTRAMAT 23, Rack Device, 1 Channel | 16490.2
7MB2335-0PH00-6AA0-ZA31 | ULTRAMAT 23, Rack Device, 1 Channel | 16761.76
7MB2335-0PJ00-3AA1 | ULTRAMAT 23, Rack Device, 1 Channel | 16490.2
7MB2335-0PJ00-3AA3 | ULTRAMAT 23, Rack Device, 1 Channel | 16490.2
7MB2335-0PT00-3AA1 | ULTRAMAT 23, Rack Device, 1 Channel | 17197.93
7MB2335-0PT06-3AA1 | ULTRAMAT 23, Rack Device, 1 Channel | 17197.93
7MB2335-0PU00-3AA4 | ULTRAMAT 23, Rack Device, 1 Channel | 16911.54
7MB2335-0PV00-3AA1 | ULTRAMAT 23, Rack Device, 1 Channel | 16911.54
7MB2335-0PV10-3AA0-ZD15 | ULTRAMAT 23, Rack Device, 1 Channel | 21245.18
7MB2335-0PV10-3AA1-ZA31 | ULTRAMAT 23, Rack Device, 1 Channel | 21516.75
7MB2335-0PW00-3AA3 | ULTRAMAT 23, Rack Device, 1 Channel | 16911.54
7MB2335-0PW10-3AA0 | ULTRAMAT 23, Rack Device, 1 Channel | 21245.18
7MB2335-1AE00-3AA1 | ULTRAMAT 23, Rack Device, 1 Channel | 15222.85
7MB2335-1AE00-5AA1-ZA31A32Y11 | ULTRAMAT 23, Rack Device, 1 Channel | 15672.18
7MB2335-1AF00-5AA1 | ULTRAMAT 23, Rack Device, 1 Channel | 15222.85
7MB2335-1AG00-3AA1-ZA31 | ULTRAMAT 23, Rack Device, 1 Channel | 15494.43
7MB2335-1AH00-3AA1 | ULTRAMAT 23, Rack Device, 1 Channel | 14801.51
7MB2335-1AH10-0AA1 | ULTRAMAT 23, Rack Device, 1 Channel | 19135.14
7MB2335-1AJ00-5AA1 | ULTRAMAT 23, Rack Device, 1 Channel | 14801.51
7MB2335-1AJ10-3AA1 | ULTRAMAT 23, Rack Device, 1 Channel | 19135.14
7MB2335-1AK10-3AA1 | ULTRAMAT 23, Rack Device, 1 Channel | 19135.14
7MB2335-1AK10-3AA3-ZA31 | ULTRAMAT 23, Rack Device, 1 Channel | 19406.72
7MB2335-1AL10-6AA3-ZD15 | ULTRAMAT 23, Rack Device, 1 Channel | 19135.14
7MB2335-1AM00-1AA1 | ULTRAMAT 23, Rack Device, 1 Channel | 14371.93
7MB2335-1AM10-3AA1 | ULTRAMAT 23, Rack Device, 1 Channel | 18705.57
7MB2335-1AM10-6AA1 | ULTRAMAT 23, Rack Device, 1 Channel | 18705.57
7MB2335-1AN00-5AA1 | ULTRAMAT 23, Rack Device, 1 Channel | 14371.93
7MB2335-1AN10-6AA1 | ULTRAMAT 23, Rack Device, 1 Channel | 18705.57
7MB2335-1AQ00-3AA1 | ULTRAMAT 23, Rack Device, 1 Channel | 14371.93
7MB2335-1AQ10-6AA1 | ULTRAMAT 23, Rack Device, 1 Channel | 18705.57
7MB2335-1CD00-5AA1-ZA12C03 | ULTRAMAT 23, Rack Device, 1 Channel | 17378.98
7MB2335-1CD00-5AA1-ZA13A32C03 | ULTRAMAT 23, Rack Device, 1 Channel | 17449.75
7MB2335-1CJ10-3AA1-ZC03 | ULTRAMAT 23, Rack Device, 1 Channel | 19935.04
7MB2335-1CL00-5AA1 | ULTRAMAT 23, Rack Device, 1 Channel | 14801.51
7MB2335-1CL00-5AA1-ZA32B03 | ULTRAMAT 23, Rack Device, 1 Channel | 15030.28
7MB2337-2AJ10-1PH1 | ULTRAMAT 23, Rack device, 2 Channel | 28803.11
7MB2337-2AJ10-3CN2 | ULTRAMAT 23, Rack device, 2 Channel | 26609.14
7MB2337-2AJ10-3PJ1 | ULTRAMAT 23, Rack device, 2 Channel | 28803.11
7MB2337-2AJ16-1PJ1 | ULTRAMAT 23, Rack device, 2 Channel | 28803.11
7MB2337-2AK00-3CP1 | ULTRAMAT 23, Rack device, 2 Channel | 22124.09
7MB2337-2AK00-3CP2-ZB03Y11 | ULTRAMAT 23, Rack device, 2 Channel | 22398.95
7MB2337-2AK00-3DE2 | ULTRAMAT 23, Rack device, 2 Channel | 23006.28
7MB2337-2AK10-1PJ1-ZY11 | ULTRAMAT 23, Rack device, 2 Channel | 28913.38
7MB2337-2AK10-3CN1-ZA32 | ULTRAMAT 23, Rack device, 2 Channel | 26683.21
7MB2337-2AK10-3PH3 | ULTRAMAT 23, Rack device, 2 Channel | 28803.11
7MB2337-2AK10-5PJ3 | ULTRAMAT 23, Rack device, 2 Channel | 28803.11
7MB2337-2AL00-3CN3-ZC02 | ULTRAMAT 23, Rack device, 2 Channel | 22951.96
7MB2337-2AL00-3CP2 | ULTRAMAT 23, Rack device, 2 Channel | 22124.09
7MB2337-2AL00-3DL1 | ULTRAMAT 23, Rack device, 2 Channel | 22570.11
7MB2337-4AU16-3PU1 | ULTRAMAT 23, Rack device, 2 Channel | 29135.58
7MB2337-4AV00-6CP1-ZD15 | ULTRAMAT 23, Rack device, 2 Channel | 22020.4
7MB2337-4AX10-3PT1 | ULTRAMAT 23, Rack device, 2 Channel | 32894.8
7MB2337-4CJ00-3CJ1-ZC02 | ULTRAMAT 23, Rack device, 2 Channel | 22858.15
7MB2337-4CP00-3CM1 | ULTRAMAT 23, Rack device, 2 Channel | 21138.2
7MB2337-4CP10-3PE4 | ULTRAMAT 23, Rack device, 2 Channel | 28253.38
7MB2337-4DE00-3AM1 | ULTRAMAT 23, Rack device, 2 Channel | 22020.4
7MB2337-4DL10-3CM1 | ULTRAMAT 23, Rack device, 2 Channel | 26069.28
7MB2337-4NJ00-6PV1 | ULTRAMAT 23, Rack device, 2 Channel | 25962.3
7MB2337-4NW00-3NW0 | ULTRAMAT 23, Rack device, 2 Channel | 26398.47
7MB2337-4PG00-3PG4 | ULTRAMAT 23, Rack device, 2 Channel | 26398.47
7MB2337-4PG00-5PG3 | ULTRAMAT 23, Rack device, 2 Channel | 26398.47
7MB2337-4PH00-3NK4 | ULTRAMAT 23, Rack device, 2 Channel | 25526.14
7MB2337-4PH00-3PH1 | ULTRAMAT 23, Rack device, 2 Channel | 25526.14
7MB2337-4PV00-3AU2 | ULTRAMAT 23, Rack device, 2 Channel | 24650.52
7MB2337-4PV00-3NW4 | ULTRAMAT 23, Rack device, 2 Channel | 26398.47
7MB2337-5AD00-3CQ1 | ULTRAMAT 23, Rack device, 2 Channel | 22020.4
7MB2337-5AE00-3AK1 | ULTRAMAT 23, Rack device, 2 Channel | 22466.42
7MB2337-5AG00-5CP1 | ULTRAMAT 23, Rack device, 2 Channel | 22020.4
7MB2337-5AH00-6PH1 | ULTRAMAT 23, Rack device, 2 Channel | 23778.21
7MB2337-5AN00-5CJ1-ZC03 | ULTRAMAT 23, Rack device, 2 Channel | 22412.11
7MB2337-5AP00-5AP1 | ULTRAMAT 23, Rack device, 2 Channel | 21138.2
7MB2337-5NF00-3PE1 | ULTRAMAT 23, Rack device, 2 Channel | 26398.47
7MB2337-5NG10-3PG1 | ULTRAMAT 23, Rack device, 2 Channel | 30883.52
7MB2337-5PE00-3PG1 | ULTRAMAT 23, Rack device, 2 Channel | 26398.47
7MB2337-5PG00-6PG1 | ULTRAMAT 23, Rack device, 2 Channel | 26398.47
7ME3400-3DC00-7DA8 | SITRANS FUS380 | 9591.07
7ME3400-3DC20-5EA2 | SITRANS FUS380 | 9625.75
7ME3400-3DD50-5BA2-ZY17 | SITRANS FUS380 | 10590.9
7ME3400-3JC00-4EA2 | SITRANS FUS380 | 10904.04
7ME3400-3LC00-6BA2 | SITRANS FUS380 | 10806.74
7ME3400-3LC20-5BA2 | SITRANS FUS380 | 10883.9
7ME3400-3LD00-6BA2 | SITRANS FUS380 | 11359.21
7ME3400-3LD30-6BA2 | SITRANS FUS380 | 11506.84
7ME3400-3MC30-6EA2 | SITRANS FUS380 | 11051.65
7ME3400-3SC00-4BA2 | SITRANS FUS380 | 12218.12
7ME3400-3UC00-6BA2 | SITRANS FUS380 | 12218.12
7ME3400-3UC20-6BA2 | SITRANS FUS380 | 12296.4
7ME3400-3UC20-7GA5 | SITRANS FUS380 | 12286.33
7ME3400-3UC30-7GA5 | SITRANS FUS380 | 12357.9
7ME3400-3UC50-6EA2 | SITRANS FUS380 | 12758.27
7ME3400-3UD30-6EA2 | SITRANS FUS380 | 13243.65
7ME3400-3VD20-5BA2-ZY17 | SITRANS FUS380 | 13226.88
7ME3400-4ED00-6BA2 | SITRANS FUS380 | 14894.35
7ME3400-4GC00-6BA2 | SITRANS FUS380 | 14155.12
7ME3400-4GC30-6EA2 | SITRANS FUS380 | 14400.03
7ME3400-4NC00-5BA2 | SITRANS FUS380 | 17012.53
7ME3400-4QC00-5BA2 | SITRANS FUS380 | 17012.53
7ME3400-4QC30-6EA2 | SITRANS FUS380 | 17258.58
7ME3400-4QC50-6BA3 | SITRANS FUS380 | 17453.17
7ME3400-4RD30-6EA2 | SITRANS FUS380 | 18671.06
7ME3400-5CC00-6BA2 | SITRANS FUS380 | 20680.76
7ME3400-5CD20-6EA2 | SITRANS FUS380 | 22495.87
7ME3400-5CD40-6EA3 | SITRANS FUS380 | 22710.59
7ME3400-5LD40-6EA3 | SITRANS FUS380 | 27187.4
7ME3400-5MC00-6BA2 | SITRANS FUS380 | 24786.27
7ME3400-5VC40-6BA2 | SITRANS FUS380 | 30193.55
7ME3410-1BE00-1EA2 | SITRANS FUE380 | 2557.7
7ME3410-1BE00-2EA2 | SITRANS FUE380 | 2557.7
7ME3410-1BE01-1BR2 | SITRANS FUE380 | 2460.39
7ME3410-1BE01-3ES2 | SITRANS FUE380 | 2557.7
7ME3410-1BE01-4ES2 | SITRANS FUE380 | 2557.7
7ME3410-1BE21-2ER3 | SITRANS FUE380 | 2640.45
7ME3410-1BE21-4ES2 | SITRANS FUE380 | 2640.45
7ME3410-1BE31-2ER2 | SITRANS FUE380 | 2709.8
7ME3410-1CE00-1EA2 | SITRANS FUE380 | 2557.7
7ME3410-1CE00-4EA2 | SITRANS FUE380 | 2557.7
7ME3410-1CE01-2BR2-ZY17 | SITRANS FUE380 | 2613.61
7ME3410-1CE20-2EA2 | SITRANS FUE380 | 2640.45
7ME3410-1CE21-2DR2 | SITRANS FUE380 | 2679.59
7ME3410-1CE31-2BA2 | SITRANS FUE380 | 2612.49
7ME3410-1CE31-2ER2 | SITRANS FUE380 | 2709.8
7ME3410-1DE01-2BR3 | SITRANS FUE380 | 2460.39
7ME3410-1DE01-2ER2 | SITRANS FUE380 | 2557.7
7ME3410-1DE02-2ES3 | SITRANS FUE380 | 2690.77
7ME3410-1DE02-4DS2 | SITRANS FUE380 | 2729.93
7ME3410-1DE21-2BR2 | SITRANS FUE380 | 2543.16
7ME3410-1DE21-2ER3 | SITRANS FUE380 | 2640.45
7ME3410-1DE32-2BR2 | SITRANS FUE380 | 2745.58
7ME3410-1DE32-2ER2 | SITRANS FUE380 | 2842.87
7ME3410-1FE00-2EA2 | SITRANS FUE380 | 2890.98
7ME3410-1FE01-2ER2 | SITRANS FUE380 | 2890.98
7ME3410-1FE20-2BA2 | SITRANS FUE380 | 2875.3
7ME6310-2YJ31-1CB2-ZC14Y17 | SITRANS F M MAG 3100 | 4328.97
7ME6310-2YJ33-1AA1-ZC14Y17Y20 | SITRANS F M MAG 3100 | 2497.02
7ME6310-2YJ33-1AA2-ZY17 | SITRANS F M MAG 3100 | 2318.28
7ME6310-2YK11-2KA2 | SITRANS F M MAG 3100 | 3023.29
7ME6310-2YK12-2LA1-ZY17 | SITRANS F M MAG 3100 | 3339.95
7ME6310-2YK13-5AA2 | SITRANS F M MAG 3100 | 2271.1
7ME6310-2YM13-5AA1 | SITRANS F M MAG 3100 | 2224.83
7ME6310-3FA13-2AA2 | SITRANS F M MAG 3100 | 1815.61
7ME6310-3FA13-5AA1 | SITRANS F M MAG 3100 | 2198.51
7ME6310-3FC11-4AA1 | SITRANS F M MAG 3100 | 1742.11
7ME6310-3FC12-1CF1 | SITRANS F M MAG 3100 | 3973.29
7ME6310-3FC12-2AA1-ZY17 | SITRANS F M MAG 3100 | 1953.53
7ME6310-3FC12-2CA1 | SITRANS F M MAG 3100 | 3671.14
7ME6310-3FC13-1AA1-ZC14 | SITRANS F M MAG 3100 | 1776.6
7ME6310-3FC13-1CA1 | SITRANS F M MAG 3100 | 3541.38
7ME6310-3FC13-1LA1 | SITRANS F M MAG 3100 | 3020.56
7ME6310-3FC13-2BA3-ZY17 | SITRANS F M MAG 3100 | 2252.04
7ME6310-3FC13-2LA1 | SITRANS F M MAG 3100 | 3137.63
7ME6310-3FC13-4LA1 | SITRANS F M MAG 3100 | 3245.6
7ME6310-3FC13-5AA1 | SITRANS F M MAG 3100 | 2198.51
7ME6310-3FC13-5AA2-ZY17 | SITRANS F M MAG 3100 | 2323.72
7ME6310-3FC14-2AA1-ZY17 | SITRANS F M MAG 3100 | 1953.53
7ME6310-3FC15-1DB1-ZC14Y17Y20 | SITRANS F M MAG 3100 | 5077.54
7ME6310-3FC22-2AA1-ZY41 | SITRANS F M MAG 3100 | 2681.23
7ME6310-3FC23-1AA1 | SITRANS F M MAG 3100 | 1941.73
7ME6310-3FC23-2AA1-ZY41 | SITRANS F M MAG 3100 | 2603.19
7ME6310-3FC23-2JA1-ZY17 | SITRANS F M MAG 3100 | 3740.1
7ME6310-3FC25-2AA1 | SITRANS F M MAG 3100 | 2285.62
7ME6310-3FC33-3AA3-ZY17 | SITRANS F M MAG 3100 | 4021.38
7ME6310-3FF11-1AA1-ZY17 | SITRANS F M MAG 3100 | 1737.57
7ME6310-3FF11-2LA1 | SITRANS F M MAG 3100 | 3051.42
7ME6310-3FF12-1AA1-ZC14 | SITRANS F M MAG 3100 | 1885.48
7ME6310-3FF13-1AA1-ZY17 | SITRANS F M MAG 3100 | 1922.67
7ME6310-3FF13-2AA1 | SITRANS F M MAG 3100 | 1914.5
7ME6310-3FF13-2LA1-ZY18 | SITRANS F M MAG 3100 | 3337.24
7ME6310-3FF13-5AA1-ZY17 | SITRANS F M MAG 3100 | 2422.63
6FX8002-5CN36-1EB0 | POWER CABLE PREASSEMBLED | 777.71
6FX8002-5CN41-1AA0 | POWER CABLE PREASSEMBLED | 357.07
6FX8002-5CN41-1BA5 | POWER CABLE PREASSEMBLED | 577.12
6FX8002-5CN41-1BD0 | POWER CABLE PREASSEMBLED | 617.15
6FX8002-5CN41-1DD0 | POWER CABLE PREASSEMBLED | 1017.18
6FX8002-5CN41-1DH0 | POWER CABLE PREASSEMBLED | 1097.18
6FX8002-5CN41-1EF0 | POWER CABLE PREASSEMBLED | 1257.25
6FX8002-5CN41-1EH0 | POWER CABLE PREASSEMBLED | 1297.24
6FX8002-5CN41-1FD0 | POWER CABLE PREASSEMBLED | 1417.2
6FX8002-5CN41-1FF0 | POWER CABLE PREASSEMBLED | 1457.21
6FX8002-5CN41-1GC0 | POWER CABLE PREASSEMBLED | 1597.26
6FX8002-5CN41-1GE0 | POWER CABLE PREASSEMBLED | 1637.22
6FX8002-5CN41-1HB0 | POWER CABLE PREASSEMBLED | 1777.25
6FX8002-5CN41-1HD0 | POWER CABLE PREASSEMBLED | 1817.28
6FX8002-5CN41-1HJ0 | POWER CABLE PREASSEMBLED | 1917.27
6FX8002-5CN41-1CH0 | POWER CABLE PREASSEMBLED | 897.14
6FX8002-5CN46-1CK5 | POWER CABLE PREASSEMBLED | 746.63
6FX8002-5CN51-1AD0 | POWER CABLE PREASSEMBLED | 436.06
6FX8002-5CN51-1AF0 | POWER CABLE PREASSEMBLED | 485.59
6FX8002-5CN51-1BB0 | POWER CABLE PREASSEMBLED | 634.02
6FX8002-5CN51-1CJ0 | POWER CABLE PREASSEMBLED | 1054.65
6FX8002-5CN51-1DK0 | POWER CABLE PREASSEMBLED | 1326.85
6FX8002-5CN51-1EC0 | POWER CABLE PREASSEMBLED | 1401.01
6FX8002-5CN51-1EE0 | POWER CABLE PREASSEMBLED | 1450.55
6FX8002-5CN51-1EK0 | POWER CABLE PREASSEMBLED | 1574.19
6FX8002-5CN51-1FC0 | POWER CABLE PREASSEMBLED | 1648.49
6FX8002-5CN51-1FK0 | POWER CABLE PREASSEMBLED | 1821.69
6FX8002-5CN51-1GC0 | POWER CABLE PREASSEMBLED | 1895.9
6FX8002-5CN51-1GK0 | POWER CABLE PREASSEMBLED | 2069.08
6FX8002-5CN51-1HC0 | POWER CABLE PREASSEMBLED | 2143.36
6FX8002-5CN51-1HH0 | POWER CABLE PREASSEMBLED | 2267.1
6FX8002-5CN51-1HK0 | POWER CABLE PREASSEMBLED | 2316.53
6FX8002-5CN54-1BK0 | POWER CABLE PREASSEMBLED | 698.58
6FX8002-5CN54-1CE0 | POWER CABLE PREASSEMBLED | 822.31
6FX8002-5CN54-1DH0 | POWER CABLE PREASSEMBLED | 1143.99
6FX8002-5CN54-1DK0 | POWER CABLE PREASSEMBLED | 1193.45
6FX8002-5CN54-1EF0 | POWER CABLE PREASSEMBLED | 1341.84
6FX8002-5CN54-1EH0 | POWER CABLE PREASSEMBLED | 1391.35
6FX8002-5CN54-1FH0 | POWER CABLE PREASSEMBLED | 1638.84
6FX8002-5CN54-1FK0 | POWER CABLE PREASSEMBLED | 1688.29
6FX8002-5CN54-1GG0 | POWER CABLE PREASSEMBLED | 1861.49
6FX8002-5CN54-1GJ0 | POWER CABLE PREASSEMBLED | 1910.99
6FX8002-5CN54-1HD0 | POWER CABLE PREASSEMBLED | 2034.66
6FX8002-5CN54-1HF0 | POWER CABLE PREASSEMBLED | 2084.19
6FX8002-5CN56-1DG0 | POWER CABLE PREASSEMBLED | 978.6
6FX8002-5CN56-1EF0 | POWER CABLE PREASSEMBLED | 1153.95
6FX8002-5CN61-1AF0 | POWER CABLE PREASSEMBLED | 555.36
6FX8002-5CN61-1AH0 | POWER CABLE PREASSEMBLED | 626.12
6FX8002-5CN61-1BC0 | POWER CABLE PREASSEMBLED | 803.01
6FX8002-5CN61-1BE0 | POWER CABLE PREASSEMBLED | 873.79
6FX8002-5CN61-1CB0 | POWER CABLE PREASSEMBLED | 1121.43
6FX8002-5CN61-1CD0 | POWER CABLE PREASSEMBLED | 1192.22
6FX8002-5DN21-1DE0 | POWER CABLE PREASSEMBLED | 966.47
6FX8002-5DN21-1DH0 | POWER CABLE PREASSEMBLED | 1019.02
6FX8002-5DN21-1EC0 | POWER CABLE PREASSEMBLED | 1106.55
6FX8002-5DN21-1EE0 | POWER CABLE PREASSEMBLED | 1141.54
6FX8002-5DN21-1FC0 | POWER CABLE PREASSEMBLED | 1281.6
6FX8002-5DN21-1FE0 | POWER CABLE PREASSEMBLED | 1316.59
6FX8002-5DN21-1GB0 | POWER CABLE PREASSEMBLED | 1439.14
6FX8002-5DN21-1GD0 | POWER CABLE PREASSEMBLED | 1474.2
6FX8002-5DN21-1GJ0 | POWER CABLE PREASSEMBLED | 1561.68
6FX8002-5DN21-1HA0 | POWER CABLE PREASSEMBLED | 1596.7
6FX8002-5DN21-1HH0 | POWER CABLE PREASSEMBLED | 1719.24
6FX8002-5DN21-1HK0 | POWER CABLE PREASSEMBLED | 1754.28
6FX8002-5DN27-1BJ0 | POWER CABLE PREASSEMBLED | 449.82
6FX8002-5DN30-1AH0 | POWER CABLE, PREASSEMBLED | 298.35
6FX8002-5DN31-1AB0 | POWER CABLE PREASSEMBLED | 396.37
6FX8002-5DN31-1AF5 | POWER CABLE PREASSEMBLED | 497.64
6FX8002-5DN31-1BG0 | POWER CABLE PREASSEMBLED | 700.2
6FX8002-5DN31-1CK0 | POWER CABLE PREASSEMBLED | 963.6
6FX8002-5DN31-1EB0 | POWER CABLE PREASSEMBLED | 1206.62
6FX8002-5DN31-1EE0 | POWER CABLE PREASSEMBLED | 1267.46
6FX8002-5DN31-1FB0 | POWER CABLE PREASSEMBLED | 1409.19
6FX8002-5DN31-1FD0 | POWER CABLE PREASSEMBLED | 1449.74
6FX8002-5DN31-1FF0 | POWER CABLE PREASSEMBLED | 1490.24
6FX8002-5DN31-1GB0 | POWER CABLE PREASSEMBLED | 1611.78
6FX8002-5DN31-1GD0 | POWER CABLE PREASSEMBLED | 1652.29
6FX8002-5DN31-1HB0 | POWER CABLE PREASSEMBLED | 1814.35
6FX8002-5DN31-1HD0 | POWER CABLE PREASSEMBLED | 1854.88
6FX8002-5DN31-1HJ0 | POWER CABLE PREASSEMBLED | 1956.19
6FX8002-5DN31-1CH0 | POWER CABLE PREASSEMBLED | 923.07
6FX8002-5DN36-1AJ5 | POWER CABLE PREASSEMBLED | 431.62
6FX8002-5DN36-1CK0 | POWER CABLE PREASSEMBLED | 750.78
6FX8002-5DN36-1EB0 | POWER CABLE PREASSEMBLED | 942.28
6FX8002-5DN41-1AK5 | POWER CABLE PREASSEMBLED | 621.24
6FX8002-5DN41-1BD0 | POWER CABLE PREASSEMBLED | 694.78
6FX8002-5DN41-1CG0 | POWER CABLE PREASSEMBLED | 1013.41
6FX8002-5DN41-1CK0 | POWER CABLE PREASSEMBLED | 1086.97
6FX8002-5DN41-1DE0 | POWER CABLE PREASSEMBLED | 1209.53
6FX8002-5DN41-1EB0 | POWER CABLE PREASSEMBLED | 1381.06
6FX8002-5DN41-1EC0 | POWER CABLE PREASSEMBLED | 1405.59
6FX8002-5DN41-1FB0 | POWER CABLE PREASSEMBLED | 1626.18
6FX8002-5DN41-1FC0 | POWER CABLE PREASSEMBLED | 1650.72
6FX8002-5DN41-1FK0 | POWER CABLE PREASSEMBLED | 1822.32
6FX8002-5DN41-1GB0 | POWER CABLE PREASSEMBLED | 1871.3
6FX8002-5DN41-1GG0 | POWER CABLE PREASSEMBLED | 1993.85
6FX8002-5DN41-1GJ0 | POWER CABLE PREASSEMBLED | 2042.92
6FX8002-5DN41-1HF0 | POWER CABLE PREASSEMBLED | 2214.46
6FX8002-5DN41-1HH0 | POWER CABLE PREASSEMBLED | 2263.5
6FX8002-5DN46-1BA0 | POWER CABLE PREASSEMBLED | 481
6FX8002-5DN46-1BF1 | POWER CABLE PREASSEMBLED | 596.83
6SL3520-3XR00-5AF0 | G115D WM IP65/66 380..480V 0,55kW FSA C2 | 1585.17
6SL3520-3XR00-7AF0 | G115D WM IP65/66 380..480V 0,75kW FSA C2 | 1615.62
6SL3520-3XR03-0AB0 | G115D WM IP65/66 380...480V 3kW FSB C2 | 1760.68
6SL3520-3XR04-0AB0 | G115D WM IP65/66 380...480V 4kW FSB C2 | 2042.29
7MB2335-0AU10-3AA1 | ULTRAMAT 23, Rack Device, 1 Channel | 19556.48
7MB2335-0AU10-3AA3 | ULTRAMAT 23, Rack Device, 1 Channel | 19556.48
7MB2335-0AV10-3AA2 | ULTRAMAT 23, Rack Device, 1 Channel | 19556.48
7MB2335-0AW00-3AA4 | ULTRAMAT 23, Rack Device, 1 Channel | 15222.85
7MB2335-0CG00-3AA1-ZC03 | ULTRAMAT 23, Rack Device, 1 Channel | 16022.77
7MB2335-0CJ00-3AA1-ZC02 | ULTRAMAT 23, Rack Device, 1 Channel | 15601.41
7MB2335-0CL10-3AA1 | ULTRAMAT 23, Rack Device, 1 Channel | 19135.14
7MB2335-0CM00-3AA4 | ULTRAMAT 23, Rack Device, 1 Channel | 14371.93
7MB2335-0CN00-3AA2 | ULTRAMAT 23, Rack Device, 1 Channel | 14371.93
7MB2335-0CP00-1AA1 | ULTRAMAT 23, Rack Device, 1 Channel | 14371.93
7MB2335-0CP00-3AA4 | ULTRAMAT 23, Rack Device, 1 Channel | 14371.93
7MB2335-0CP10-3AA0 | ULTRAMAT 23, Rack Device, 1 Channel | 18705.57
7MB2335-0CQ00-0AA1-ZB02 | ULTRAMAT 23, Rack Device, 1 Channel | 14371.93
7MB2335-0CQ00-3AA1 | ULTRAMAT 23, Rack Device, 1 Channel | 14371.93
7MB2335-0CQ10-3AA0 | ULTRAMAT 23, Rack Device, 1 Channel | 18705.57
7MB2335-0CQ10-3AA4 | ULTRAMAT 23, Rack Device, 1 Channel | 18705.57
7MB2335-0CR00-3AA4 | ULTRAMAT 23, Rack Device, 1 Channel | 14371.93
7MB2335-0CR10-3AA0 | ULTRAMAT 23, Rack Device, 1 Channel | 18705.57
7MB2335-0DM00-3AA1 | ULTRAMAT 23, Rack Device, 1 Channel | 14371.93
7MB2335-0DN00-3AA0 | ULTRAMAT 23, Rack Device, 1 Channel | 14371.93
7MB2335-0DP00-3AA0 | ULTRAMAT 23, Rack Device, 1 Channel | 14371.93
7MB2335-0DR00-1AA4 | ULTRAMAT 23, Rack Device, 1 Channel | 14371.93
7MB2335-0DR10-3AA2 | ULTRAMAT 23, Rack Device, 1 Channel | 18705.57
7MB2335-0DR80-3AA1 | ULTRAMAT 23, Rack Device, 1 Channel | 22380.83
7MB2335-0NF00-5AA1 | ULTRAMAT 23, Rack Device, 1 Channel | 16911.54
7MB2335-0NF10-3AA1 | ULTRAMAT 23, Rack Device, 1 Channel | 21245.18
7MB2335-0NG00-3AA0-ZA31 | ULTRAMAT 23, Rack Device, 1 Channel | 17183.12
7MB2335-0NG00-3AA1-ZA31 | ULTRAMAT 23, Rack Device, 1 Channel | 17183.12
7MB2335-0NG10-3AA4 | ULTRAMAT 23, Rack Device, 1 Channel | 21245.18
7MB2335-0NG80-3AA1-ZY11 | ULTRAMAT 23, Rack Device, 1 Channel | 25027.44
7MB2335-0NH10-3AA0 | ULTRAMAT 23, Rack Device, 1 Channel | 20823.84
7MB2335-0NH10-3AA3 | ULTRAMAT 23, Rack Device, 1 Channel | 20823.84
7MB2335-0NJ00-3AA1 | ULTRAMAT 23, Rack Device, 1 Channel | 16490.2
7MB2335-0NJ00-6AA3-ZA31 | ULTRAMAT 23, Rack Device, 1 Channel | 16761.76
7MB2335-0NJ10-3AA1 | ULTRAMAT 23, Rack Device, 1 Channel | 20823.84
7MB2335-0NK10-1AA3-ZA31 | ULTRAMAT 23, Rack Device, 1 Channel | 21095.4
7MB2335-0NK80-3AA0 | ULTRAMAT 23, Rack Device, 1 Channel | 24499.1
7MB2335-0NW00-2AA4 | ULTRAMAT 23, Rack Device, 1 Channel | 16911.54
7MB2335-0NW00-3AA0-ZA31 | ULTRAMAT 23, Rack Device, 1 Channel | 17183.12
7MB2335-0NW00-6AA1 | ULTRAMAT 23, Rack Device, 1 Channel | 16911.54
7MB2335-0NW10-3AA0 | ULTRAMAT 23, Rack Device, 1 Channel | 21245.18
7MB2335-0NW10-3AA3 | ULTRAMAT 23, Rack Device, 1 Channel | 21245.18
7MB2335-0PE10-3AA1 | ULTRAMAT 23, Rack Device, 1 Channel | 21245.18
7MB2335-0PE80-3AA1 | ULTRAMAT 23, Rack Device, 1 Channel | 24920.45
7MB2335-0PG00-6AA1 | ULTRAMAT 23, Rack Device, 1 Channel | 16911.54
7MB2335-0PG10-3AA1 | ULTRAMAT 23, Rack Device, 1 Channel | 21245.18
7MB2335-0PH00-2AA1 | ULTRAMAT 23, Rack Device, 1 Channel | 16490.2
7MB2335-0PH00-3AA1 | ULTRAMAT 23, Rack Device, 1 Channel | 16490.2
7MB2337-3AM10-3PH3-ZA31 | ULTRAMAT 23, Rack device, 2 Channel | 28638.52
7MB2337-3AM10-5CP1-ZY11 | ULTRAMAT 23, Rack device, 2 Channel | 26273.37
7MB2337-3AN00-3CP1 | ULTRAMAT 23, Rack device, 2 Channel | 21678.04
7MB2337-3AN00-5CP1 | ULTRAMAT 23, Rack device, 2 Channel | 21678.04
7MB2337-3AP10-5CM1 | ULTRAMAT 23, Rack device, 2 Channel | 26163.1
7MB2337-3AP80-5CM1-ZA13 | ULTRAMAT 23, Rack device, 2 Channel | 31370.7
7MB2337-3AQ00-5CP1 | ULTRAMAT 23, Rack device, 2 Channel | 21678.04
7MB2337-3AQ10-5CP1 | ULTRAMAT 23, Rack device, 2 Channel | 26163.1
7MB2337-3AR10-5CQ1 | ULTRAMAT 23, Rack device, 2 Channel | 26163.1
7MB2337-3AR10-5DR1 | ULTRAMAT 23, Rack device, 2 Channel | 26163.1
7MB2337-3AV10-3NW3 | ULTRAMAT 23, Rack device, 2 Channel | 29675.44
7MB2337-3CN00-3NW1 | ULTRAMAT 23, Rack device, 2 Channel | 24308.19
7MB2337-3CR10-5DR1-ZA31 | ULTRAMAT 23, Rack device, 2 Channel | 26444.55
7MB2337-3DE06-2DE1 | ULTRAMAT 23, Rack device, 2 Channel | 23442.44
7MB2337-3DR10-5CR1 | ULTRAMAT 23, Rack device, 2 Channel | 26163.1
7MB2337-3DR80-3CR2 | ULTRAMAT 23, Rack device, 2 Channel | 29966.76
7MB2337-3NG00-6PG1 | ULTRAMAT 23, Rack device, 2 Channel | 26938.32
7MB2337-3NH10-3PG3 | ULTRAMAT 23, Rack device, 2 Channel | 30987.21
7MB2337-3NJ10-3PG3 | ULTRAMAT 23, Rack device, 2 Channel | 30987.21
7MB2337-3NW10-3NJ4 | ULTRAMAT 23, Rack device, 2 Channel | 30987.21
7MB2337-3PG10-6AE1 | ULTRAMAT 23, Rack device, 2 Channel | 29675.44
7MB2337-3PH00-0NF1-ZA32 | ULTRAMAT 23, Rack device, 2 Channel | 26576.23
7MB2337-4AD00-3AD1 | ULTRAMAT 23, Rack device, 2 Channel | 22902.59
7MB2337-4AD00-3AD2 | ULTRAMAT 23, Rack device, 2 Channel | 22902.59
7MB2337-4AD10-3PE1 | ULTRAMAT 23, Rack device, 2 Channel | 29135.58
7MB2337-4AE10-3PG1 | ULTRAMAT 23, Rack device, 2 Channel | 29135.58
7MB2337-4AG00-3PG1 | ULTRAMAT 23, Rack device, 2 Channel | 24650.52
7MB2337-4AG00-3PT4 | ULTRAMAT 23, Rack device, 2 Channel | 24931.97
7MB2337-4AH00-3AN1 | ULTRAMAT 23, Rack device, 2 Channel | 21584.22
7MB2337-4AH00-3CK4 | ULTRAMAT 23, Rack device, 2 Channel | 22030.27
7MB2337-4AH00-3PG4 | ULTRAMAT 23, Rack device, 2 Channel | 24214.37
7MB2337-4AH00-3PH4 | ULTRAMAT 23, Rack device, 2 Channel | 23778.21
7MB2337-4AJ00-3AJ1-ZA13A31A32 | ULTRAMAT 23, Rack device, 2 Channel | 23789.72
7MB2337-4AJ00-3AJ2-ZA13 | ULTRAMAT 23, Rack device, 2 Channel | 23434.21
7MB2337-4AJ10-3AJ1-ZA13 | ULTRAMAT 23, Rack device, 2 Channel | 27919.26
7MB2337-4AK00-3AK0 | ULTRAMAT 23, Rack device, 2 Channel | 22030.27
7MB2337-4AM10-3PJ1 | ULTRAMAT 23, Rack device, 2 Channel | 27817.22
7MB2337-4AN00-3CP1 | ULTRAMAT 23, Rack device, 2 Channel | 21138.2
7MB2337-4AU00-3AU4 | ULTRAMAT 23, Rack device, 2 Channel | 22902.59
7MB2337-4AU00-3NW4 | ULTRAMAT 23, Rack device, 2 Channel | 24650.52
7MB2337-4AU00-6AG1 | ULTRAMAT 23, Rack device, 2 Channel | 22902.59
7MB2337-4AU10-3CM1 | ULTRAMAT 23, Rack device, 2 Channel | 26505.45
7MB2337-4AU10-3PU1-ZA31 | ULTRAMAT 23, Rack device, 2 Channel | 29417.02
7MB2337-4AU10-3PV1 | ULTRAMAT 23, Rack device, 2 Channel | 29135.58
7MB2337-4AU10-3PV1-ZD15 | ULTRAMAT 23, Rack device, 2 Channel | 29135.58
7MB2337-4AU10-3PW1 | ULTRAMAT 23, Rack device, 2 Channel | 29135.58
7MB2337-4AU10-3VP0 | ULTRAMAT 23, Rack device, 2 Channel | 28253.38
7ME3400-2JD20-4EA2 | SITRANS FUS380 | 6096.2
7ME3400-2JE20-4EA2 | SITRANS FUS380 | 6232.63
7ME3400-2LC00-4DA3 | SITRANS FUS380 | 5726.02
7ME3400-2LC00-4EA2-ZY17 | SITRANS FUS380 | 5840.08
7ME3400-2LC00-7BA5 | SITRANS FUS380 | 5589.58
7ME3400-2LC20-3EA2 | SITRANS FUS380 | 5759.57
7ME3400-2LC20-4EA2 | SITRANS FUS380 | 5759.57
7ME3400-2LC20-7EA2 | SITRANS FUS380 | 5759.57
7ME3400-2LC30-4DA2 | SITRANS FUS380 | 5873.65
7ME3400-2LD20-3EA2 | SITRANS FUS380 | 6096.2
7ME3400-2LD20-4EA2 | SITRANS FUS380 | 6096.2
7ME3400-2LE00-4BA2 | SITRANS FUS380 | 6060.41
7ME3400-2LE20-4EA2 | SITRANS FUS380 | 6232.63
7ME3400-2LE30-4BA2 | SITRANS FUS380 | 6209.14
7ME3400-2MC00-4BA2 | SITRANS FUS380 | 5589.58
7ME3400-2MC00-4EA2 | SITRANS FUS380 | 5686.88
7ME3400-2MC30-4BA2 | SITRANS FUS380 | 5737.2
7ME3400-2MC30-4EA2 | SITRANS FUS380 | 5834.49
7ME3400-2ME00-4BA2 | SITRANS FUS380 | 6060.41
7ME3400-2ME30-4EA3 | SITRANS FUS380 | 6306.45
7ME3400-2NC00-3BA2 | SITRANS FUS380 | 6683.34
7ME3400-2NC20-6EA2 | SITRANS FUS380 | 6855.57
7ME3400-2NC30-5DA2 | SITRANS FUS380 | 6968.51
7ME3400-2QC00-4EA2 | SITRANS FUS380 | 6780.63
7ME3400-2QC00-5DA2 | SITRANS FUS380 | 6819.78
7ME3400-2QC00-6EA6 | SITRANS FUS380 | 6780.63
7ME3400-2QC20-4BA2 | SITRANS FUS380 | 6758.26
7ME3400-2QC20-5EA5 | SITRANS FUS380 | 6855.57
7ME3400-2QC20-6DA4 | SITRANS FUS380 | 6894.71
7ME3400-2QC30-5GA5 | SITRANS FUS380 | 6822.02
7ME3400-2QC40-5EA2 | SITRANS FUS380 | 7072.53
7ME3400-2QD30-5BA2 | SITRANS FUS380 | 7211.21
7ME3400-2QD30-5EA2 | SITRANS FUS380 | 7308.5
7ME3400-2RC00-4EA2 | SITRANS FUS380 | 6780.63
7ME3400-2RC00-5DA2 | SITRANS FUS380 | 6819.78
7ME3400-2RC30-4BA2-ZY17 | SITRANS FUS380 | 6985.29
7ME3400-2RC30-5BA2-ZE21 | SITRANS FUS380 | 6832.08
7ME3400-2SC00-3EA2 | SITRANS FUS380 | 8247.92
7ME3400-2SC00-4EA2 | SITRANS FUS380 | 8247.92
7ME3400-2SC30-5EA3 | SITRANS FUS380 | 8395.55
7ME3400-2SC40-4EA2 | SITRANS FUS380 | 8539.82
7ME3400-2UC00-5DA2 | SITRANS FUS380 | 8287.06
7ME3400-2UC00-6BA2 | SITRANS FUS380 | 8150.63
7ME3400-2UC20-5EA2 | SITRANS FUS380 | 8323.98
7ME3400-2UC30-4BA2 | SITRANS FUS380 | 8298.26
7ME3400-2UC30-6DA5 | SITRANS FUS380 | 8434.69
7ME3400-2UC40-5EA2 | SITRANS FUS380 | 8539.82
7ME3400-2UD20-5UA2 | SITRANS FUS380 | 9072.16
7ME3400-2UD30-4BA2 | SITRANS FUS380 | 8698.63
7ME3400-2VC30-5BA2 | SITRANS FUS380 | 8298.26
7ME3400-2VD00-5BA2 | SITRANS FUS380 | 8549.88
7ME3400-3AC00-4EA2 | SITRANS FUS380 | 9551.93
7ME3400-3AC20-4EA2-ZY17 | SITRANS FUS380 | 9778.96
7ME3400-3CC00-5DA2 | SITRANS FUS380 | 9591.07
7ME3400-3CC00-6BA2 | SITRANS FUS380 | 9454.64
7ME3400-3CC30-4BA2 | SITRANS FUS380 | 9601.15
7ME3400-3CC30-5BA2 | SITRANS FUS380 | 9601.15
7ME3400-3CC40-5BA2-ZE21 | SITRANS FUS380 | 9747.64
7ME3400-3CD30-4BA2 | SITRANS FUS380 | 10143.54
7ME3400-3DC00-5EA2 | SITRANS FUS380 | 9551.93
7ME6310-2YF13-1AA1-ZY17 | SITRANS F M MAG 3100 | 1799.27
7ME6310-2YF13-1DA1 | SITRANS F M MAG 3100 | 4380.68
7ME6310-2YF13-1HA1-ZY17 | SITRANS F M MAG 3100 | 3355.38
7ME6310-2YF13-2AA1 | SITRANS F M MAG 3100 | 1791.1
7ME6310-2YF13-2AA1-ZC14Y17 | SITRANS F M MAG 3100 | 1994.35
7ME6310-2YF13-2DA3 | SITRANS F M MAG 3100 | 4661.06
7ME6310-2YF13-2JA1-ZY17 | SITRANS F M MAG 3100 | 3472.42
3WL1106-2EB46-1DL2 | WITHDRAWABLE CIRCUIT BREAKER | 11529.72
3WL1106-2EB46-2AA2 | WITHDRAWABLE CIRCUIT BREAKER | 11035.79
3WL1106-2EB47-1AA2 | WITHDRAWABLE CIRCUIT BREAKER | 11322.05
3WL1106-2EB48-1AA2 | WITHDRAWABLE CIRCUIT BREAKER | 10680.57
3WL1106-2EB48-4GA2 | WITHDRAWABLE CIRCUIT BREAKER | 13008.33
3WL1106-2EG32-4GN2 | FIXED-MOUNTED CIRCUIT BREAKER | 9611.72
3WL1106-2EG32-4GP2 | FIXED-MOUNTED CIRCUIT BREAKER | 9660.63
3WL1106-2EG35-1AA2 | WITHDRAWABLE CIRCUIT BREAKER | 7513.28
3WL1106-2EG36-4GA2 | WITHDRAWABLE CIRCUIT BREAKER | 11156.07
3WL1106-2EG36-4GP4 | WITHDRAWABLE CIRCUIT BREAKER | 11988.39
3WL1106-2EG37-1AA2 | WITHDRAWABLE CIRCUIT BREAKER | 9301.41
3WL1106-2EG41-1AA2 | FIXED-MOUNTED CIRCUIT BREAKER | 9710.34
3WL1106-2EG46-1AA2 | WITHDRAWABLE CIRCUIT BREAKER | 11891.36
3WL1106-2EG47-1AA2 | WITHDRAWABLE CIRCUIT BREAKER | 12532.84
3WL1106-2FB32-4GA2 | FIXED-MOUNTED CIRCUIT BREAKER | 8389.7
3WL1106-2FB32-4GA4 | FIXED-MOUNTED CIRCUIT BREAKER | 8752.94
3WL1106-2FB32-6BA2-ZB04 | FIXED-MOUNTED CIRCUIT BREAKER | 8389.7
3WL1106-2FB33-4GA2 | FIXED-MOUNTED CIRCUIT BREAKER | 8822.69
3WL1106-2FB36-1AA2 | WITHDRAWABLE CIRCUIT BREAKER | 8026.47
3WL1106-2FB36-4AS2 | WITHDRAWABLE CIRCUIT BREAKER | 11025.37
3WL1106-2FB36-4GP2 | WITHDRAWABLE CIRCUIT BREAKER | 10823.3
3WL1106-2FB36-5AM2 | WITHDRAWABLE CIRCUIT BREAKER | 10419.17
3WL1106-2FB42-1AA2 | FIXED-MOUNTED CIRCUIT BREAKER | 8267.03
3WL1106-2FB46-1AA2 | WITHDRAWABLE CIRCUIT BREAKER | 11089.51
3WL1106-2FG32-1BA2-ZS55T40 | FIXED-MOUNTED CIRCUIT BREAKER | 8942.98
3WL1106-2FG32-4GA4 | FIXED-MOUNTED CIRCUIT BREAKER | 10011.83
3WL1106-2FG33-1AA2 | FIXED-MOUNTED CIRCUIT BREAKER | 7753.84
3WL1106-2FG35-1AA2 | WITHDRAWABLE CIRCUIT BREAKER | 7970.33
3WL1106-2FG36-4GN2 | WITHDRAWABLE CIRCUIT BREAKER | 12033.28
3WL1106-2FG36-4GN4 | WITHDRAWABLE CIRCUIT BREAKER | 12396.52
3WL1106-2FG36-5FM8 | WITHDRAWABLE CIRCUIT BREAKER | 12396.52
3WL1106-2FG37-5FM4 | WITHDRAWABLE CIRCUIT BREAKER | 12869.61
3WL1106-2NB33-1AA2 | FIXED-MOUNTED CIRCUIT BREAKER | 8844.34
3WL1106-2NB33-4GA2 | FIXED-MOUNTED CIRCUIT BREAKER | 11172.1
3WL1106-2NB38-4BJ2 | WITHDRAWABLE CIRCUIT BREAKER | 13123.8
3WL1106-2NB46-1AA2 | WITHDRAWABLE CIRCUIT BREAKER | 13438.92
3WL1106-2NG35-1AA2 | WITHDRAWABLE CIRCUIT BREAKER | 10271.64
3WL1106-2NG36-4GA4 | WITHDRAWABLE CIRCUIT BREAKER | 14277.66
3WL1106-3AA31-1AA2 | FIXED-MOUNT NON-AUT. CIRCUIT-B. | 4530.42
3WL1106-3AA31-4GN4 | FIXED-MOUNT NON-AUT. CIRCUIT-B. | 7641.58
3WL1106-3AA32-4BA2 | FIXED-MOUNT NON-AUT. CIRCUIT-B. | 6393.11
3WL1106-3AA32-4GA4 | FIXED-MOUNT NON-AUT. CIRCUIT-B. | 6756.35
3WL1106-3AA33-4AN2 | FIXED-MOUNT NON-AUT. CIRCUIT-B. | 6923.13
3WL1106-3AA35-1AA2 | WITHDRAW. NON-AUT. CIRCUIT-B. | 4690.8
3WL1106-3AA36-1GA2 | WITHDRAW. NON-AUT. CIRCUIT-B. | 6505.37
3WL1106-3AA36-4GA2 | WITHDRAW. NON-AUT. CIRCUIT-B. | 8477.91
3WL1112-2CB37-1AA2-ZR21T40 | WITHDRAWABLE CIRCUIT BREAKER | 9537.15
3WL1112-2CB37-1GP4 | WITHDRAWABLE CIRCUIT BREAKER | 9999.8
3WL1112-2CB38-1GA2 | WITHDRAWABLE CIRCUIT BREAKER | 8678.37
3WL1112-2CB38-3AN2 | WITHDRAWABLE CIRCUIT BREAKER | 9098.53
3WL1112-2CB38-4GS2 | WITHDRAWABLE CIRCUIT BREAKER | 11677.27
3WL1112-2CB38-5GA2-ZT40 | WITHDRAWABLE CIRCUIT BREAKER | 10955.61
3WL1112-2CB42-1AD2 | FIXED-MOUNTED CIRCUIT BREAKER | 9497.06
3WL1112-2CB42-1DA2 | FIXED-MOUNTED CIRCUIT BREAKER | 9497.06
3WL1112-2CB42-4GA4 | FIXED-MOUNTED CIRCUIT BREAKER | 11807.97
3WL1112-2CB42-4GJ2 | FIXED-MOUNTED CIRCUIT BREAKER | 11864.89
3WL1112-2CB45-1AA2 | WITHDRAWABLE CIRCUIT BREAKER | 9814.58
3WL1112-2CB45-4GA2 | WITHDRAWABLE CIRCUIT BREAKER | 12142.34
3WL1112-2CB46-1BA4 | WITHDRAWABLE CIRCUIT BREAKER | 12337.19
3WL1112-2CB46-1DA4 | WITHDRAWABLE CIRCUIT BREAKER | 12362.03
3WL1112-2CB46-4GA2 | WITHDRAWABLE CIRCUIT BREAKER | 13946.49
3WL1112-2CB46-4GG4 | WITHDRAWABLE CIRCUIT BREAKER | 14664.95
3WL1112-2DG31-1AA2 | FIXED-MOUNTED CIRCUIT BREAKER | 8090.62
3WL1112-2DG31-4GN4 | FIXED-MOUNTED CIRCUIT BREAKER | 11201.78
3WL1112-2DG32-1GA4 | FIXED-MOUNTED CIRCUIT BREAKER | 8368.06
3WL1112-2DG32-3GA2 | FIXED-MOUNTED CIRCUIT BREAKER | 8360.04
3WL1112-2DG32-4GP2 | FIXED-MOUNTED CIRCUIT BREAKER | 10446.43
3WL1112-2DG32-6BJ2 | FIXED-MOUNTED CIRCUIT BREAKER | 10397.52
3WL1112-2DG35-4GP2 | WITHDRAWABLE CIRCUIT BREAKER | 10863.4
3WL1112-2DG36-1AA4 | WITHDRAWABLE CIRCUIT BREAKER | 9680.68
3WL1112-2DG36-4BP4 | WITHDRAWABLE CIRCUIT BREAKER | 12477.51
3WL1112-2DG36-4GA4 | WITHDRAWABLE CIRCUIT BREAKER | 12008.44
3WL1112-2DG38-1AA2 | WITHDRAWABLE CIRCUIT BREAKER | 9317.44
3WL1112-2DG41-1GA2 | FIXED-MOUNTED CIRCUIT BREAKER | 11091.93
3WL1112-2DG46-1AA2 | WITHDRAWABLE CIRCUIT BREAKER | 12613.01
3WL1112-2DG46-1DD4 | WITHDRAWABLE CIRCUIT BREAKER | 13736.4
3WL1112-2DG46-4GN2 | WITHDRAWABLE CIRCUIT BREAKER | 15360.95
3WL1112-2DG46-5FF2 | WITHDRAWABLE CIRCUIT BREAKER | 15295.99
3WL1112-2EB31-1GN2 | FIXED-MOUNTED CIRCUIT BREAKER | 8296.69
3WL1112-2EB32-1AA4 | FIXED-MOUNTED CIRCUIT BREAKER | 7443.53
3WL1112-2EB32-3AN2 | FIXED-MOUNTED CIRCUIT BREAKER | 7855.67
3WL1112-2EB42-4GN4 | FIXED-MOUNTED CIRCUIT BREAKER | 12653.11
3WL1112-2EB43-1AA2 | FIXED-MOUNTED CIRCUIT BREAKER | 10167.4
3WL1112-2EB44-1AA2 | FIXED-MOUNTED CIRCUIT BREAKER | 10167.4
6FX7002-5EA78-1AC0 | POWER CABLE, PREASSEMBLED | 566.73
6FX7002-5EA78-1AD0 | POWER CABLE, PREASSEMBLED | 616.49
6FX7002-5EA78-1AE0 | POWER CABLE, PREASSEMBLED | 665.95
6FX7002-5EA78-1AF0 | POWER CABLE, PREASSEMBLED | 714.56
6FX7002-5EA78-1BG5 | POWER CABLE, PREASSEMBLED | 1312.31
6FX7002-5EA78-1BH0 | POWER CABLE, PREASSEMBLED | 1311.13
6FX7002-5EA78-1BJ0 | POWER CABLE, PREASSEMBLED | 1362
6FX7002-5EA78-1BK0 | POWER CABLE, PREASSEMBLED | 1412.87
6FX7002-5EA78-1DD0 | POWER CABLE, PREASSEMBLED | 2110.31
6FX7002-5EA78-1DE0 | POWER CABLE, PREASSEMBLED | 2159.78
6FX7002-5EA78-1DF0 | POWER CABLE, PREASSEMBLED | 2208.36
6FX7002-5EA78-1DG0 | POWER CABLE, PREASSEMBLED | 2259.24
6FX7002-5EA78-1CH0 | POWER CABLE, PREASSEMBLED | 1810.65
6FX7002-5EA80-1AF0 | POWER CABLE PREASSEMBLED | 303.41
6FX7002-5EB11-1AB0 | POWER CABLE, PREASSEMBLED | 183.36
6FX7002-5EB11-1AB5 | POWER CABLE, PREASSEMBLED | 208.09
6FX7002-5EB11-1CH0 | POWER CABLE, PREASSEMBLED | 823.93
6FX7002-5EB18-1AB0 | POWER CABLE, PREASSEMBLED EXT. | 246.03
6FX7002-5EB18-1AE0 | POWER CABLE, PREASSEMBLED EXT. | 319.81
6FX7002-5EB18-1AF0 | POWER CABLE, PREASSEMBLED EXT. | 344.81
6FX7002-5EX00-1AJ6 | POWER CABLE, PREASSEMBLED | 740.71
6FX7002-5EX10-1AJ6 | POWER CABLE, PREASSEMBLED | 344.52
6FX7002-5EX10-1BB5 | POWER CABLE, PREASSEMBLED | 413.58
6FX7002-5LM00-1AA6 | POWER CABLE PREASSEMBLED | 540.09
6FX7002-5LM00-1AB0 | POWER CABLE PREASSEMBLED | 540.09
6FX7002-5LM30-1BA0 | POWER CABLE PREASSEMBLED | 790.73
6FX7002-5LM30-1BC0 | POWER CABLE PREASSEMBLED | 873.93
6FX7002-5LM30-1BD0 | POWER CABLE PREASSEMBLED | 915.5
6FX7002-5LM30-1FA0 | POWER CABLE PREASSEMBLED | 2454.15
6FX7002-5LM40-1AC0 | POWER CABLE PREASSEMBLED | 266
6FX7002-5LM40-1AD0 | POWER CABLE PREASSEMBLED | 291.38
6FX7002-5LM40-1AF0 | POWER CABLE PREASSEMBLED | 342.22
6FX7002-5LM40-1AH5 | POWER CABLE PREASSEMBLED | 418.38
6FX7002-5LM42-1AJ0 | POWER CABLE PREASSEMBLED | 322.81
6FX7002-5LM42-1BA0 | POWER CABLE PREASSEMBLED | 346.97
6FX7002-5LM42-1BF0 | POWER CABLE PREASSEMBLED | 407.29
6FX7002-5LM42-1CF0 | POWER CABLE PREASSEMBLED | 528.08
6FX7002-5LM60-1AJ0 | POWER CABLE PREASSEMBLED | 418.38
6FX7002-5LM60-1BA0 | POWER CABLE PREASSEMBLED | 469.17
6FX7002-5LM62-1AB2 | POWER CABLE PREASSEMBLED | 251.07
6FX7002-5LM62-1AB8 | POWER CABLE PREASSEMBLED | 251.07
6FX7002-5LM70-1AB8 | POWER CABLE PREASSEMBLED | 394
6FX7002-5LM70-1AC0 | POWER CABLE PREASSEMBLED | 394.05
6FX7002-5LM70-1AD0 | POWER CABLE PREASSEMBLED | 422.38
6FX7002-5LM70-1AD3 | POWER CABLE PREASSEMBLED | 450.74
6FX7002-5LM80-1AA5 | POWER CABLE PREASSEMBLED | 364.96
6FX7002-5LM80-1AB3 | POWER CABLE PREASSEMBLED | 390.16
6FX7002-5LM80-1AC7 | POWER CABLE PREASSEMBLED | 415.33
6FX7002-5LM80-1AC8 | POWER CABLE PREASSEMBLED | 415.33
6FX8002-5DG33-1AJ6 | POWER CABLE, PREASSEMBLED | 1972.07
6FX8002-5DG33-1BB5 | POWER CABLE, PREASSEMBLED | 2267.62
6FX8002-5DG33-1BC0 | POWER CABLE, PREASSEMBLED | 2267.76
6FX8002-5DG33-1BD5 | POWER CABLE, PREASSEMBLED | 2466.93
6FX8002-5DG33-1BG5 | POWER CABLE, PREASSEMBLED | 2760.62
6FX8002-5DG41-1CC0 | POWER CABLE, PREASSEMBLED | 894.84
6FX8002-5DG41-1CD0 | POWER CABLE, PREASSEMBLED | 923.44
6FX8002-5DG41-1CG0 | POWER CABLE, PREASSEMBLED | 1009.36
6FX8002-5DG41-1DA0 | POWER CABLE, PREASSEMBLED | 1123.86
7ML5731-2AB12-1CA0-ZY01 | SITRANS LVS200 - STANDARD | 1350.64
6FX7002-5EA78-1CE0 | POWER CABLE, PREASSEMBLED | 1662.62
6FX7002-5EA78-1CF0 | POWER CABLE, PREASSEMBLED | 1711.22
6FX7002-5EA78-1CG0 | POWER CABLE, PREASSEMBLED | 1762.09
6FX7002-5EA78-1CJ0 | POWER CABLE, PREASSEMBLED | 1861.51
6FX7002-5EA78-1EC0 | POWER CABLE, PREASSEMBLED | 2555.46
6FX7002-5EA78-1ED0 | POWER CABLE, PREASSEMBLED | 2605.22
6FX7002-5EA78-1EE0 | POWER CABLE, PREASSEMBLED | 2654.68
6FX7002-5EA78-1EF0 | POWER CABLE, PREASSEMBLED | 2703.27
6FX7002-5EB11-1AK0 | POWER CABLE, PREASSEMBLED | 380.65
6FX7002-5EB11-1BB0 | POWER CABLE, PREASSEMBLED | 430.82
6FX7002-5EB11-1BC0 | POWER CABLE, PREASSEMBLED | 455.33
6FX7002-5EB11-1BE0 | POWER CABLE, PREASSEMBLED | 504.6
6FX7002-5EB11-1BH0 | POWER CABLE, PREASSEMBLED | 578.82
6FX7002-5EB18-1AK0 | POWER CABLE, PREASSEMBLED EXT. | 443.32
6FX7002-5EB18-1BA0 | POWER CABLE, PREASSEMBLED EXT. | 468.76
6FX7002-5EB18-1BB0 | POWER CABLE, PREASSEMBLED EXT. | 493.5
6FX7002-5EB18-1BD0 | POWER CABLE, PREASSEMBLED EXT. | 542.76
6FX7002-5LM02-1AC1 | POWER CABLE PREASSEMBLED | 477.97
6FX7002-5LM02-1AC4 | POWER CABLE PREASSEMBLED | 477.97
6FX7002-5LM02-1AC6 | POWER CABLE PREASSEMBLED | 477.97
6FX7002-5LM02-1AD0 | POWER CABLE PREASSEMBLED | 477.97
6FX7002-5LM32-1AC5 | POWER CABLE PREASSEMBLED(1FN3) | 425.17
6FX7002-5LM32-1AD0 | POWER CABLE PREASSEMBLED(1FN3) | 425.18
6FX7002-5LM32-1AE0 | POWER CABLE PREASSEMBLED(1FN3) | 453.59
6FX7002-5LM32-1AF0 | POWER CABLE PREASSEMBLED(1FN3) | 482.1
6FX7002-5LM32-1AH0 | POWER CABLE PREASSEMBLED(1FN3) | 538.97
6FX7002-5LM42-1AA3 | POWER CABLE PREASSEMBLED | 238.39
6FX7002-5LM42-1AA6 | POWER CABLE PREASSEMBLED | 238.39
6FX7002-5LM42-1AB2 | POWER CABLE PREASSEMBLED | 250.48
6FX7002-5LM42-1AB8 | POWER CABLE PREASSEMBLED | 250.48
6FX7002-5LM60-1AA7 | POWER CABLE PREASSEMBLED | 240.59
6FX7002-5LM60-1AB0 | POWER CABLE PREASSEMBLED | 240.59
6FX7002-5LM60-1AB3 | POWER CABLE PREASSEMBLED | 266
6FX7002-5LM60-1AB5 | POWER CABLE PREASSEMBLED | 266
6FX7002-5LM62-1AH0 | POWER CABLE PREASSEMBLED | 311.4
6FX7002-5LM62-1AJ0 | POWER CABLE PREASSEMBLED | 323.44
6FX7002-5LM62-1AK0 | POWER CABLE PREASSEMBLED | 335.51
6FX7002-5LM62-1BA0 | POWER CABLE PREASSEMBLED | 347.59
6FX7002-5LM72-1AC5 | POWER CABLE PREASSEMBLED | 381.72
6FX7002-5LM72-1AC8 | POWER CABLE PREASSEMBLED | 381.72
6FX7002-5LM72-1AG0 | POWER CABLE PREASSEMBLED | 429.07
6FX7002-5LM72-1AJ0 | POWER CABLE PREASSEMBLED | 460.64
6FX7002-5LM72-1AK0 | POWER CABLE PREASSEMBLED | 476.46
6FX7002-5LM82-1AB0 | POWER CABLE PREASSEMBLED(1FN3) | 355.84
6FX8002-5CN36-1AH0 | POWER CABLE PREASSEMBLED | 358.01
6FX8002-5CN36-1BE0 | POWER CABLE PREASSEMBLED | 444.41
6FX8002-5CN36-1BF0 | POWER CABLE PREASSEMBLED | 456.75
6FX8002-5DG33-1EF0 | POWER CABLE, PREASSEMBLED | 5528.93
6FX8002-5DG33-1EH0 | POWER CABLE, PREASSEMBLED | 5727.85
6FX8002-5DG33-1GE5 | POWER CABLE, PREASSEMBLED | 7494.18
6FX8002-5DG41-1AE8 | POWER CABLE, PREASSEMBLED | 408.13
7ML5731-2AB11-1BA0 | SITRANS LVS200 - STANDARD | 1140.6
7ML5731-2AB11-1CA0 | SITRANS LVS200 - STANDARD | 963.8
7ML5731-2AB11-1DA0 | SITRANS LVS200 - STANDARD | 963.8
7ML5731-2AB11-1EA0 | SITRANS LVS200 - STANDARD | 1140.6
7ML5731-2AB17-1CA0-ZY01 | SITRANS LVS200 - STANDARD | 1665.71
7ML5731-2AB21-1AA0-ZY01 | SITRANS LVS200 - STANDARD | 1971.47
7ML5731-2AB21-1CA0-ZY01 | SITRANS LVS200 - STANDARD | 1794.65
7ML5731-2AB22-1CA0-ZY01 | SITRANS LVS200 - STANDARD | 1814.59
7ML5731-2AB38-2CA0-ZY01 | SITRANS LVS200 - STANDARD | 1902.33
7ML5731-2AB48-2AA0-ZY01 | SITRANS LVS200 - STANDARD | 2734.52
7ML5731-2AC14-1DA0-ZA20Y01 | SITRANS LVS200 - STANDARD | 1894.36
7ML5731-2AB13-1BA0-ZY01 | SITRANS LVS200 - STANDARD | 1588.6
7ML5731-2AB13-1CA0-ZY01 | SITRANS LVS200 - STANDARD | 1411.8
7ML5731-2AB14-1AA0-ZY01 | SITRANS LVS200 - STANDARD | 1623.17
7ML5731-2AB31-2AA0-ZK05 | SITRANS LVS200 - STANDARD | 1401.15
7ML5731-2AB31-2CA0 | SITRANS LVS200 - STANDARD | 1051.54
7ML5731-2AB31-2EA0 | SITRANS LVS200 - STANDARD | 1228.34
7ML5731-2AB32-2AA0-ZY01 | SITRANS LVS200 - STANDARD | 1633.8
7ML5731-2AG32-2BA0-ZY01 | SITRANS LVS200 - STANDARD | 2049.89
7ML5731-2AG32-2CA0-ZY01 | SITRANS LVS200 - STANDARD | 1873.09
7ML5731-2AG34-2BA0-ZY01Y14 | SITRANS LVS200 - STANDARD | 2232.03
7ML5731-2AG34-2CA0-ZY01Y14 | SITRANS LVS200 - STANDARD | 2055.21
7ML5731-2AG35-2BA0-ZY01Y14 | SITRANS LVS200 - STANDARD | 2279.88
7ML5731-2BB11-1DA0 | SITRANS LVS200 - STANDARD | 1197.76
7ML5731-2BB12-1CA0-ZY01 | SITRANS LVS200 - STANDARD | 1584.61
7ML5731-2BB12-1DA0-ZK05Y01Y14 | SITRANS LVS200 - STANDARD | 1807.94
7ML5731-2BB13-1CA0 | SITRANS LVS200 - STANDARD | 1645.76
7ML5731-2DB31-2AA0 | SITRANS LVS200 - STANDARD | 1721.55
7ML5731-2DG32-2BA0-ZY01 | SITRANS LVS200 - STANDARD | 2543.1
7ML5731-3AA11-1AA0 | SITRANS LVS200 - STANDARD | 1095.4
7ML5731-3AA11-1BA0 | SITRANS LVS200 - STANDARD | 1095.4
7ML5731-3AA33-2AA0-ZY01 | SITRANS LVS200 - STANDARD | 1665.71
7ML5731-3AB11-1CA0 | SITRANS LVS200 - STANDARD | 918.6
7ML5731-3AB11-2AA0-ZK05 | SITRANS LVS200 - STANDARD | 1355.97
7ML5731-3AB14-1AA0 | SITRANS LVS200 - STANDARD | 1577.97
7ML5731-3BA11-1CA0 | SITRANS LVS200 - STANDARD | 1152.58
7ML5731-3BA13-1DA0-ZY01 | SITRANS LVS200 - STANDARD | 1600.56
7ML5731-3BA15-1DA0-ZY01 | SITRANS LVS200 - STANDARD | 1737.49
7ML5731-3BA31-2DA0 | SITRANS LVS200 - STANDARD | 1240.3
7ML5731-4AB12-1AA0-ZY01 | SITRANS LVS200 - STANDARD | 1439.71
7ML5731-4AB12-1DA0-ZY01 | SITRANS LVS200 - STANDARD | 1262.91
7ML5731-4AB15-1AA0-ZY01 | SITRANS LVS200 - STANDARD | 1637.79
7ML5731-4AB18-1AA0-ZY01 | SITRANS LVS200 - STANDARD | 1819.92
7ML5731-4BD31-2CA0 | SITRANS LVS200 - STANDARD | 1550.05
7ML5731-4BD36-2CA0-ZY01 | SITRANS LVS200 - STANDARD | 2188.15
7ML5731-5AA11-1FA0 | SITRANS LVS200 - STANDARD | 1257.59
7ML5731-5AA12-1FA0-ZY01Y14 | SITRANS LVS200 - STANDARD | 1694.95
7ML5731-5AB24-1FA0-ZY01 | SITRANS LVS200 - STANDARD | 2216.06
7ML5731-5AB31-2FA0 | SITRANS LVS200 - STANDARD | 1345.32
7ML5731-5AB34-2EA0-ZY01 | SITRANS LVS200 - STANDARD | 1882.4
7ML5731-5AC34-2FA0 | SITRANS LVS200 - STANDARD | 2234.68
7ML5731-5AD12-1EA0-ZY01 | SITRANS LVS200 - STANDARD | 1996.72
7ME6310-3FF23-5AA2 | SITRANS F M MAG 3100 | 2588.67
7ME6310-3FF24-2AA1-ZY17 | SITRANS F M MAG 3100 | 2409.93
7ME6310-3FG11-1AA1 | SITRANS F M MAG 3100 | 2345.5
7ME6310-3FG11-1AA1-ZY40 | SITRANS F M MAG 3100 | 2655.82
7ME6310-3FJ12-2CB2-ZC14C15 | SITRANS F M MAG 3100 | 4033.18
7ME6310-3FJ13-1AA1 | SITRANS F M MAG 3100 | 1698.56
7ME6310-3FJ13-1AA2 | SITRANS F M MAG 3100 | 1698.56
7ME6310-3FJ13-1AA2-ZC14 | SITRANS F M MAG 3100 | 1776.6
7ME6310-3FJ23-1LB2-ZY17 | SITRANS F M MAG 3100 | 3594.93
7ME6310-3FJ25-2AA1 | SITRANS F M MAG 3100 | 2285.62
7ME6310-3FJ37-6AA2 | SITRANS F M MAG 3100 | 3131.27
7ME6310-3FK11-1AA1-ZY17 | SITRANS F M MAG 3100 | 1829.22
7ME6310-3MA13-2AA1 | SITRANS F M MAG 3100 | 1845.56
7ME6310-3MA15-1AA1 | SITRANS F M MAG 3100 | 1893.64
7ME6310-3MA15-2AA1 | SITRANS F M MAG 3100 | 2010.69
7ME6310-3MA15-2LA1 | SITRANS F M MAG 3100 | 3332.71
7ME6310-3MC11-2DA1-ZC14Y17 | SITRANS F M MAG 3100 | 4563.07
7ME6310-3MC11-2DF1-ZC14Y17 | SITRANS F M MAG 3100 | 4982.26
7ME6310-3MC11-2LA1-ZC14 | SITRANS F M MAG 3100 | 3053.24
7ML5731-2AC38-2BA0 | SITRANS LVS200 - STANDARD | 2431.43
7ML5731-2BA13-1BA0-ZY01 | SITRANS LVS200 - STANDARD | 1822.58
7ML5731-2BA13-1CA0-ZY01 | SITRANS LVS200 - STANDARD | 1645.76
7ML5731-2BA13-1DA0-ZY01 | SITRANS LVS200 - STANDARD | 1645.76
7ML5731-2BA14-1CA0-ZY01 | SITRANS LVS200 - STANDARD | 1680.33
7ML5731-2BB28-1DA0-ZK05Y01Y14 | SITRANS LVS200 - STANDARD | 2589.63
7ML5731-2BB31-2CA0 | SITRANS LVS200 - STANDARD | 1285.5
7ML5731-2BD37-2AA0-ZY01Y14 | SITRANS LVS200 - STANDARD | 2612.22
7ML5731-2BE11-1AA0 | SITRANS LVS200 - STANDARD | 1655.07
7ML5731-2BE22-1DA0 | SITRANS LVS200 - STANDARD | 2329.07
7ML5731-3AA12-1BA0-ZY01 | SITRANS LVS200 - STANDARD | 1482.25
7ML5731-3AA12-1DA0 | SITRANS LVS200 - STANDARD | 1305.45
7ML5731-3AA14-1BA0-ZY01 | SITRANS LVS200 - STANDARD | 1577.97
7ML5731-3AA31-2AA0 | SITRANS LVS200 - STANDARD | 1183.14
7ML5731-3AC14-1CA0-ZY01 | SITRANS LVS200 - STANDARD | 1753.44
7ML5731-3AE18-1DA0-ZK05Y01 | SITRANS LVS200 - STANDARD | 2138.97
7ML5731-3AF14-1AA0-ZY01 | SITRANS LVS200 - STANDARD | 1906.32
7ML5731-3AF18-1DA0-ZK05Y01 | SITRANS LVS200 - STANDARD | 2186.82
7ML5731-3CA11-1DA0 | SITRANS LVS200 - STANDARD | 1305.45
7ML5731-3CA14-1CA0-ZY01 | SITRANS LVS200 - STANDARD | 1788.01
7ML5731-4AA11-1AA0 | SITRANS LVS200 - STANDARD | 1052.87
7ML5731-4AA11-1BA0 | SITRANS LVS200 - STANDARD | 1052.87
7ML5731-4AB36-2CA0-ZY01 | SITRANS LVS200 - STANDARD | 1601.89
7ML5731-4AB38-2CA0-ZY01 | SITRANS LVS200 - STANDARD | 1814.59
7ML5731-4AD36-2CA0-ZY01 | SITRANS LVS200 - STANDARD | 1954.18
7ML5731-4AH31-2CA0 | SITRANS LVS200 - STANDARD | 1510.18
7ML5731-5AA32-2FA0 | SITRANS LVS200 - STANDARD | 1750.78
7ML5731-5AA36-2FA0 | SITRANS LVS200 - STANDARD | 1983.43
7ML5731-5AB11-1EA0 | SITRANS LVS200 - STANDARD | 1257.59
7ML5731-5AB11-1FA0 | SITRANS LVS200 - STANDARD | 1257.59
7ML5731-5AG31-2FA0 | SITRANS LVS200 - STANDARD | 1761.41
7ML5731-5AG31-2FA0-ZY01 | SITRANS LVS200 - STANDARD | 1761.41
7ML5731-5AG32-2FA0-ZY01 | SITRANS LVS200 - STANDARD | 2166.87
7ML5731-5AH32-2CA0-ZY01 | SITRANS LVS200 - STANDARD | 2120.34
7ME6310-3FH11-2AA1-ZC14 | SITRANS F M MAG 3100 | 2752.91
7ME6310-3FH11-2AA1-ZY17 | SITRANS F M MAG 3100 | 2800.09
7ME6310-3FJ11-1AA1 | SITRANS F M MAG 3100 | 1517.1
7ME6310-3FJ11-1AA1-ZY17 | SITRANS F M MAG 3100 | 1642.31
7ME6310-3FJ11-1AA2 | SITRANS F M MAG 3100 | 1517.1
7ME6310-3FJ13-2AA1 | SITRANS F M MAG 3100 | 1815.61
7ME6310-3FJ13-2AA1-ZC14 | SITRANS F M MAG 3100 | 1893.64
7ME6310-3FJ13-2AA2 | SITRANS F M MAG 3100 | 1815.61
7ME6310-3FJ13-2CA2 | SITRANS F M MAG 3100 | 3658.45
7ME6310-3FM13-1AA1 | SITRANS F M MAG 3100 | 1754.82
7ME6310-3MA11-1AA1 | SITRANS F M MAG 3100 | 1536.14
7ME6310-3MA11-3AA1 | SITRANS F M MAG 3100 | 2660.35
7ME6310-3MA13-1AA1 | SITRANS F M MAG 3100 | 1728.5
7ME6310-3MC11-1CA1 | SITRANS F M MAG 3100 | 3378.98
7ME6310-3MC11-1EA1 | SITRANS F M MAG 3100 | 4242.78
7ME6310-3MC11-1HA1 | SITRANS F M MAG 3100 | 3092.25
7ME6310-3MC11-2AA1-ZC14 | SITRANS F M MAG 3100 | 1731.22
7ME6310-3MC12-1KA1 | SITRANS F M MAG 3100 | 3054.14
7ME6310-3MC12-1LA1 | SITRANS F M MAG 3100 | 3054.14
7ME6310-3MC12-2AA1 | SITRANS F M MAG 3100 | 1849.17
7ME6310-3MC12-2AA1-ZY17 | SITRANS F M MAG 3100 | 1974.4
7ME6310-8FD11-1AA1-ZY41 | SITRANS F M MAG 3100 | 47222.16
7ME6310-8FD14-1AA2-ZY17 | SITRANS F M MAG 3100 | 46802.97
7ME6310-8FD14-2AA1 | SITRANS F M MAG 3100 | 46794.8
7ME6310-8FL11-1AA1-ZC14 | SITRANS F M MAG 3100 | 43642.67
7ME6310-8KB11-1AA1-ZY41 | SITRANS F M MAG 3100 | 47222.16
7ME6310-8KB12-1JB1-ZC14 | SITRANS F M MAG 3100 | 48517.86
7ME6310-8KD11-2AA1 | SITRANS F M MAG 3100 | 49904.29
7ME6310-3MC11-4AA1 | SITRANS F M MAG 3100 | 1761.17
7ME6310-8FB12-1JA1 | SITRANS F M MAG 3100 | 45120.74
7ME6310-8FB12-2AA1-ZC14Y17 | SITRANS F M MAG 3100 | 43884.93
7ME6310-8FB12-2AA1-ZY17 | SITRANS F M MAG 3100 | 43806.9
7ME6310-8FB12-2JA1 | SITRANS F M MAG 3100 | 45237.79
7ME6310-8FL12-2AA2-ZY17 | SITRANS F M MAG 3100 | 43806.9
7ME6310-8FL14-1AA2 | SITRANS F M MAG 3100 | 43564.64
7ME6310-8FL14-2AA2-ZC14 | SITRANS F M MAG 3100 | 43759.72
7ME6310-8FL14-2AA4-ZC14 | SITRANS F M MAG 3100 | 43923.03
7ME6310-8KA11-2AA1-ZY41 | SITRANS F M MAG 3100 | 44226.1
7ME6310-8PA11-1AA1-ZY41 | SITRANS F M MAG 3100 | 50331.65
7ME6310-8PA11-1AA2 | SITRANS F M MAG 3100 | 49787.25
7ME6310-8PA11-2AA1-ZY41 | SITRANS F M MAG 3100 | 50448.71
7ME6310-8PA11-2JA2 | SITRANS F M MAG 3100 | 51460.4
7ME6310-8PB12-2AA1-ZC14Y17 | SITRANS F M MAG 3100 | 52442.16
7ME6310-8PB14-1AA1 | SITRANS F M MAG 3100 | 52121.86
7ME6310-8PB14-1AA2 | SITRANS F M MAG 3100 | 52121.86
7ME6310-8PD11-1AA3-ZC14 | SITRANS F M MAG 3100 | 54697.83
7ME6310-8TA11-1AA2 | SITRANS F M MAG 3100 | 62235.2
7ME6310-8TA11-2AA1-ZY41 | SITRANS F M MAG 3100 | 62896.66
7ME6310-8TA12-2AA1-ZC14Y17 | SITRANS F M MAG 3100 | 62555.49
7ME6310-8TA12-2AA1-ZY41 | SITRANS F M MAG 3100 | 62896.66
7ME6310-8TA14-1AA1 | SITRANS F M MAG 3100 | 62235.2
7ME6310-8TL11-1AA2 | SITRANS F M MAG 3100 | 65035.28
7ME6310-8TL12-1AA2 | SITRANS F M MAG 3100 | 65035.28
7ME6310-8TL14-1AA2 | SITRANS F M MAG 3100 | 65035.28
7ME6310-8YA11-1AA1 | SITRANS F M MAG 3100 | 88687.2
7ME6310-8YD11-1AA1 | SITRANS F M MAG 3100 | 94131.3
7ME6310-8YL11-1AA2 | SITRANS F M MAG 3100 | 91799.41
7ME6310-8YL11-1AA2-ZY17Y20 | SITRANS F M MAG 3100 | 92025.33
7ME6310-8YL11-2AA2-ZC14Y20 | SITRANS F M MAG 3100 | 92095.2
7ME6320-1VJ12-1AA2 | SITRANS F M MAG 3100 High Temperature | 2010.69
7ME6320-1VJ12-1AA4-ZC14 | SITRANS F M MAG 3100 High Temperature | 2252.04
7ME6320-1VJ12-2AA2 | SITRANS F M MAG 3100 High Temperature | 2127.73
7ME6320-1VJ12-2CB1-ZC14Y17 | SITRANS F M MAG 3100 High Temperature | 4379.78
7ME6320-2DF12-2AA2-ZC14 | SITRANS F M MAG 3100 High Temperature | 2205.77
7ME6320-2DF13-1AA3 | SITRANS F M MAG 3100 High Temperature | 2526.97
7ME6320-2DF13-1AA3-ZC14 | SITRANS F M MAG 3100 High Temperature | 2605.01
7ME6320-2DF13-2AA1 | SITRANS F M MAG 3100 High Temperature | 2480.7
7ME6320-2DF13-2AA3 | SITRANS F M MAG 3100 High Temperature | 2644.02
7ME6320-2DJ12-2AA2 | SITRANS F M MAG 3100 High Temperature | 2127.73
7ME6320-2DJ13-1AA4 | SITRANS F M MAG 3100 High Temperature | 2526.97
7ME6320-2DJ13-2AA2 | SITRANS F M MAG 3100 High Temperature | 2480.7
7ME6320-2DJ13-2AA4 | SITRANS F M MAG 3100 High Temperature | 2644.02
7ME6320-2RF23-2AA3-ZC14Y17Y20 | SITRANS F M MAG 3100 High Temperature | 3227.44
7ME6320-2RF33-1AA3-ZC14 | SITRANS F M MAG 3100 High Temperature | 3239.24
7ME6320-2RF33-1AA3-ZC14Y17 | SITRANS F M MAG 3100 High Temperature | 3364.46
7ME6320-2RF33-1CA3-ZC14Y17 | SITRANS F M MAG 3100 High Temperature | 5207.29
7ME6320-2YF12-2AA1-ZY17 | SITRANS F M MAG 3100 High Temperature | 2289.25
7ME6320-2YF12-2AA1-ZY41 | SITRANS F M MAG 3100 High Temperature | 2708.44
7ME6320-2YF12-4AA1 | SITRANS F M MAG 3100 High Temperature | 2272.01
7ME6320-2YF12-5AA2-ZY17 | SITRANS F M MAG 3100 High Temperature | 2672.15
7ME6320-2YF13-1AA3 | SITRANS F M MAG 3100 High Temperature | 2582.32
7ME6520-5DC13-2AA1-ZN02Y41 | SITRANS F M MAG 5100 W | 4134.79
7ME6520-5DC13-2AA1-ZY17 | SITRANS F M MAG 5100 W | 3705.62
7ME6520-5DC13-2AA1-ZY17Y41 | SITRANS F M MAG 5100 W | 4250.02
7ME6520-5DC13-2AA1-ZY40 | SITRANS F M MAG 5100 W | 3890.72
7ME6310-8KD12-1AA1-ZY41 | SITRANS F M MAG 3100 | 50331.65
7ME6310-8PA14-1AA2 | SITRANS F M MAG 3100 | 49787.25
7ME6310-8PB11-1AA1 | SITRANS F M MAG 3100 | 52121.86
7ME6310-8PB11-1AA1-ZY17Y41 | SITRANS F M MAG 3100 | 52791.48
7ME6310-8PB11-1AA1-ZY41 | SITRANS F M MAG 3100 | 52666.26
7ME6310-8PB11-1AA2 | SITRANS F M MAG 3100 | 52121.86
7ME6310-8PD14-1AA1 | SITRANS F M MAG 3100 | 54456.48
7ME6310-8PD14-1AA2-ZY17 | SITRANS F M MAG 3100 | 54581.69
7ME6310-8PL11-1AA2 | SITRANS F M MAG 3100 | 52121.86
7ME6310-8PL11-1AA2-ZY17 | SITRANS F M MAG 3100 | 52247.08
7ME6310-8TB11-1AA2 | SITRANS F M MAG 3100 | 65035.28
7ME6310-8TB11-2AA1 | SITRANS F M MAG 3100 | 65152.33
7ME6310-8TB12-1AA2 | SITRANS F M MAG 3100 | 65035.28
7ME6310-8TB12-1AA2-ZC14 | SITRANS F M MAG 3100 | 65113.3
7ME6310-8YA14-1AA1 | SITRANS F M MAG 3100 | 88687.2
7ME6310-8YA14-1AA2 | SITRANS F M MAG 3100 | 88687.2
7ME6310-8YB11-1AA1 | SITRANS F M MAG 3100 | 91799.41
7ME6310-8YB11-1AA2 | SITRANS F M MAG 3100 | 91799.41
7ME6320-1VF12-1AA1 | SITRANS F M MAG 3100 High Temperature | 2010.69
7ME6320-1VF12-1LA1-ZC14 | SITRANS F M MAG 3100 High Temperature | 3410.73
7ME6320-1VF12-1LB1-ZC14 | SITRANS F M MAG 3100 High Temperature | 3616.7
7ME6320-1VF12-2CB1-ZC14 | SITRANS F M MAG 3100 High Temperature | 4254.56
7ME6320-1VJ13-3AA3 | SITRANS F M MAG 3100 High Temperature | 3651.19
7ME6320-1VK13-1AA4 | SITRANS F M MAG 3100 High Temperature | 2614.08
7ME6320-2DF12-1AA1 | SITRANS F M MAG 3100 High Temperature | 2010.69
7ME6320-2DF12-1LA1-ZC14 | SITRANS F M MAG 3100 High Temperature | 3410.73
7ME6320-2DF33-1AA3-ZC14 | SITRANS F M MAG 3100 High Temperature | 3197.51
7ME6320-2DF33-1AA3-ZC14Y17 | SITRANS F M MAG 3100 High Temperature | 3322.72
7ME6320-2DF33-1CA3 | SITRANS F M MAG 3100 High Temperature | 4962.29
7ME6320-2DF33-1CA3-ZC14Y17 | SITRANS F M MAG 3100 High Temperature | 5165.54
7ME6320-2RF12-2AA1-ZC14 | SITRANS F M MAG 3100 High Temperature | 2217.57
7ME6320-2RF12-2AA1-ZY41 | SITRANS F M MAG 3100 High Temperature | 2683.95
7ME6320-2RF12-2AA2-ZC14 | SITRANS F M MAG 3100 High Temperature | 2217.57
7ME6320-2RF12-2JE1 | SITRANS F M MAG 3100 High Temperature | 3901.61
7ME6320-2RF13-1AA1-ZY17 | SITRANS F M MAG 3100 High Temperature | 2526.06
7ME6320-2RJ13-2AA2 | SITRANS F M MAG 3100 High Temperature | 2517.9
7ME6320-2RJ13-2AA4 | SITRANS F M MAG 3100 High Temperature | 2681.23
7ME6320-2RJ33-1AA4 | SITRANS F M MAG 3100 High Temperature | 3147.59
7ME6320-2YF12-1AA1 | SITRANS F M MAG 3100 High Temperature | 2046.98
7ME6520-5DC12-2MA1-ZP16 | SITRANS F M MAG 5100 W | 6056.57
7ME6520-5DC12-2MA1-ZP17 | SITRANS F M MAG 5100 W | 6286.13
7ME6520-5DC12-2MA1-ZP18 | SITRANS F M MAG 5100 W | 6473.95
7ME6520-5DC12-2MA1-ZY17 | SITRANS F M MAG 5100 W | 5495.82
3WL1116-2DG36-1FA2 | WITHDRAWABLE CIRCUIT BREAKER | 14491.75
3WL1116-2DG36-1GA2 | WITHDRAWABLE CIRCUIT BREAKER | 14491.75
3WL1116-2DG36-4AA2 | WITHDRAWABLE CIRCUIT BREAKER | 16109.07
3WL1116-2DG36-4FN4 | WITHDRAWABLE CIRCUIT BREAKER | 17247.69
3WL1116-2DG41-1GA2 | FIXED-MOUNTED CIRCUIT BREAKER | 15534.15
3WL1116-2DG42-1AA2 | FIXED-MOUNTED CIRCUIT BREAKER | 14457.26
3WL1116-2DG42-1AA4 | FIXED-MOUNTED CIRCUIT BREAKER | 14820.5
3WL1116-2DG42-1GA2 | FIXED-MOUNTED CIRCUIT BREAKER | 14812.48
3WL1116-2DG46-4AN4 | WITHDRAWABLE CIRCUIT BREAKER | 20661.14
3WL1116-2DG46-4GA2 | WITHDRAWABLE CIRCUIT BREAKER | 20232.95
3WL1116-2DG46-4GA4 | WITHDRAWABLE CIRCUIT BREAKER | 20596.2
3WL1116-2DG46-4GG2 | WITHDRAWABLE CIRCUIT BREAKER | 20588.17
3WL1116-2EB32-1FA2 | FIXED-MOUNTED CIRCUIT BREAKER | 11196.15
3WL1116-2EB32-1GA2 | FIXED-MOUNTED CIRCUIT BREAKER | 11196.15
3WL1116-2DG36-4GN4 | WITHDRAWABLE CIRCUIT BREAKER | 17247.69
3WL1116-2DG36-4GP2 | WITHDRAWABLE CIRCUIT BREAKER | 16933.36
3WL1116-2DG36-4GP4 | WITHDRAWABLE CIRCUIT BREAKER | 17296.6
3WL1116-2DG37-1AA2 | WITHDRAWABLE CIRCUIT BREAKER | 14537.45
3WL1116-2DG45-1AN2 | WITHDRAWABLE CIRCUIT BREAKER | 16561.3
3WL1116-2DG46-1AA2 | WITHDRAWABLE CIRCUIT BREAKER | 17905.2
3WL1116-2DG46-1AA4 | WITHDRAWABLE CIRCUIT BREAKER | 18268.44
3WL1116-2DG46-1FA2 | WITHDRAWABLE CIRCUIT BREAKER | 18260.41
3WL1116-2DG47-1AA4 | WITHDRAWABLE CIRCUIT BREAKER | 18990.09
3WL1116-2DG47-5FA8 | WITHDRAWABLE CIRCUIT BREAKER | 21317.85
3WL1116-2DG48-1AA2 | WITHDRAWABLE CIRCUIT BREAKER | 17905.2
3WL1116-2DG66-1AA2 | WITHDRAWABLE CIRCUIT BREAKER | 14136.53
3WL1116-2EB31-1AA2 | FIXED-MOUNTED CIRCUIT BREAKER | 11241.87
3WL1116-2EB32-4GJ2 | FIXED-MOUNTED CIRCUIT BREAKER | 13588.87
3WL1116-2EB32-4GN2 | FIXED-MOUNTED CIRCUIT BREAKER | 13588.87
3WL1116-2EB32-4GN4 | FIXED-MOUNTED CIRCUIT BREAKER | 13952.09
3WL1116-2EB32-4GP2 | FIXED-MOUNTED CIRCUIT BREAKER | 13637.78
3WL1116-2EB35-1AA4-ZK07 | WITHDRAWABLE CIRCUIT BREAKER | 12609.82
3WL1116-2EB35-1GA2 | WITHDRAWABLE CIRCUIT BREAKER | 12479.11
3WL1116-2EB35-4GG4 | WITHDRAWABLE CIRCUIT BREAKER | 15170.1
3WL1116-2EB35-4GG4-ZK07 | WITHDRAWABLE CIRCUIT BREAKER | 15292.78
3WL1116-2EB36-4BA2 | WITHDRAWABLE CIRCUIT BREAKER | 15894.98
3WL1116-2EB36-4BA2-ZF02R21T40 | WITHDRAWABLE CIRCUIT BREAKER | 18375.87
3WL1116-2EB36-4BJ4-ZK07 | WITHDRAWABLE CIRCUIT BREAKER | 16801.06
3WL1116-2EB36-4GA2 | WITHDRAWABLE CIRCUIT BREAKER | 15894.98
3WL1116-2EB36-4GA4 | WITHDRAWABLE CIRCUIT BREAKER | 16258.2
3WL1116-2EB37-4GG4 | WITHDRAWABLE CIRCUIT BREAKER | 17014.34
3WL1116-2EB38-1AA2 | WITHDRAWABLE CIRCUIT BREAKER | 13567.22
3WL1116-2EB38-1GA2 | WITHDRAWABLE CIRCUIT BREAKER | 13922.44
3WL1116-2EB38-1GN4 | WITHDRAWABLE CIRCUIT BREAKER | 14705.84
3WL1116-2EB42-1GA4 | FIXED-MOUNTED CIRCUIT BREAKER | 14606.41
3WL1116-2EB42-3GA2 | FIXED-MOUNTED CIRCUIT BREAKER | 14598.39
3WL1116-2EB42-4AN2 | FIXED-MOUNTED CIRCUIT BREAKER | 16280.66
3WL1116-2EB42-4GA2 | FIXED-MOUNTED CIRCUIT BREAKER | 16215.71
3WL1116-2EB46-1DA4 | WITHDRAWABLE CIRCUIT BREAKER | 18079.19
3WL1116-2EB46-1FA2 | WITHDRAWABLE CIRCUIT BREAKER | 17691.1
3WL1116-2EB46-1GA2 | WITHDRAWABLE CIRCUIT BREAKER | 17691.1
3WL1116-2EB46-1GA4 | WITHDRAWABLE CIRCUIT BREAKER | 18054.35
3WL1116-2EB47-1AA2 | WITHDRAWABLE CIRCUIT BREAKER | 18057.55
3WL1116-2EB48-1AA2 | WITHDRAWABLE CIRCUIT BREAKER | 17335.88
3WL1116-2EB48-1AA4 | WITHDRAWABLE CIRCUIT BREAKER | 17699.13
3WL1116-2EB48-1BA4 | WITHDRAWABLE CIRCUIT BREAKER | 18054.35
3WL1116-2EG32-4GN2 | FIXED-MOUNTED CIRCUIT BREAKER | 14799.66
3WL1116-2EG32-4GN4 | FIXED-MOUNTED CIRCUIT BREAKER | 15162.88
3WL1116-2EG32-4GP2 | FIXED-MOUNTED CIRCUIT BREAKER | 14848.57
3WL1116-2EG32-4GP4 | FIXED-MOUNTED CIRCUIT BREAKER | 15211.8
3WL1116-2EG36-4GG4 | WITHDRAWABLE CIRCUIT BREAKER | 17824.21
3WL1116-2EG36-4GN2 | WITHDRAWABLE CIRCUIT BREAKER | 17525.93
3WL1116-2EG36-4GN4 | WITHDRAWABLE CIRCUIT BREAKER | 17889.17
3WL1116-2EG36-4GP2 | WITHDRAWABLE CIRCUIT BREAKER | 17574.84
3WL1116-2EG42-1GA2 | FIXED-MOUNTED CIRCUIT BREAKER | 15453.96
3WL1116-2EG42-4GA2 | FIXED-MOUNTED CIRCUIT BREAKER | 17426.5
3WL1116-2EG42-6GN2 | FIXED-MOUNTED CIRCUIT BREAKER | 17846.66
3WL1208-4CB32-1FA2 | FIXED-MOUNTED CIRCUIT BREAKER | 7491.63
3WL1208-4CB32-1GA2 | FIXED-MOUNTED CIRCUIT BREAKER | 7491.63
3WL1208-4CB33-1AA2 | FIXED-MOUNTED CIRCUIT BREAKER | 7609.5
3WL1208-4CB34-1AA2 | FIXED-MOUNTED CIRCUIT BREAKER | 7609.5
3WL1208-4CB34-1GA2 | FIXED-MOUNTED CIRCUIT BREAKER | 7964.72
3WL1208-4CB34-4AG2 | FIXED-MOUNTED CIRCUIT BREAKER | 9937.26
3WL1116-2EB32-1GA4 | FIXED-MOUNTED CIRCUIT BREAKER | 11559.4
3WL1116-2EB32-4AA2 | FIXED-MOUNTED CIRCUIT BREAKER | 12813.47
3WL1116-2EB34-1GA2 | FIXED-MOUNTED CIRCUIT BREAKER | 11597.08
3WL1116-2EB34-2GA2 | FIXED-MOUNTED CIRCUIT BREAKER | 11952.3
3WL1116-2EB34-2GA2-ZK07 | FIXED-MOUNTED CIRCUIT BREAKER | 12074.98
3WL1116-2EB34-3GA2 | FIXED-MOUNTED CIRCUIT BREAKER | 11952.3
3WL1116-2EB34-3GA2-ZK07 | FIXED-MOUNTED CIRCUIT BREAKER | 12074.98
3WL1116-2EB36-1FA4 | WITHDRAWABLE CIRCUIT BREAKER | 14285.66
3WL1116-2EB36-1GA2 | WITHDRAWABLE CIRCUIT BREAKER | 13922.44
3WL1116-2EB36-1GG2 | WITHDRAWABLE CIRCUIT BREAKER | 14277.66
3WL1116-2EB36-1GN2 | WITHDRAWABLE CIRCUIT BREAKER | 14342.6
3WL1116-2EB36-4GP2 | WITHDRAWABLE CIRCUIT BREAKER | 16364.05
3WL1116-2EB36-4GP4 | WITHDRAWABLE CIRCUIT BREAKER | 16727.29
3WL1116-2EB36-5AM2 | WITHDRAWABLE CIRCUIT BREAKER | 15959.92
3WL1116-2EB37-1AA2 | WITHDRAWABLE CIRCUIT BREAKER | 13968.14
3WL1116-2EB38-4GN4 | WITHDRAWABLE CIRCUIT BREAKER | 16678.38
3WL1116-2EB38-4GS2 | WITHDRAWABLE CIRCUIT BREAKER | 16921.33
3WL1116-2EB41-1AA2 | FIXED-MOUNTED CIRCUIT BREAKER | 14609.62
3WL1116-2EB41-1AN2 | FIXED-MOUNTED CIRCUIT BREAKER | 15029.78
3WL1116-2EB44-1AA2 | FIXED-MOUNTED CIRCUIT BREAKER | 14609.62
3WL1116-2EB45-1AA2 | WITHDRAWABLE CIRCUIT BREAKER | 15571.83
3WL1116-2EB45-1FA2 | WITHDRAWABLE CIRCUIT BREAKER | 15927.05
3WL1116-2EB46-1AA2 | WITHDRAWABLE CIRCUIT BREAKER | 17335.88
3WL1116-2EB46-4GA4 | WITHDRAWABLE CIRCUIT BREAKER | 20026.89
3WL1116-2EB46-4GA7 | WITHDRAWABLE CIRCUIT BREAKER | 20026.89
3WL1116-2EB46-4GA8 | WITHDRAWABLE CIRCUIT BREAKER | 20026.89
3WL1116-2EB46-4GG2 | WITHDRAWABLE CIRCUIT BREAKER | 20018.86
3WL1116-2EG31-1AA2 | FIXED-MOUNTED CIRCUIT BREAKER | 12452.65
3WL1116-2EG32-1AA2 | FIXED-MOUNTED CIRCUIT BREAKER | 12051.72
3WL1116-2EG32-1BA2 | FIXED-MOUNTED CIRCUIT BREAKER | 12406.94
3WL1116-2EG32-1GA2 | FIXED-MOUNTED CIRCUIT BREAKER | 12406.94
3WL1116-2EG35-1AA2 | WITHDRAWABLE CIRCUIT BREAKER | 13334.68
3WL1116-2EG35-4GA2 | WITHDRAWABLE CIRCUIT BREAKER | 15662.44
3WL1116-2EG35-4GA4 | WITHDRAWABLE CIRCUIT BREAKER | 16025.67
3WL1116-2EG36-1AA2 | WITHDRAWABLE CIRCUIT BREAKER | 14778.01
3WL1116-2EG36-1GA2 | WITHDRAWABLE CIRCUIT BREAKER | 15133.23
3WL1116-2EG36-5FM4 | WITHDRAWABLE CIRCUIT BREAKER | 17889.17
3WL1116-2EG37-1AA2 | WITHDRAWABLE CIRCUIT BREAKER | 15178.93
3WL1116-2EG37-3GA2 | WITHDRAWABLE CIRCUIT BREAKER | 15889.35
3WL1116-2EG37-4GA4 | WITHDRAWABLE CIRCUIT BREAKER | 17869.91
3WL1208-4CB32-4GA4 | FIXED-MOUNTED CIRCUIT BREAKER | 9827.41
3WL1208-4CB32-4GG2 | FIXED-MOUNTED CIRCUIT BREAKER | 9819.39
3WL1208-4CB32-4GN2 | FIXED-MOUNTED CIRCUIT BREAKER | 9884.35
3WL1208-4CB32-4GN4 | FIXED-MOUNTED CIRCUIT BREAKER | 10247.57
3WL1208-4CB35-4GN2 | WITHDRAWABLE CIRCUIT BREAKER | 10886.65
3WL1208-4CB35-4GS2 | WITHDRAWABLE CIRCUIT BREAKER | 11492.85
3WL1208-4CB35-5FM4 | WITHDRAWABLE CIRCUIT BREAKER | 11249.88
3WL1208-4CB36-1AA2 | WITHDRAWABLE CIRCUIT BREAKER | 9926.84
3WL1208-4CB36-4GP4 | WITHDRAWABLE CIRCUIT BREAKER | 13086.91
3WL1208-4CB36-5AM2 | WITHDRAWABLE CIRCUIT BREAKER | 12319.54
3WL1208-4CB36-5FA4 | WITHDRAWABLE CIRCUIT BREAKER | 12617.83
3WL1208-4CB37-1AA2 | WITHDRAWABLE CIRCUIT BREAKER | 10415.96
3WL1208-4CB42-4GA4 | FIXED-MOUNTED CIRCUIT BREAKER | 12473.5
3WL1208-4CB43-1AA2 | FIXED-MOUNTED CIRCUIT BREAKER | 10415.96
3WL1208-4CB44-1AA2 | FIXED-MOUNTED CIRCUIT BREAKER | 10415.96
3WL1208-4CB45-1AA2 | WITHDRAWABLE CIRCUIT BREAKER | 10736.71
3WL1208-4DG32-4GN4 | FIXED-MOUNTED CIRCUIT BREAKER | 11241.87
3WL1208-4DG32-4GP2 | FIXED-MOUNTED CIRCUIT BREAKER | 10927.54
3WL1208-4DG32-4GP4 | FIXED-MOUNTED CIRCUIT BREAKER | 11290.79
3WL1208-4CB36-4AN4 | WITHDRAWABLE CIRCUIT BREAKER | 12682.78
3WL1208-4CB36-4AN7 | WITHDRAWABLE CIRCUIT BREAKER | 12682.78
3WL1208-4CB36-4GA2 | WITHDRAWABLE CIRCUIT BREAKER | 12254.6
3WL1208-4CB36-4GA4 | WITHDRAWABLE CIRCUIT BREAKER | 12617.83
3WL1208-4CB38-1BA2-ZK07R21 | WITHDRAWABLE CIRCUIT BREAKER | 10881.84
3WL1208-4CB38-4AN2 | WITHDRAWABLE CIRCUIT BREAKER | 12319.54
3WL1208-4CB38-4AN4 | WITHDRAWABLE CIRCUIT BREAKER | 12682.78
3WL1208-4CB38-5FM4 | WITHDRAWABLE CIRCUIT BREAKER | 13038
3WL1208-4CB47-1AA2 | WITHDRAWABLE CIRCUIT BREAKER | 14104.45
3WL1208-4CB48-1AA2 | WITHDRAWABLE CIRCUIT BREAKER | 13302.61
3WL1208-4DG31-1AA2 | FIXED-MOUNTED CIRCUIT BREAKER | 8603.79
3WL1208-4DG31-4GN4 | FIXED-MOUNTED CIRCUIT BREAKER | 11714.95
3WL1208-4DG35-4GA4 | WITHDRAWABLE CIRCUIT BREAKER | 11824
3WL1208-4DG36-1AA2 | WITHDRAWABLE CIRCUIT BREAKER | 10921.13
3WL1208-4DG36-4GA2 | WITHDRAWABLE CIRCUIT BREAKER | 13248.88
3WL1208-4DG36-4GA4 | WITHDRAWABLE CIRCUIT BREAKER | 13612.13
3WL1208-4DG47-1AA2 | WITHDRAWABLE CIRCUIT BREAKER | 15098.74
3WL1208-4DG48-1AA2 | WITHDRAWABLE CIRCUIT BREAKER | 14296.89
3WL1208-4EB31-1AA2 | FIXED-MOUNTED CIRCUIT BREAKER | 8034.49
3WL1208-4EB32-1AA2 | FIXED-MOUNTED CIRCUIT BREAKER | 7561.4
3WL1208-4EB35-2FA2 | WITHDRAWABLE CIRCUIT BREAKER | 9274.13
3WL1208-4EB36-1AA2 | WITHDRAWABLE CIRCUIT BREAKER | 10351.82
3WL1208-4EB36-1EA4 | WITHDRAWABLE CIRCUIT BREAKER | 11095.12
3WL1208-4EB36-4GA2 | WITHDRAWABLE CIRCUIT BREAKER | 12679.57
3WL1208-4EB36-4GA4 | WITHDRAWABLE CIRCUIT BREAKER | 13042.82
3WL1208-4EB46-1AA2 | WITHDRAWABLE CIRCUIT BREAKER | 13727.58
3WL1208-4EB47-1AA2 | WITHDRAWABLE CIRCUIT BREAKER | 14529.43
3WL1208-4EB48-1AA2 | WITHDRAWABLE CIRCUIT BREAKER | 13727.58
3WL1208-4EG31-1AA2 | FIXED-MOUNTED CIRCUIT BREAKER | 9245.27
3WL1208-4EG36-4GA2 | WITHDRAWABLE CIRCUIT BREAKER | 13890.36
3WL1208-4EG36-4GA4 | WITHDRAWABLE CIRCUIT BREAKER | 14253.59
3WL1208-4EG36-4GN2 | WITHDRAWABLE CIRCUIT BREAKER | 14310.52
3WL1208-4EG36-4GN4 | WITHDRAWABLE CIRCUIT BREAKER | 14673.76
3WL1208-4EG47-1AA2 | WITHDRAWABLE CIRCUIT BREAKER | 15740.22
3WL1208-4EG48-1AA2 | WITHDRAWABLE CIRCUIT BREAKER | 14938.37
3WL1208-4FB31-1AA2 | FIXED-MOUNTED CIRCUIT BREAKER | 8443.42
3WL1208-4FB32-1AA2 | FIXED-MOUNTED CIRCUIT BREAKER | 7970.33
3WL1208-4FB36-1EA4 | WITHDRAWABLE CIRCUIT BREAKER | 11504.07
3WL1208-4FB36-4BA2 | WITHDRAWABLE CIRCUIT BREAKER | 13088.52
3WL1208-4FB36-4GA2 | WITHDRAWABLE CIRCUIT BREAKER | 13088.52
3WL1208-4FB36-4GA4 | WITHDRAWABLE CIRCUIT BREAKER | 13451.74
3WL1208-4FG32-4GA2 | FIXED-MOUNTED CIRCUIT BREAKER | 11557
3WL1208-4FG32-4GA4 | FIXED-MOUNTED CIRCUIT BREAKER | 11920.22
3WL1208-4FG32-4GN2 | FIXED-MOUNTED CIRCUIT BREAKER | 11977.16
3WL1208-4FG32-4GN4 | FIXED-MOUNTED CIRCUIT BREAKER | 12340.4
3WL1208-4FG36-4GP4 | WITHDRAWABLE CIRCUIT BREAKER | 15179.72
3WL1212-4CB37-1AA2 | WITHDRAWABLE CIRCUIT BREAKER | 11698.92
3WL1212-4CB38-1AA2 | WITHDRAWABLE CIRCUIT BREAKER | 11217.81
3WL1212-4CB38-1AN4 | WITHDRAWABLE CIRCUIT BREAKER | 12001.21
3WL1212-4CB45-1AA2 | WITHDRAWABLE CIRCUIT BREAKER | 11939.48
3WL1212-4CB46-1AA2 | WITHDRAWABLE CIRCUIT BREAKER | 14665.74
3WL1212-4CB46-1GA2 | WITHDRAWABLE CIRCUIT BREAKER | 15020.96
3WL1212-4CB46-4GA2 | WITHDRAWABLE CIRCUIT BREAKER | 16993.5
3WL1212-4CB46-4GA4 | WITHDRAWABLE CIRCUIT BREAKER | 17356.73
3WL1212-4DG32-4GP4 | FIXED-MOUNTED CIRCUIT BREAKER | 12669.95
3WL1212-4DG33-1AA2 | FIXED-MOUNTED CIRCUIT BREAKER | 9958.91
3WL1212-4DG34-1AA2 | FIXED-MOUNTED CIRCUIT BREAKER | 9958.91
3WL1212-4DG35-1AA2 | WITHDRAWABLE CIRCUIT BREAKER | 10488.13
3WL1212-4DG42-1AA2 | FIXED-MOUNTED CIRCUIT BREAKER | 11971.55
3WL1212-4DG42-4GA2 | FIXED-MOUNTED CIRCUIT BREAKER | 14299.31
3WL1208-4DG32-6AA2 | FIXED-MOUNTED CIRCUIT BREAKER | 10103.25
3WL1208-4DG37-1AA2 | WITHDRAWABLE CIRCUIT BREAKER | 11410.25
3WL1208-4DG38-1AA2 | WITHDRAWABLE CIRCUIT BREAKER | 10921.13
3WL1208-4DG41-1AA2 | FIXED-MOUNTED CIRCUIT BREAKER | 11410.25
3WL1208-4DG42-1AA2 | FIXED-MOUNTED CIRCUIT BREAKER | 10776.79
3WL1208-4DG43-1AA2 | FIXED-MOUNTED CIRCUIT BREAKER | 11410.25
3WL1208-4EB32-4GN2 | FIXED-MOUNTED CIRCUIT BREAKER | 10309.32
3WL1208-4EB32-4GN4 | FIXED-MOUNTED CIRCUIT BREAKER | 10672.56
3WL1208-4EB32-4GP2 | FIXED-MOUNTED CIRCUIT BREAKER | 10358.23
3WL1208-4EB32-4GP4 | FIXED-MOUNTED CIRCUIT BREAKER | 10721.47
3WL1208-4EB37-1AA2 | WITHDRAWABLE CIRCUIT BREAKER | 10840.95
3WL1208-4EB37-4GG4 | WITHDRAWABLE CIRCUIT BREAKER | 13887.15
3WL1208-4EB38-1AA2 | WITHDRAWABLE CIRCUIT BREAKER | 10351.82
3WL1208-4EB41-1AA2 | FIXED-MOUNTED CIRCUIT BREAKER | 10840.95
3WL1208-4EG32-4GP2 | FIXED-MOUNTED CIRCUIT BREAKER | 11569.02
3WL1208-4EG32-4GP4 | FIXED-MOUNTED CIRCUIT BREAKER | 11932.25
3WL1208-4EG33-1AA2 | FIXED-MOUNTED CIRCUIT BREAKER | 9245.27
3WL1208-4EG34-1AA2 | FIXED-MOUNTED CIRCUIT BREAKER | 9245.27
3WL1208-4EG41-1AA2 | FIXED-MOUNTED CIRCUIT BREAKER | 12051.72
3WL1208-4EG42-1AA2 | FIXED-MOUNTED CIRCUIT BREAKER | 11418.27
3WL1208-4EG43-1AA2 | FIXED-MOUNTED CIRCUIT BREAKER | 12051.72
3WL1208-4EG44-1AA2 | FIXED-MOUNTED CIRCUIT BREAKER | 12051.72
3WL1208-4FB32-4GN4 | FIXED-MOUNTED CIRCUIT BREAKER | 11081.49
3WL1208-4FB32-4GP2 | FIXED-MOUNTED CIRCUIT BREAKER | 10767.18
3WL1208-4FB32-4GP4 | FIXED-MOUNTED CIRCUIT BREAKER | 11130.4
3WL1208-4FB33-1AA2 | FIXED-MOUNTED CIRCUIT BREAKER | 8443.42
3WL1208-4FB37-1AA2 | WITHDRAWABLE CIRCUIT BREAKER | 11249.88
3WL1208-4FB38-1AA2 | WITHDRAWABLE CIRCUIT BREAKER | 10760.76
3WL1208-4FB38-1GN4-ZR21 | WITHDRAWABLE CIRCUIT BREAKER | 12376.48
3WL1208-4FB38-4GN4-ZR21 | WITHDRAWABLE CIRCUIT BREAKER | 14349.01
3WL1208-4FG34-1AA2 | FIXED-MOUNTED CIRCUIT BREAKER | 9702.33
3WL1208-4FG35-1AA2 | WITHDRAWABLE CIRCUIT BREAKER | 10231.54
3WL1208-4FG36-1AA2 | WITHDRAWABLE CIRCUIT BREAKER | 12019.65
3WL1208-4FG36-4AA2 | WITHDRAWABLE CIRCUIT BREAKER | 13992.19
3WL1208-4FG36-4GA2 | WITHDRAWABLE CIRCUIT BREAKER | 14347.41
3WL1212-4CB38-6AJ2 | WITHDRAWABLE CIRCUIT BREAKER | 13610.52
3WL1212-4CB41-1AA2 | FIXED-MOUNTED CIRCUIT BREAKER | 11618.73
3WL1212-4CB42-1AA2 | FIXED-MOUNTED CIRCUIT BREAKER | 10977.25
3WL1212-4CB42-1GA2 | FIXED-MOUNTED CIRCUIT BREAKER | 11332.47
3WL1212-4DG31-1AA2 | FIXED-MOUNTED CIRCUIT BREAKER | 9958.91
3WL1212-4DG31-4GN4 | FIXED-MOUNTED CIRCUIT BREAKER | 13070.08
3WL1212-4DG32-1AA2 | FIXED-MOUNTED CIRCUIT BREAKER | 9509.87
3WL1212-4DG32-4GA2 | FIXED-MOUNTED CIRCUIT BREAKER | 11837.63
3WL1212-4DG36-4GA4 | WITHDRAWABLE CIRCUIT BREAKER | 14903.09
3WL1212-4DG36-4GN2 | WITHDRAWABLE CIRCUIT BREAKER | 14960.02
3WL1212-4DG36-4GN4 | WITHDRAWABLE CIRCUIT BREAKER | 15323.25
3WL1212-4DG36-4GP2 | WITHDRAWABLE CIRCUIT BREAKER | 15008.94
3WL1212-4DG36-4GP4 | WITHDRAWABLE CIRCUIT BREAKER | 15372.16
3WL1212-4DG48-1AA2 | WITHDRAWABLE CIRCUIT BREAKER | 15660.03
3WL1212-4EB31-1AA2 | FIXED-MOUNTED CIRCUIT BREAKER | 9389.6
3WL1212-4EB32-1AA2 | FIXED-MOUNTED CIRCUIT BREAKER | 8940.56
3WL1212-4EB32-1AS4 | FIXED-MOUNTED CIRCUIT BREAKER | 10330.16
3WL1212-4EB34-4GG2 | FIXED-MOUNTED CIRCUIT BREAKER | 12072.58
3WL1212-4EB35-1AA2 | WITHDRAWABLE CIRCUIT BREAKER | 9918.82
3WL1212-4EB35-1BA4 | WITHDRAWABLE CIRCUIT BREAKER | 10637.28
3WL1212-4EB35-4GN2 | WITHDRAWABLE CIRCUIT BREAKER | 12666.74
3WL1212-4EB38-1AA2 | WITHDRAWABLE CIRCUIT BREAKER | 11642.8
3WL1212-4EB38-4AA2-ZK07T40 | WITHDRAWABLE CIRCUIT BREAKER | 14042.71
3WL1212-4EB38-4GA7 | WITHDRAWABLE CIRCUIT BREAKER | 14333.78
3WL1212-4DG43-1AA2 | FIXED-MOUNTED CIRCUIT BREAKER | 12613.01
3WL1212-4DG44-1AA2 | FIXED-MOUNTED CIRCUIT BREAKER | 12613.01
3WL1212-4EB32-4GN2 | FIXED-MOUNTED CIRCUIT BREAKER | 11688.5
3WL1212-4EB32-4GN4 | FIXED-MOUNTED CIRCUIT BREAKER | 12051.72
3WL1212-4EB32-4GP2 | FIXED-MOUNTED CIRCUIT BREAKER | 11737.41
3WL1212-4EB32-4GP4 | FIXED-MOUNTED CIRCUIT BREAKER | 12100.64
3WL1212-4EB36-4GA2 | WITHDRAWABLE CIRCUIT BREAKER | 13970.54
3WL1212-4EB36-4GA4 | WITHDRAWABLE CIRCUIT BREAKER | 14333.78
3WL1212-4EB36-4GN2 | WITHDRAWABLE CIRCUIT BREAKER | 14390.71
3WL1212-4EB36-4GN4 | WITHDRAWABLE CIRCUIT BREAKER | 14753.94
3WL1212-4EB44-1AA2 | FIXED-MOUNTED CIRCUIT BREAKER | 12043.72
3WL1212-4EB45-1AA2 | WITHDRAWABLE CIRCUIT BREAKER | 12364.45
3WL1212-4EB46-1AA2 | WITHDRAWABLE CIRCUIT BREAKER | 15090.72
3WL1212-4EB47-1AA2 | WITHDRAWABLE CIRCUIT BREAKER | 15571.83
3WL1212-4EG35-1AA2 | WITHDRAWABLE CIRCUIT BREAKER | 11129.61
3WL1212-4EG36-1AA2 | WITHDRAWABLE CIRCUIT BREAKER | 12853.57
3WL1212-4EG36-1BP4 | WITHDRAWABLE CIRCUIT BREAKER | 14041.1
3WL1212-4EG36-4GA2 | WITHDRAWABLE CIRCUIT BREAKER | 15181.33
3WL1212-4EG46-1AA2 | WITHDRAWABLE CIRCUIT BREAKER | 16301.51
3WL1212-4EG46-1DA4 | WITHDRAWABLE CIRCUIT BREAKER | 17044.81
3WL1212-4EG47-1AA2 | WITHDRAWABLE CIRCUIT BREAKER | 16782.62
3WL1212-4EG48-1AA2 | WITHDRAWABLE CIRCUIT BREAKER | 16301.51
3WL1212-4FB31-1AA2 | FIXED-MOUNTED CIRCUIT BREAKER | 9798.55
3WL1212-4FB35-1GA2 | WITHDRAWABLE CIRCUIT BREAKER | 10682.98
3WL1212-4FB36-1AA2 | WITHDRAWABLE CIRCUIT BREAKER | 12051.72
3WL1212-4FB36-1GA2 | WITHDRAWABLE CIRCUIT BREAKER | 12406.94
3WL1212-4FB36-1GA4 | WITHDRAWABLE CIRCUIT BREAKER | 12770.19
3WL1212-4FB38-4GN4-ZR21 | WITHDRAWABLE CIRCUIT BREAKER | 15639.98
3WL1212-4FB42-1AA2 | FIXED-MOUNTED CIRCUIT BREAKER | 11811.17
3WL1212-4FB46-1AA2 | WITHDRAWABLE CIRCUIT BREAKER | 15499.66
3WL1212-4FG31-1AA2 | FIXED-MOUNTED CIRCUIT BREAKER | 11057.44
3WL1212-4FG36-4GA4 | WITHDRAWABLE CIRCUIT BREAKER | 16001.62
3WL1212-4FG36-4GN2 | WITHDRAWABLE CIRCUIT BREAKER | 16058.55
3WL1212-4FG36-4GN4 | WITHDRAWABLE CIRCUIT BREAKER | 16421.78
3WL1212-4FG36-4GP2 | WITHDRAWABLE CIRCUIT BREAKER | 16107.46
3WL1212-4NB37-1AA2 | WITHDRAWABLE CIRCUIT BREAKER | 14882.25
3WL1212-4NB38-1AA2 | WITHDRAWABLE CIRCUIT BREAKER | 14401.14
3WL1212-4NB42-1AA2 | FIXED-MOUNTED CIRCUIT BREAKER | 14160.58
3WL1212-4NB46-1AA2 | WITHDRAWABLE CIRCUIT BREAKER | 17849.07
3WL1220-2CB42-1FA2 | FIXED-MOUNTED CIRCUIT BREAKER | 15983.17
3WL1220-2CB42-1FA4 | FIXED-MOUNTED CIRCUIT BREAKER | 16346.41
3WL1220-2CB42-1FM2 | FIXED-MOUNTED CIRCUIT BREAKER | 16403.35
3WL1220-2CB42-1GA2 | FIXED-MOUNTED CIRCUIT BREAKER | 15983.17
3WL1220-2CB43-4BA2 | FIXED-MOUNTED CIRCUIT BREAKER | 18757.56
3WL1220-2CB44-1AA2 | FIXED-MOUNTED CIRCUIT BREAKER | 16429.8
3WL1220-2CB44-1GA2 | FIXED-MOUNTED CIRCUIT BREAKER | 16785.02
3WL1220-2CB44-4GA2 | FIXED-MOUNTED CIRCUIT BREAKER | 18757.56
3WL1220-2CB46-1DA4 | WITHDRAWABLE CIRCUIT BREAKER | 21182.33
3WL1220-2CB46-1DA8 | WITHDRAWABLE CIRCUIT BREAKER | 21182.33
3WL1220-2CB46-1DD4 | WITHDRAWABLE CIRCUIT BREAKER | 21562.41
3WL1220-2CB46-1GA2 | WITHDRAWABLE CIRCUIT BREAKER | 20794.24
3WL1220-2CB46-1GA4 | WITHDRAWABLE CIRCUIT BREAKER | 21157.48
3WL1220-2CB48-1AA2 | WITHDRAWABLE CIRCUIT BREAKER | 20439.02
3WL1220-2CB48-1DA2 | WITHDRAWABLE CIRCUIT BREAKER | 20819.1
3WL1220-2CB62-1AA2-ZM46 | FIXED-MOUNTED CIRCUIT BREAKER | 12775.79
3WL1220-2CB65-4GP2-ZK07 | WITHDRAWABLE CIRCUIT BREAKER | 17023.97
3WL1220-2DG32-4GA2 | FIXED-MOUNTED CIRCUIT BREAKER | 15742.62
3WL1220-2DG32-4GA4 | FIXED-MOUNTED CIRCUIT BREAKER | 16105.86
3WL1220-2DG32-4GN2 | FIXED-MOUNTED CIRCUIT BREAKER | 16162.79
3WL1212-4EB41-1AA2 | FIXED-MOUNTED CIRCUIT BREAKER | 12043.72
3WL1212-4EG32-1AA2 | FIXED-MOUNTED CIRCUIT BREAKER | 10151.35
3WL1212-4EG32-4GA2 | FIXED-MOUNTED CIRCUIT BREAKER | 12479.11
3WL1212-4EG32-4GA4 | FIXED-MOUNTED CIRCUIT BREAKER | 12842.35
3WL1212-4EG32-4GN2 | FIXED-MOUNTED CIRCUIT BREAKER | 12899.27
3WL1212-4EG32-4GN4 | FIXED-MOUNTED CIRCUIT BREAKER | 13262.51
3WL1212-4EG36-4GP4 | WITHDRAWABLE CIRCUIT BREAKER | 16013.64
3WL1212-4EG37-1AA2 | WITHDRAWABLE CIRCUIT BREAKER | 13334.68
3WL1212-4EG38-1AA2 | WITHDRAWABLE CIRCUIT BREAKER | 12853.57
3WL1212-4EG41-1AA2 | FIXED-MOUNTED CIRCUIT BREAKER | 13254.49
3WL1212-4FB32-4GA4 | FIXED-MOUNTED CIRCUIT BREAKER | 12040.51
3WL1212-4FB32-4GN2 | FIXED-MOUNTED CIRCUIT BREAKER | 12097.43
3WL1212-4FB32-4GN4 | FIXED-MOUNTED CIRCUIT BREAKER | 12460.67
3WL1212-4FB32-4GP2 | FIXED-MOUNTED CIRCUIT BREAKER | 12146.34
3WL1212-4FB36-4GG2 | WITHDRAWABLE CIRCUIT BREAKER | 14734.7
3WL1212-4FB36-4GN2 | WITHDRAWABLE CIRCUIT BREAKER | 14799.66
3WL1212-4FB36-4GN4 | WITHDRAWABLE CIRCUIT BREAKER | 15162.88
3WL1212-4FB36-4GP2 | WITHDRAWABLE CIRCUIT BREAKER | 14848.57
3WL1212-4FB36-4GP4 | WITHDRAWABLE CIRCUIT BREAKER | 15211.8
3WL1212-4FG32-4GN4 | FIXED-MOUNTED CIRCUIT BREAKER | 13719.56
3WL1212-4FG32-4GP2 | FIXED-MOUNTED CIRCUIT BREAKER | 13405.25
3WL1212-4FG32-4GP4 | FIXED-MOUNTED CIRCUIT BREAKER | 13768.47
3WL1212-4FG33-1AA2 | FIXED-MOUNTED CIRCUIT BREAKER | 11057.44
3WL1212-4FG42-4GA2 | FIXED-MOUNTED CIRCUIT BREAKER | 15397.83
3WL1212-4FG46-1AA2 | WITHDRAWABLE CIRCUIT BREAKER | 16758.55
3WL1212-4NB31-1AA2 | FIXED-MOUNTED CIRCUIT BREAKER | 12147.94
3WL1212-4NB32-1AA2 | FIXED-MOUNTED CIRCUIT BREAKER | 11698.92
3WL1212-4NG36-1AA2 | WITHDRAWABLE CIRCUIT BREAKER | 15611.92
3WL1212-4NG36-4GN4 | WITHDRAWABLE CIRCUIT BREAKER | 18723.08
3WL1212-4NG37-1AA2 | WITHDRAWABLE CIRCUIT BREAKER | 16093.02
3WL1212-4NG38-1AA2 | WITHDRAWABLE CIRCUIT BREAKER | 15611.92
3WL1220-2CB42-4GA2 | FIXED-MOUNTED CIRCUIT BREAKER | 17955.71
3WL1220-2CB42-4GA4 | FIXED-MOUNTED CIRCUIT BREAKER | 18318.95
3WL1220-2CB42-4GN2 | FIXED-MOUNTED CIRCUIT BREAKER | 18375.87
3WL1220-2CB42-4GN4 | FIXED-MOUNTED CIRCUIT BREAKER | 18739.11
3WL1220-2CB42-4GS4 | FIXED-MOUNTED CIRCUIT BREAKER | 19345.31
3WL1220-2CB45-4GA2 | WITHDRAWABLE CIRCUIT BREAKER | 19960.32
3WL1220-2CB45-5FA4 | WITHDRAWABLE CIRCUIT BREAKER | 20323.57
3WL1220-2CB46-1AA2 | WITHDRAWABLE CIRCUIT BREAKER | 20439.02
3WL1220-2CB46-1AA4 | WITHDRAWABLE CIRCUIT BREAKER | 20802.26
3WL1220-2CB46-4GA4 | WITHDRAWABLE CIRCUIT BREAKER | 23130.02
3WL1220-2CB46-4GN2 | WITHDRAWABLE CIRCUIT BREAKER | 23186.94
3WL1220-2CB46-4GN4 | WITHDRAWABLE CIRCUIT BREAKER | 23550.18
3WL1220-2CB46-5FA2 | WITHDRAWABLE CIRCUIT BREAKER | 22766.78
3WL1220-2DG32-1BJ2 | FIXED-MOUNTED CIRCUIT BREAKER | 14190.25
3WL1220-2DG32-1DA2 | FIXED-MOUNTED CIRCUIT BREAKER | 13794.94
3WL1220-2DG32-1FA2 | FIXED-MOUNTED CIRCUIT BREAKER | 13770.08
3WL1220-2DG32-1GA2 | FIXED-MOUNTED CIRCUIT BREAKER | 13770.08
3WL1220-2DG32-1GA4 | FIXED-MOUNTED CIRCUIT BREAKER | 14133.32
3WL1220-2DG33-1AA2 | FIXED-MOUNTED CIRCUIT BREAKER | 13895.97
3WL1220-2DG33-1GA2 | FIXED-MOUNTED CIRCUIT BREAKER | 14251.19
3WL1220-2DG33-1GG2 | FIXED-MOUNTED CIRCUIT BREAKER | 14606.41
3WL1220-2DG33-4GG2 | FIXED-MOUNTED CIRCUIT BREAKER | 16578.95
3WL1220-2DG36-1AN2 | WITHDRAWABLE CIRCUIT BREAKER | 17282.97
3WL1220-2DG36-1BA2 | WITHDRAWABLE CIRCUIT BREAKER | 17218.01
3WL1220-2DG36-1FA2 | WITHDRAWABLE CIRCUIT BREAKER | 17218.01
3WL1220-2DG36-1GA2 | WITHDRAWABLE CIRCUIT BREAKER | 17218.01
3WL1220-2DG37-1AA2 | WITHDRAWABLE CIRCUIT BREAKER | 17424.08
3WL1220-2DG37-5FM2 | WITHDRAWABLE CIRCUIT BREAKER | 20172.02
3WL1220-2DG32-4GN4 | FIXED-MOUNTED CIRCUIT BREAKER | 16526.02
3WL1220-2DG34-4AN2 | FIXED-MOUNTED CIRCUIT BREAKER | 16288.67
3WL1220-2DG35-1AA2 | WITHDRAWABLE CIRCUIT BREAKER | 15098.74
3WL1220-2DG35-1BA2 | WITHDRAWABLE CIRCUIT BREAKER | 15453.96
3WL1220-2DG35-4AS4 | WITHDRAWABLE CIRCUIT BREAKER | 18460.88
3WL1220-2DG36-4GA8 | WITHDRAWABLE CIRCUIT BREAKER | 19553.79
3WL1220-2DG36-4GN2 | WITHDRAWABLE CIRCUIT BREAKER | 19610.73
3WL1220-2DG36-4GN4 | WITHDRAWABLE CIRCUIT BREAKER | 19973.95
3WL1220-2DG36-4GP2 | WITHDRAWABLE CIRCUIT BREAKER | 19659.64
3WL1220-2DG42-1BP2 | FIXED-MOUNTED CIRCUIT BREAKER | 17446.54
3WL1220-2DG42-1GA2 | FIXED-MOUNTED CIRCUIT BREAKER | 16977.46
3WL1220-2DG42-1GG2 | FIXED-MOUNTED CIRCUIT BREAKER | 17332.68
3WL1220-2DG42-1GN2 | FIXED-MOUNTED CIRCUIT BREAKER | 17397.63
3WL1220-2DG46-1AA4 | WITHDRAWABLE CIRCUIT BREAKER | 21796.55
3WL1220-2DG46-1AN2 | WITHDRAWABLE CIRCUIT BREAKER | 21853.48
3WL1220-2DG46-1FA2 | WITHDRAWABLE CIRCUIT BREAKER | 21788.53
3WL1220-2DG46-1GA2 | WITHDRAWABLE CIRCUIT BREAKER | 21788.53
3WL1220-2EB31-1GA2 | FIXED-MOUNTED CIRCUIT BREAKER | 13681.88
3WL1220-2EB31-4AN2 | FIXED-MOUNTED CIRCUIT BREAKER | 15719.38
3WL1220-2EB31-4BA2 | FIXED-MOUNTED CIRCUIT BREAKER | 15654.42
3WL1220-2EB32-1AA2 | FIXED-MOUNTED CIRCUIT BREAKER | 12845.56
3WL1220-2EB32-1AA4 | FIXED-MOUNTED CIRCUIT BREAKER | 13208.79
3WL1220-2EB32-4GJ2 | FIXED-MOUNTED CIRCUIT BREAKER | 15593.48
3WL1220-2EB32-4GN2 | FIXED-MOUNTED CIRCUIT BREAKER | 15593.48
3WL1220-2EB32-4GN4 | FIXED-MOUNTED CIRCUIT BREAKER | 15956.71
3WL1220-2EB32-4GP2 | FIXED-MOUNTED CIRCUIT BREAKER | 15642.39
3WL1220-2EB35-4GA2 | WITHDRAWABLE CIRCUIT BREAKER | 16857.19
3WL1220-2EB35-4GA4 | WITHDRAWABLE CIRCUIT BREAKER | 17220.43
3WL1220-2EB35-4GG2-ZK07 | WITHDRAWABLE CIRCUIT BREAKER | 17335.09
3WL1220-2EB35-4GG4 | WITHDRAWABLE CIRCUIT BREAKER | 17575.63
3WL1220-2EB36-4AN2 | WITHDRAWABLE CIRCUIT BREAKER | 18686.2
3WL1220-2EB36-4BA4 | WITHDRAWABLE CIRCUIT BREAKER | 18984.48
3WL1220-2EB36-4BA4-ZK07 | WITHDRAWABLE CIRCUIT BREAKER | 19107.17
3WL1220-2EB36-4GA2 | WITHDRAWABLE CIRCUIT BREAKER | 18621.24
3WL1225-2BB32-4AT8 | FIXED-MOUNTED CIRCUIT BREAKER | 19984.37
3WL1225-2BB32-4BN2 | FIXED-MOUNTED CIRCUIT BREAKER | 19265.93
3WL1225-2BB32-4FA2 | FIXED-MOUNTED CIRCUIT BREAKER | 18845.75
3WL1225-2BB32-4GA2 | FIXED-MOUNTED CIRCUIT BREAKER | 18845.75
3WL1225-2BB32-6BB2 | FIXED-MOUNTED CIRCUIT BREAKER | 19200.97
3WL1225-2BB32-6BJ2 | FIXED-MOUNTED CIRCUIT BREAKER | 19265.93
3WL1225-2BB33-1AA2 | FIXED-MOUNTED CIRCUIT BREAKER | 17319.86
3WL1225-2BB33-1AN2-ZT40 | FIXED-MOUNTED CIRCUIT BREAKER | 18044.72
3WL1225-2BB35-1AA2 | WITHDRAWABLE CIRCUIT BREAKER | 17800.95
3WL1225-2BB35-1GS2 | WITHDRAWABLE CIRCUIT BREAKER | 19182.53
3WL1225-2BB35-4AA2 | WITHDRAWABLE CIRCUIT BREAKER | 19773.49
3WL1225-2BB35-4GA4 | WITHDRAWABLE CIRCUIT BREAKER | 20491.95
3WL1225-2BB36-3GA4 | WITHDRAWABLE CIRCUIT BREAKER | 21280.17
3WL1225-2BB36-4AA2 | WITHDRAWABLE CIRCUIT BREAKER | 22179.03
3WL1225-2BB36-4AA4 | WITHDRAWABLE CIRCUIT BREAKER | 22542.27
3WL1225-2BB36-4AN2 | WITHDRAWABLE CIRCUIT BREAKER | 22599.2
3WL1225-2BB36-4CA4 | WITHDRAWABLE CIRCUIT BREAKER | 22922.33
3WL1225-2BB37-6BA2 | WITHDRAWABLE CIRCUIT BREAKER | 23175.73
3WL1225-2BB38-1AA2 | WITHDRAWABLE CIRCUIT BREAKER | 20206.49
3WL1225-2BB38-4GA4 | WITHDRAWABLE CIRCUIT BREAKER | 22897.49
3WL1225-2BB41-1AA2 | FIXED-MOUNTED CIRCUIT BREAKER | 21890.37
3WL1225-2BB43-1AA2 | FIXED-MOUNTED CIRCUIT BREAKER | 21890.37
3WL1225-2BB43-1AA2-ZC22 | FIXED-MOUNTED CIRCUIT BREAKER | 22090.83
3WL1225-2BB44-1AA2 | FIXED-MOUNTED CIRCUIT BREAKER | 21890.37
3WL1225-2BB44-1GA2 | FIXED-MOUNTED CIRCUIT BREAKER | 22245.59
3WL1220-2DG38-1AA2 | WITHDRAWABLE CIRCUIT BREAKER | 16862.79
3WL1220-2DG38-4CN4 | WITHDRAWABLE CIRCUIT BREAKER | 19998.82
3WL1220-2DG43-1AM2 | FIXED-MOUNTED CIRCUIT BREAKER | 17844.26
3WL1220-2DG44-1AA2 | FIXED-MOUNTED CIRCUIT BREAKER | 17424.08
3WL1220-2DG44-1AS2 | FIXED-MOUNTED CIRCUIT BREAKER | 18450.46
3WL1220-2DG44-1AT2 | FIXED-MOUNTED CIRCUIT BREAKER | 18554.7
3WL1220-2DG46-4GA4 | WITHDRAWABLE CIRCUIT BREAKER | 24124.31
3WL1220-2DG46-4GN4 | WITHDRAWABLE CIRCUIT BREAKER | 24544.47
3WL1220-2DG46-5FA4 | WITHDRAWABLE CIRCUIT BREAKER | 24124.31
3WL1220-2DG46-5FA8 | WITHDRAWABLE CIRCUIT BREAKER | 24124.31
3WL1220-2EB32-1GA4 | FIXED-MOUNTED CIRCUIT BREAKER | 13564.01
3WL1220-2EB32-1GN2-ZT40 | FIXED-MOUNTED CIRCUIT BREAKER | 13925.65
3WL1220-2EB32-1GS4-ZK07 | FIXED-MOUNTED CIRCUIT BREAKER | 14713.05
3WL1220-2EB32-4AJ2-ZK07 | FIXED-MOUNTED CIRCUIT BREAKER | 15360.95
3WL1220-2EB33-4CC2 | FIXED-MOUNTED CIRCUIT BREAKER | 16059.34
3WL1220-2EB34-1AA2 | FIXED-MOUNTED CIRCUIT BREAKER | 13326.66
3WL1220-2EB34-1AN4-ZK07 | FIXED-MOUNTED CIRCUIT BREAKER | 14232.75
3WL1220-2EB34-1GA2 | FIXED-MOUNTED CIRCUIT BREAKER | 13681.88
3WL1220-2EB35-1AA2 | WITHDRAWABLE CIRCUIT BREAKER | 14529.43
3WL1220-2EB36-1AP2 | WITHDRAWABLE CIRCUIT BREAKER | 16762.57
3WL1220-2EB36-1DA2 | WITHDRAWABLE CIRCUIT BREAKER | 16673.56
3WL1220-2EB36-1DA4 | WITHDRAWABLE CIRCUIT BREAKER | 17036.81
3WL1220-2EB36-1DL4 | WITHDRAWABLE CIRCUIT BREAKER | 17505.88
3WL1220-2EB36-4GN4 | WITHDRAWABLE CIRCUIT BREAKER | 19404.64
3WL1220-2EB36-4GP2 | WITHDRAWABLE CIRCUIT BREAKER | 19090.33
3WL1220-2EB36-4GP4 | WITHDRAWABLE CIRCUIT BREAKER | 19453.56
3WL1220-2EB36-4GS4 | WITHDRAWABLE CIRCUIT BREAKER | 20010.84
3WL1225-2BB32-4GP2 | FIXED-MOUNTED CIRCUIT BREAKER | 19314.84
3WL1225-2BB32-4GP4 | FIXED-MOUNTED CIRCUIT BREAKER | 19678.08
3WL1225-2BB32-4GS2 | FIXED-MOUNTED CIRCUIT BREAKER | 19872.13
3WL1225-2BB32-4GT2 | FIXED-MOUNTED CIRCUIT BREAKER | 19976.37
3WL1225-2BB34-1AM2 | FIXED-MOUNTED CIRCUIT BREAKER | 17740.02
3WL1225-2BB34-1AN2 | FIXED-MOUNTED CIRCUIT BREAKER | 17740.02
3WL1225-2BB34-1AS2 | FIXED-MOUNTED CIRCUIT BREAKER | 18346.21
3WL1225-2BB34-1GA4 | FIXED-MOUNTED CIRCUIT BREAKER | 18038.3
3WL1225-2BB36-1BA2 | WITHDRAWABLE CIRCUIT BREAKER | 20561.71
3WL1225-2BB36-1FA2 | WITHDRAWABLE CIRCUIT BREAKER | 20561.71
3WL1225-2BB36-1FM4 | WITHDRAWABLE CIRCUIT BREAKER | 21345.11
3WL1225-2BB36-1GA2 | WITHDRAWABLE CIRCUIT BREAKER | 20561.71
3WL1225-2BB36-4GN2 | WITHDRAWABLE CIRCUIT BREAKER | 22954.41
3WL1225-2BB36-4GN4 | WITHDRAWABLE CIRCUIT BREAKER | 23317.65
3WL1225-2BB36-4GP2 | WITHDRAWABLE CIRCUIT BREAKER | 23003.32
3WL1225-2BB36-4GP4 | WITHDRAWABLE CIRCUIT BREAKER | 23366.56
3WL1225-2BB42-1GA4 | FIXED-MOUNTED CIRCUIT BREAKER | 21646.6
3WL1225-2BB42-4AA2 | FIXED-MOUNTED CIRCUIT BREAKER | 22900.7
3WL1225-2BB42-4AJ2 | FIXED-MOUNTED CIRCUIT BREAKER | 23320.86
3WL1225-2BB42-4AN2 | FIXED-MOUNTED CIRCUIT BREAKER | 23320.86
3WL1225-2BB42-4GA2 | FIXED-MOUNTED CIRCUIT BREAKER | 23255.9
3WL1225-2BB46-1DA2 | WITHDRAWABLE CIRCUIT BREAKER | 25718.37
3WL1225-2BB46-1GA2 | WITHDRAWABLE CIRCUIT BREAKER | 25693.51
3WL1225-2BB46-4AA2 | WITHDRAWABLE CIRCUIT BREAKER | 27310.84
3WL1225-2BB46-4AN2 | WITHDRAWABLE CIRCUIT BREAKER | 27731
3WL1225-2CB31-1AA2 | FIXED-MOUNTED CIRCUIT BREAKER | 17552.39
3WL1225-2CB31-1AN2 | FIXED-MOUNTED CIRCUIT BREAKER | 17972.55
3WL1225-2CB31-1GA2 | FIXED-MOUNTED CIRCUIT BREAKER | 17907.61
3WL1225-2CB31-1GA4 | FIXED-MOUNTED CIRCUIT BREAKER | 18270.84
3WL1225-2CB32-1AN2 | FIXED-MOUNTED CIRCUIT BREAKER | 17170.71
3WL1225-2CB32-1AN4 | FIXED-MOUNTED CIRCUIT BREAKER | 17533.95
3WL1225-2CB32-1AP2 | FIXED-MOUNTED CIRCUIT BREAKER | 17219.62
3WL1225-2BB46-5FF4 | WITHDRAWABLE CIRCUIT BREAKER | 28384.51
3WL1225-2BB46-6AJ2 | WITHDRAWABLE CIRCUIT BREAKER | 27731
3WL1225-2BB47-1AA2 | WITHDRAWABLE CIRCUIT BREAKER | 26220.33
3WL1225-2BB47-4GA2 | WITHDRAWABLE CIRCUIT BREAKER | 28548.08
3WL1225-2CB31-4GA2 | FIXED-MOUNTED CIRCUIT BREAKER | 19880.13
3WL1225-2CB31-4GN4 | FIXED-MOUNTED CIRCUIT BREAKER | 20663.55
3WL1225-2CB31-4GT2 | FIXED-MOUNTED CIRCUIT BREAKER | 21010.75
3WL1225-2CB31-5FA2 | FIXED-MOUNTED CIRCUIT BREAKER | 19880.13
3WL1225-2CB32-1GA2 | FIXED-MOUNTED CIRCUIT BREAKER | 17105.77
3WL1225-2CB32-1GA4 | FIXED-MOUNTED CIRCUIT BREAKER | 17468.99
3WL1225-2CB32-1GG2 | FIXED-MOUNTED CIRCUIT BREAKER | 17460.97
3WL1225-2CB32-1GG4 | FIXED-MOUNTED CIRCUIT BREAKER | 17824.21
3WL1225-2CB32-4AN4-ZK07 | FIXED-MOUNTED CIRCUIT BREAKER | 19629.16
3WL1225-2CB32-4AP4 | FIXED-MOUNTED CIRCUIT BREAKER | 19555.4
3WL1225-2CB32-4AS2 | FIXED-MOUNTED CIRCUIT BREAKER | 19749.44
3WL1225-2CB32-4AT2 | FIXED-MOUNTED CIRCUIT BREAKER | 19853.68
3WL1225-2CB32-5AA2 | FIXED-MOUNTED CIRCUIT BREAKER | 18723.08
3WL1225-2CB32-5AR2 | FIXED-MOUNTED CIRCUIT BREAKER | 19749.44
3WL1225-2CB32-5FA2 | FIXED-MOUNTED CIRCUIT BREAKER | 19078.29
3WL1225-2CB32-5FA4 | FIXED-MOUNTED CIRCUIT BREAKER | 19441.53
3WL1225-2CB32-5FM2 | FIXED-MOUNTED CIRCUIT BREAKER | 19498.46
3WL1225-2CB33-4GA2 | FIXED-MOUNTED CIRCUIT BREAKER | 19880.13
3WL1225-2CB33-5AA2 | FIXED-MOUNTED CIRCUIT BREAKER | 19524.93
3WL1225-2CB33-6AJ4 | FIXED-MOUNTED CIRCUIT BREAKER | 20308.33
3WL1225-2CB34-1AA2 | FIXED-MOUNTED CIRCUIT BREAKER | 17552.39
3WL1225-2CB34-4AJ2-ZK07 | FIXED-MOUNTED CIRCUIT BREAKER | 20067.77
3WL1225-2CB34-4AN2 | FIXED-MOUNTED CIRCUIT BREAKER | 19945.09
3WL1225-2CB34-4GA2 | FIXED-MOUNTED CIRCUIT BREAKER | 19880.13
3WL1225-2CB34-4GG4 | FIXED-MOUNTED CIRCUIT BREAKER | 20598.59
3WL1225-4EG36-4GA2 | WITHDRAWABLE CIRCUIT BREAKER | 26487.35
3WL1225-4EG36-4GA4 | WITHDRAWABLE CIRCUIT BREAKER | 26850.57
3WL1225-4EG36-4GN2 | WITHDRAWABLE CIRCUIT BREAKER | 26907.51
3WL1225-4EG36-4GN4 | WITHDRAWABLE CIRCUIT BREAKER | 27270.75
3WL1225-4EG36-4GP2 | WITHDRAWABLE CIRCUIT BREAKER | 26956.42
3WL1225-4EG46-4GA2 | WITHDRAWABLE CIRCUIT BREAKER | 32581.36
3WL1225-4EG47-1AA2 | WITHDRAWABLE CIRCUIT BREAKER | 30895.08
3WL1225-4EG48-1AA2 | WITHDRAWABLE CIRCUIT BREAKER | 30253.6
3WL1225-4FB31-1AA2 | FIXED-MOUNTED CIRCUIT BREAKER | 20631.46
3WL1225-4FB36-1AA2 | WITHDRAWABLE CIRCUIT BREAKER | 23357.74
3WL1225-4FB36-1AA4 | WITHDRAWABLE CIRCUIT BREAKER | 23720.99
3WL1225-4FB36-1GA2 | WITHDRAWABLE CIRCUIT BREAKER | 23712.96
3WL1225-4FB36-1GA4 | WITHDRAWABLE CIRCUIT BREAKER | 24076.19
3WL1225-4FB46-1AA2 | WITHDRAWABLE CIRCUIT BREAKER | 29451.76
3WL1225-4FG31-1AA2 | FIXED-MOUNTED CIRCUIT BREAKER | 21890.37
3WL1225-4FG32-1AA2 | FIXED-MOUNTED CIRCUIT BREAKER | 21088.52
3WL1225-4FG32-4GA2 | FIXED-MOUNTED CIRCUIT BREAKER | 23416.28
3WL1225-4FG36-4GP2 | WITHDRAWABLE CIRCUIT BREAKER | 27413.47
3WL1225-4FG36-4GP4 | WITHDRAWABLE CIRCUIT BREAKER | 27776.71
3WL1225-4FG37-1AA2 | WITHDRAWABLE CIRCUIT BREAKER | 25498.67
3WL1225-4FG37-1FA2 | WITHDRAWABLE CIRCUIT BREAKER | 25853.89
3WL1225-4FG37-4AT2 | WITHDRAWABLE CIRCUIT BREAKER | 28601.81
3WL1225-4NB42-1AA2 | FIXED-MOUNTED CIRCUIT BREAKER | 26990.1
3WL1225-4NB46-1AA2 | WITHDRAWABLE CIRCUIT BREAKER | 31801.17
3WL1225-4NG31-1AA2 | FIXED-MOUNTED CIRCUIT BREAKER | 24191.66
3WL1225-4NG32-1AA2 | FIXED-MOUNTED CIRCUIT BREAKER | 23389.82
3WL1225-4NG45-4GA8 | WITHDRAWABLE CIRCUIT BREAKER | 32014.46
3WL1225-4NG46-1AA2 | WITHDRAWABLE CIRCUIT BREAKER | 33011.96
3WL1225-4NG46-4GA4 | WITHDRAWABLE CIRCUIT BREAKER | 35702.94
3WL1225-5BB36-1AA2 | WITHDRAWABLE CIRCUIT BREAKER | 26220.33
3WL1225-2CB32-1AS2 | FIXED-MOUNTED CIRCUIT BREAKER | 17776.9
3WL1225-2CB32-3GA2-ZT40 | FIXED-MOUNTED CIRCUIT BREAKER | 17765.67
3WL1225-2CB32-4AA2 | FIXED-MOUNTED CIRCUIT BREAKER | 18723.08
3WL1225-2CB32-4AA4 | FIXED-MOUNTED CIRCUIT BREAKER | 19086.31
3WL1225-2CB32-4AB2 | FIXED-MOUNTED CIRCUIT BREAKER | 19078.29
3WL1225-2CB32-4GG4 | FIXED-MOUNTED CIRCUIT BREAKER | 19796.75
3WL1225-2CB32-4GJ2 | FIXED-MOUNTED CIRCUIT BREAKER | 19498.46
3WL1225-2CB32-4GN2 | FIXED-MOUNTED CIRCUIT BREAKER | 19498.46
3WL1225-2CB32-4GN4 | FIXED-MOUNTED CIRCUIT BREAKER | 19861.71
3WL1225-2CB32-6BJ2 | FIXED-MOUNTED CIRCUIT BREAKER | 19498.46
3WL1225-2CB32-6BJ2-ZK07 | FIXED-MOUNTED CIRCUIT BREAKER | 19621.15
3WL1225-2CB33-1AA2 | FIXED-MOUNTED CIRCUIT BREAKER | 17552.39
3WL1225-2CB33-1AS2 | FIXED-MOUNTED CIRCUIT BREAKER | 18578.75
3WL1225-2CB34-1AP2 | FIXED-MOUNTED CIRCUIT BREAKER | 18021.46
3WL1225-2CB34-1AS2 | FIXED-MOUNTED CIRCUIT BREAKER | 18578.75
3WL1225-2CB34-1AT2 | FIXED-MOUNTED CIRCUIT BREAKER | 18682.99
3WL1225-2CB34-1FA2 | FIXED-MOUNTED CIRCUIT BREAKER | 17907.61
3WL1225-2CB34-1GA2 | FIXED-MOUNTED CIRCUIT BREAKER | 17907.61
3WL1225-2CB34-6AJ2 | FIXED-MOUNTED CIRCUIT BREAKER | 19945.09
3WL1225-2CB35-1AA2 | WITHDRAWABLE CIRCUIT BREAKER | 18033.49
3WL1225-2CB35-1AN2-ZK07 | WITHDRAWABLE CIRCUIT BREAKER | 18576.33
3WL1225-2CB35-1AS2 | WITHDRAWABLE CIRCUIT BREAKER | 19059.86
3WL1225-4EG41-1AA2 | FIXED-MOUNTED CIRCUIT BREAKER | 26324.57
3WL1225-4EG42-1AA2 | FIXED-MOUNTED CIRCUIT BREAKER | 25442.53
3WL1225-4EG43-1AA2 | FIXED-MOUNTED CIRCUIT BREAKER | 26324.57
3WL1225-4EG44-1AA2 | FIXED-MOUNTED CIRCUIT BREAKER | 26324.57
3WL1225-4FB32-4GN2 | FIXED-MOUNTED CIRCUIT BREAKER | 22577.55
3WL1225-4FB32-4GN4 | FIXED-MOUNTED CIRCUIT BREAKER | 22940.78
3WL1225-4FB32-4GP2 | FIXED-MOUNTED CIRCUIT BREAKER | 22626.46
3WL1225-4FB32-4GP4 | FIXED-MOUNTED CIRCUIT BREAKER | 22989.69
3WL1225-4FB36-4GP2 | WITHDRAWABLE CIRCUIT BREAKER | 26154.57
3WL1225-4FB36-4GP4 | WITHDRAWABLE CIRCUIT BREAKER | 26517.82
3WL1225-4FB37-1AA2 | WITHDRAWABLE CIRCUIT BREAKER | 24239.76
3WL1225-4FB37-1GA2 | WITHDRAWABLE CIRCUIT BREAKER | 24594.98
3WL1225-4FG32-4GP4 | FIXED-MOUNTED CIRCUIT BREAKER | 24248.6
3WL1225-4FG33-1AA2 | FIXED-MOUNTED CIRCUIT BREAKER | 21890.37
3WL1225-4FG34-1AA2 | FIXED-MOUNTED CIRCUIT BREAKER | 21890.37
3WL1225-4FG35-1AA2 | WITHDRAWABLE CIRCUIT BREAKER | 22612.02
3WL1225-4NB31-1AA2 | FIXED-MOUNTED CIRCUIT BREAKER | 22980.87
3WL1225-4NB32-1AA2 | FIXED-MOUNTED CIRCUIT BREAKER | 22179.03
3WL1225-4NB33-1AA2 | FIXED-MOUNTED CIRCUIT BREAKER | 22980.87
3WL1225-4NB34-1AA2 | FIXED-MOUNTED CIRCUIT BREAKER | 22980.87
3WL1225-4NG36-1AA2 | WITHDRAWABLE CIRCUIT BREAKER | 26917.93
3WL1225-4NG36-1GA2 | WITHDRAWABLE CIRCUIT BREAKER | 27273.15
3WL1225-4NG36-4GG8 | WITHDRAWABLE CIRCUIT BREAKER | 29964.15
3WL1225-4NG36-4GN4 | WITHDRAWABLE CIRCUIT BREAKER | 30029.09
3WL1225-4NG36-4GS4 | WITHDRAWABLE CIRCUIT BREAKER | 30635.29
3WL1232-2AA31-1GA2 | FIXED-MOUNT NON-AUT. CIRCUIT-B. | 18877.83
3WL1232-2AA32-1AA2 | FIXED-MOUNT NON-AUT. CIRCUIT-B. | 17400.03
3WL1232-2AA32-1BA2 | FIXED-MOUNT NON-AUT. CIRCUIT-B. | 17755.25
3WL1232-2AA32-1GA2 | FIXED-MOUNT NON-AUT. CIRCUIT-B. | 17755.25
3WL1232-2AA36-5FA4 | WITHDRAW. NON-AUT. CIRCUIT-B. | 25303.02
3WL1232-2AA36-5FF2 | WITHDRAW. NON-AUT. CIRCUIT-B. | 25295
3WL1232-2AA37-1AA2 | WITHDRAW. NON-AUT. CIRCUIT-B. | 24055.35
3WL1232-2AA37-1AN2-ZT40 | WITHDRAW. NON-AUT. CIRCUIT-B. | 24780.21
3WL1232-2AA44-1AA2 | FIXED-MOUNT NON-AUT. CIRCUIT-B. | 24616.64
3WL1232-2AA45-1AA2 | WITHDRAW. NON-AUT. CIRCUIT-B. | 25659.04
3WL1232-2AA46-1AA2 | WITHDRAW. NON-AUT. CIRCUIT-B. | 30149.37
3WL1232-2AA34-1AA2 | FIXED-MOUNT NON-AUT. CIRCUIT-B. | 18522.62
3WL1232-2AA34-1AJ2 | FIXED-MOUNT NON-AUT. CIRCUIT-B. | 18942.78
3WL1232-2AA35-1AA2 | WITHDRAW. NON-AUT. CIRCUIT-B. | 18362.24
3WL1232-2AA36-1AA2 | WITHDRAW. NON-AUT. CIRCUIT-B. | 22612.02
3WL1232-2AA36-1EA2 | WITHDRAW. NON-AUT. CIRCUIT-B. | 22992.1
3WL1232-2AA42-1AA2 | FIXED-MOUNT NON-AUT. CIRCUIT-B. | 23173.31
3WL1232-2AA42-1GA2 | FIXED-MOUNT NON-AUT. CIRCUIT-B. | 23528.53
3WL1232-2AA42-1GN2 | FIXED-MOUNT NON-AUT. CIRCUIT-B. | 23948.71
3WL1232-2AA42-4AG2 | FIXED-MOUNT NON-AUT. CIRCUIT-B. | 25501.07
3WL1232-2AA48-1AA2 | WITHDRAW. NON-AUT. CIRCUIT-B. | 30149.37
3WL1232-2AA48-1GG7 | WITHDRAW. NON-AUT. CIRCUIT-B. | 31223.04
3WL1232-2AA62-1AJ2 | FIXED-MOUNT NON-AUT. CIRCUIT-B. | 17820.21
3WL1232-2BB31-1AA2 | FIXED-MOUNTED CIRCUIT BREAKER | 20366.85
3WL1232-2BB34-1AA2 | FIXED-MOUNTED CIRCUIT BREAKER | 20366.85
3WL1232-2BB34-1GA2 | FIXED-MOUNTED CIRCUIT BREAKER | 20722.07
3WL1232-2BB34-4AN2 | FIXED-MOUNTED CIRCUIT BREAKER | 22759.57
3WL1232-2BB34-4AS2 | FIXED-MOUNTED CIRCUIT BREAKER | 23365.77
3WL1232-2BB41-1AN2 | FIXED-MOUNTED CIRCUIT BREAKER | 26881.04
3WL1232-2BB42-1AA2 | FIXED-MOUNTED CIRCUIT BREAKER | 25017.56
3WL1232-2BB42-1AJ2 | FIXED-MOUNTED CIRCUIT BREAKER | 25437.73
3WL1232-2BB42-1GA2 | FIXED-MOUNTED CIRCUIT BREAKER | 25372.78
3WL1232-2BB42-4AA2 | FIXED-MOUNTED CIRCUIT BREAKER | 26990.1
3WL1232-2CB32-1AA4 | FIXED-MOUNTED CIRCUIT BREAKER | 19840.05
3WL1232-2CB32-1AF2 | FIXED-MOUNTED CIRCUIT BREAKER | 19832.03
3WL1232-2CB32-1AG2 | FIXED-MOUNTED CIRCUIT BREAKER | 19832.03
3WL1232-2CB32-1AG2-ZB25 | FIXED-MOUNTED CIRCUIT BREAKER | 19832.03
3WL1240-2NB37-4GN4-ZF02 | WITHDRAWABLE CIRCUIT BREAKER | 40437.04
3WL1240-2NG37-5FM4 | WITHDRAWABLE CIRCUIT BREAKER | 39891.78
3WL1240-3AA31-1AA2 | FIXED-MOUNT NON-AUT. CIRCUIT-B. | 22852.58
3WL1240-3AA37-1AA2 | WITHDRAW. NON-AUT. CIRCUIT-B. | 31672.87
3WL1240-3CB31-1AS2 | FIXED-MOUNTED CIRCUIT BREAKER | 25955.72
3WL1240-3CB31-1BA2 | FIXED-MOUNTED CIRCUIT BREAKER | 25284.58
3WL1240-3CB31-1GA2 | FIXED-MOUNTED CIRCUIT BREAKER | 25284.58
3WL1240-3CB31-4AN2 | FIXED-MOUNTED CIRCUIT BREAKER | 27322.06
3WL1240-3CB31-4GA2 | FIXED-MOUNTED CIRCUIT BREAKER | 27257.12
3WL1240-3CB37-6BJ4-ZK07R21T40 | WITHDRAWABLE CIRCUIT BREAKER | 37765.3
3WL1240-3CB41-1AA2 | FIXED-MOUNTED CIRCUIT BREAKER | 32787.44
3WL1240-3CB41-1GA2 | FIXED-MOUNTED CIRCUIT BREAKER | 33142.66
3WL1240-3CB47-1AA2 | WITHDRAWABLE CIRCUIT BREAKER | 45376.41
3WL1240-3EB41-1AA2 | FIXED-MOUNTED CIRCUIT BREAKER | 33212.42
3WL1240-3EB41-4GA4 | FIXED-MOUNTED CIRCUIT BREAKER | 35903.4
3WL1240-3EB47-1AA4 | WITHDRAWABLE CIRCUIT BREAKER | 46164.62
3WL1240-3EB47-1DA4 | WITHDRAWABLE CIRCUIT BREAKER | 46544.68
3WL1240-4CB31-1AA2 | FIXED-MOUNTED CIRCUIT BREAKER | 27014.15
3WL1240-4CB31-4BJ2 | FIXED-MOUNTED CIRCUIT BREAKER | 29762.08
3WL1240-4CB31-4GA2 | FIXED-MOUNTED CIRCUIT BREAKER | 29341.91
3WL1240-4CB37-1AA2 | WITHDRAWABLE CIRCUIT BREAKER | 35674.08
3WL1240-4FG37-1AA4 | WITHDRAWABLE CIRCUIT BREAKER | 38130.13
3WL1240-4NB31-1AA2 | FIXED-MOUNTED CIRCUIT BREAKER | 30197.48
3WL1240-8AA31-1AA2 | FIXED-MOUNT NON-AUT. CIRCUIT-B. | 27262.73
3WL1240-8AA31-4GN2 | FIXED-MOUNT NON-AUT. CIRCUIT-B. | 30010.65
3WL1240-8AA32-1AA2 | FIXED-MOUNT NON-AUT. CIRCUIT-B. | 26220.33
3WL1240-8AA45-1AA2 | WITHDRAW. NON-AUT. CIRCUIT-B. | 43219.43
3WL1240-8AA46-1AA2 | WITHDRAW. NON-AUT. CIRCUIT-B. | 49554.02
3WL1240-8AA46-4GA4 | WITHDRAW. NON-AUT. CIRCUIT-B. | 52245
3WL1240-8AA47-1AA2 | WITHDRAW. NON-AUT. CIRCUIT-B. | 51478.44
3WL1340-4AA32-4GG4 | FIXED-MOUNT NON-AUT. CIRCUIT-B. | 30950.41
3WL1340-4AA32-5FA4 | FIXED-MOUNT NON-AUT. CIRCUIT-B. | 30595.19
6FX7002-5LM32-1CA0 | POWER CABLE PREASSEMBLED(1FN3) | 908.7
6FX7002-5LM40-1AJ0 | POWER CABLE PREASSEMBLED | 418.38
6FX7002-5LM40-1BC0 | POWER CABLE PREASSEMBLED | 519.99
6FX7002-5LM42-1AE0 | POWER CABLE PREASSEMBLED | 274.57
6FX7002-5LM42-1AH0 | POWER CABLE PREASSEMBLED | 310.76
6FX7002-5LM60-1AA3 | POWER CABLE PREASSEMBLED | 240.59
6FX7002-5LM60-1AA5 | POWER CABLE PREASSEMBLED | 240.59
6FX7002-5LM60-1AC0 | POWER CABLE PREASSEMBLED | 266
6FX7002-5LM60-1AG0 | POWER CABLE PREASSEMBLED | 367.62
6FX7002-5LM62-1AC5 | POWER CABLE PREASSEMBLED | 263.15
6FX7002-5LM62-1AF0 | POWER CABLE PREASSEMBLED | 287.23
6FX7002-5LM62-1CF0 | POWER CABLE PREASSEMBLED | 528.71
6FX7002-5LM70-1AB6 | POWER CABLE PREASSEMBLED | 394
6FX7002-5LM70-1AD5 | POWER CABLE PREASSEMBLED | 450.74
6FX7002-5LM70-1BF0 | POWER CABLE PREASSEMBLED | 762.74
6FX7002-5LM72-1BC0 | POWER CABLE PREASSEMBLED | 523.85
6FX7002-5LM72-1CG0 | POWER CABLE PREASSEMBLED | 744.94
6FX7002-5LM80-1BA0 | POWER CABLE PREASSEMBLED | 591.81
6FX7002-5LM80-1BF0 | POWER CABLE PREASSEMBLED | 717.85
6FX8002-5CN36-1DG0 | POWER CABLE PREASSEMBLED | 716
6FX8002-5DG32-1FA0 | POWER CABLE PREASSEMBLED | 1196.67
6FX8002-5DG33-1CB0 | POWER CABLE, PREASSEMBLED | 3160.64
6FX8002-5DG33-1DD0 | POWER CABLE, PREASSEMBLED | 4361.25
6FX8002-5DG41-1BC0 | POWER CABLE, PREASSEMBLED | 608.53
6FX8002-5DG41-1BK0 | POWER CABLE, PREASSEMBLED | 808.96
6FX8002-5DG41-1DF0 | POWER CABLE, PREASSEMBLED | 1266.98
7ML5731-2AB11-2CA0 | SITRANS LVS200 - STANDARD | 1051.54
7ML5731-2AB12-1CA0-ZA20Y01 | SITRANS LVS200 - STANDARD | 1446.35
7ML5731-2AB14-1CA0-ZY01 | SITRANS LVS200 - STANDARD | 1446.35
7ML5731-2AB14-2FA0-ZY01 | SITRANS LVS200 - STANDARD | 1710.9
7ML5731-2AB24-1CA0-ZY01 | SITRANS LVS200 - STANDARD | 1922.28
7ML5731-2AB26-1CA0-ZY01 | SITRANS LVS200 - STANDARD | 2028.63
7ML5731-2AB35-2DA0-ZY01 | SITRANS LVS200 - STANDARD | 1636.46
7ML5731-2AB38-2CA0 | SITRANS LVS200 - STANDARD | 1902.33
7ML5731-2AE32-2AA0-ZY01 | SITRANS LVS200 - STANDARD | 1914.29
7ML5731-2AG31-2BA0 | SITRANS LVS200 - STANDARD | 1644.43
7ML5731-2AG36-2CA0-ZY01Y14 | SITRANS LVS200 - STANDARD | 2156.24
7ML5731-2AK11-1CA0 | SITRANS LVS200 - STANDARD | 1379.89
7ML5731-2BA31-2AA0-ZY14 | SITRANS LVS200 - STANDARD | 1512.83
7ML5731-2BB11-1AA0 | SITRANS LVS200 - STANDARD | 1374.58
7ML5731-2BB13-1CA0-ZY01 | SITRANS LVS200 - STANDARD | 1645.76
7ML5731-2BB24-1DA0-ZK05Y01Y14 | SITRANS LVS200 - STANDARD | 2379.59
7ML5731-2BE22-1DA0-ZY01 | SITRANS LVS200 - STANDARD | 2329.07
7ML5731-2DA31-2AA0 | SITRANS LVS200 - STANDARD | 1721.55
7ML5731-3AA11-1CA0 | SITRANS LVS200 - STANDARD | 918.6
7ML5731-3AA12-1AA0-ZY01 | SITRANS LVS200 - STANDARD | 1482.25
7ML5731-3AA31-2AA0-ZY14 | SITRANS LVS200 - STANDARD | 1233.66
7ML5731-3AA31-2CA0-ZK05 | SITRANS LVS200 - STANDARD | 1179.15
7ML5731-3AA32-2AA0-ZY01 | SITRANS LVS200 - STANDARD | 1588.6
7ML5731-3AB14-1AA0-ZY01 | SITRANS LVS200 - STANDARD | 1577.97
7ML5731-3AB31-2AA0-ZK05 | SITRANS LVS200 - STANDARD | 1355.97
7ML5731-3AH32-2CA0-ZY01Y14 | SITRANS LVS200 - STANDARD | 2008.68
7ML5731-3BA11-1AA0 | SITRANS LVS200 - STANDARD | 1329.37
7ML5731-3BB15-1AA0 | SITRANS LVS200 - STANDARD | 1914.29
7ML5731-3BB31-2DA0 | SITRANS LVS200 - STANDARD | 1240.3
7ML5731-3CA11-1BA0 | SITRANS LVS200 - STANDARD | 1482.25
7ML5731-4AA11-1DA0 | SITRANS LVS200 - STANDARD | 876.06
7ML5731-4AB11-1AA0 | SITRANS LVS200 - STANDARD | 1052.87
7ML5731-4AB31-2CA0 | SITRANS LVS200 - STANDARD | 963.8
7ML5731-4AB34-2DA0-ZY01 | SITRANS LVS200 - STANDARD | 1500.86
7ML5731-4BB11-1BA0 | SITRANS LVS200 - STANDARD | 1286.83
7ML5731-4BB31-2CA0 | SITRANS LVS200 - STANDARD | 1197.76
7ML5731-4BB36-2CA0-ZY01 | SITRANS LVS200 - STANDARD | 1835.87
7ML5731-5AA14-1DA0-ZY01 | SITRANS LVS200 - STANDARD | 1563.35
7ML5731-5AA24-1FA0-ZY01 | SITRANS LVS200 - STANDARD | 2216.06
7ML5731-5AB12-1EA0 | SITRANS LVS200 - STANDARD | 1644.43
7ML5731-5AB16-1FA0-ZY01 | SITRANS LVS200 - STANDARD | 1895.69
7ML5731-5AG16-1AA0-ZY01 | SITRANS LVS200 - STANDARD | 2311.78
7ML5731-5AG16-1DA0-ZY01 | SITRANS LVS200 - STANDARD | 2134.98
7ML5731-5AH32-2EA0-ZY01Y14 | SITRANS LVS200 - STANDARD | 2347.68
7ML5731-5AH42-2FA0-ZY01 | SITRANS LVS200 - STANDARD | 2880.75
7ME6310-3FG14-1LA1 | SITRANS F M MAG 3100 | 3868.03
7ME6310-3FH11-1AA1 | SITRANS F M MAG 3100 | 2557.83
7ME6310-3FJ11-1CA2-ZY17Y20 | SITRANS F M MAG 3100 | 3585.86
7ME6310-3FJ12-1CA2 | SITRANS F M MAG 3100 | 3554.09
7ME6310-3FJ13-1AA2-ZY17 | SITRANS F M MAG 3100 | 1823.78
7ME6310-3FJ13-1DB1-ZC15Y17Y20 | SITRANS F M MAG 3100 | 4915.12
7ME6310-3FJ13-3AA2-ZC14Y17 | SITRANS F M MAG 3100 | 3026.01
7ME6310-3FJ21-1AA1-ZY17 | SITRANS F M MAG 3100 | 1949.9
7ME6310-3FK13-1AA4-ZY17 | SITRANS F M MAG 3100 | 2176.73
7ME6310-3FK42-2CB1 | SITRANS F M MAG 3100 | 4328.97
7ME6310-3MA13-1JB1 | SITRANS F M MAG 3100 | 3490.58
7ME6310-3MA13-1LA1 | SITRANS F M MAG 3100 | 3050.51
7ME6310-3MC11-1AA1-ZY17 | SITRANS F M MAG 3100 | 1661.35
7ME6310-3MC11-1AA2 | SITRANS F M MAG 3100 | 1536.14
7ME6310-3MC11-2AA1-ZY41 | SITRANS F M MAG 3100 | 2197.6
7ME6310-3MC11-2CB1 | SITRANS F M MAG 3100 | 3701.99
7ME6310-3MC12-1AA1 | SITRANS F M MAG 3100 | 1732.13
7ME6310-3MC12-1AA1-ZY17 | SITRANS F M MAG 3100 | 1857.34
7ME6310-3MC13-1AA1 | SITRANS F M MAG 3100 | 1728.5
7ME6310-3MC13-1AA1-ZY17 | SITRANS F M MAG 3100 | 1853.71
7ME6310-8FB14-1AA2 | SITRANS F M MAG 3100 | 43564.64
7ME6310-8FB42-2AA1 | SITRANS F M MAG 3100 | 44640.75
7ME6310-8FL11-1AA2 | SITRANS F M MAG 3100 | 43564.64
7ME6310-8FL12-1AA2 | SITRANS F M MAG 3100 | 43564.64
7ME6310-8KA12-1AA1-ZY41 | SITRANS F M MAG 3100 | 44109.04
7ME6310-8KA12-2AA1-ZY41 | SITRANS F M MAG 3100 | 44226.1
7ME6310-8KL11-2AA2-ZC12Y17 | SITRANS F M MAG 3100 | 47136.88
7ME6310-8PA11-1AA1 | SITRANS F M MAG 3100 | 49787.25
7ME6310-8PA12-1AA1-ZY41 | SITRANS F M MAG 3100 | 50331.65
7ME6310-8PA12-2JA1 | SITRANS F M MAG 3100 | 51460.4
7ME6310-8PB11-1CB1-ZC14Y17 | SITRANS F M MAG 3100 | 54373.9
7ME6310-8PB12-1AA1-ZY20 | SITRANS F M MAG 3100 | 52222.57
7ME6310-8PD12-1AA1 | SITRANS F M MAG 3100 | 54456.48
7ME6310-8PD12-2AA1-ZY17Y41 | SITRANS F M MAG 3100 | 55243.15
7ME6310-8PL12-1AA2 | SITRANS F M MAG 3100 | 52121.86
7ME6310-8TA11-1AA1 | SITRANS F M MAG 3100 | 62235.2
7ME6310-8TA14-1AA1-ZY41 | SITRANS F M MAG 3100 | 62779.6
7ME6310-8TA14-2AA1-ZY17 | SITRANS F M MAG 3100 | 62477.45
7ME6310-8TB14-1AA1 | SITRANS F M MAG 3100 | 65035.28
7ME6310-8TB14-2AA1 | SITRANS F M MAG 3100 | 65152.33
7ME6310-8YA11-1AA1-ZY41 | SITRANS F M MAG 3100 | 89231.6
7ME6310-8YA11-2AA1-ZY41 | SITRANS F M MAG 3100 | 89348.64
7ME6310-8YA12-2AA1-ZY41 | SITRANS F M MAG 3100 | 89348.64
7ME6310-8YB12-1AA1-ZY20 | SITRANS F M MAG 3100 | 91900.12
7ME6310-8YB14-1AA1 | SITRANS F M MAG 3100 | 91799.41
7ME6310-8YL12-1AA2 | SITRANS F M MAG 3100 | 91799.41
7ME6310-8YL12-2AA1-ZC15Y17Y20 | SITRANS F M MAG 3100 | 92220.41
7ME6320-1VF12-3AA1 | SITRANS F M MAG 3100 High Temperature | 3134.9
7ME6320-1VF13-1AA3-ZC14 | SITRANS F M MAG 3100 High Temperature | 2605.01
7ME6320-1VF33-1AA3-ZC14Y17 | SITRANS F M MAG 3100 High Temperature | 3326.35
7ME6320-1VJ12-5DB1-ZC14Y17 | SITRANS F M MAG 3100 High Temperature | 5626.48
7ME6320-1VJ13-2AA2 | SITRANS F M MAG 3100 High Temperature | 2480.7
7ME6320-2DF12-2AA1 | SITRANS F M MAG 3100 High Temperature | 2127.73
7ME6320-2DF12-2AA1-ZY17 | SITRANS F M MAG 3100 High Temperature | 2252.95
7ME6320-2DF22-1AA1-ZY17 | SITRANS F M MAG 3100 High Temperature | 2380.88
7ME6320-2DF23-2AA3-ZC14Y17Y20 | SITRANS F M MAG 3100 High Temperature | 3191.16
7ME6320-2DF33-2AA3-ZC14 | SITRANS F M MAG 3100 High Temperature | 3314.55
7ME6320-2DJ12-1AA2-ZC14 | SITRANS F M MAG 3100 High Temperature | 2088.73
7ME6320-2DK13-1AA4 | SITRANS F M MAG 3100 High Temperature | 2614.08
7ME6320-2RF12-2AA1 | SITRANS F M MAG 3100 High Temperature | 2139.53
7ME6320-2RF13-2AA3 | SITRANS F M MAG 3100 High Temperature | 2681.23
7ME6320-2RF22-1AA1-ZY17 | SITRANS F M MAG 3100 High Temperature | 2390.87
7ME6320-2RJ12-1AA2 | SITRANS F M MAG 3100 High Temperature | 2022.49
7ME6320-2RJ13-1AA4 | SITRANS F M MAG 3100 High Temperature | 2564.17
7ME6320-2YF12-1HB1 | SITRANS F M MAG 3100 High Temperature | 3809.06
7ME6320-2YF12-2AA1-ZC14 | SITRANS F M MAG 3100 High Temperature | 2242.06
7ME6320-2YF13-2AA3 | SITRANS F M MAG 3100 High Temperature | 2699.36
7ME6520-5DC12-2MA1-ZP13 | SITRANS F M MAG 5100 W | 5967.65
7ME6520-5DC13-2AA1-ZC14 | SITRANS F M MAG 5100 W | 3658.45
7ME6520-5DC13-2AA1-ZC14Y40 | SITRANS F M MAG 5100 W | 3968.76
3WL1116-2DG36-1AA2 | WITHDRAWABLE CIRCUIT BREAKER | 14136.53
3WL1116-2DG36-1AN2 | WITHDRAWABLE CIRCUIT BREAKER | 14556.69
3WL1116-2DG36-4GA4 | WITHDRAWABLE CIRCUIT BREAKER | 16827.51
3WL1116-2DG36-4GN2 | WITHDRAWABLE CIRCUIT BREAKER | 16884.45
3WL1116-2DG37-1AA4 | WITHDRAWABLE CIRCUIT BREAKER | 14900.69
3WL1116-2DG38-1AA2 | WITHDRAWABLE CIRCUIT BREAKER | 14136.53
3WL1116-2DG43-1AA2 | FIXED-MOUNTED CIRCUIT BREAKER | 15178.93
3WL1116-2DG44-1AS2 | FIXED-MOUNTED CIRCUIT BREAKER | 16205.29
3WL1116-2DG46-1GA4 | WITHDRAWABLE CIRCUIT BREAKER | 18623.66
3WL1116-2DG46-4AA2 | WITHDRAWABLE CIRCUIT BREAKER | 19877.73
3WL1116-2DG46-4GN2 | WITHDRAWABLE CIRCUIT BREAKER | 20653.11
3WL1116-2DG46-5FP2 | WITHDRAWABLE CIRCUIT BREAKER | 20702.03
3WL1116-2EB32-1AA2 | FIXED-MOUNTED CIRCUIT BREAKER | 10840.95
3WL1116-2EB32-1AG2-ZS55 | FIXED-MOUNTED CIRCUIT BREAKER | 12158.38
3WL1116-2EB32-4BA2-ZK07 | FIXED-MOUNTED CIRCUIT BREAKER | 13291.38
3WL1116-2EB32-4GA4 | FIXED-MOUNTED CIRCUIT BREAKER | 13531.93
3WL1116-2EB32-4GP4 | FIXED-MOUNTED CIRCUIT BREAKER | 14001.01
3WL1116-2EB33-4AN2-ZK07 | FIXED-MOUNTED CIRCUIT BREAKER | 13757.26
3WL1116-2EB34-4AN2 | FIXED-MOUNTED CIRCUIT BREAKER | 13634.57
3WL1116-2EB35-1AA2 | WITHDRAWABLE CIRCUIT BREAKER | 12123.89
3WL1116-2EB36-1AA4 | WITHDRAWABLE CIRCUIT BREAKER | 13930.46
3WL1116-2EB36-1BA2 | WITHDRAWABLE CIRCUIT BREAKER | 13922.44
3WL1116-2EB36-4AA2 | WITHDRAWABLE CIRCUIT BREAKER | 15539.76
3WL1116-2EB36-4AN2 | WITHDRAWABLE CIRCUIT BREAKER | 15959.92
3WL1116-2EB36-4GA8 | WITHDRAWABLE CIRCUIT BREAKER | 16258.2
3WL1116-2EB36-4GN2 | WITHDRAWABLE CIRCUIT BREAKER | 16315.14
3WL1116-2EB37-3GA2 | WITHDRAWABLE CIRCUIT BREAKER | 14678.58
3WL1116-2EB37-4GG2 | WITHDRAWABLE CIRCUIT BREAKER | 16651.12
3WL1116-2EB38-4AA7 | WITHDRAWABLE CIRCUIT BREAKER | 15903
3WL1116-2EB38-4GB2 | WITHDRAWABLE CIRCUIT BREAKER | 16250.19
3WL1116-2EB38-4GG4 | WITHDRAWABLE CIRCUIT BREAKER | 16613.42
3WL1116-2EB42-1AA2 | FIXED-MOUNTED CIRCUIT BREAKER | 13887.95
3WL1116-2EB42-1GA2 | FIXED-MOUNTED CIRCUIT BREAKER | 14243.17
3WL1116-2EB42-4GP4 | FIXED-MOUNTED CIRCUIT BREAKER | 17048.02
3WL1116-2EB43-1GA2 | FIXED-MOUNTED CIRCUIT BREAKER | 14964.84
3WL1116-2EB46-1AA4 | WITHDRAWABLE CIRCUIT BREAKER | 17699.13
3WL1116-2EB46-1AM4 | WITHDRAWABLE CIRCUIT BREAKER | 18119.29
3WL1116-2EB46-1DA2 | WITHDRAWABLE CIRCUIT BREAKER | 17715.97
3WL1116-2EB46-4AA2 | WITHDRAWABLE CIRCUIT BREAKER | 19308.42
3WL1116-2EB46-4BJ4 | WITHDRAWABLE CIRCUIT BREAKER | 20447.04
3WL1116-2EB46-5AA2 | WITHDRAWABLE CIRCUIT BREAKER | 19308.42
3WL1116-2EB46-5FA4 | WITHDRAWABLE CIRCUIT BREAKER | 20026.89
3WL1116-2EB48-4DA4 | WITHDRAWABLE CIRCUIT BREAKER | 20051.73
3WL1116-2EB62-1GA2-ZK07 | FIXED-MOUNTED CIRCUIT BREAKER | 11318.84
3WL1116-2EB66-1BA4 | WITHDRAWABLE CIRCUIT BREAKER | 14285.66
3WL1116-2EG32-3GA4 | FIXED-MOUNTED CIRCUIT BREAKER | 13125.4
3WL1116-2EG32-4GA2 | FIXED-MOUNTED CIRCUIT BREAKER | 14379.48
3WL1116-2EG33-1AA2 | FIXED-MOUNTED CIRCUIT BREAKER | 12452.65
3WL1116-2EG34-4AN2 | FIXED-MOUNTED CIRCUIT BREAKER | 14845.36
3WL1116-2EG36-4GA2 | WITHDRAWABLE CIRCUIT BREAKER | 17105.77
3WL1116-2EG36-4GA4-ZK07R21R55 | WITHDRAWABLE CIRCUIT BREAKER | 18974.06
3WL1116-2EG36-4GP4 | WITHDRAWABLE CIRCUIT BREAKER | 17938.08
3WL1116-2EG36-5AA7 | WITHDRAWABLE CIRCUIT BREAKER | 17113.77
3WL1116-2EG41-1AA2 | FIXED-MOUNTED CIRCUIT BREAKER | 15820.39
3WL1116-2EG42-1AA2 | FIXED-MOUNTED CIRCUIT BREAKER | 15098.74
3WL1208-4CB32-4AN2 | FIXED-MOUNTED CIRCUIT BREAKER | 9529.13
3WL1208-4CB32-4GA2 | FIXED-MOUNTED CIRCUIT BREAKER | 9464.17
3WL1208-4CB32-4GP2 | FIXED-MOUNTED CIRCUIT BREAKER | 9933.26
3WL1208-4CB32-6AB2-ZA15 | FIXED-MOUNTED CIRCUIT BREAKER | 12663.53
3WL1208-4CB34-4GA2 | FIXED-MOUNTED CIRCUIT BREAKER | 9937.26
3WL1208-4CB35-4AN2 | WITHDRAWABLE CIRCUIT BREAKER | 10531.43
3WL1208-4CB36-1GA2-ZA05 | WITHDRAWABLE CIRCUIT BREAKER | 12976.25
3WL1208-4CB36-4AN2 | WITHDRAWABLE CIRCUIT BREAKER | 12319.54
3WL1208-4CB36-4GG4 | WITHDRAWABLE CIRCUIT BREAKER | 12973.05
3WL1208-4CB36-4GN4 | WITHDRAWABLE CIRCUIT BREAKER | 13038
3WL1208-4CB38-1AA2 | WITHDRAWABLE CIRCUIT BREAKER | 9926.84
3WL1208-4CB38-1AJ2-ZK07R21 | WITHDRAWABLE CIRCUIT BREAKER | 10946.78
3WL1208-4CB42-1AA2 | FIXED-MOUNTED CIRCUIT BREAKER | 9782.5
3WL1208-4CB42-4GA2 | FIXED-MOUNTED CIRCUIT BREAKER | 12110.26
3WL1208-4CB46-1AA2 | WITHDRAWABLE CIRCUIT BREAKER | 13302.61
3WL1208-4CB46-4GA2 | WITHDRAWABLE CIRCUIT BREAKER | 15630.37
3WL1208-4DG32-1GA2 | FIXED-MOUNTED CIRCUIT BREAKER | 8485.93
3WL1208-4DG32-4GA4 | FIXED-MOUNTED CIRCUIT BREAKER | 10821.7
3WL1208-4DG34-1AA2 | FIXED-MOUNTED CIRCUIT BREAKER | 8603.79
3WL1208-4DG35-1AA2 | WITHDRAWABLE CIRCUIT BREAKER | 9133.02
3WL1208-4DG36-4GN2 | WITHDRAWABLE CIRCUIT BREAKER | 13669.04
3WL1208-4DG36-4GP2 | WITHDRAWABLE CIRCUIT BREAKER | 13717.96
3WL1208-4DG44-1AA2 | FIXED-MOUNTED CIRCUIT BREAKER | 11410.25
3WL1208-4DG46-1AA2 | WITHDRAWABLE CIRCUIT BREAKER | 14296.89
3WL1208-4EB32-4GA2 | FIXED-MOUNTED CIRCUIT BREAKER | 9889.16
3WL1208-4EB32-4GG4 | FIXED-MOUNTED CIRCUIT BREAKER | 10607.61
3WL1208-4EB33-1AA2 | FIXED-MOUNTED CIRCUIT BREAKER | 8034.49
3WL1208-4EB35-1AA2 | WITHDRAWABLE CIRCUIT BREAKER | 8563.71
3WL1208-4EB36-4GN2 | WITHDRAWABLE CIRCUIT BREAKER | 13099.73
3WL1208-4EB36-4GP2 | WITHDRAWABLE CIRCUIT BREAKER | 13148.65
3WL1208-4EB43-1AA2 | FIXED-MOUNTED CIRCUIT BREAKER | 10840.95
3WL1208-4EB45-1AA2 | WITHDRAWABLE CIRCUIT BREAKER | 11161.68
3WL1208-4EG32-1AA2 | FIXED-MOUNTED CIRCUIT BREAKER | 8772.18
3WL1208-4EG32-4GA4 | FIXED-MOUNTED CIRCUIT BREAKER | 11463.18
3WL1208-4EG32-4GN4 | FIXED-MOUNTED CIRCUIT BREAKER | 11883.34
3WL1208-4EG35-1AA2 | WITHDRAWABLE CIRCUIT BREAKER | 9774.48
3WL1208-4EG36-1AA2 | WITHDRAWABLE CIRCUIT BREAKER | 11562.6
3WL1208-4EG36-4GP4 | WITHDRAWABLE CIRCUIT BREAKER | 14722.68
3WL1208-4EG38-1AA2 | WITHDRAWABLE CIRCUIT BREAKER | 11562.6
3WL1208-4EG45-1AA2 | WITHDRAWABLE CIRCUIT BREAKER | 12372.47
3WL1208-4EG46-1AA2 | WITHDRAWABLE CIRCUIT BREAKER | 14938.37
3WL1208-4EG46-1GA4 | WITHDRAWABLE CIRCUIT BREAKER | 15656.82
3WL1208-4FB32-1GA2-ZS07 | FIXED-MOUNTED CIRCUIT BREAKER | 8469.89
3WL1208-4FB32-4GA4 | FIXED-MOUNTED CIRCUIT BREAKER | 10661.33
3WL1208-4FB35-1AA2 | WITHDRAWABLE CIRCUIT BREAKER | 8972.64
3WL1208-4FB36-1BA2 | WITHDRAWABLE CIRCUIT BREAKER | 11115.98
3WL1208-4FB36-4GN2 | WITHDRAWABLE CIRCUIT BREAKER | 13508.68
3WL1208-4FB36-4GP2 | WITHDRAWABLE CIRCUIT BREAKER | 13557.59
3WL1208-4FB36-5FA2 | WITHDRAWABLE CIRCUIT BREAKER | 13088.52
3WL1208-4FB42-1AA2 | FIXED-MOUNTED CIRCUIT BREAKER | 10616.42
3WL1208-4FG31-1AA2 | FIXED-MOUNTED CIRCUIT BREAKER | 9702.33
3WL1208-4FG32-4GP4 | FIXED-MOUNTED CIRCUIT BREAKER | 12389.31
3WL1208-4FG33-5AM2 | FIXED-MOUNTED CIRCUIT BREAKER | 12095.03
3WL1208-4FG36-4GN2 | WITHDRAWABLE CIRCUIT BREAKER | 14767.57
3WL1208-4FG36-4GP2 | WITHDRAWABLE CIRCUIT BREAKER | 14816.5
3WL1212-4CB38-4AJ2 | WITHDRAWABLE CIRCUIT BREAKER | 13610.52
3WL1212-4CB38-4AN4 | WITHDRAWABLE CIRCUIT BREAKER | 13973.75
3WL1212-4CB42-4GA4 | FIXED-MOUNTED CIRCUIT BREAKER | 13668.25
3WL1212-4CB44-1AA2 | FIXED-MOUNTED CIRCUIT BREAKER | 11618.73
3WL1212-4CB48-1AA2 | WITHDRAWABLE CIRCUIT BREAKER | 14665.74
3WL1212-4CB62-4AN2 | FIXED-MOUNTED CIRCUIT BREAKER | 10908.31
3WL1212-4DG32-4GA4 | FIXED-MOUNTED CIRCUIT BREAKER | 12200.87
3WL1212-4DG32-4GN4 | FIXED-MOUNTED CIRCUIT BREAKER | 12621.03
3WL1212-4DG36-1AA2 | WITHDRAWABLE CIRCUIT BREAKER | 12212.09
3WL1212-4DG36-4GA2 | WITHDRAWABLE CIRCUIT BREAKER | 14539.85
3WL1212-4DG37-1AA2 | WITHDRAWABLE CIRCUIT BREAKER | 12693.2
3WL1212-4DG41-1AA2 | FIXED-MOUNTED CIRCUIT BREAKER | 12613.01
3WL1212-4DG45-1AA2 | WITHDRAWABLE CIRCUIT BREAKER | 12933.76
3WL1212-4DG46-4GA4 | WITHDRAWABLE CIRCUIT BREAKER | 18351.03
3WL1212-4EB32-3GA2-ZT40 | FIXED-MOUNTED CIRCUIT BREAKER | 9955.71
3WL1212-4EB32-4GA2 | FIXED-MOUNTED CIRCUIT BREAKER | 11268.32
3WL1212-4EB34-1AA2 | FIXED-MOUNTED CIRCUIT BREAKER | 9389.6
3WL1212-4EB34-4AN2 | FIXED-MOUNTED CIRCUIT BREAKER | 11782.3
3WL1212-4EB36-1AA2 | WITHDRAWABLE CIRCUIT BREAKER | 11642.8
3WL1212-4EB36-1GA2 | WITHDRAWABLE CIRCUIT BREAKER | 11998
3WL1212-4EB36-4GP4 | WITHDRAWABLE CIRCUIT BREAKER | 14802.85
3WL1212-4EB37-1AA2 | WITHDRAWABLE CIRCUIT BREAKER | 12123.89
3WL1212-4EB42-1GA2 | FIXED-MOUNTED CIRCUIT BREAKER | 11757.46
3WL1212-4EB43-1AA2 | FIXED-MOUNTED CIRCUIT BREAKER | 12043.72
3WL1212-4EB47-1CA4-ZR21R30T40 | WITHDRAWABLE CIRCUIT BREAKER | 17477.01
3WL1212-4EB62-1AA2-ZT40 | FIXED-MOUNTED CIRCUIT BREAKER | 9245.27
3WL1212-4EG32-4GP2 | FIXED-MOUNTED CIRCUIT BREAKER | 12948.18
3WL1212-4EG33-1AA2 | FIXED-MOUNTED CIRCUIT BREAKER | 10600.39
3WL1212-4EG36-4GN2 | WITHDRAWABLE CIRCUIT BREAKER | 15601.5
3WL1212-4EG36-4GP2 | WITHDRAWABLE CIRCUIT BREAKER | 15650.42
3WL1212-4EG42-1AA2 | FIXED-MOUNTED CIRCUIT BREAKER | 12613.01
3WL1212-4EG44-1AA2 | FIXED-MOUNTED CIRCUIT BREAKER | 13254.49
3WL1212-4FB31-1GA2-ZK07 | FIXED-MOUNTED CIRCUIT BREAKER | 10276.44
3WL1212-4FB32-1AA2 | FIXED-MOUNTED CIRCUIT BREAKER | 9349.51
3WL1212-4FB33-1AA2 | FIXED-MOUNTED CIRCUIT BREAKER | 9798.55
3WL1212-4FB35-1AA2 | WITHDRAWABLE CIRCUIT BREAKER | 10327.76
3WL1212-4FB36-3GA2 | WITHDRAWABLE CIRCUIT BREAKER | 12762.16
3WL1212-4FB36-4GA2 | WITHDRAWABLE CIRCUIT BREAKER | 14379.48
3WL1212-4FB37-1AA2 | WITHDRAWABLE CIRCUIT BREAKER | 12532.84
3WL1212-4FB38-1AA2 | WITHDRAWABLE CIRCUIT BREAKER | 12051.72
3WL1212-4FG32-4GA2 | FIXED-MOUNTED CIRCUIT BREAKER | 12936.16
3WL1212-4FG32-4GN2 | FIXED-MOUNTED CIRCUIT BREAKER | 13356.33
3WL1212-4FG34-1AA2 | FIXED-MOUNTED CIRCUIT BREAKER | 11057.44
3WL1212-4FG36-1AA2 | WITHDRAWABLE CIRCUIT BREAKER | 13310.63
3WL1212-4FG36-4GA2 | WITHDRAWABLE CIRCUIT BREAKER | 15638.37
3WL1212-4FG36-4GP4 | WITHDRAWABLE CIRCUIT BREAKER | 16470.7
3WL1212-4FG38-1AA2 | WITHDRAWABLE CIRCUIT BREAKER | 13310.63
3WL1212-4NB34-1AA2 | FIXED-MOUNTED CIRCUIT BREAKER | 12147.94
3WL1212-4NB36-1AA2 | WITHDRAWABLE CIRCUIT BREAKER | 14401.14
3WL1212-4NG31-1AA2 | FIXED-MOUNTED CIRCUIT BREAKER | 13358.73
3WL1212-4NG33-1AA2 | FIXED-MOUNTED CIRCUIT BREAKER | 13358.73
3WL1212-4NG35-1AA2 | WITHDRAWABLE CIRCUIT BREAKER | 13887.95
3WL1212-4NG42-1AA2 | FIXED-MOUNTED CIRCUIT BREAKER | 15371.37
3WL1216-2AA31-1AA2 | FIXED-MOUNT NON-AUT. CIRCUIT-B. | 9942.87
3WL1220-2CB42-1GA7 | FIXED-MOUNTED CIRCUIT BREAKER | 16346.41
3WL1220-2CB42-4AS2 | FIXED-MOUNTED CIRCUIT BREAKER | 18626.85
3WL1220-2CB43-1AA2 | FIXED-MOUNTED CIRCUIT BREAKER | 16429.8
3WL1220-2CB43-1GA2 | FIXED-MOUNTED CIRCUIT BREAKER | 16785.02
3WL1220-2CB44-4GN4 | FIXED-MOUNTED CIRCUIT BREAKER | 19540.96
3WL1220-2CB45-1AA2 | WITHDRAWABLE CIRCUIT BREAKER | 17632.57
3WL1220-2CB46-1AL4 | WITHDRAWABLE CIRCUIT BREAKER | 21271.34
3WL1220-2CB46-1BA4 | WITHDRAWABLE CIRCUIT BREAKER | 21157.48
3WL1220-2CB46-2AA2 | WITHDRAWABLE CIRCUIT BREAKER | 20794.24
3WL1220-2CB46-4GA2 | WITHDRAWABLE CIRCUIT BREAKER | 22766.78
3WL1220-2CB46-5FA4 | WITHDRAWABLE CIRCUIT BREAKER | 23130.02
3WL1220-2CB47-4AA2 | WITHDRAWABLE CIRCUIT BREAKER | 23053.04
3WL1220-2DG31-1AA2 | FIXED-MOUNTED CIRCUIT BREAKER | 13895.97
3WL1220-2DG32-1AG2 | FIXED-MOUNTED CIRCUIT BREAKER | 13770.08
3WL1220-2DG32-4AA4 | FIXED-MOUNTED CIRCUIT BREAKER | 15750.64
3WL1220-2DG32-4AS4 | FIXED-MOUNTED CIRCUIT BREAKER | 16777
3WL1220-2DG32-4GP2 | FIXED-MOUNTED CIRCUIT BREAKER | 16211.7
3WL1220-2DG32-4GS2 | FIXED-MOUNTED CIRCUIT BREAKER | 16768.99
3WL1220-2DG34-1AA2 | FIXED-MOUNTED CIRCUIT BREAKER | 13895.97
3WL1220-2DG34-1FA2 | FIXED-MOUNTED CIRCUIT BREAKER | 14251.19
3WL1220-2DG35-4GA4 | WITHDRAWABLE CIRCUIT BREAKER | 17789.74
3WL1220-2DG36-1AA4 | WITHDRAWABLE CIRCUIT BREAKER | 17226.04
3WL1220-2DG36-1GN2 | WITHDRAWABLE CIRCUIT BREAKER | 17638.19
3WL1220-2DG36-4GA2 | WITHDRAWABLE CIRCUIT BREAKER | 19190.55
3WL1220-2DG36-5FA4 | WITHDRAWABLE CIRCUIT BREAKER | 19553.79
3WL1220-2DG36-5FP2 | WITHDRAWABLE CIRCUIT BREAKER | 19659.64
3WL1220-2DG41-1GA2 | FIXED-MOUNTED CIRCUIT BREAKER | 17779.3
3WL1220-2DG42-1AG2 | FIXED-MOUNTED CIRCUIT BREAKER | 16977.46
3WL1220-2DG42-4GA2 | FIXED-MOUNTED CIRCUIT BREAKER | 18950
3WL1220-2DG42-6BS4 | FIXED-MOUNTED CIRCUIT BREAKER | 20339.59
3WL1220-2DG44-4GA2 | FIXED-MOUNTED CIRCUIT BREAKER | 19751.84
3WL1220-2DG45-1AA4 | WITHDRAWABLE CIRCUIT BREAKER | 18990.09
3WL1220-2DG46-1GN4 | WITHDRAWABLE CIRCUIT BREAKER | 22571.93
3WL1220-2DG46-4GA2 | WITHDRAWABLE CIRCUIT BREAKER | 23761.06
3WL1220-2DG47-1AA2 | WITHDRAWABLE CIRCUIT BREAKER | 22074.79
3WL1220-2EB31-1AA2 | FIXED-MOUNTED CIRCUIT BREAKER | 13326.66
3WL1220-2EB32-1AN2 | FIXED-MOUNTED CIRCUIT BREAKER | 13265.72
3WL1220-2EB32-1AP2 | FIXED-MOUNTED CIRCUIT BREAKER | 13314.63
3WL1220-2EB32-4BA2-ZK07 | FIXED-MOUNTED CIRCUIT BREAKER | 15295.99
3WL1220-2EB32-4GA4 | FIXED-MOUNTED CIRCUIT BREAKER | 15536.55
3WL1220-2EB32-4GP4 | FIXED-MOUNTED CIRCUIT BREAKER | 16005.62
3WL1220-2EB33-1AN2 | FIXED-MOUNTED CIRCUIT BREAKER | 13746.84
3WL1220-2EB35-1DA4 | WITHDRAWABLE CIRCUIT BREAKER | 15272.73
3WL1220-2EB35-1GA7 | WITHDRAWABLE CIRCUIT BREAKER | 15247.89
3WL1220-2EB35-4GN4 | WITHDRAWABLE CIRCUIT BREAKER | 17640.59
3WL1220-2EB36-1AA2-ZK07 | WITHDRAWABLE CIRCUIT BREAKER | 16416.17
3WL1220-2EB36-1GA2 | WITHDRAWABLE CIRCUIT BREAKER | 16648.7
3WL1220-2EB36-1GG2 | WITHDRAWABLE CIRCUIT BREAKER | 17003.92
3WL1220-2EB36-4AA2 | WITHDRAWABLE CIRCUIT BREAKER | 18266.02
3WL1220-2EB36-4GA4 | WITHDRAWABLE CIRCUIT BREAKER | 18984.48
3WL1220-2EB36-4GG4 | WITHDRAWABLE CIRCUIT BREAKER | 19339.7
3WL1220-2EB37-4GG2 | WITHDRAWABLE CIRCUIT BREAKER | 19537.75
3WL1225-2BB32-4AS2 | FIXED-MOUNTED CIRCUIT BREAKER | 19516.91
3WL1225-2BB32-4GA4 | FIXED-MOUNTED CIRCUIT BREAKER | 19209
3WL1225-2BB32-4GN2 | FIXED-MOUNTED CIRCUIT BREAKER | 19265.93
3WL1225-2BB32-4GN4 | FIXED-MOUNTED CIRCUIT BREAKER | 19629.16
3WL1225-2BB32-5AM2 | FIXED-MOUNTED CIRCUIT BREAKER | 18910.71
3WL1225-2BB32-6AJ2 | FIXED-MOUNTED CIRCUIT BREAKER | 18910.71
3WL1225-2BB33-4AN2 | FIXED-MOUNTED CIRCUIT BREAKER | 19712.56
3WL1225-2BB34-1AG2 | FIXED-MOUNTED CIRCUIT BREAKER | 17675.06
3WL1225-2BB34-4AN2 | FIXED-MOUNTED CIRCUIT BREAKER | 19712.56
3WL1225-2BB34-4GA2 | FIXED-MOUNTED CIRCUIT BREAKER | 19647.6
3WL1225-2BB34-6AJ2-ZK07 | FIXED-MOUNTED CIRCUIT BREAKER | 19835.24
3WL1225-2BB35-4GN4 | WITHDRAWABLE CIRCUIT BREAKER | 20912.11
3WL1225-2BB36-1AA2-ZT40 | WITHDRAWABLE CIRCUIT BREAKER | 20511.19
3WL1225-2BB36-1GN2 | WITHDRAWABLE CIRCUIT BREAKER | 20981.87
3WL1225-2BB36-3GA2 | WITHDRAWABLE CIRCUIT BREAKER | 20916.93
3WL1225-2BB36-4GA4 | WITHDRAWABLE CIRCUIT BREAKER | 22897.49
3WL1225-2BB36-4GM2 | WITHDRAWABLE CIRCUIT BREAKER | 22954.41
3WL1225-2BB36-5FA4 | WITHDRAWABLE CIRCUIT BREAKER | 22897.49
3WL1225-2BB36-6BA4-ZK07 | WITHDRAWABLE CIRCUIT BREAKER | 23020.16
3WL1225-2BB42-1AA2 | FIXED-MOUNTED CIRCUIT BREAKER | 20928.16
3WL1225-2BB42-1GA2 | FIXED-MOUNTED CIRCUIT BREAKER | 21283.36
3WL1225-2BB42-4GG2 | FIXED-MOUNTED CIRCUIT BREAKER | 23611.12
3WL1225-2BB42-4GN4 | FIXED-MOUNTED CIRCUIT BREAKER | 24039.3
3WL1225-2BB45-1AA2 | WITHDRAWABLE CIRCUIT BREAKER | 22291.29
3WL1225-2BB46-1AN2 | WITHDRAWABLE CIRCUIT BREAKER | 25758.47
3WL1225-2BB46-4CN4 | WITHDRAWABLE CIRCUIT BREAKER | 28474.31
3WL1225-2BB46-4GS2 | WITHDRAWABLE CIRCUIT BREAKER | 28692.42
3WL1225-2BB48-4GA4 | WITHDRAWABLE CIRCUIT BREAKER | 28029.29
3WL1225-2BB64-1GA2 | FIXED-MOUNTED CIRCUIT BREAKER | 17675.06
3WL1225-2CB31-3GA2 | FIXED-MOUNTED CIRCUIT BREAKER | 18262.81
3WL1225-2CB31-4AN2 | FIXED-MOUNTED CIRCUIT BREAKER | 19945.09
3WL1225-2CB32-1AA4 | FIXED-MOUNTED CIRCUIT BREAKER | 17113.77
3WL1225-2CB32-1AJ2 | FIXED-MOUNTED CIRCUIT BREAKER | 17170.71
3WL1225-2CB32-1BA4 | FIXED-MOUNTED CIRCUIT BREAKER | 17468.99
3WL1225-2CB32-1FA2 | FIXED-MOUNTED CIRCUIT BREAKER | 17105.77
3WL1225-2CB32-1GN4 | FIXED-MOUNTED CIRCUIT BREAKER | 17889.17
3WL1225-2CB32-3AA2 | FIXED-MOUNTED CIRCUIT BREAKER | 17105.77
3WL1225-2CB32-4AG4 | FIXED-MOUNTED CIRCUIT BREAKER | 19441.53
3WL1225-2CB32-4AN2 | FIXED-MOUNTED CIRCUIT BREAKER | 19143.24
3WL1225-2CB32-4GA2 | FIXED-MOUNTED CIRCUIT BREAKER | 19078.29
3WL1225-2CB32-4GG2 | FIXED-MOUNTED CIRCUIT BREAKER | 19433.51
3WL1225-2CB32-4GP2 | FIXED-MOUNTED CIRCUIT BREAKER | 19547.38
3WL1225-2CB32-4GS2 | FIXED-MOUNTED CIRCUIT BREAKER | 20104.66
3WL1225-2CB32-5GA2 | FIXED-MOUNTED CIRCUIT BREAKER | 19078.29
3WL1225-2CB32-6AJ2-ZK07 | FIXED-MOUNTED CIRCUIT BREAKER | 19265.93
3WL1225-2CB33-4AA2 | FIXED-MOUNTED CIRCUIT BREAKER | 19524.93
3WL1225-2CB33-4BA2 | FIXED-MOUNTED CIRCUIT BREAKER | 19880.13
3WL1225-2CB34-1AG2 | FIXED-MOUNTED CIRCUIT BREAKER | 17907.61
3WL1225-2CB34-1AM2 | FIXED-MOUNTED CIRCUIT BREAKER | 17972.55
3WL1225-2CB34-1GA4 | FIXED-MOUNTED CIRCUIT BREAKER | 18270.84
3WL1225-2CB34-1GS2 | FIXED-MOUNTED CIRCUIT BREAKER | 18933.97
3WL1225-2CB34-5AM2 | FIXED-MOUNTED CIRCUIT BREAKER | 19945.09
3WL1225-2CB34-5FM2 | FIXED-MOUNTED CIRCUIT BREAKER | 20300.31
3WL1225-2CB35-1GA2 | WITHDRAWABLE CIRCUIT BREAKER | 18388.71
3WL1225-4EG35-1AA2 | WITHDRAWABLE CIRCUIT BREAKER | 22154.98
3WL1225-4EG36-4GP4 | WITHDRAWABLE CIRCUIT BREAKER | 27319.66
3WL1225-4EG38-1AA2 | WITHDRAWABLE CIRCUIT BREAKER | 24159.59
3WL1225-4EG46-1AA2 | WITHDRAWABLE CIRCUIT BREAKER | 30253.6
3WL1225-4EG46-4AG2 | WITHDRAWABLE CIRCUIT BREAKER | 32581.36
3WL1225-4FB32-1AA2 | FIXED-MOUNTED CIRCUIT BREAKER | 19829.62
3WL1225-4FB32-1GA2-ZS07 | FIXED-MOUNTED CIRCUIT BREAKER | 20329.17
3WL1225-4FB32-4GA4 | FIXED-MOUNTED CIRCUIT BREAKER | 22520.62
3WL1225-4FB33-1AA2 | FIXED-MOUNTED CIRCUIT BREAKER | 20631.46
3WL1225-4FB35-1AA2 | WITHDRAWABLE CIRCUIT BREAKER | 21353.13
3WL1225-4FB36-4GA4 | WITHDRAWABLE CIRCUIT BREAKER | 26048.73
3WL1225-4FB36-4GN4 | WITHDRAWABLE CIRCUIT BREAKER | 26468.9
3WL1225-4FB38-1AA2 | WITHDRAWABLE CIRCUIT BREAKER | 23357.74
3WL1225-4FB38-4GN4-ZR21 | WITHDRAWABLE CIRCUIT BREAKER | 26946
3WL1225-4FB45-4GA4 | WITHDRAWABLE CIRCUIT BREAKER | 28454.26
3WL1225-4FG32-4GA4 | FIXED-MOUNTED CIRCUIT BREAKER | 23779.51
3WL1225-4FG32-4GN4 | FIXED-MOUNTED CIRCUIT BREAKER | 24199.68
3WL1225-4FG36-4GA2 | WITHDRAWABLE CIRCUIT BREAKER | 26944.39
3WL1225-4FG36-4GN4 | WITHDRAWABLE CIRCUIT BREAKER | 27727.8
3WL1225-4FG42-1AA2 | FIXED-MOUNTED CIRCUIT BREAKER | 25899.59
3WL1225-4FG46-1AA2 | WITHDRAWABLE CIRCUIT BREAKER | 30710.66
3WL1225-4NB35-1AA2 | WITHDRAWABLE CIRCUIT BREAKER | 23702.54
3WL1225-4NB37-1AA2 | WITHDRAWABLE CIRCUIT BREAKER | 26589.17
3WL1225-4NG34-1AA2 | FIXED-MOUNTED CIRCUIT BREAKER | 24191.66
3WL1225-4NG35-5FA4 | WITHDRAWABLE CIRCUIT BREAKER | 27604.32
3WL1225-4NG37-1AA2 | WITHDRAWABLE CIRCUIT BREAKER | 27799.96
3WL1225-4NG42-1AA2 | FIXED-MOUNTED CIRCUIT BREAKER | 28200.89
3WL1225-5CB36-4AA2 | WITHDRAWABLE CIRCUIT BREAKER | 28425.4
3WL1225-5EB45-1AA2-ZK07 | WITHDRAWABLE CIRCUIT BREAKER | 27241.07
3WL1232-2AA32-4GA4 | FIXED-MOUNT NON-AUT. CIRCUIT-B. | 20091.03
3WL1232-2AA33-1AA2 | FIXED-MOUNT NON-AUT. CIRCUIT-B. | 18522.62
3WL1232-2AA36-1GA4 | WITHDRAW. NON-AUT. CIRCUIT-B. | 23330.48
3WL1232-2AA36-4GA4 | WITHDRAW. NON-AUT. CIRCUIT-B. | 25303.02
3WL1232-2AA38-1AA2 | WITHDRAW. NON-AUT. CIRCUIT-B. | 22612.02
3WL1232-2AA41-1AA2 | FIXED-MOUNT NON-AUT. CIRCUIT-B. | 24616.64
3WL1232-2AA42-4GA4 | FIXED-MOUNT NON-AUT. CIRCUIT-B. | 25864.31
3WL1232-2AA42-4GJ2 | FIXED-MOUNT NON-AUT. CIRCUIT-B. | 25921.25
3WL1232-2AA46-4GA4 | WITHDRAW. NON-AUT. CIRCUIT-B. | 32840.36
3WL1232-2AA47-4GA2 | WITHDRAW. NON-AUT. CIRCUIT-B. | 34080.81
3WL1232-2BB31-4AA2 | FIXED-MOUNTED CIRCUIT BREAKER | 22339.39
3WL1232-2BB31-4GA2 | FIXED-MOUNTED CIRCUIT BREAKER | 22694.61
3WL1232-2BB32-1GA2 | FIXED-MOUNTED CIRCUIT BREAKER | 19599.5
3WL1232-2BB32-6AJ2 | FIXED-MOUNTED CIRCUIT BREAKER | 21636.98
3WL1232-2BB35-1GA2 | WITHDRAWABLE CIRCUIT BREAKER | 20561.71
3WL1232-2BB36-1AP2 | WITHDRAWABLE CIRCUIT BREAKER | 24925.34
3WL1232-2BB37-4GA4 | WITHDRAWABLE CIRCUIT BREAKER | 28590.58
3WL1232-2BB38-4GA4 | WITHDRAWABLE CIRCUIT BREAKER | 27147.25
3WL1232-2BB43-1AA2 | FIXED-MOUNTED CIRCUIT BREAKER | 26460.88
3WL1232-2BB45-1AA2 | WITHDRAWABLE CIRCUIT BREAKER | 27503.28
3WL1232-2CB31-4AN2 | FIXED-MOUNTED CIRCUIT BREAKER | 22992.1
3WL1232-2CB32-1AA2 | FIXED-MOUNTED CIRCUIT BREAKER | 19476.81
3WL1232-2CB32-1AS2 | FIXED-MOUNTED CIRCUIT BREAKER | 20503.17
3WL1232-2CB32-1GA4 | FIXED-MOUNTED CIRCUIT BREAKER | 20195.27
3WL1240-2FG31-1AA2 | FIXED-MOUNTED CIRCUIT BREAKER | 25017.56
3WL1240-2FG37-1AA4 | WITHDRAWABLE CIRCUIT BREAKER | 34842.57
3WL1240-3AA41-1AA2 | FIXED-MOUNT NON-AUT. CIRCUIT-B. | 30710.66
3WL1240-3AA47-4GA2 | WITHDRAW. NON-AUT. CIRCUIT-B. | 45627.38
3WL1240-3CB31-1AA2 | FIXED-MOUNTED CIRCUIT BREAKER | 24929.36
3WL1240-3CB31-1AJ2 | FIXED-MOUNTED CIRCUIT BREAKER | 25349.52
3WL1240-3CB31-4GN2 | FIXED-MOUNTED CIRCUIT BREAKER | 27677.28
3WL1240-3CB37-1AA2 | WITHDRAWABLE CIRCUIT BREAKER | 33749.65
3WL1240-3CB37-4GA2 | WITHDRAWABLE CIRCUIT BREAKER | 36077.41
3WL1240-3CB37-5AM4 | WITHDRAWABLE CIRCUIT BREAKER | 36505.6
3WL1240-3CB47-1GA8 | WITHDRAWABLE CIRCUIT BREAKER | 46094.85
3WL1240-3CB61-4AA2 | FIXED-MOUNTED CIRCUIT BREAKER | 26901.9
3WL1240-3DG37-1GA2 | WITHDRAWABLE CIRCUIT BREAKER | 35099.16
3WL1240-3EB31-4GN4 | FIXED-MOUNTED CIRCUIT BREAKER | 28465.49
3WL1240-3EB37-4GA2 | WITHDRAWABLE CIRCUIT BREAKER | 36502.39
3WL1240-3EG37-1FP2 | WITHDRAWABLE CIRCUIT BREAKER | 36209.71
3WL1240-3FB37-1AA2 | WITHDRAWABLE CIRCUIT BREAKER | 34583.57
3WL1240-4AA37-4GG4 | WITHDRAW. NON-AUT. CIRCUIT-B. | 36643.51
3WL1240-4AA47-4AN2 | WITHDRAW. NON-AUT. CIRCUIT-B. | 48498.78
3WL1240-4BB37-1AA2 | WITHDRAWABLE CIRCUIT BREAKER | 35441.54
3WL1240-4CB37-1GA2 | WITHDRAWABLE CIRCUIT BREAKER | 36029.3
3WL1240-4CB37-4GA4 | WITHDRAWABLE CIRCUIT BREAKER | 38365.08
3WL1240-4FB37-4AN2 | WITHDRAWABLE CIRCUIT BREAKER | 38900.71
3WL1240-4FG31-4GN2 | FIXED-MOUNTED CIRCUIT BREAKER | 31854.89
3WL1240-8AA32-5FF4 | FIXED-MOUNT NON-AUT. CIRCUIT-B. | 29266.54
3WL1240-8AA36-1AA2 | WITHDRAW. NON-AUT. CIRCUIT-B. | 34559.52
3WL1240-8AA41-4GA4 | FIXED-MOUNT NON-AUT. CIRCUIT-B. | 37811.79
3WL1240-8AA42-1AA2-ZA05 | FIXED-MOUNT NON-AUT. CIRCUIT-B. | 36836.75
3WL1240-8AA62-4AA2-ZA05 | FIXED-MOUNT NON-AUT. CIRCUIT-B. | 32210.11
3WL1340-4AA31-1AA2 | FIXED-MOUNT NON-AUT. CIRCUIT-B. | 29908.82
3WL1340-4AA32-4AN2 | FIXED-MOUNT NON-AUT. CIRCUIT-B. | 30296.9
3WL1340-4AA32-4GA4 | FIXED-MOUNT NON-AUT. CIRCUIT-B. | 30595.19
3WL1340-4AA34-4AA4-ZA05 | FIXED-MOUNT NON-AUT. CIRCUIT-B. | 36678.8
3WL1340-4AA35-1AA2 | WITHDRAW. NON-AUT. CIRCUIT-B. | 31993.61
7ME6310-2YF13-2LA1-ZY17 | SITRANS F M MAG 3100 | 3238.33
7ME6310-2YF13-3AA1 | SITRANS F M MAG 3100 | 2798.27
7ME6310-2YF13-4AA1-ZY17 | SITRANS F M MAG 3100 | 2024.3
7ME6310-2YF13-4LA2 | SITRANS F M MAG 3100 | 3221.09
7ME6310-2YF13-5AA2 | SITRANS F M MAG 3100 | 2174.01
7ME6310-2YF13-5AB1-ZC15 | SITRANS F M MAG 3100 | 2458.01
7ME6310-2YF14-1AA1 | SITRANS F M MAG 3100 | 1684.04
7ME6310-2YF14-1AA1-ZY17 | SITRANS F M MAG 3100 | 1809.26
7ME6310-2YF15-1AA1 | SITRANS F M MAG 3100 | 1834.67
7ME6310-2YF15-1AA1-ZY41 | SITRANS F M MAG 3100 | 2379.07
7ME6310-2YF15-4AA3-ZY17 | SITRANS F M MAG 3100 | 2348.23
7ME6310-2YF17-2HA1 | SITRANS F M MAG 3100 | 3505.1
7ME6310-2YF21-1AA1 | SITRANS F M MAG 3100 | 1739.39
7ME6310-2YF21-1AA1-ZY41 | SITRANS F M MAG 3100 | 2283.81
7ME6310-2YF22-5CF1 | SITRANS F M MAG 3100 | 4691.92
7ME6310-2YF23-1AA1 | SITRANS F M MAG 3100 | 1856.43
7ME6310-2YF23-1DB1-ZC15Y17 | SITRANS F M MAG 3100 | 4972.28
7ME6310-2YF23-2AA1 | SITRANS F M MAG 3100 | 1973.5
7ME6310-2YF23-2CB2 | SITRANS F M MAG 3100 | 4022.29
7ME6310-2YF23-3JB2-ZY17 | SITRANS F M MAG 3100 | 4867.94
7ME6310-2YF25-1HA1 | SITRANS F M MAG 3100 | 3636.66
7ME6310-2YF27-2AA2-ZC14Y17 | SITRANS F M MAG 3100 | 2397.22
7ME6310-2YF31-1AB1 | SITRANS F M MAG 3100 | 2296.51
7ME6310-2YF31-1CB2-ZC15Y17 | SITRANS F M MAG 3100 | 4342.58
7ME6310-2YF33-1AA3 | SITRANS F M MAG 3100 | 2369.09
7ME6310-2YF33-1HB1-ZY17 | SITRANS F M MAG 3100 | 4093.06
7ME6310-2YF33-2CB1 | SITRANS F M MAG 3100 | 4371.62
7ME6310-2YF33-2JB2-ZY17 | SITRANS F M MAG 3100 | 4210.11
7ME6310-2YF33-5AA1 | SITRANS F M MAG 3100 | 2705.72
7ME6310-2YF35-1AA1 | SITRANS F M MAG 3100 | 2430.78
7ME6310-2YH11-1AA1-ZY40 | SITRANS F M MAG 3100 | 2742.93
7ME6310-2YH14-2AA1 | SITRANS F M MAG 3100 | 2742.02
7ME6310-2YJ12-1BA3-ZY17 | SITRANS F M MAG 3100 | 2120.47
7ME6310-2YJ12-1LB2 | SITRANS F M MAG 3100 | 3212.01
7ME6310-2YJ13-1AA2-ZC14C15 | SITRANS F M MAG 3100 | 1830.13
7ME6310-2YJ13-1AA2-ZY17 | SITRANS F M MAG 3100 | 1799.27
3WL1232-2AA46-1GA2 | WITHDRAW. NON-AUT. CIRCUIT-B. | 30504.58
3WL1232-2BB32-1AA2 | FIXED-MOUNTED CIRCUIT BREAKER | 19244.28
3WL1232-2BB32-1AE2 | FIXED-MOUNTED CIRCUIT BREAKER | 19624.36
3WL1232-2BB32-1AG2 | FIXED-MOUNTED CIRCUIT BREAKER | 19599.5
3WL1232-2BB32-1AJ2-ZS33 | FIXED-MOUNTED CIRCUIT BREAKER | 19908.2
3WL1232-2BB36-1GA2 | WITHDRAWABLE CIRCUIT BREAKER | 24811.49
3WL1232-2BB36-4GA2 | WITHDRAWABLE CIRCUIT BREAKER | 26784.03
3WL1232-2BB37-1AA2 | WITHDRAWABLE CIRCUIT BREAKER | 25899.59
3WL1232-2BB37-1GA2 | WITHDRAWABLE CIRCUIT BREAKER | 26254.81
3WL1232-2BB46-1GA2 | WITHDRAWABLE CIRCUIT BREAKER | 32348.82
3WL1232-2BB47-1AA2 | WITHDRAWABLE CIRCUIT BREAKER | 33597.29
3WL1232-2BB48-1AA2 | WITHDRAWABLE CIRCUIT BREAKER | 31993.61
3WL1232-2CB31-1AA2 | FIXED-MOUNTED CIRCUIT BREAKER | 20599.39
3WL1232-2CB32-4AN2 | FIXED-MOUNTED CIRCUIT BREAKER | 21869.51
3WL1232-2CB32-4AN4 | FIXED-MOUNTED CIRCUIT BREAKER | 22232.75
3WL1232-2CB32-4BB2 | FIXED-MOUNTED CIRCUIT BREAKER | 22159.79
3WL1232-2CB32-4GA2 | FIXED-MOUNTED CIRCUIT BREAKER | 21804.57
3WL1232-2CB32-4GA4 | FIXED-MOUNTED CIRCUIT BREAKER | 22167.8
3WL1240-3BB31-1AA2 | FIXED-MOUNTED CIRCUIT BREAKER | 24696.83
3WL1240-3BB31-1AF2 | FIXED-MOUNTED CIRCUIT BREAKER | 25052.05
3WL1240-3BB37-4AA2 | WITHDRAWABLE CIRCUIT BREAKER | 35489.66
3WL1240-3BB37-4GA2 | WITHDRAWABLE CIRCUIT BREAKER | 35844.88
3WL1240-3CB37-1AN2 | WITHDRAWABLE CIRCUIT BREAKER | 34169.81
3WL1240-3CB37-1GA2 | WITHDRAWABLE CIRCUIT BREAKER | 34104.87
3WL1240-3CB37-4AA2 | WITHDRAWABLE CIRCUIT BREAKER | 35722.19
3WL1240-3CB37-4AJ2 | WITHDRAWABLE CIRCUIT BREAKER | 36142.35
3WL1240-3DG37-4GA2 | WITHDRAWABLE CIRCUIT BREAKER | 37071.7
3WL1240-3DG37-4GN4 | WITHDRAWABLE CIRCUIT BREAKER | 37855.1
3WL1240-3DG47-4GA2 | WITHDRAWABLE CIRCUIT BREAKER | 48698.45
3WL1240-3EB31-4GA4-ZF02 | FIXED-MOUNTED CIRCUIT BREAKER | 29801.37
3WL1240-3FB37-4GS4 | WITHDRAWABLE CIRCUIT BREAKER | 38300.93
3WL1240-3FB47-1AA4 | WITHDRAWABLE CIRCUIT BREAKER | 46573.57
3WL1240-3FG37-1AA4 | WITHDRAWABLE CIRCUIT BREAKER | 36205.71
3WL1240-4AA37-4AN2 | WITHDRAW. NON-AUT. CIRCUIT-B. | 35990.01
3WL1240-4DG37-4GA2 | WITHDRAWABLE CIRCUIT BREAKER | 38996.12
3WL1240-4DG47-4GA2 | WITHDRAWABLE CIRCUIT BREAKER | 51504.91
3WL1240-4EB31-1AA2 | FIXED-MOUNTED CIRCUIT BREAKER | 27439.14
3WL1240-4EB37-4GA2 | WITHDRAWABLE CIRCUIT BREAKER | 38426.81
3WL1240-8AA36-1GA2 | WITHDRAW. NON-AUT. CIRCUIT-B. | 34914.72
3WL1240-8AA37-1AA2 | WITHDRAW. NON-AUT. CIRCUIT-B. | 36002.83
3WL1240-8AA38-1AA2 | WITHDRAW. NON-AUT. CIRCUIT-B. | 36002.83
3WL1240-8AA41-1AA2 | FIXED-MOUNT NON-AUT. CIRCUIT-B. | 35120.81
3WL1340-4AA32-1AA2 | FIXED-MOUNT NON-AUT. CIRCUIT-B. | 27904.21
3WL1340-4AA32-1AA2-ZA05 | FIXED-MOUNT NON-AUT. CIRCUIT-B. | 32338.4
3WL1340-4AA32-1AA4 | FIXED-MOUNT NON-AUT. CIRCUIT-B. | 28267.43
3WL1340-4AA32-1DA4 | FIXED-MOUNT NON-AUT. CIRCUIT-B. | 28647.51
3WL1340-4AA32-1GA2 | FIXED-MOUNT NON-AUT. CIRCUIT-B. | 28259.43
3WL1340-4AA35-4BA4 | WITHDRAW. NON-AUT. CIRCUIT-B. | 34684.61
3WL1340-4AA35-4GA4 | WITHDRAW. NON-AUT. CIRCUIT-B. | 34684.61
3WL1340-4AA35-5FA4 | WITHDRAW. NON-AUT. CIRCUIT-B. | 34684.61
3WL1340-4AA36-1AA2 | WITHDRAW. NON-AUT. CIRCUIT-B. | 37365.98
7ME6310-2YF13-5AA1 | SITRANS F M MAG 3100 | 2174.01
7ME6310-2YF13-5AA1-ZC15 | SITRANS F M MAG 3100 | 2252.04
7ME6310-2YF13-5AA1-ZY17 | SITRANS F M MAG 3100 | 2299.23
7ME6310-2YF13-5AA1-ZY20 | SITRANS F M MAG 3100 | 2274.73
7ME6310-2YF14-1JF1-ZY17 | SITRANS F M MAG 3100 | 3784.57
7ME6310-2YF14-1LA1 | SITRANS F M MAG 3100 | 3006.06
7ME6310-2YF14-2AA1 | SITRANS F M MAG 3100 | 1801.09
7ME6310-2YF14-2AA1-ZY17 | SITRANS F M MAG 3100 | 1926.3
3WL1112-2EB32-4AJ2-ZK07 | FIXED-MOUNTED CIRCUIT BREAKER | 9595.67
3WL1112-2EB32-4GN4 | FIXED-MOUNTED CIRCUIT BREAKER | 10191.45
3WL1112-2EB32-4GP4 | FIXED-MOUNTED CIRCUIT BREAKER | 10240.36
3WL1112-2EB35-1AA2 | WITHDRAWABLE CIRCUIT BREAKER | 7497.26
3WL1112-2EB35-4DB2 | WITHDRAWABLE CIRCUIT BREAKER | 10205.08
3WL1112-2EB36-1GG2 | WITHDRAWABLE CIRCUIT BREAKER | 9458.56
3WL1112-2EB36-3AA2-ZK07 | WITHDRAWABLE CIRCUIT BREAKER | 9226.03
3WL1112-2EB36-4GA4 | WITHDRAWABLE CIRCUIT BREAKER | 11439.13
3WL1112-2EB36-4GN4 | WITHDRAWABLE CIRCUIT BREAKER | 11859.29
3WL1112-2EB36-4GP4 | WITHDRAWABLE CIRCUIT BREAKER | 11908.2
3WL1112-2EB37-4GA2 | WITHDRAWABLE CIRCUIT BREAKER | 11565
3WL1112-2EB38-1AA4 | WITHDRAWABLE CIRCUIT BREAKER | 9111.37
3WL1112-2EB38-4GA4 | WITHDRAWABLE CIRCUIT BREAKER | 11439.13
3WL1112-2EB41-1AA2 | FIXED-MOUNTED CIRCUIT BREAKER | 10167.4
3WL1112-2EB42-4GA2 | FIXED-MOUNTED CIRCUIT BREAKER | 11869.71
3WL1112-2EB42-4GA7 | FIXED-MOUNTED CIRCUIT BREAKER | 12232.95
3WL1112-2EB42-4GG4 | FIXED-MOUNTED CIRCUIT BREAKER | 12588.17
3WL1112-2EB45-1AA2 | WITHDRAWABLE CIRCUIT BREAKER | 10239.57
3WL1112-2EB45-4GA2 | WITHDRAWABLE CIRCUIT BREAKER | 12567.31
6FX7002-5EA71-1CH0 | POWER CABLE, PREASSEMBLED | 1671.9
6FX7002-5EA78-1AB0 | POWER CABLE, PREASSEMBLED | 516.83
6FX7002-5EA78-1AF2 | POWER CABLE, PREASSEMBLED | 764.28
6FX7002-5EA78-1AH0 | POWER CABLE, PREASSEMBLED | 813.98
6FX7002-5EA78-1BE0 | POWER CABLE, PREASSEMBLED | 1163.13
6FX7002-5EA78-1BF5 | POWER CABLE, PREASSEMBLED | 1261.45
6FX7002-5EA78-1CB0 | POWER CABLE, PREASSEMBLED | 1513.5
6FX7002-5EA78-1CD0 | POWER CABLE, PREASSEMBLED | 1613.17
6FX7002-5EA78-1CK0 | POWER CABLE, PREASSEMBLED | 1912.4
6FX7002-5EA78-1DB0 | POWER CABLE, PREASSEMBLED | 2010.64
6FX7002-5EA78-1DJ0 | POWER CABLE, PREASSEMBLED | 2358.65
6FX7002-5EA78-1EA0 | POWER CABLE, PREASSEMBLED | 2455.82
6FX7002-5EA78-1EH0 | POWER CABLE, PREASSEMBLED | 2802.68
6FX7002-5EA78-1EK0 | POWER CABLE, PREASSEMBLED | 2904.43
6FX7002-5EB11-1AC0 | POWER CABLE, PREASSEMBLED | 207.87
6FX7002-5EB11-1AE0 | POWER CABLE, PREASSEMBLED | 257.14
6FX7002-5EB11-1BJ0 | POWER CABLE, PREASSEMBLED | 603.34
6FX7002-5EB11-1CF0 | POWER CABLE, PREASSEMBLED | 774.71
6FX7002-5EB18-1AG5 | POWER CABLE, PREASSEMBLED EXT. | 394.07
6FX7002-5EB18-1AJ0 | POWER CABLE, PREASSEMBLED EXT. | 418.56
6FX7002-5EB18-1BF0 | POWER CABLE, PREASSEMBLED EXT. | 592.29
6FX7002-5EB18-1CF0 | POWER CABLE, PREASSEMBLED EXT. | 837.39
6FX7002-5LM00-1BD0 | POWER CABLE PREASSEMBLED | 1319.86
6FX7002-5LM02-1AB1 | POWER CABLE PREASSEMBLED | 438.98
6FX7002-5LM30-1AA7 | POWER CABLE PREASSEMBLED | 416.43
6FX7002-5LM30-1AB5 | POWER CABLE PREASSEMBLED | 458
6FX7002-5LM32-1AA8 | POWER CABLE PREASSEMBLED(1FN3) | 368.3
6FX7002-5LM32-1AC0 | POWER CABLE PREASSEMBLED(1FN3) | 396.72
6FX7002-5LM32-1AH5 | POWER CABLE PREASSEMBLED(1FN3) | 567.41
6FX7002-5LM32-1BC0 | POWER CABLE PREASSEMBLED(1FN3) | 681.15
6FX7002-5LM40-1AK0 | POWER CABLE PREASSEMBLED | 443.74
6FX7002-5LM40-1BF0 | POWER CABLE PREASSEMBLED | 596.2
6FX7002-5LM42-1AC3 | POWER CABLE PREASSEMBLED | 262.53
6FX7002-5LM42-1AF0 | POWER CABLE PREASSEMBLED | 286.62
6FX7002-5LM42-1AH5 | POWER CABLE PREASSEMBLED | 322.87
6FX7002-5LM60-1AA2 | POWER CABLE PREASSEMBLED | 240.59
6FX7002-5LM60-1AA4 | POWER CABLE PREASSEMBLED | 240.59
6FX7002-5LM60-1AD0 | POWER CABLE PREASSEMBLED | 291.38
6FX7002-5LM60-1AH0 | POWER CABLE PREASSEMBLED | 392.96
6FX7002-5LM62-1AC3 | POWER CABLE PREASSEMBLED | 263.15
6FX7002-5LM62-1AD0 | POWER CABLE PREASSEMBLED | 263.13
6FX7002-5LM62-1AG0 | POWER CABLE PREASSEMBLED | 299.35
3WL1340-4AA33-1AA2 | FIXED-MOUNT NON-AUT. CIRCUIT-B. | 29908.82
3WL1340-4AA34-1AA2 | FIXED-MOUNT NON-AUT. CIRCUIT-B. | 29908.82
7ME6310-2YF13-3AA1-ZC15 | SITRANS F M MAG 3100 | 2876.31
7ME6310-2YF13-3AA1-ZY17 | SITRANS F M MAG 3100 | 2923.49
7ME6310-2YF13-3DA1-ZY17 | SITRANS F M MAG 3100 | 5630.11
7ME6310-2YF13-3JA1-ZY17 | SITRANS F M MAG 3100 | 4479.59
7ME6310-2YF13-3LA1-ZY17 | SITRANS F M MAG 3100 | 4245.49
7ME6310-2YF13-5JA1-ZY17 | SITRANS F M MAG 3100 | 3855.34
7ME6310-2YF13-5JG1-ZY17 | SITRANS F M MAG 3100 | 4274.53
7ME6310-2YF13-5KA1-ZY17 | SITRANS F M MAG 3100 | 3621.24
7ME6310-2YF13-5LA1-ZY17 | SITRANS F M MAG 3100 | 3621.24
7ME6310-2YF15-1HE1 | SITRANS F M MAG 3100 | 3596.75
7ME6310-2YF15-2AA1 | SITRANS F M MAG 3100 | 1951.71
7ME6310-2YF15-2AA1-ZY17 | SITRANS F M MAG 3100 | 2076.93
7ME6310-2YF15-2HB1-ZY17 | SITRANS F M MAG 3100 | 3839.01
7ME6310-2YF21-1CB1 | SITRANS F M MAG 3100 | 3788.2
7ME6310-2YF21-2AA1 | SITRANS F M MAG 3100 | 1856.43
7ME6310-2YF22-1AA1-ZD01Y17Y20 | SITRANS F M MAG 3100 | 2666.71
7ME6310-2YF22-1AA2 | SITRANS F M MAG 3100 | 1929.93
7ME6310-2YF23-2AA3-ZC14Y17 | SITRANS F M MAG 3100 | 2340.06
7ME6310-2YF23-2AA3-ZC14Y17Y20 | SITRANS F M MAG 3100 | 2440.77
7ME6310-2YF23-2AA3-ZY17 | SITRANS F M MAG 3100 | 2262.02
7ME6310-2YF23-2CA1 | SITRANS F M MAG 3100 | 3816.32
7ME6310-2YF27-2JB2-ZC14 | SITRANS F M MAG 3100 | 4034.09
7ME6310-2YF27-6AA3 | SITRANS F M MAG 3100 | 2508.82
7ME6310-2YF27-6CB1 | SITRANS F M MAG 3100 | 4394.3
7ME6310-2YF27-6HB1 | SITRANS F M MAG 3100 | 4107.58
7ME6310-2YF33-1KA1-ZC14 | SITRANS F M MAG 3100 | 3605.81
7ME6310-2YF33-1KA1-ZY17 | SITRANS F M MAG 3100 | 3653
7ME6310-2YF33-2AA1 | SITRANS F M MAG 3100 | 2322.82
7ME6310-2YF33-2BA3 | SITRANS F M MAG 3100 | 2634.03
7ME6310-2YG11-1AA1 | SITRANS F M MAG 3100 | 1584.24
7ME6310-2YG11-1AA1-ZY40 | SITRANS F M MAG 3100 | 1894.55
7ME6310-2YG11-1LA1 | SITRANS F M MAG 3100 | 2906.24
7ME6310-2YG11-2AA1 | SITRANS F M MAG 3100 | 1701.29
7ME6310-2YG11-4AA1 | SITRANS F M MAG 3100 | 1809.26
7ME6310-2YJ12-2AA1 | SITRANS F M MAG 3100 | 1801.09
7ME6310-2YJ13-1AA1 | SITRANS F M MAG 3100 | 1674.06
7ME6310-2YJ13-1AA2 | SITRANS F M MAG 3100 | 1674.06
7ME6310-2YJ13-1AA2-ZC14 | SITRANS F M MAG 3100 | 1752.09
7ME6310-2YJ13-2AA1-ZY17 | SITRANS F M MAG 3100 | 1916.32
7ME6310-2YJ13-2AA1-ZY17Y20 | SITRANS F M MAG 3100 | 2017.04
7ME6310-2YJ13-2AA2 | SITRANS F M MAG 3100 | 1791.1
7ME6310-2YJ13-2AA2-ZY17 | SITRANS F M MAG 3100 | 1916.32
7ME6310-2YJ13-5BA4-ZC14 | SITRANS F M MAG 3100 | 2563.26
7ME6310-2YJ13-5BA4-ZY17 | SITRANS F M MAG 3100 | 2610.45
7ME6310-2YJ13-5HB1-ZC14Y17 | SITRANS F M MAG 3100 | 4139.33
7ME6310-2YJ14-1AA2 | SITRANS F M MAG 3100 | 1684.04
7ME6310-2YJ23-1AA2-ZC14Y17Y20 | SITRANS F M MAG 3100 | 2096.89
7ME6310-2YJ23-1CF2-ZY17 | SITRANS F M MAG 3100 | 4180.17
7ME6310-2YJ23-1HB2-ZY17 | SITRANS F M MAG 3100 | 3680.21
7ME6310-2YJ23-1JB2-ZY17 | SITRANS F M MAG 3100 | 3680.21
7ME6310-6PJ13-2DB1-ZC14 | SITRANS F M MAG 3100 | 22891.56
7ME6310-6PJ13-2JB2 | SITRANS F M MAG 3100 | 21663
7ME6310-6PJ13-5LB1-ZY17 | SITRANS F M MAG 3100 | 21937.03
7ME6310-6PJ23-5AA1-ZC14Y17 | SITRANS F M MAG 3100 | 30388.99
7ME6310-6YB11-1AA4-ZC14Y17Y41 | SITRANS F M MAG 3100 | 13199.23
7ME6310-6YB12-2AA1-ZC14C15Y17 | SITRANS F M MAG 3100 | 13316.29
7ME6310-6YB12-2AA2-ZC14Y17 | SITRANS F M MAG 3100 | 13238.25
7ME6310-6YB12-2BA1-ZC14C15Y17 | SITRANS F M MAG 3100 | 13464.17
7ME6310-6YC14-1AA2 | SITRANS F M MAG 3100 | 16764.21
7ME6310-6YC15-2AA1-ZY41 | SITRANS F M MAG 3100 | 20140.46
7ME6310-6YD11-2AA1 | SITRANS F M MAG 3100 | 13074.92
7ME6310-6YD11-2BA3 | SITRANS F M MAG 3100 | 13386.14
7ME6310-6YD42-1HE1 | SITRANS F M MAG 3100 | 16179.87
7ME6310-7DM12-1AA1 | SITRANS F M MAG 3100 | 14963.12
7ME6310-7HA11-1AA1 | SITRANS F M MAG 3100 | 14389.68
7ME6310-7HA11-1AA1-ZY41 | SITRANS F M MAG 3100 | 14934.09
7ME6310-7HA11-2AA1-ZY41 | SITRANS F M MAG 3100 | 15051.14
7ME6310-7HB14-2AA1-ZY41 | SITRANS F M MAG 3100 | 15691.73
7ME6310-7HB14-2AA2 | SITRANS F M MAG 3100 | 15147.31
7ME6310-7HC11-1AA1 | SITRANS F M MAG 3100 | 17696.97
7ME6310-7HC11-1AA1-ZC14 | SITRANS F M MAG 3100 | 17775.01
7ME6310-7HD12-2AA1-ZY41 | SITRANS F M MAG 3100 | 16805.05
7ME6310-7HD14-1AA1-ZY17 | SITRANS F M MAG 3100 | 16268.8
7ME6310-7HD14-1AA1-ZY41 | SITRANS F M MAG 3100 | 16688
7ME6310-7HL11-1AA2 | SITRANS F M MAG 3100 | 16789.62
7ME6310-7MB14-1AA1 | SITRANS F M MAG 3100 | 16640.81
7ME6310-7MB14-1AA1-ZY17 | SITRANS F M MAG 3100 | 16766.02
7ME6310-7MB14-1AA1-ZY41 | SITRANS F M MAG 3100 | 17185.23
7ME6310-7MB14-1AA2 | SITRANS F M MAG 3100 | 16640.81
7ME6310-7ML12-1AA1-ZC15Y17Y20 | SITRANS F M MAG 3100 | 19719.46
7ME6310-7ML12-1AA2 | SITRANS F M MAG 3100 | 19415.49
7ME6310-7ML12-2AA1-ZY17 | SITRANS F M MAG 3100 | 19657.76
7ME6310-7ML12-2AA2-ZC15Y17Y20 | SITRANS F M MAG 3100 | 19836.5
7ME6310-7RB14-1AA2 | SITRANS F M MAG 3100 | 18581.63
7ME6310-7RB14-2AA1-ZY41 | SITRANS F M MAG 3100 | 19243.09
7ME6310-7RC11-1AA1 | SITRANS F M MAG 3100 | 22544.94
7ME6310-7RC11-1AA2 | SITRANS F M MAG 3100 | 22544.94
7ME6310-7RL12-2AA1 | SITRANS F M MAG 3100 | 21848.1
7ME6310-7UL11-1AA2 | SITRANS F M MAG 3100 | 23281.72
7ME6310-7UL12-1AA1 | SITRANS F M MAG 3100 | 23866.96
7ME6310-7UL12-1AA2 | SITRANS F M MAG 3100 | 23866.96
7ME6310-7UL12-2AA1 | SITRANS F M MAG 3100 | 23984
7ME6310-8BB11-2AA1 | SITRANS F M MAG 3100 | 28347.46
7ME6310-8BB11-2AA1-ZY41 | SITRANS F M MAG 3100 | 28891.86
7ME6310-8BB12-1AA1 | SITRANS F M MAG 3100 | 28948.11
7ME6310-8BB14-1AA1 | SITRANS F M MAG 3100 | 28948.11
7ME6310-8BD14-1AA2-ZY17 | SITRANS F M MAG 3100 | 30250.16
7ME6310-8BD14-2AA1 | SITRANS F M MAG 3100 | 30242
7ME6310-8BL11-1AA1-ZC14 | SITRANS F M MAG 3100 | 31103.08
7ME6310-8BL11-1AA2 | SITRANS F M MAG 3100 | 31025.04
7ME6310-8FA12-2AA1 | SITRANS F M MAG 3100 | 39016.08
7ME6310-8FA12-2AA1-ZY41 | SITRANS F M MAG 3100 | 39560.5
7ME6310-8FA14-1AA1 | SITRANS F M MAG 3100 | 38899.04
7ME6310-8FA14-1AA1-ZY41 | SITRANS F M MAG 3100 | 39443.44
3WL1112-3AA46-4GA2 | WITHDRAW. NON-AUT. CIRCUIT-B. | 13633.76
3WL1112-3AA46-4GA4 | WITHDRAW. NON-AUT. CIRCUIT-B. | 13997
3WL1112-3AA46-4GN4 | WITHDRAW. NON-AUT. CIRCUIT-B. | 14417.16
3WL1112-3AA47-1AA2 | WITHDRAW. NON-AUT. CIRCUIT-B. | 12027.67
3WL1112-3BB32-4AS2 | FIXED-MOUNTED CIRCUIT BREAKER | 10279.65
3WL1112-3BB32-4GA2 | FIXED-MOUNTED CIRCUIT BREAKER | 9608.51
3WL1112-3BB32-4GA4 | FIXED-MOUNTED CIRCUIT BREAKER | 9971.75
3WL1112-3BB32-4GN2 | FIXED-MOUNTED CIRCUIT BREAKER | 10028.67
3WL1112-3BB34-4AN2-ZC22 | FIXED-MOUNTED CIRCUIT BREAKER | 10330.97
3WL1112-3BB34-4AN4 | FIXED-MOUNTED CIRCUIT BREAKER | 10493.74
3WL1112-3BB34-4GN2 | FIXED-MOUNTED CIRCUIT BREAKER | 10485.73
3WL1112-3BB34-4GN4 | FIXED-MOUNTED CIRCUIT BREAKER | 10848.96
3WL1112-3BB36-4GA2 | WITHDRAWABLE CIRCUIT BREAKER | 11500.86
3WL1112-3BB36-4GA4 | WITHDRAWABLE CIRCUIT BREAKER | 11864.1
3WL1112-3BB36-4GN2 | WITHDRAWABLE CIRCUIT BREAKER | 11921.03
3WL1112-3BB36-4GN4 | WITHDRAWABLE CIRCUIT BREAKER | 12284.26
3WL1112-3BB36-4GP2 | WITHDRAWABLE CIRCUIT BREAKER | 11969.95
3WL1112-3BB45-5AM2 | WITHDRAWABLE CIRCUIT BREAKER | 13698.72
3WL1112-3BB46-1AA2 | WITHDRAWABLE CIRCUIT BREAKER | 13150.25
3WL1112-3BB46-1GA2 | WITHDRAWABLE CIRCUIT BREAKER | 13505.47
3WL1112-3BB46-4AA2 | WITHDRAWABLE CIRCUIT BREAKER | 15122.79
3WL1112-3CB32-1AM2 | FIXED-MOUNTED CIRCUIT BREAKER | 7933.46
3WL1112-3CB32-1AN2 | FIXED-MOUNTED CIRCUIT BREAKER | 7933.46
3WL1112-3CB32-1AN2-ZC22 | FIXED-MOUNTED CIRCUIT BREAKER | 8133.92
3WL1112-3CB32-1AN4 | FIXED-MOUNTED CIRCUIT BREAKER | 8296.69
3WL1116-2CB37-1AA2 | WITHDRAWABLE CIRCUIT BREAKER | 13543.17
3WL1116-2CB37-1AA2-ZR21T40 | WITHDRAWABLE CIRCUIT BREAKER | 14268.03
3WL1116-2CB37-1GA2 | WITHDRAWABLE CIRCUIT BREAKER | 13898.39
3WL1116-2CB37-4AG2 | WITHDRAWABLE CIRCUIT BREAKER | 15870.91
3WL1116-2CB38-4GD4 | WITHDRAWABLE CIRCUIT BREAKER | 16213.31
3WL1116-2CB38-4GN2 | WITHDRAWABLE CIRCUIT BREAKER | 15890.16
3WL1116-2CB38-4GN8 | WITHDRAWABLE CIRCUIT BREAKER | 16253.4
3WL1116-2CB38-4GS4 | WITHDRAWABLE CIRCUIT BREAKER | 16859.58
3WL1116-2CB42-1GS2 | FIXED-MOUNTED CIRCUIT BREAKER | 14844.55
3WL1116-2CB42-4AN2 | FIXED-MOUNTED CIRCUIT BREAKER | 15855.67
3WL1116-2CB42-4AP4 | FIXED-MOUNTED CIRCUIT BREAKER | 16267.83
3WL1116-2CB42-4GA2 | FIXED-MOUNTED CIRCUIT BREAKER | 15790.73
3WL1116-2CB42-6DA4 | FIXED-MOUNTED CIRCUIT BREAKER | 16178.82
3WL1116-2CB43-1AA2 | FIXED-MOUNTED CIRCUIT BREAKER | 14184.63
3WL1116-2CB43-1GA2 | FIXED-MOUNTED CIRCUIT BREAKER | 14539.85
3WL1116-2CB43-4BA2 | FIXED-MOUNTED CIRCUIT BREAKER | 16512.39
3WL1116-2CB46-4BB4 | WITHDRAWABLE CIRCUIT BREAKER | 19957.12
3WL1116-2CB46-4BJ2 | WITHDRAWABLE CIRCUIT BREAKER | 19658.83
3WL1116-2CB46-4CA2 | WITHDRAWABLE CIRCUIT BREAKER | 19263.52
3WL1116-2CB46-4GA2 | WITHDRAWABLE CIRCUIT BREAKER | 19238.67
3WL1116-2CB46-4GA4 | WITHDRAWABLE CIRCUIT BREAKER | 19601.9
3WL1116-2CB48-1GA7 | WITHDRAWABLE CIRCUIT BREAKER | 17629.36
3WL1116-2CB48-4GA2 | WITHDRAWABLE CIRCUIT BREAKER | 19238.67
3WL1116-2CB48-4GA4 | WITHDRAWABLE CIRCUIT BREAKER | 19601.9
3WL1116-2CB48-5FA2 | WITHDRAWABLE CIRCUIT BREAKER | 19238.67
3WL1116-2DG32-4GN4 | FIXED-MOUNTED CIRCUIT BREAKER | 14521.41
3WL1116-2DG32-4GP2 | FIXED-MOUNTED CIRCUIT BREAKER | 14207.09
3WL1116-2DG32-4GP4 | FIXED-MOUNTED CIRCUIT BREAKER | 14570.32
3WL1116-2DG32-5AM2 | FIXED-MOUNTED CIRCUIT BREAKER | 13802.96
3WL1116-3CB41-1AA2 | FIXED-MOUNTED CIRCUIT BREAKER | 14665.74
3WL1116-3CB41-1GA2 | FIXED-MOUNTED CIRCUIT BREAKER | 15020.96
3WL1116-3CB42-1AA2 | FIXED-MOUNTED CIRCUIT BREAKER | 14024.26
3WL1116-3CB42-1AA4 | FIXED-MOUNTED CIRCUIT BREAKER | 14387.51
3WL1116-3CB45-4GA2 | WITHDRAWABLE CIRCUIT BREAKER | 17634.98
3WL1116-3CB45-4GA4 | WITHDRAWABLE CIRCUIT BREAKER | 17998.21
3WL1116-3CB46-1AA2 | WITHDRAWABLE CIRCUIT BREAKER | 17071.28
3WL1116-3CB46-1AA4 | WITHDRAWABLE CIRCUIT BREAKER | 17434.52
3WL1116-3DG32-1GS2 | FIXED-MOUNTED CIRCUIT BREAKER | 13513.49
3WL1116-3DG32-4AN2 | FIXED-MOUNTED CIRCUIT BREAKER | 14524.61
3WL1116-3DG32-4GA2 | FIXED-MOUNTED CIRCUIT BREAKER | 14459.67
3WL1116-3DG32-4GA4 | FIXED-MOUNTED CIRCUIT BREAKER | 14822.9
3WL1116-3DG36-1AA4 | WITHDRAWABLE CIRCUIT BREAKER | 14980.87
3WL1116-3DG36-1AN2 | WITHDRAWABLE CIRCUIT BREAKER | 15037.8
3WL1116-3DG36-1GA2 | WITHDRAWABLE CIRCUIT BREAKER | 14972.84
3WL1116-3DG36-4AA2 | WITHDRAWABLE CIRCUIT BREAKER | 16590.16
3WL1116-3DG37-1AA2 | WITHDRAWABLE CIRCUIT BREAKER | 15178.93
3WL1116-3DG38-1AA2 | WITHDRAWABLE CIRCUIT BREAKER | 14617.62
3WL1116-3DG41-1AA2 | FIXED-MOUNTED CIRCUIT BREAKER | 15660.03
3WL1116-3DG42-1AA2 | FIXED-MOUNTED CIRCUIT BREAKER | 15018.55
3WL1116-3DG42-4AN2 | FIXED-MOUNTED CIRCUIT BREAKER | 17411.26
3WL1116-3DG46-4AN2 | WITHDRAWABLE CIRCUIT BREAKER | 20458.28
3WL1116-3DG46-4GA4 | WITHDRAWABLE CIRCUIT BREAKER | 20756.56
3WL1116-3DG46-6BA2 | WITHDRAWABLE CIRCUIT BREAKER | 20393.32
3WL1116-3DG47-1AA2 | WITHDRAWABLE CIRCUIT BREAKER | 18787.23
3WL1116-3EB32-4GN2 | FIXED-MOUNTED CIRCUIT BREAKER | 14310.52
3WL1116-3EB32-4GN4 | FIXED-MOUNTED CIRCUIT BREAKER | 14673.76
3WL1116-3EB32-4GP2 | FIXED-MOUNTED CIRCUIT BREAKER | 14359.44
3WL1116-3EB32-4GP4 | FIXED-MOUNTED CIRCUIT BREAKER | 14722.68
3WL1208-3NB31-1AA2 | FIXED-MOUNTED CIRCUIT BREAKER | 10440.03
3WL1208-3NB32-1AA2 | FIXED-MOUNTED CIRCUIT BREAKER | 9950.89
3WL1208-3NB33-1AA2 | FIXED-MOUNTED CIRCUIT BREAKER | 10440.03
3WL1208-3NB34-1AA2 | FIXED-MOUNTED CIRCUIT BREAKER | 10440.03
3WL1208-3NG36-1AA2 | WITHDRAWABLE CIRCUIT BREAKER | 13863.9
3WL1208-3NG37-1AA2 | WITHDRAWABLE CIRCUIT BREAKER | 14336.99
3WL1208-3NG38-1AA2 | WITHDRAWABLE CIRCUIT BREAKER | 13863.9
3WL1208-3NG42-1AA2 | FIXED-MOUNTED CIRCUIT BREAKER | 13847.87
3WL1208-4AA36-1GA2 | WITHDRAW. NON-AUT. CIRCUIT-B. | 8205.28
3WL1208-4AA36-4GA2 | WITHDRAW. NON-AUT. CIRCUIT-B. | 10177.82
3WL1208-4AA36-4GA4 | WITHDRAW. NON-AUT. CIRCUIT-B. | 10541.05
3WL1208-4AA37-1AA2 | WITHDRAW. NON-AUT. CIRCUIT-B. | 8339.18
3WL1208-4AA46-4GA4 | WITHDRAW. NON-AUT. CIRCUIT-B. | 13916.81
3WL1208-4AA47-1AA2 | WITHDRAW. NON-AUT. CIRCUIT-B. | 12027.67
3WL1208-4AA48-1AA2 | WITHDRAW. NON-AUT. CIRCUIT-B. | 11225.83
3WL1208-4BB31-1AA2 | FIXED-MOUNTED CIRCUIT BREAKER | 7376.97
3WL1208-4BB34-4AN2 | FIXED-MOUNTED CIRCUIT BREAKER | 9769.69
3WL1208-4BB35-1AA2 | WITHDRAWABLE CIRCUIT BREAKER | 7906.18
3WL1208-4BB36-1AA2 | WITHDRAWABLE CIRCUIT BREAKER | 9694.31
3WL1208-4BB36-4GA2 | WITHDRAWABLE CIRCUIT BREAKER | 12022.07
3WL1208-4BB36-4GA4 | WITHDRAWABLE CIRCUIT BREAKER | 12385.29
3WL1208-4BB45-1AA2 | WITHDRAWABLE CIRCUIT BREAKER | 10504.17
3WL1208-4BB46-1AA2 | WITHDRAWABLE CIRCUIT BREAKER | 13070.08
3WL1208-4BB47-1AA2 | WITHDRAWABLE CIRCUIT BREAKER | 13871.92
3WL1208-4BB48-1AA2 | WITHDRAWABLE CIRCUIT BREAKER | 13070.08
3WL1210-3FB36-5FA4 | WITHDRAWABLE CIRCUIT BREAKER | 13379.59
3WL1210-3FB37-1AA2 | WITHDRAWABLE CIRCUIT BREAKER | 11169.7
3WL1210-3FB37-4GA8 | WITHDRAWABLE CIRCUIT BREAKER | 13860.69
3WL1210-3FB38-1AA2 | WITHDRAWABLE CIRCUIT BREAKER | 10688.59
3WL1210-3FG36-1AA2 | WITHDRAWABLE CIRCUIT BREAKER | 11947.48
3WL1210-3FG36-4GA2 | WITHDRAWABLE CIRCUIT BREAKER | 14275.24
3WL1210-3FG36-4GA4 | WITHDRAWABLE CIRCUIT BREAKER | 14638.48
3WL1210-3FG36-4GN2 | WITHDRAWABLE CIRCUIT BREAKER | 14695.42
3WL1210-3NB35-1AA2 | WITHDRAWABLE CIRCUIT BREAKER | 11306.02
3WL1210-3NB36-1AA2 | WITHDRAWABLE CIRCUIT BREAKER | 13038
3WL1210-3NB37-1AA2 | WITHDRAWABLE CIRCUIT BREAKER | 13519.1
3WL1210-3NB38-1AA2 | WITHDRAWABLE CIRCUIT BREAKER | 13038
3WL1210-4AA31-1AA2 | FIXED-MOUNT NON-AUT. CIRCUIT-B. | 6061.95
3WL1210-4AA31-4GG4 | FIXED-MOUNT NON-AUT. CIRCUIT-B. | 9108.16
3WL1210-4AA32-1AA2 | FIXED-MOUNT NON-AUT. CIRCUIT-B. | 5556.79
3WL1210-4AA32-1FA4 | FIXED-MOUNT NON-AUT. CIRCUIT-B. | 6275.24
3WL1210-4AA37-1AA2 | WITHDRAW. NON-AUT. CIRCUIT-B. | 8740.1
3WL1210-4AA38-1AA2 | WITHDRAW. NON-AUT. CIRCUIT-B. | 8339.18
3WL1210-4AA41-1AA2 | FIXED-MOUNT NON-AUT. CIRCUIT-B. | 8980.66
3WL1210-4AA42-1AA2 | FIXED-MOUNT NON-AUT. CIRCUIT-B. | 8419.37
3WL1212-3NG32-1AA2 | FIXED-MOUNTED CIRCUIT BREAKER | 12468.69
3WL1212-3NG33-1AA2 | FIXED-MOUNTED CIRCUIT BREAKER | 12917.72
3WL1212-3NG34-1AA2 | FIXED-MOUNTED CIRCUIT BREAKER | 12917.72
3WL1212-3NG35-1AA2 | WITHDRAWABLE CIRCUIT BREAKER | 13438.92
3WL1212-3NG36-1AA2 | WITHDRAWABLE CIRCUIT BREAKER | 15211
3WL1212-4AA32-4GA4 | FIXED-MOUNT NON-AUT. CIRCUIT-B. | 9129.81
3WL1212-4AA33-1AA2 | FIXED-MOUNT NON-AUT. CIRCUIT-B. | 6887.85
3WL1212-4AA34-1AA2 | FIXED-MOUNT NON-AUT. CIRCUIT-B. | 6887.85
3WL1212-4AA35-1AA2 | WITHDRAW. NON-AUT. CIRCUIT-B. | 7417.07
3WL1212-4AA44-1AA2 | FIXED-MOUNT NON-AUT. CIRCUIT-B. | 9541.95
3WL1212-4AA45-1AA2 | WITHDRAW. NON-AUT. CIRCUIT-B. | 9862.7
3WL1212-4AA46-1AA2 | WITHDRAW. NON-AUT. CIRCUIT-B. | 12588.96
3WL1212-4AA46-1GA2 | WITHDRAW. NON-AUT. CIRCUIT-B. | 12944.18
3WL1212-4BB32-4GN4 | FIXED-MOUNTED CIRCUIT BREAKER | 11394.22
3WL1212-4BB32-4GP2 | FIXED-MOUNTED CIRCUIT BREAKER | 11079.89
3WL1212-4BB32-4GP4 | FIXED-MOUNTED CIRCUIT BREAKER | 11443.13
3WL1212-4BB32-5AM2 | FIXED-MOUNTED CIRCUIT BREAKER | 10675.76
3WL1212-4BB33-1AA2 | FIXED-MOUNTED CIRCUIT BREAKER | 8732.1
3WL1212-4BB36-4GA4 | WITHDRAWABLE CIRCUIT BREAKER | 13676.27
3WL1212-4BB36-4GN2 | WITHDRAWABLE CIRCUIT BREAKER | 13733.19
3WL1212-4BB36-4GP2 | WITHDRAWABLE CIRCUIT BREAKER | 13782.1
3WL1212-4BB36-4GP4 | WITHDRAWABLE CIRCUIT BREAKER | 14145.34
3WL1212-4CB32-1BA2 | FIXED-MOUNTED CIRCUIT BREAKER | 8870.81
3WL1212-4CB32-1GA2 | FIXED-MOUNTED CIRCUIT BREAKER | 8870.81
3WL1212-4CB32-4AA4 | FIXED-MOUNTED CIRCUIT BREAKER | 10851.37
3WL1212-4CB32-4AG2 | FIXED-MOUNTED CIRCUIT BREAKER | 10843.35
3WL1212-4CB34-4BJ2 | FIXED-MOUNTED CIRCUIT BREAKER | 11712.55
3WL1212-4CB35-1AA2 | WITHDRAWABLE CIRCUIT BREAKER | 9493.85
3WL1212-4CB35-1GA2 | WITHDRAWABLE CIRCUIT BREAKER | 9849.07
3WL1212-4CB35-4GA2 | WITHDRAWABLE CIRCUIT BREAKER | 11821.6
3WL1212-4CB36-4GA4 | WITHDRAWABLE CIRCUIT BREAKER | 13908.81
3WL1212-4CB36-4GN2 | WITHDRAWABLE CIRCUIT BREAKER | 13965.72
3WL1212-4CB36-4GN4 | WITHDRAWABLE CIRCUIT BREAKER | 14328.97
3WL1212-4CB36-4GP2 | WITHDRAWABLE CIRCUIT BREAKER | 14014.65
3WL1212-4CB36-4GP4 | WITHDRAWABLE CIRCUIT BREAKER | 14377.88
3WL1216-3DG36-4GA2 | WITHDRAWABLE CIRCUIT BREAKER | 17987.78
3WL1216-3DG36-4GA4 | WITHDRAWABLE CIRCUIT BREAKER | 18351.03
3WL1216-3DG36-4GN2 | WITHDRAWABLE CIRCUIT BREAKER | 18407.96
3WL1216-3DG36-4GN4 | WITHDRAWABLE CIRCUIT BREAKER | 18771.19
3WL1216-3DG46-1AA2 | WITHDRAWABLE CIRCUIT BREAKER | 19268.33
3WL1216-3DG46-1FA2 | WITHDRAWABLE CIRCUIT BREAKER | 19623.55
3WL1216-3DG46-1FA4 | WITHDRAWABLE CIRCUIT BREAKER | 19986.79
3WL1216-3DG46-1GA2 | WITHDRAWABLE CIRCUIT BREAKER | 19623.55
3WL1220-2CB32-1GG2-ZK07 | FIXED-MOUNTED CIRCUIT BREAKER | 13253.7
3WL1220-2CB32-1GN2 | FIXED-MOUNTED CIRCUIT BREAKER | 13195.97
3WL1220-2CB32-1GS2 | FIXED-MOUNTED CIRCUIT BREAKER | 13802.15
3WL1220-2CB32-2GA4 | FIXED-MOUNTED CIRCUIT BREAKER | 13494.25
3WL1220-2CB32-3AA2 | FIXED-MOUNTED CIRCUIT BREAKER | 12775.79
3WL1220-2CB32-4BJ2 | FIXED-MOUNTED CIRCUIT BREAKER | 15168.49
3WL1220-2CB32-4BJ2-ZK07 | FIXED-MOUNTED CIRCUIT BREAKER | 15291.18
3WL1220-2CB32-4BM4 | FIXED-MOUNTED CIRCUIT BREAKER | 15531.73
3WL1220-2CB32-4FA2 | FIXED-MOUNTED CIRCUIT BREAKER | 14748.33
3WL1220-2CB32-5AR4 | FIXED-MOUNTED CIRCUIT BREAKER | 15782.71
3WL1220-2CB32-5FA2 | FIXED-MOUNTED CIRCUIT BREAKER | 14748.33
3WL1220-2CB32-5FM2 | FIXED-MOUNTED CIRCUIT BREAKER | 15168.49
3WL1220-2CB32-5FM4 | FIXED-MOUNTED CIRCUIT BREAKER | 15531.73
3WL1220-2CB33-1BA2 | FIXED-MOUNTED CIRCUIT BREAKER | 13256.91
3WL1220-2CB33-1BJ2 | FIXED-MOUNTED CIRCUIT BREAKER | 13677.07
3WL1220-2CB33-1FA4 | FIXED-MOUNTED CIRCUIT BREAKER | 13620.13
3WL1220-2CB33-1GA2 | FIXED-MOUNTED CIRCUIT BREAKER | 13256.91
3WL1220-2CB34-1AM2 | FIXED-MOUNTED CIRCUIT BREAKER | 13321.85
3WL1220-2CB34-1AN2 | FIXED-MOUNTED CIRCUIT BREAKER | 13321.85
3WL1220-2CB34-1AP2 | FIXED-MOUNTED CIRCUIT BREAKER | 13370.76
3WL1220-2CB34-1BA2 | FIXED-MOUNTED CIRCUIT BREAKER | 13256.91
3WL1220-2CB34-1FA2 | FIXED-MOUNTED CIRCUIT BREAKER | 13256.91
3WL1220-2CB34-5AM2 | FIXED-MOUNTED CIRCUIT BREAKER | 15294.39
3WL1220-2CB34-5AR2 | FIXED-MOUNTED CIRCUIT BREAKER | 15900.58
3WL1220-2CB34-5FA2 | FIXED-MOUNTED CIRCUIT BREAKER | 15229.45
3WL1220-2CB34-5FM2 | FIXED-MOUNTED CIRCUIT BREAKER | 15649.61
3WL1220-2CB35-4GG4 | WITHDRAWABLE CIRCUIT BREAKER | 17150.66
3WL1220-2CB35-4GN4 | WITHDRAWABLE CIRCUIT BREAKER | 17215.61
3WL1220-2CB35-4GS2 | WITHDRAWABLE CIRCUIT BREAKER | 17458.57
3WL1220-2CB35-5AM2 | WITHDRAWABLE CIRCUIT BREAKER | 16497.15
3WL1220-2CB36-1GA2 | WITHDRAWABLE CIRCUIT BREAKER | 16223.73
3WL1220-2CB36-1GA4 | WITHDRAWABLE CIRCUIT BREAKER | 16586.97
3WL1220-2CB36-1GN2 | WITHDRAWABLE CIRCUIT BREAKER | 16643.89
3WL1220-2CB36-1GN4 | WITHDRAWABLE CIRCUIT BREAKER | 17007.13
3WL1220-2CB36-1GS2 | WITHDRAWABLE CIRCUIT BREAKER | 17250.09
3WL1220-2CB36-4GA4 | WITHDRAWABLE CIRCUIT BREAKER | 18559.49
3WL1220-2CB36-4GG2 | WITHDRAWABLE CIRCUIT BREAKER | 18551.49
3WL1220-2CB36-4GN2 | WITHDRAWABLE CIRCUIT BREAKER | 18616.43
3WL1220-2CB36-4GN2-ZK07 | WITHDRAWABLE CIRCUIT BREAKER | 18739.11
3WL1220-2CB37-1AA2 | WITHDRAWABLE CIRCUIT BREAKER | 16429.8
3WL1220-2CB37-1GA2 | WITHDRAWABLE CIRCUIT BREAKER | 16785.02
3WL1220-2CB37-4AA2 | WITHDRAWABLE CIRCUIT BREAKER | 18402.34
3WL1220-2CB37-4GA4 | WITHDRAWABLE CIRCUIT BREAKER | 19120.8
3WL1220-2CB42-1AA2 | FIXED-MOUNTED CIRCUIT BREAKER | 15627.95
3WL1220-2CB42-1AA4 | FIXED-MOUNTED CIRCUIT BREAKER | 15991.2
3WL1220-2CB42-1AB2 | FIXED-MOUNTED CIRCUIT BREAKER | 15983.17
3WL1220-2CB42-1AG2 | FIXED-MOUNTED CIRCUIT BREAKER | 15983.17
3WL1220-3CB32-6BA2 | FIXED-MOUNTED CIRCUIT BREAKER | 15870.91
3WL1220-3CB32-6BA4 | FIXED-MOUNTED CIRCUIT BREAKER | 16234.15
3WL1220-3CB32-6BJ2 | FIXED-MOUNTED CIRCUIT BREAKER | 16291.08
3WL1220-3CB33-1AA2 | FIXED-MOUNTED CIRCUIT BREAKER | 14264.82
3WL1220-3CB34-3GA2-ZT40 | FIXED-MOUNTED CIRCUIT BREAKER | 15279.96
3WL1220-3CB34-3GG4 | FIXED-MOUNTED CIRCUIT BREAKER | 15693.7
3WL1220-3CB34-4AA2-ZT40 | FIXED-MOUNTED CIRCUIT BREAKER | 16542.06
3WL1220-8AA41-1AA2 | FIXED-MOUNT NON-AUT. CIRCUIT-B. | 19404.64
3WL1220-8AA62-4AA2 | FIXED-MOUNT NON-AUT. CIRCUIT-B. | 16405.75
3WL1220-8AA66-1AN2-ZA05 | WITHDRAW. NON-AUT. CIRCUIT-B. | 21797.36
3WL1220-8AA72-4AN2 | FIXED-MOUNT NON-AUT. CIRCUIT-B. | 21236.05
3WL1220-8AA76-1AN2-ZA05 | WITHDRAW. NON-AUT. CIRCUIT-B. | 27322.06
3WL1225-2AA32-1GA4 | FIXED-MOUNT NON-AUT. CIRCUIT-B. | 15392.21
3WL1225-2AA32-2AN2 | FIXED-MOUNT NON-AUT. CIRCUIT-B. | 15449.14
3WL1225-2AA32-3AA2 | FIXED-MOUNT NON-AUT. CIRCUIT-B. | 15028.98
3WL1225-2AA32-3AN2 | FIXED-MOUNT NON-AUT. CIRCUIT-B. | 15449.14
3WL1225-2AA32-4AA2 | FIXED-MOUNT NON-AUT. CIRCUIT-B. | 16646.3
3WL1225-2AA32-4GN4 | FIXED-MOUNT NON-AUT. CIRCUIT-B. | 17784.93
3WL1225-2AA32-5FA2 | FIXED-MOUNT NON-AUT. CIRCUIT-B. | 17001.52
3WL1225-2AA32-5FF4 | FIXED-MOUNT NON-AUT. CIRCUIT-B. | 17719.97
3WL1225-2AA32-6AA2 | FIXED-MOUNT NON-AUT. CIRCUIT-B. | 16646.3
3WL1225-2AA35-4GA4 | WITHDRAW. NON-AUT. CIRCUIT-B. | 18647.71
3WL1225-2AA35-4GS2 | WITHDRAW. NON-AUT. CIRCUIT-B. | 19310.84
3WL1225-2AA35-5FM4 | WITHDRAW. NON-AUT. CIRCUIT-B. | 19067.87
3WL1225-2AA36-1AA2 | WITHDRAW. NON-AUT. CIRCUIT-B. | 18362.24
3WL1225-2AA36-4AG4-ZR55T40 | WITHDRAW. NON-AUT. CIRCUIT-B. | 22320.16
3WL1225-2AA36-4GA2 | WITHDRAW. NON-AUT. CIRCUIT-B. | 20690
3WL1225-2AA36-4GA2-ZP01 | WITHDRAW. NON-AUT. CIRCUIT-B. | 21377.99
3WL1225-2AA36-4GA4 | WITHDRAW. NON-AUT. CIRCUIT-B. | 21053.24
3WL1225-2AA41-1AA2 | FIXED-MOUNT NON-AUT. CIRCUIT-B. | 20046.12
3WL1225-2AA41-1AN4 | FIXED-MOUNT NON-AUT. CIRCUIT-B. | 20829.52
3WL1225-2AA41-1GA2 | FIXED-MOUNT NON-AUT. CIRCUIT-B. | 20401.34
3WL1225-2AA41-4GA4 | FIXED-MOUNT NON-AUT. CIRCUIT-B. | 22737.11
3WL1225-2AA42-5FA2 | FIXED-MOUNT NON-AUT. CIRCUIT-B. | 21411.67
3WL1225-2AA42-5FA4 | FIXED-MOUNT NON-AUT. CIRCUIT-B. | 21774.9
3WL1225-2AA42-6BJ4 | FIXED-MOUNT NON-AUT. CIRCUIT-B. | 22195.07
3WL1225-2AA43-1AA2 | FIXED-MOUNT NON-AUT. CIRCUIT-B. | 20046.12
3WL1225-2AA46-1GA2 | WITHDRAW. NON-AUT. CIRCUIT-B. | 23849.28
3WL1225-2AA46-3AA2 | WITHDRAW. NON-AUT. CIRCUIT-B. | 23849.28
3WL1225-2AA46-4AA2 | WITHDRAW. NON-AUT. CIRCUIT-B. | 25466.6
3WL1225-2AA46-4AA4 | WITHDRAW. NON-AUT. CIRCUIT-B. | 25829.82
3WL1225-2AA47-4GA2 | WITHDRAW. NON-AUT. CIRCUIT-B. | 26703.84
3WL1225-2AA47-5FA2 | WITHDRAW. NON-AUT. CIRCUIT-B. | 26703.84
3WL1225-2AA47-5FA4 | WITHDRAW. NON-AUT. CIRCUIT-B. | 27067.08
3WL1225-2AA47-5FR2 | WITHDRAW. NON-AUT. CIRCUIT-B. | 27730.21
3WL1225-2AA48-1AA2 | WITHDRAW. NON-AUT. CIRCUIT-B. | 23494.06
3WL1225-2BB32-1AG4 | FIXED-MOUNTED CIRCUIT BREAKER | 17236.46
3WL1225-2BB32-1AJ2 | FIXED-MOUNTED CIRCUIT BREAKER | 16938.17
3WL1225-2BB32-1AJ2-ZS33 | FIXED-MOUNTED CIRCUIT BREAKER | 17181.94
3WL1225-2BB32-1AM2 | FIXED-MOUNTED CIRCUIT BREAKER | 16938.17
3WL1225-2BB32-3GA2 | FIXED-MOUNTED CIRCUIT BREAKER | 17228.43
3WL1225-2BB32-4AA2 | FIXED-MOUNTED CIRCUIT BREAKER | 18490.55
3WL1225-2BB32-4AJ2 | FIXED-MOUNTED CIRCUIT BREAKER | 18910.71
3WL1225-2BB32-4AN2 | FIXED-MOUNTED CIRCUIT BREAKER | 18910.71
3WL1225-4BB47-1AA2 | WITHDRAWABLE CIRCUIT BREAKER | 29026.78
3WL1225-4BB48-1AA2 | WITHDRAWABLE CIRCUIT BREAKER | 28385.3
3WL1225-4CB31-1AA2 | FIXED-MOUNTED CIRCUIT BREAKER | 19797.54
3WL1225-4CB32-1AA2 | FIXED-MOUNTED CIRCUIT BREAKER | 18995.7
3WL1225-4CB32-4GN2 | FIXED-MOUNTED CIRCUIT BREAKER | 21743.63
3WL1225-4CB32-4GN4 | FIXED-MOUNTED CIRCUIT BREAKER | 22106.86
3WL1225-4CB32-4GP4 | FIXED-MOUNTED CIRCUIT BREAKER | 22155.77
3WL1225-4CB32-5FA2 | FIXED-MOUNTED CIRCUIT BREAKER | 21323.46
3WL1225-4CB35-4GA2 | WITHDRAWABLE CIRCUIT BREAKER | 22846.97
3WL1225-4CB36-1AA2 | WITHDRAWABLE CIRCUIT BREAKER | 22523.83
3WL1225-4CB36-1AA4-ZK07 | WITHDRAWABLE CIRCUIT BREAKER | 23009.74
3WL1225-4CB36-1AN2 | WITHDRAWABLE CIRCUIT BREAKER | 22943.99
3WL1225-4CB36-4GP4 | WITHDRAWABLE CIRCUIT BREAKER | 25683.9
3WL1225-4CB36-4GS4 | WITHDRAWABLE CIRCUIT BREAKER | 26241.18
3WL1225-4CB36-5AM2 | WITHDRAWABLE CIRCUIT BREAKER | 24916.52
3WL1225-4CB36-5AM4 | WITHDRAWABLE CIRCUIT BREAKER | 25279.77
3WL1225-4CB38-4GA4 | WITHDRAWABLE CIRCUIT BREAKER | 25214.81
3WL1225-4CB38-4GN2 | WITHDRAWABLE CIRCUIT BREAKER | 25271.74
3WL1225-4CB41-1AA2 | FIXED-MOUNTED CIRCUIT BREAKER | 24688.8
3WL1225-4CB42-1AA2 | FIXED-MOUNTED CIRCUIT BREAKER | 23806.77
3WL1225-4CB42-1BA4 | FIXED-MOUNTED CIRCUIT BREAKER | 24525.23
3WL1225-4CB46-1GA2 | WITHDRAWABLE CIRCUIT BREAKER | 28973.06
3WL1225-4CB46-4CA2 | WITHDRAWABLE CIRCUIT BREAKER | 30970.46
3WL1225-4CB46-4GA2 | WITHDRAWABLE CIRCUIT BREAKER | 30945.6
3WL1225-4CB46-4GA4 | WITHDRAWABLE CIRCUIT BREAKER | 31308.84
3WL1225-4DG34-1AA2 | FIXED-MOUNTED CIRCUIT BREAKER | 20791.84
3WL1225-4DG35-1AA2 | WITHDRAWABLE CIRCUIT BREAKER | 21513.5
3WL1225-4DG35-4AN4 | WITHDRAWABLE CIRCUIT BREAKER | 24269.44
3WL1225-4DG35-4GA4 | WITHDRAWABLE CIRCUIT BREAKER | 24204.5
3WL1225-4DG41-1AA2 | FIXED-MOUNTED CIRCUIT BREAKER | 25683.09
3WL1225-4DG41-1GA2 | FIXED-MOUNTED CIRCUIT BREAKER | 26038.31
3WL1225-4DG42-1AA2 | FIXED-MOUNTED CIRCUIT BREAKER | 24801.07
3WL1225-4DG42-1EA2 | FIXED-MOUNTED CIRCUIT BREAKER | 25181.13
3WL1225-4EB31-1AA4 | FIXED-MOUNTED CIRCUIT BREAKER | 20585.76
3WL1225-4EB31-5FA2 | FIXED-MOUNTED CIRCUIT BREAKER | 22550.29
3WL1225-4EB32-1AA2 | FIXED-MOUNTED CIRCUIT BREAKER | 19420.69
3WL1225-4EB32-1GA2 | FIXED-MOUNTED CIRCUIT BREAKER | 19775.91
3WL1225-4EB34-1GA4 | FIXED-MOUNTED CIRCUIT BREAKER | 20940.98
3WL1225-4EB35-1AA2 | WITHDRAWABLE CIRCUIT BREAKER | 20944.19
3WL1225-4EB35-1AA2-ZK07 | WITHDRAWABLE CIRCUIT BREAKER | 21066.87
3WL1225-4EB35-1BA4 | WITHDRAWABLE CIRCUIT BREAKER | 21662.65
3WL1225-4EB36-5FA2 | WITHDRAWABLE CIRCUIT BREAKER | 25276.56
3WL1225-4EB36-5FA4-ZR15 | WITHDRAWABLE CIRCUIT BREAKER | 25909.22
3WL1225-4EB37-1AA2 | WITHDRAWABLE CIRCUIT BREAKER | 23830.84
3WL1225-4EB37-4AA4 | WITHDRAWABLE CIRCUIT BREAKER | 26166.6
3WL1225-4EB45-1AA2 | WITHDRAWABLE CIRCUIT BREAKER | 25354.33
3WL1225-4EB46-1AA2 | WITHDRAWABLE CIRCUIT BREAKER | 29042.83
3WL1225-4EB46-4GA2 | WITHDRAWABLE CIRCUIT BREAKER | 31370.59
3WL1225-4EB46-4GA4 | WITHDRAWABLE CIRCUIT BREAKER | 31733.81
3WL1225-4EB47-1AA2 | WITHDRAWABLE CIRCUIT BREAKER | 29684.31
3WL1225-4EG32-4GP2 | FIXED-MOUNTED CIRCUIT BREAKER | 23428.31
3WL1225-4EG32-4GP4 | FIXED-MOUNTED CIRCUIT BREAKER | 23791.53
3WL1225-4EG33-1AA2 | FIXED-MOUNTED CIRCUIT BREAKER | 21433.31
3WL1225-4EG34-1AA2 | FIXED-MOUNTED CIRCUIT BREAKER | 21433.31
3WL1232-4EG32-4GP4 | FIXED-MOUNTED CIRCUIT BREAKER | 26597.99
3WL1232-4EG33-1AA2 | FIXED-MOUNTED CIRCUIT BREAKER | 24560.51
3WL1232-4EG34-1AA2 | FIXED-MOUNTED CIRCUIT BREAKER | 24560.51
3WL1232-4EG34-3GG2 | FIXED-MOUNTED CIRCUIT BREAKER | 25626.15
6FX8002-5DG42-1AG0 | POWER CABLE PREASSEMBLED | 436.79
6FX8002-5DG42-1BC5 | POWER CABLE PREASSEMBLED | 637.18
6FX8002-5DG42-1CK0 | POWER CABLE PREASSEMBLED | 1095.24
6FX8002-5DG42-1FA0 | POWER CABLE PREASSEMBLED | 1696.39
6FX8002-5DG51-1BH0 | POWER CABLE, PREASSEMBLED | 750.37
6FX8002-5DG51-1CD0 | POWER CABLE, PREASSEMBLED | 922.5
6FX8002-5DG51-1CJ0 | POWER CABLE, PREASSEMBLED | 1068.35
6FX8002-5DG51-1DA0 | POWER CABLE, PREASSEMBLED | 1128.44
6FX8002-5DG61-1AK0 | POWER CABLE, PREASSEMBLED | 720.65
6FX8002-5DG61-1BC0 | POWER CABLE, PREASSEMBLED | 866.28
6FX8002-5DG61-1DF0 | POWER CABLE, PREASSEMBLED | 1983.25
6FX8002-5DG62-1BD0 | POWER CABLE PREASSEMBLED | 914.84
6FX8002-5DN01-1DC5 | POWER CABLE, PREASSEMBLED | 872.81
6FX8002-5DN01-1DG0 | POWER CABLE, PREASSEMBLED | 925.31
6FX8002-5DN01-1DH0 | POWER CABLE, PREASSEMBLED | 942.83
6FX8002-5DN01-1DK0 | POWER CABLE, PREASSEMBLED | 977.85
6FX8002-5DN01-1GC0 | POWER CABLE, PREASSEMBLED | 1380.47
6FX8002-5DN01-1GD0 | POWER CABLE, PREASSEMBLED | 1397.99
6FX8002-5DN01-1GE0 | POWER CABLE, PREASSEMBLED | 1415.46
6FX8002-5DN01-1GG0 | POWER CABLE, PREASSEMBLED | 1450.49
6FX8002-5DN01-1GH0 | POWER CABLE, PREASSEMBLED | 1467.99
6FX8002-5DN05-1AB3 | POWER CABLE PREASSEMBLED EXT. | 294.91
6FX8002-5DN05-1AC6 | POWER CABLE PREASSEMBLED EXT. | 311.7
6FX8002-5DN05-1AC7 | POWER CABLE PREASSEMBLED EXT. | 311.7
6FX8002-5DN05-1AC8 | POWER CABLE PREASSEMBLED EXT. | 311.7
6FX8002-5DN05-1CG2 | POWER CABLE PREASSEMBLED EXT. | 714.65
6FX8002-5DN05-1CK0 | POWER CABLE PREASSEMBLED EXT. | 748.17
6FX8002-5DN05-1DA0 | POWER CABLE PREASSEMBLED EXT. | 764.96
6FX8002-5DN05-1DC0 | POWER CABLE PREASSEMBLED EXT. | 798.55
6FX8002-5DN11-1AE5 | POWER CABLE PREASSEMBLED | 398.83
6FX8002-5DN11-1AF5 | POWER CABLE PREASSEMBLED | 419.07
6FX8002-5DN11-1AG5 | POWER CABLE PREASSEMBLED | 439.33
6FX8002-5DN11-1AH5 | POWER CABLE PREASSEMBLED | 459.56
6FX8002-5DN11-1DF0 | POWER CABLE PREASSEMBLED | 1006.58
6FX8002-5DN11-1DJ0 | POWER CABLE PREASSEMBLED | 1067.36
6FX8002-5DN11-1EA0 | POWER CABLE PREASSEMBLED | 1107.81
6FX8002-5DN11-1EB0 | POWER CABLE PREASSEMBLED | 1128.05
6FX8002-5DN16-1EF0 | POWER CABLE PREASSEMBLED | 945.97
6FX8002-5DN16-1EJ0 | POWER CABLE PREASSEMBLED | 993.85
6FX8002-5DN20-1AC0 | POWER CABLE, PREASSEMBLED | 299.13
6FX8002-5DN20-1AE0 | POWER CABLE, PREASSEMBLED | 334.12
6FX8002-5DN21-1BC0 | POWER CABLE PREASSEMBLED | 581.42
6FX8002-5DN21-1BE0 | POWER CABLE PREASSEMBLED | 616.41
7ME6310-2YJ13-1CA2-ZC14C15 | SITRANS F M MAG 3100 | 3672.95
7ME6310-2YJ13-1DB2-ZY20 | SITRANS F M MAG 3100 | 4687.38
7ME6310-2YJ13-2AA1 | SITRANS F M MAG 3100 | 1791.1
7ME6310-2YJ13-2DA1-ZY17 | SITRANS F M MAG 3100 | 4622.96
7ME6310-2YJ13-2JB2-ZY17 | SITRANS F M MAG 3100 | 3678.4
7ME6310-2YJ13-4AA1 | SITRANS F M MAG 3100 | 1899.09
7ME6310-2YJ13-4AA2-ZY17 | SITRANS F M MAG 3100 | 2024.3
7ME6310-2YJ13-5AA2 | SITRANS F M MAG 3100 | 2174.01
7ME6310-2YJ14-1AA2-ZY17 | SITRANS F M MAG 3100 | 1809.26
7ME6310-2YJ17-1AA1 | SITRANS F M MAG 3100 | 1831.95
7ME6310-2YJ23-1AA1 | SITRANS F M MAG 3100 | 1792.92
7ME6310-2YJ23-1AA2 | SITRANS F M MAG 3100 | 1792.92
7ME6310-2YJ23-2AA2 | SITRANS F M MAG 3100 | 1909.98
7ME6310-2YJ23-5AA2 | SITRANS F M MAG 3100 | 2292.88
7ME6310-6PJ11-1AA2 | SITRANS F M MAG 3100 | 11089.64
7ME6310-6PJ13-1AA1 | SITRANS F M MAG 3100 | 19783.88
7ME6310-6PJ13-1AA2-ZY17 | SITRANS F M MAG 3100 | 19909.09
7ME6310-6PJ24-2AA2 | SITRANS F M MAG 3100 | 22465.09
7ME6310-6PN11-1AA1-ZC14Y17 | SITRANS F M MAG 3100 | 10377.37
7ME6310-6YB11-1AA1-ZY17Y41 | SITRANS F M MAG 3100 | 12957.88
7ME6310-6YB11-1AA2 | SITRANS F M MAG 3100 | 12288.25
7ME6310-6YB14-1AA1 | SITRANS F M MAG 3100 | 12917.96
7ME6310-6YB14-1AA2 | SITRANS F M MAG 3100 | 12917.96
7ME6310-6YC12-1AA1-ZY40 | SITRANS F M MAG 3100 | 17074.53
7ME6310-6YC14-1AA1 | SITRANS F M MAG 3100 | 16764.21
7ME6310-6YL11-2AA2-ZC12Y17 | SITRANS F M MAG 3100 | 14647.36
7ME6310-6YL12-2AA1-ZC14Y17 | SITRANS F M MAG 3100 | 15137.33
7ME6310-7DL12-2AA2 | SITRANS F M MAG 3100 | 16192.58
7ME6310-7DL15-2AA2 | SITRANS F M MAG 3100 | 18884.7
7ME6310-7HB11-1AA1 | SITRANS F M MAG 3100 | 14389.68
7ME6310-7HB11-1AA1-ZY41 | SITRANS F M MAG 3100 | 14934.09
7ME6310-7HB14-1AA2 | SITRANS F M MAG 3100 | 15030.26
7ME6310-7HB14-2AA1 | SITRANS F M MAG 3100 | 15147.31
7ME6310-7HC11-1AA2 | SITRANS F M MAG 3100 | 17696.97
7ME6310-7HC11-2BA3 | SITRANS F M MAG 3100 | 18125.23
7ME6310-7HC14-1AA2 | SITRANS F M MAG 3100 | 18336.65
7ME6310-7HD11-1AA1 | SITRANS F M MAG 3100 | 15505.72
7ME6310-7HL12-1AA2 | SITRANS F M MAG 3100 | 17428.39
7ME6310-7HL12-2AA1-ZY17 | SITRANS F M MAG 3100 | 17670.65
7ME6310-7MB11-1AA1-ZY41 | SITRANS F M MAG 3100 | 16521.04
7ME6310-7MB12-1AA1 | SITRANS F M MAG 3100 | 16640.81
7ME6310-7MC11-1AA1 | SITRANS F M MAG 3100 | 19781.16
7ME6310-7MC11-1AA2-ZC14 | SITRANS F M MAG 3100 | 19859.19
7ME6310-7MC14-1AA2 | SITRANS F M MAG 3100 | 20439.9
7ME6310-7ML11-1AA2 | SITRANS F M MAG 3100 | 18754.04
7ME6310-7ML14-2AA2 | SITRANS F M MAG 3100 | 19532.55
7ME6310-7RA11-2AA1-ZY41 | SITRANS F M MAG 3100 | 18625.2
7ME6310-7RB12-2AA2 | SITRANS F M MAG 3100 | 18698.68
7ME6310-7RB14-1AA1-ZY17 | SITRANS F M MAG 3100 | 18706.85
7ME6310-7RC11-2BA3 | SITRANS F M MAG 3100 | 22973.22
7ME6310-7RC14-1AA1 | SITRANS F M MAG 3100 | 23165.58
7ME6310-7RD11-2AA1 | SITRANS F M MAG 3100 | 19708.57
7ME6310-7RL11-2AA2-ZC12Y17 | SITRANS F M MAG 3100 | 21574.08
7ME6310-7VL11-1AA2 | SITRANS F M MAG 3100 | 24366
7ME6310-7VL12-2AA2-ZC15Y17Y20 | SITRANS F M MAG 3100 | 25352.29
7ME6310-8BB11-1AA1-ZC14 | SITRANS F M MAG 3100 | 28308.43
7ME6310-8BB11-1AA2 | SITRANS F M MAG 3100 | 28230.4
7ME6310-8BB14-1AA1-ZY41 | SITRANS F M MAG 3100 | 29492.53
7ME6310-8BB14-2AA1-ZY41 | SITRANS F M MAG 3100 | 29609.58
7ME6310-8BC14-1AA1-ZY41 | SITRANS F M MAG 3100 | 33971.22
7ME6310-8BD11-1AA1-ZY41 | SITRANS F M MAG 3100 | 29950.74
7ME6310-8BL11-2AA2-ZC12Y17 | SITRANS F M MAG 3100 | 31484.16
7ME6310-8BL12-1JA1-ZC14 | SITRANS F M MAG 3100 | 33376.9
7ME6310-8FA11-1AA1-ZY41 | SITRANS F M MAG 3100 | 39443.44
7ME6310-8FA11-2AA1 | SITRANS F M MAG 3100 | 39016.08
7ME6310-8FA12-1AA1-ZY41 | SITRANS F M MAG 3100 | 39443.44
7ME6310-8FA14-1AA2 | SITRANS F M MAG 3100 | 38899.04
7ME6310-8FB11-1AA1-ZC14 | SITRANS F M MAG 3100 | 43642.67
3WL1112-3AA46-1AA2 | WITHDRAW. NON-AUT. CIRCUIT-B. | 11306.02
3WL1112-3AA46-1GA2 | WITHDRAW. NON-AUT. CIRCUIT-B. | 11661.22
3WL1112-3AA47-5FA2 | WITHDRAW. NON-AUT. CIRCUIT-B. | 14355.43
3WL1112-3BB31-1AA2 | FIXED-MOUNTED CIRCUIT BREAKER | 7737.8
3WL1112-3BB31-1GN4 | FIXED-MOUNTED CIRCUIT BREAKER | 8876.42
3WL1112-3BB32-1GA2-ZK07 | FIXED-MOUNTED CIRCUIT BREAKER | 7758.65
3WL1112-3BB32-2AA2 | FIXED-MOUNTED CIRCUIT BREAKER | 7635.97
3WL1112-3BB32-4GP2 | FIXED-MOUNTED CIRCUIT BREAKER | 10077.58
3WL1112-3BB32-5AM2 | FIXED-MOUNTED CIRCUIT BREAKER | 9673.45
3WL1112-3BB34-1GN4 | FIXED-MOUNTED CIRCUIT BREAKER | 8876.42
3WL1112-3BB34-4AN2 | FIXED-MOUNTED CIRCUIT BREAKER | 10130.51
3WL1112-3BB34-6AJ2 | FIXED-MOUNTED CIRCUIT BREAKER | 10130.51
3WL1112-3BB35-1AA2-ZK07 | WITHDRAWABLE CIRCUIT BREAKER | 7796.34
3WL1112-3BB36-1GA2 | WITHDRAWABLE CIRCUIT BREAKER | 9528.32
3WL1112-3BB36-4AN2 | WITHDRAWABLE CIRCUIT BREAKER | 11565.81
3WL1112-3BB37-1AA2 | WITHDRAWABLE CIRCUIT BREAKER | 9622.14
3WL1112-3BB37-4GN4 | WITHDRAWABLE CIRCUIT BREAKER | 12733.3
3WL1112-3BB42-1GN2 | FIXED-MOUNTED CIRCUIT BREAKER | 10485.73
3WL1112-3BB44-1AA2 | FIXED-MOUNTED CIRCUIT BREAKER | 10343.79
3WL1112-3BB46-4GN4 | WITHDRAWABLE CIRCUIT BREAKER | 16261.41
3WL1112-3BB48-1AA2 | WITHDRAWABLE CIRCUIT BREAKER | 13150.25
3WL1112-3CB32-1AA4 | FIXED-MOUNTED CIRCUIT BREAKER | 7876.53
3WL1112-3CB32-1AJ2 | FIXED-MOUNTED CIRCUIT BREAKER | 7933.46
3WL1112-3CB32-1BA2 | FIXED-MOUNTED CIRCUIT BREAKER | 7868.5
3WL1112-3CB32-1CB2 | FIXED-MOUNTED CIRCUIT BREAKER | 8248.58
3WL1116-2CB36-6AA2 | WITHDRAWABLE CIRCUIT BREAKER | 15114.78
3WL1116-2CB36-6BA2 | WITHDRAWABLE CIRCUIT BREAKER | 15469.99
3WL1116-2CB37-4GA4 | WITHDRAWABLE CIRCUIT BREAKER | 16234.15
3WL1116-2CB37-6AJ2 | WITHDRAWABLE CIRCUIT BREAKER | 15935.87
3WL1116-2CB38-1GA4 | WITHDRAWABLE CIRCUIT BREAKER | 13860.69
3WL1116-2CB38-4GA2 | WITHDRAWABLE CIRCUIT BREAKER | 15469.99
3WL1116-2CB38-5FA4 | WITHDRAWABLE CIRCUIT BREAKER | 15833.23
3WL1116-2CB41-1AA2 | FIXED-MOUNTED CIRCUIT BREAKER | 14184.63
3WL1116-2CB42-1FA2 | FIXED-MOUNTED CIRCUIT BREAKER | 13818.19
3WL1116-2CB42-1GA4 | FIXED-MOUNTED CIRCUIT BREAKER | 14181.44
3WL1116-2CB42-4GA4 | FIXED-MOUNTED CIRCUIT BREAKER | 16153.96
3WL1116-2CB42-4GG2 | FIXED-MOUNTED CIRCUIT BREAKER | 16145.95
3WL1116-2CB42-6AJ2 | FIXED-MOUNTED CIRCUIT BREAKER | 15855.67
3WL1116-2CB42-6BA4 | FIXED-MOUNTED CIRCUIT BREAKER | 16153.96
3WL1116-2CB44-4GN4 | FIXED-MOUNTED CIRCUIT BREAKER | 17295.79
3WL1116-2CB45-4BA2 | WITHDRAWABLE CIRCUIT BREAKER | 17474.6
3WL1116-2CB46-1DA4 | WITHDRAWABLE CIRCUIT BREAKER | 17654.22
3WL1116-2CB46-1GA4 | WITHDRAWABLE CIRCUIT BREAKER | 17629.36
3WL1116-2CB46-4GG2 | WITHDRAWABLE CIRCUIT BREAKER | 19593.89
3WL1116-2CB46-4GN4 | WITHDRAWABLE CIRCUIT BREAKER | 20022.07
3WL1116-2CB48-1AA2 | WITHDRAWABLE CIRCUIT BREAKER | 16910.91
3WL1116-2CB48-1GA2 | WITHDRAWABLE CIRCUIT BREAKER | 17266.13
3WL1116-2CB48-6AA2 | WITHDRAWABLE CIRCUIT BREAKER | 18883.45
3WL1116-2DG31-3BB4 | FIXED-MOUNTED CIRCUIT BREAKER | 13240.07
3WL1116-2DG32-4AN2 | FIXED-MOUNTED CIRCUIT BREAKER | 13802.96
3WL1116-2DG32-4GA4 | FIXED-MOUNTED CIRCUIT BREAKER | 14101.25
3WL1116-2DG33-1AA2 | FIXED-MOUNTED CIRCUIT BREAKER | 11811.17
3WL1116-2DG35-1AA2 | WITHDRAWABLE CIRCUIT BREAKER | 12693.2
3WL1116-3CB38-1AA2 | WITHDRAWABLE CIRCUIT BREAKER | 13623.34
3WL1116-3CB38-4GA2 | WITHDRAWABLE CIRCUIT BREAKER | 15951.1
3WL1116-3CB38-6BJ2 | WITHDRAWABLE CIRCUIT BREAKER | 16371.26
3WL1116-3CB42-1AN2-ZK07 | FIXED-MOUNTED CIRCUIT BREAKER | 14567.11
3WL1116-3CB42-3GA2 | FIXED-MOUNTED CIRCUIT BREAKER | 14734.7
3WL1116-3CB43-1AN2 | FIXED-MOUNTED CIRCUIT BREAKER | 15085.9
3WL1116-3CB45-1AA2 | WITHDRAWABLE CIRCUIT BREAKER | 15307.22
3WL1116-3CB46-1GA2 | WITHDRAWABLE CIRCUIT BREAKER | 17426.5
3WL1116-3CB46-1GS4 | WITHDRAWABLE CIRCUIT BREAKER | 18816.1
3WL1116-3CB46-4GA4 | WITHDRAWABLE CIRCUIT BREAKER | 19762.26
3WL1116-3DG31-1AA2 | FIXED-MOUNTED CIRCUIT BREAKER | 12613.01
3WL1116-3DG32-1AA4 | FIXED-MOUNTED CIRCUIT BREAKER | 12495.16
3WL1116-3DG32-4GN2 | FIXED-MOUNTED CIRCUIT BREAKER | 14879.83
3WL1116-3DG32-4GP2 | FIXED-MOUNTED CIRCUIT BREAKER | 14928.75
3WL1116-3DG35-1AP2 | WITHDRAWABLE CIRCUIT BREAKER | 13803.75
3WL1116-3DG35-5AP2 | WITHDRAWABLE CIRCUIT BREAKER | 15776.29
3WL1116-3DG36-1AA2 | WITHDRAWABLE CIRCUIT BREAKER | 14617.62
3WL1116-3DG36-4AN2 | WITHDRAWABLE CIRCUIT BREAKER | 17010.34
3WL1116-3DG36-4GA2 | WITHDRAWABLE CIRCUIT BREAKER | 16945.38
3WL1116-3DG36-5AM2 | WITHDRAWABLE CIRCUIT BREAKER | 17010.34
3WL1116-3DG36-6BA2 | WITHDRAWABLE CIRCUIT BREAKER | 16945.38
3WL1116-3DG42-4GA2 | FIXED-MOUNTED CIRCUIT BREAKER | 17346.31
3WL1116-3DG44-1AA2 | FIXED-MOUNTED CIRCUIT BREAKER | 15660.03
3WL1116-3DG46-1FA2 | WITHDRAWABLE CIRCUIT BREAKER | 18420.78
3WL1116-3DG46-1GA4 | WITHDRAWABLE CIRCUIT BREAKER | 18784.02
3WL1116-3EB31-1AA2 | FIXED-MOUNTED CIRCUIT BREAKER | 12043.72
3WL1116-3EB32-1AA4-ZF05F12T40 | FIXED-MOUNTED CIRCUIT BREAKER | 15694.51
3WL1116-3EB32-4GA2 | FIXED-MOUNTED CIRCUIT BREAKER | 13890.36
3WL1116-3EB32-4GG4 | FIXED-MOUNTED CIRCUIT BREAKER | 14608.81
3WL1116-3EB32-5FM2 | FIXED-MOUNTED CIRCUIT BREAKER | 14310.52
3WL1208-3FG36-4GN2 | WITHDRAWABLE CIRCUIT BREAKER | 14310.52
3WL1208-3FG42-1AA2 | FIXED-MOUNTED CIRCUIT BREAKER | 11546.56
3WL1208-3FG46-4BA2 | WITHDRAWABLE CIRCUIT BREAKER | 17322.25
3WL1208-3NB36-1AA2 | WITHDRAWABLE CIRCUIT BREAKER | 12653.11
3WL1208-3NB37-4GA8 | WITHDRAWABLE CIRCUIT BREAKER | 15817.2
3WL1208-3NG32-1AA2 | FIXED-MOUNTED CIRCUIT BREAKER | 11161.68
3WL1208-3NG34-1AA2 | FIXED-MOUNTED CIRCUIT BREAKER | 11650.8
3WL1208-4AA31-1AA2 | FIXED-MOUNT NON-AUT. CIRCUIT-B. | 5532.72
3WL1208-4AA32-1AA2-ZA15 | FIXED-MOUNT NON-AUT. CIRCUIT-B. | 8259.01
3WL1208-4AA35-1AA2 | WITHDRAW. NON-AUT. CIRCUIT-B. | 6061.95
3WL1208-4AA36-1AA2 | WITHDRAW. NON-AUT. CIRCUIT-B. | 7850.06
3WL1208-4AA38-1AA2 | WITHDRAW. NON-AUT. CIRCUIT-B. | 7850.06
3WL1208-4AA42-1AA2 | FIXED-MOUNT NON-AUT. CIRCUIT-B. | 7705.72
3WL1208-4AA45-1AA2 | WITHDRAW. NON-AUT. CIRCUIT-B. | 8659.93
3WL1208-4AA46-1GA2 | WITHDRAW. NON-AUT. CIRCUIT-B. | 11581.05
3WL1208-4BB32-1AA2 | FIXED-MOUNTED CIRCUIT BREAKER | 6903.88
3WL1208-4BB32-4GA2 | FIXED-MOUNTED CIRCUIT BREAKER | 9231.64
3WL1208-4BB32-4GP4 | FIXED-MOUNTED CIRCUIT BREAKER | 10063.95
3WL1208-4BB34-1AA2 | FIXED-MOUNTED CIRCUIT BREAKER | 7376.97
3WL1208-4BB36-4GN2 | WITHDRAWABLE CIRCUIT BREAKER | 12442.23
3WL1208-4BB36-4GP2 | WITHDRAWABLE CIRCUIT BREAKER | 12491.14
3WL1208-4BB42-5AM2 | FIXED-MOUNTED CIRCUIT BREAKER | 11942.69
3WL1208-4BB44-1AA2 | FIXED-MOUNTED CIRCUIT BREAKER | 10183.43
3WL1208-4CB31-1AA2 | FIXED-MOUNTED CIRCUIT BREAKER | 7609.5
3WL1208-4CB31-4AN4 | FIXED-MOUNTED CIRCUIT BREAKER | 10365.44
3WL1210-3FB36-4GN2 | WITHDRAWABLE CIRCUIT BREAKER | 13436.51
3WL1210-3FB36-4GP2 | WITHDRAWABLE CIRCUIT BREAKER | 13485.42
3WL1210-3FB46-1AA2 | WITHDRAWABLE CIRCUIT BREAKER | 14377.08
3WL1210-3FG32-1AA2 | FIXED-MOUNTED CIRCUIT BREAKER | 9261.31
3WL1210-3FG32-4GP2 | FIXED-MOUNTED CIRCUIT BREAKER | 12058.14
3WL1210-3FG33-1AA2 | FIXED-MOUNTED CIRCUIT BREAKER | 9726.38
3WL1210-3FG35-1AA2 | WITHDRAWABLE CIRCUIT BREAKER | 10215.5
3WL1210-3FG36-4GN4 | WITHDRAWABLE CIRCUIT BREAKER | 15058.64
3WL1210-3FG36-4GP4 | WITHDRAWABLE CIRCUIT BREAKER | 15107.55
3WL1210-3NB32-1AA2 | FIXED-MOUNTED CIRCUIT BREAKER | 10351.82
3WL1210-3NB34-1AA2 | FIXED-MOUNTED CIRCUIT BREAKER | 10816.88
3WL1210-3NB42-1AA2 | FIXED-MOUNTED CIRCUIT BREAKER | 13254.49
3WL1210-3NG31-1AA2 | FIXED-MOUNTED CIRCUIT BREAKER | 12027.67
3WL1210-3NG33-1AA2 | FIXED-MOUNTED CIRCUIT BREAKER | 12027.67
3WL1210-3NG37-1AA2 | WITHDRAWABLE CIRCUIT BREAKER | 14729.89
3WL1210-3NG42-1AA2 | FIXED-MOUNTED CIRCUIT BREAKER | 14465.28
3WL1210-4AA32-4AS2 | FIXED-MOUNT NON-AUT. CIRCUIT-B. | 8555.69
3WL1210-4AA32-4GA4 | FIXED-MOUNT NON-AUT. CIRCUIT-B. | 8247.77
3WL1210-4AA36-1AA2 | WITHDRAW. NON-AUT. CIRCUIT-B. | 8339.18
3WL1210-4AA36-4GA2 | WITHDRAW. NON-AUT. CIRCUIT-B. | 10666.94
3WL1210-4AA36-4GR4 | WITHDRAW. NON-AUT. CIRCUIT-B. | 12056.54
3WL1210-4AA42-1GA2 | FIXED-MOUNT NON-AUT. CIRCUIT-B. | 8774.59
3WL1210-4AA42-4GA4 | FIXED-MOUNT NON-AUT. CIRCUIT-B. | 11110.36
3WL1210-4AA46-4GA4 | WITHDRAW. NON-AUT. CIRCUIT-B. | 14718.66
3WL1212-3NG31-1AA2 | FIXED-MOUNTED CIRCUIT BREAKER | 12917.72
3WL1212-3NG37-1AA2 | WITHDRAWABLE CIRCUIT BREAKER | 15611.92
3WL1212-3NG42-1AA2 | FIXED-MOUNTED CIRCUIT BREAKER | 15050.64
3WL1212-4AA32-1AA4 | FIXED-MOUNT NON-AUT. CIRCUIT-B. | 6802.05
3WL1212-4AA32-4AS2 | FIXED-MOUNT NON-AUT. CIRCUIT-B. | 9437.72
3WL1212-4AA36-1AA4 | WITHDRAW. NON-AUT. CIRCUIT-B. | 9504.27
3WL1212-4AA36-4GA2 | WITHDRAW. NON-AUT. CIRCUIT-B. | 11468.78
3WL1212-4AA42-4GA2 | FIXED-MOUNT NON-AUT. CIRCUIT-B. | 11228.23
3WL1212-4AA43-1AA2 | FIXED-MOUNT NON-AUT. CIRCUIT-B. | 9541.95
3WL1212-4AA46-4GA2 | WITHDRAW. NON-AUT. CIRCUIT-B. | 14916.72
3WL1212-4AA47-1AA2 | WITHDRAW. NON-AUT. CIRCUIT-B. | 13070.08
3WL1212-4BB32-4GA2 | FIXED-MOUNTED CIRCUIT BREAKER | 10610.82
3WL1212-4BB32-4GN2 | FIXED-MOUNTED CIRCUIT BREAKER | 11030.97
3WL1212-4BB34-1AN2 | FIXED-MOUNTED CIRCUIT BREAKER | 9152.26
3WL1212-4BB34-4AG2-ZF31 | FIXED-MOUNTED CIRCUIT BREAKER | 12463.07
3WL1212-4BB35-4GA4 | WITHDRAWABLE CIRCUIT BREAKER | 11952.3
3WL1212-4BB36-1AA2 | WITHDRAWABLE CIRCUIT BREAKER | 10985.27
3WL1212-4BB38-1AA2 | WITHDRAWABLE CIRCUIT BREAKER | 10985.27
3WL1212-4BB42-1AA2 | FIXED-MOUNTED CIRCUIT BREAKER | 10744.72
3WL1212-4CB31-1AA2 | FIXED-MOUNTED CIRCUIT BREAKER | 8964.63
3WL1212-4CB32-1AM2 | FIXED-MOUNTED CIRCUIT BREAKER | 8935.77
3WL1212-4CB32-4AN2 | FIXED-MOUNTED CIRCUIT BREAKER | 10908.31
3WL1212-4CB32-4GA2 | FIXED-MOUNTED CIRCUIT BREAKER | 10843.35
3WL1212-4CB32-6BJ2 | FIXED-MOUNTED CIRCUIT BREAKER | 11263.51
3WL1212-4CB34-1AA2 | FIXED-MOUNTED CIRCUIT BREAKER | 8964.63
3WL1212-4CB35-4GN2 | WITHDRAWABLE CIRCUIT BREAKER | 12241.76
3WL1212-4CB35-5FS7 | WITHDRAWABLE CIRCUIT BREAKER | 13211.2
3WL1212-4CB36-4AN2 | WITHDRAWABLE CIRCUIT BREAKER | 13610.52
3WL1212-4CB36-4AS2 | WITHDRAWABLE CIRCUIT BREAKER | 14216.7
3WL1212-4CB36-4GS4 | WITHDRAWABLE CIRCUIT BREAKER | 14935.16
3WL1212-4CB36-5AN2 | WITHDRAWABLE CIRCUIT BREAKER | 13610.52
3WL1216-3DG35-4GN4 | WITHDRAWABLE CIRCUIT BREAKER | 16846.77
3WL1216-3DG36-1AA2 | WITHDRAWABLE CIRCUIT BREAKER | 15660.03
3WL1216-3DG36-4GP2 | WITHDRAWABLE CIRCUIT BREAKER | 18456.87
3WL1216-3DG36-4GS4 | WITHDRAWABLE CIRCUIT BREAKER | 19377.38
3WL1216-3DG42-1GA2 | FIXED-MOUNTED CIRCUIT BREAKER | 16255.8
3WL1216-3DG44-1AA2 | FIXED-MOUNTED CIRCUIT BREAKER | 16381.7
3WL1216-3DG47-1AA2 | WITHDRAWABLE CIRCUIT BREAKER | 19829.62
3WL1216-3EB31-1AA2 | FIXED-MOUNTED CIRCUIT BREAKER | 12524.82
3WL1216-3EB32-1GA4 | FIXED-MOUNTED CIRCUIT BREAKER | 12842.35
3WL1220-2CB32-1GA2 | FIXED-MOUNTED CIRCUIT BREAKER | 12775.79
3WL1220-2CB32-3AA2-ZT40 | FIXED-MOUNTED CIRCUIT BREAKER | 13080.5
3WL1220-2CB32-3BA4-ZT40 | FIXED-MOUNTED CIRCUIT BREAKER | 13798.94
3WL1220-2CB32-4AS2 | FIXED-MOUNTED CIRCUIT BREAKER | 15419.47
3WL1220-2CB32-4BA2 | FIXED-MOUNTED CIRCUIT BREAKER | 14748.33
3WL1220-2CB32-4GA2 | FIXED-MOUNTED CIRCUIT BREAKER | 14748.33
3WL1220-2CB32-4GA8 | FIXED-MOUNTED CIRCUIT BREAKER | 15111.57
3WL1220-2CB32-4GM2-ZM26 | FIXED-MOUNTED CIRCUIT BREAKER | 15523.71
3WL1220-2CB32-4GS2 | FIXED-MOUNTED CIRCUIT BREAKER | 15774.69
3WL1220-2CB32-5AM2 | FIXED-MOUNTED CIRCUIT BREAKER | 14813.29
3WL1220-2CB32-5FR4 | FIXED-MOUNTED CIRCUIT BREAKER | 16137.93
3WL1220-2CB32-6AJ2-ZK07 | FIXED-MOUNTED CIRCUIT BREAKER | 14935.96
3WL1220-2CB32-6BJ4 | FIXED-MOUNTED CIRCUIT BREAKER | 15531.73
3WL1220-2CB33-1AA2 | FIXED-MOUNTED CIRCUIT BREAKER | 12901.69
3WL1220-2CB33-1AN2 | FIXED-MOUNTED CIRCUIT BREAKER | 13321.85
3WL1220-2CB33-1GG2 | FIXED-MOUNTED CIRCUIT BREAKER | 13612.13
3WL1220-2CB33-4AA2 | FIXED-MOUNTED CIRCUIT BREAKER | 14874.23
3WL1220-2CB33-5GA7 | FIXED-MOUNTED CIRCUIT BREAKER | 15592.67
3WL1220-2CB34-1AG2 | FIXED-MOUNTED CIRCUIT BREAKER | 13256.91
3WL1220-2CB34-1GA2 | FIXED-MOUNTED CIRCUIT BREAKER | 13256.91
3WL1220-2CB34-1GN2 | FIXED-MOUNTED CIRCUIT BREAKER | 13677.07
3WL1220-2CB34-4AN2 | FIXED-MOUNTED CIRCUIT BREAKER | 15294.39
3WL1220-2CB34-4GA2 | FIXED-MOUNTED CIRCUIT BREAKER | 15229.45
3WL1220-2CB35-1AA2 | WITHDRAWABLE CIRCUIT BREAKER | 14104.45
3WL1220-2CB35-1AA4 | WITHDRAWABLE CIRCUIT BREAKER | 14467.68
3WL1220-2CB35-4AN2 | WITHDRAWABLE CIRCUIT BREAKER | 16497.15
3WL1220-2CB35-4GA4 | WITHDRAWABLE CIRCUIT BREAKER | 16795.44
3WL1220-2CB35-5FA2 | WITHDRAWABLE CIRCUIT BREAKER | 16432.21
3WL1220-2CB36-1AA4 | WITHDRAWABLE CIRCUIT BREAKER | 16231.75
3WL1220-2CB36-1AS2 | WITHDRAWABLE CIRCUIT BREAKER | 16894.87
3WL1220-2CB36-1FM2 | WITHDRAWABLE CIRCUIT BREAKER | 16643.89
3WL1220-2CB36-2AA2 | WITHDRAWABLE CIRCUIT BREAKER | 16223.73
3WL1220-2CB36-3GA2 | WITHDRAWABLE CIRCUIT BREAKER | 16578.95
3WL1220-2CB36-4AN4 | WITHDRAWABLE CIRCUIT BREAKER | 18624.45
3WL1220-2CB36-4BA2 | WITHDRAWABLE CIRCUIT BREAKER | 18196.27
3WL1220-2CB36-4GP2 | WITHDRAWABLE CIRCUIT BREAKER | 18665.34
3WL1220-2CB36-4GS2 | WITHDRAWABLE CIRCUIT BREAKER | 19222.63
3WL1220-2CB36-5FR4-ZK07 | WITHDRAWABLE CIRCUIT BREAKER | 19708.55
3WL1220-2CB36-6BA2 | WITHDRAWABLE CIRCUIT BREAKER | 18196.27
3WL1220-2CB37-4GN2 | WITHDRAWABLE CIRCUIT BREAKER | 19177.72
3WL1220-2CB38-1AA2-ZK07 | WITHDRAWABLE CIRCUIT BREAKER | 15991.2
3WL1220-2CB41-1AA2 | FIXED-MOUNTED CIRCUIT BREAKER | 16429.8
3WL1220-2CB41-1GA4 | FIXED-MOUNTED CIRCUIT BREAKER | 17148.26
3WL1220-2CB42-1AS2 | FIXED-MOUNTED CIRCUIT BREAKER | 16654.33
3WL1220-2CB42-1BA4 | FIXED-MOUNTED CIRCUIT BREAKER | 16346.41
3WL1220-3CB32-4GS4 | FIXED-MOUNTED CIRCUIT BREAKER | 17260.51
3WL1220-3CB32-5FM2 | FIXED-MOUNTED CIRCUIT BREAKER | 16291.08
3WL1220-3CB33-1AN4 | FIXED-MOUNTED CIRCUIT BREAKER | 15048.22
3WL1220-3CB33-4AN2 | FIXED-MOUNTED CIRCUIT BREAKER | 16657.52
3WL1220-3CB34-1AP2 | FIXED-MOUNTED CIRCUIT BREAKER | 14733.91
3WL1220-3CB34-1GA2 | FIXED-MOUNTED CIRCUIT BREAKER | 14620.04
3WL1220-8AA42-1AA2 | FIXED-MOUNT NON-AUT. CIRCUIT-B. | 18843.36
3WL1220-8AA42-4AA2 | FIXED-MOUNT NON-AUT. CIRCUIT-B. | 20815.89
3WL1220-8AA46-1AA2 | WITHDRAW. NON-AUT. CIRCUIT-B. | 24055.35
3WL1220-8AA47-1AA2 | WITHDRAW. NON-AUT. CIRCUIT-B. | 24777
3WL1225-2AA31-1AA4 | FIXED-MOUNT NON-AUT. CIRCUIT-B. | 15838.84
3WL1225-2AA32-1AA2 | FIXED-MOUNT NON-AUT. CIRCUIT-B. | 14673.76
3WL1225-2AA32-1AT2 | FIXED-MOUNT NON-AUT. CIRCUIT-B. | 15804.36
3WL1225-2AA32-1BJ4 | FIXED-MOUNT NON-AUT. CIRCUIT-B. | 15812.39
3WL1225-2AA32-4AA4 | FIXED-MOUNT NON-AUT. CIRCUIT-B. | 17009.53
3WL1225-2AA32-4AJ2 | FIXED-MOUNT NON-AUT. CIRCUIT-B. | 17066.46
3WL1225-2AA32-4GA4 | FIXED-MOUNT NON-AUT. CIRCUIT-B. | 17364.75
3WL1225-2AA32-4GN2 | FIXED-MOUNT NON-AUT. CIRCUIT-B. | 17421.68
3WL1225-2AA33-1AA2 | FIXED-MOUNT NON-AUT. CIRCUIT-B. | 15475.61
3WL1225-2AA33-4GA2 | FIXED-MOUNT NON-AUT. CIRCUIT-B. | 17803.37
3WL1225-2AA34-1AG2 | FIXED-MOUNT NON-AUT. CIRCUIT-B. | 15830.83
3WL1225-2AA34-4GA2 | FIXED-MOUNT NON-AUT. CIRCUIT-B. | 17803.37
3WL1225-2AA35-1GA2 | WITHDRAW. NON-AUT. CIRCUIT-B. | 16311.93
3WL1225-2AA36-1AA8 | WITHDRAW. NON-AUT. CIRCUIT-B. | 18725.48
3WL1225-2AA36-1AN2 | WITHDRAW. NON-AUT. CIRCUIT-B. | 18782.42
3WL1225-2AA36-1GA2 | WITHDRAW. NON-AUT. CIRCUIT-B. | 18717.46
3WL1225-2AA36-1GN4 | WITHDRAW. NON-AUT. CIRCUIT-B. | 19500.86
3WL1225-2AA36-4AA4 | WITHDRAW. NON-AUT. CIRCUIT-B. | 20698.02
3WL1225-2AA36-4GS2 | WITHDRAW. NON-AUT. CIRCUIT-B. | 21716.37
3WL1225-2AA36-5AM2 | WITHDRAW. NON-AUT. CIRCUIT-B. | 20754.96
3WL1225-2AA37-4GA2 | WITHDRAW. NON-AUT. CIRCUIT-B. | 21331.48
3WL1225-2AA38-4GA4 | WITHDRAW. NON-AUT. CIRCUIT-B. | 21053.24
3WL1225-2AA42-1AA2 | FIXED-MOUNT NON-AUT. CIRCUIT-B. | 19083.91
3WL1225-2AA42-1AP2 | FIXED-MOUNT NON-AUT. CIRCUIT-B. | 19552.98
3WL1225-2AA42-1GA2 | FIXED-MOUNT NON-AUT. CIRCUIT-B. | 19439.13
3WL1225-2AA42-4AJ4 | FIXED-MOUNT NON-AUT. CIRCUIT-B. | 21839.85
3WL1225-2AA42-4GA4 | FIXED-MOUNT NON-AUT. CIRCUIT-B. | 21774.9
3WL1225-2AA43-4GG2 | FIXED-MOUNT NON-AUT. CIRCUIT-B. | 22729.1
3WL1225-2AA44-1AB4 | FIXED-MOUNT NON-AUT. CIRCUIT-B. | 20764.57
3WL1225-2AA46-1DA2 | WITHDRAW. NON-AUT. CIRCUIT-B. | 23874.12
3WL1225-2AA46-1FA4 | WITHDRAW. NON-AUT. CIRCUIT-B. | 24212.5
3WL1225-2AA46-4AN2 | WITHDRAW. NON-AUT. CIRCUIT-B. | 25886.76
3WL1225-2AA46-4GA2 | WITHDRAW. NON-AUT. CIRCUIT-B. | 25821.82
3WL1225-2AA46-5FA4 | WITHDRAW. NON-AUT. CIRCUIT-B. | 26185.04
3WL1225-2AA47-1AA2 | WITHDRAW. NON-AUT. CIRCUIT-B. | 24376.08
3WL1225-2BB31-1AA2 | FIXED-MOUNTED CIRCUIT BREAKER | 17319.86
3WL1225-2BB31-1GA2 | FIXED-MOUNTED CIRCUIT BREAKER | 17675.06
3WL1225-2BB31-5AM2 | FIXED-MOUNTED CIRCUIT BREAKER | 19712.56
3WL1225-2BB32-1AA4 | FIXED-MOUNTED CIRCUIT BREAKER | 16881.24
3WL1225-2BB32-1AN2 | FIXED-MOUNTED CIRCUIT BREAKER | 16938.17
3WL1225-2BB32-1AP2 | FIXED-MOUNTED CIRCUIT BREAKER | 16987.08
3WL1225-2BB32-1GJ2 | FIXED-MOUNTED CIRCUIT BREAKER | 17293.39
3WL1225-2BB32-1GP4 | FIXED-MOUNTED CIRCUIT BREAKER | 17705.54
3WL1225-2BB32-4AN2-ZS07 | FIXED-MOUNTED CIRCUIT BREAKER | 19055.05
3WL1225-4BB38-4GA4 | WITHDRAWABLE CIRCUIT BREAKER | 24982.28
3WL1225-4BB45-1AA2 | WITHDRAWABLE CIRCUIT BREAKER | 24696.83
3WL1225-4BB46-1GA2 | WITHDRAWABLE CIRCUIT BREAKER | 28740.52
3WL1225-4CB32-1BA4 | FIXED-MOUNTED CIRCUIT BREAKER | 19714.16
3WL1225-4CB32-1GA2 | FIXED-MOUNTED CIRCUIT BREAKER | 19350.92
3WL1225-4CB32-4AS2-ZA05 | FIXED-MOUNTED CIRCUIT BREAKER | 25306.23
3WL1225-4CB32-4GA2 | FIXED-MOUNTED CIRCUIT BREAKER | 21323.46
3WL1225-4CB32-5FM2 | FIXED-MOUNTED CIRCUIT BREAKER | 21743.63
3WL1225-4CB33-1AA2 | FIXED-MOUNTED CIRCUIT BREAKER | 19797.54
3WL1225-4CB34-4GA2 | FIXED-MOUNTED CIRCUIT BREAKER | 22125.3
3WL1225-4CB35-4FA4 | WITHDRAWABLE CIRCUIT BREAKER | 23210.2
3WL1225-4CB36-1AT2 | WITHDRAWABLE CIRCUIT BREAKER | 23654.42
3WL1225-4CB36-1GA2-ZA05 | WITHDRAWABLE CIRCUIT BREAKER | 26190.67
3WL1225-4CB36-4GA4 | WITHDRAWABLE CIRCUIT BREAKER | 25214.81
3WL1225-4CB36-4GN4 | WITHDRAWABLE CIRCUIT BREAKER | 25634.99
3WL1225-4CB36-5FM2 | WITHDRAWABLE CIRCUIT BREAKER | 25271.74
3WL1225-4CB37-1AA2 | WITHDRAWABLE CIRCUIT BREAKER | 23405.85
3WL1225-4CB38-1GA2 | WITHDRAWABLE CIRCUIT BREAKER | 22879.05
3WL1225-4CB38-4AN4 | WITHDRAWABLE CIRCUIT BREAKER | 25279.77
3WL1225-4CB42-1GA2 | FIXED-MOUNTED CIRCUIT BREAKER | 24161.99
3WL1225-4CB42-4GA2 | FIXED-MOUNTED CIRCUIT BREAKER | 26134.53
3WL1225-4CB46-1AA2 | WITHDRAWABLE CIRCUIT BREAKER | 28617.84
3WL1225-4CB46-1DA4 | WITHDRAWABLE CIRCUIT BREAKER | 29361.16
3WL1225-4CB47-1AA2 | WITHDRAWABLE CIRCUIT BREAKER | 29259.32
3WL1225-4CB62-4AN2 | FIXED-MOUNTED CIRCUIT BREAKER | 21388.41
3WL1225-4DG32-1AA2 | FIXED-MOUNTED CIRCUIT BREAKER | 19990
3WL1225-4DG32-4GN4 | FIXED-MOUNTED CIRCUIT BREAKER | 23101.16
3WL1225-4DG32-4GP4 | FIXED-MOUNTED CIRCUIT BREAKER | 23150.07
3WL1225-4DG36-4GA2 | WITHDRAWABLE CIRCUIT BREAKER | 25845.87
3WL1225-4DG36-4GN2 | WITHDRAWABLE CIRCUIT BREAKER | 26266.03
3WL1225-4DG36-4GT4 | WITHDRAWABLE CIRCUIT BREAKER | 27339.71
3WL1225-4DG37-4GA4 | WITHDRAWABLE CIRCUIT BREAKER | 27091.13
3WL1225-4DG38-4AN4 | WITHDRAWABLE CIRCUIT BREAKER | 26274.05
3WL1225-4DG42-1GA2 | FIXED-MOUNTED CIRCUIT BREAKER | 25156.29
3WL1225-4DG43-1AA2 | FIXED-MOUNTED CIRCUIT BREAKER | 25683.09
3WL1225-4DG47-1AA2 | WITHDRAWABLE CIRCUIT BREAKER | 30253.6
3WL1225-4EB31-1AA2 | FIXED-MOUNTED CIRCUIT BREAKER | 20222.53
3WL1225-4EB32-1GA4 | FIXED-MOUNTED CIRCUIT BREAKER | 20139.13
3WL1225-4EB32-4AN2 | FIXED-MOUNTED CIRCUIT BREAKER | 21813.39
3WL1225-4EB32-4GA4 | FIXED-MOUNTED CIRCUIT BREAKER | 22111.67
3WL1225-4EB32-4GP2 | FIXED-MOUNTED CIRCUIT BREAKER | 22217.52
3WL1225-4EB33-1AA2 | FIXED-MOUNTED CIRCUIT BREAKER | 20222.53
3WL1225-4EB35-4AN2 | WITHDRAWABLE CIRCUIT BREAKER | 23336.9
3WL1225-4EB36-1AA2 | WITHDRAWABLE CIRCUIT BREAKER | 22948.8
3WL1225-4EB36-4GN4 | WITHDRAWABLE CIRCUIT BREAKER | 26059.96
3WL1225-4EB36-4GP4 | WITHDRAWABLE CIRCUIT BREAKER | 26108.87
3WL1225-4EB37-4GG4 | WITHDRAWABLE CIRCUIT BREAKER | 26877.04
3WL1225-4EB38-1AA2 | WITHDRAWABLE CIRCUIT BREAKER | 22948.8
3WL1225-4EB42-1AA2 | FIXED-MOUNTED CIRCUIT BREAKER | 24231.76
3WL1225-4EB44-1AA2 | FIXED-MOUNTED CIRCUIT BREAKER | 25113.78
3WL1225-4EB62-1AA2 | FIXED-MOUNTED CIRCUIT BREAKER | 19420.69
3WL1225-4EB62-1GA2-ZT40 | FIXED-MOUNTED CIRCUIT BREAKER | 20080.59
3WL1225-4EG32-4GA2 | FIXED-MOUNTED CIRCUIT BREAKER | 22959.22
3WL1225-4EG32-4GN2 | FIXED-MOUNTED CIRCUIT BREAKER | 23379.4
3WL1232-4EB46-4GA4 | WITHDRAWABLE CIRCUIT BREAKER | 38068.4
3WL1232-4EB47-4GA2 | WITHDRAWABLE CIRCUIT BREAKER | 39148.48
3WL1232-4EG32-4GN2 | FIXED-MOUNTED CIRCUIT BREAKER | 26185.85
3WL1232-4EG32-4GP2 | FIXED-MOUNTED CIRCUIT BREAKER | 26234.77
3WL1232-4EG35-1AA2 | WITHDRAWABLE CIRCUIT BREAKER | 24159.59
3WL1232-4EG36-4GA2 | WITHDRAWABLE CIRCUIT BREAKER | 30656.94
3WL1232-4EG38-1AA2 | WITHDRAWABLE CIRCUIT BREAKER | 28329.18
6FX8002-5DG41-1CH0 | POWER CABLE, PREASSEMBLED | 1037.94
6FX8002-5DG43-1AK0 | POWER CABLE, PREASSEMBLED | 2259.22
6FX8002-5DG43-1CB0 | POWER CABLE, PREASSEMBLED | 3753.73
6FX8002-5DG51-1AF0 | POWER CABLE, PREASSEMBLED | 398.25
6FX8002-5DG51-1BA0 | POWER CABLE, PREASSEMBLED | 545.75
6FX8002-5DG51-1FF0 | POWER CABLE, PREASSEMBLED | 1859.71
6FX8002-5DG51-1GA0 | POWER CABLE, PREASSEMBLED | 2004.87
6FX8002-5DG52-1GF0 | POWER CABLE PREASSEMBLED | 2160.91
6FX8002-5DG61-1AD5 | POWER CABLE, PREASSEMBLED | 477.81
6FX8002-5DG62-1BJ0 | POWER CABLE PREASSEMBLED | 1157.63
6FX8002-5DN01-1AA0 | POWER CABLE, PREASSEMBLED | 295.14
6FX8002-5DN01-1AK7 | POWER CABLE, PREASSEMBLED | 470.22
6FX8002-5DN01-1CF5 | POWER CABLE, PREASSEMBLED | 750.32
6FX8002-5DN01-1EE0 | POWER CABLE, PREASSEMBLED | 1065.33
6FX8002-5DN01-1EJ0 | POWER CABLE, PREASSEMBLED | 1135.35
6FX8002-5DN01-1FJ0 | POWER CABLE, PREASSEMBLED | 1310.43
6FX8002-5DN01-1GA0 | POWER CABLE, PREASSEMBLED | 1345.45
6FX8002-5DN01-1GJ0 | POWER CABLE, PREASSEMBLED | 1485.48
6FX8002-5DN01-1HB0 | POWER CABLE, PREASSEMBLED | 1538.02
6FX8002-5DN05-1AA3 | POWER CABLE PREASSEMBLED EXT. | 278.11
6FX8002-5DN05-1AA6 | POWER CABLE PREASSEMBLED EXT. | 278.11
6FX8002-5DN05-1AD1 | POWER CABLE PREASSEMBLED EXT. | 328.46
6FX8002-5DN05-1AF1 | POWER CABLE PREASSEMBLED EXT. | 362.06
6FX8002-5DN05-1BB5 | POWER CABLE PREASSEMBLED EXT. | 462.78
6FX8002-5DN05-1BD5 | POWER CABLE PREASSEMBLED EXT. | 496.35
6FX8002-5DN06-1AB0 | POWER CABLE PREASSEMBLED | 239.79
6FX8002-5DN06-1AD5 | POWER CABLE PREASSEMBLED | 281.17
6FX8002-5DN06-1DD5 | POWER CABLE PREASSEMBLED | 694.9
6FX8002-5DN11-1AC0 | POWER CABLE PREASSEMBLED | 338.06
6FX8002-5DN11-1AD5 | POWER CABLE PREASSEMBLED | 378.56
6FX8002-5DN11-1AK0 | POWER CABLE PREASSEMBLED | 479.87
6FX8002-5DN11-1BD5 | POWER CABLE PREASSEMBLED | 581.06
6FX8002-5DN11-1CE0 | POWER CABLE PREASSEMBLED | 783.76
6FX8002-5DN11-1DD0 | POWER CABLE PREASSEMBLED | 966.05
6FX8002-5DN11-1EE0 | POWER CABLE PREASSEMBLED | 1188.88
6FX8002-5DN11-1FG0 | POWER CABLE PREASSEMBLED | 1431.93
6FX8002-5DN11-1GF0 | POWER CABLE PREASSEMBLED | 1614.24
6FX8002-5DN16-1BG0 | POWER CABLE PREASSEMBLED | 483.17
6FX8002-5DN16-1DB0 | POWER CABLE PREASSEMBLED | 722.53
6FX8002-5DN20-1CB0 | POWER CABLE, PREASSEMBLED | 631.63
6FX8002-5DN20-1CD0 | POWER CABLE, PREASSEMBLED | 666.63
6FX8002-5DN21-1AH5 | POWER CABLE PREASSEMBLED | 511.39
6FX8002-5DN21-1BB0 | POWER CABLE PREASSEMBLED | 563.91
6FX8002-5DN21-1CC0 | POWER CABLE PREASSEMBLED | 756.45
6FX8002-5DN21-1CJ0 | POWER CABLE PREASSEMBLED | 861.45
7MB2124-0BG00-1DK4 | ULTRAMAT 6E - 2K- 2R | 44643.18
7MB2124-0BG01-1WX2 | ULTRAMAT 6E - 2K- 2R | 35742.19
7MB2124-1AA00-1NE1 | ULTRAMAT 6E - 2K- 2R | 50382.41
7MB2124-1AA20-1NE4 | ULTRAMAT 6E - 2K- 2R | 50844.9
7MB2124-1AC20-0NH1 | ULTRAMAT 6E - 2K- 2R | 50278.72
7MB2124-1BA62-0DU1-ZA31E20 | ULTRAMAT 6E - 2K- 2R | 52586.25
7MB2124-1BF00-1SV1 | ULTRAMAT 6E - 2K- 2R | 46514.56
7MB2124-1BG00-1WX1 | ULTRAMAT 6E - 2K- 2R | 33487.32
7MB2335-0AD00-3AA2 | ULTRAMAT 23, Rack Device, 1 Channel | 15222.85
7MB2335-0AD10-3AA1 | ULTRAMAT 23, Rack Device, 1 Channel | 19556.48
7MB2335-0AE00-3AA4 | ULTRAMAT 23, Rack Device, 1 Channel | 15222.85
7MB2335-0AE10-3AA1 | ULTRAMAT 23, Rack Device, 1 Channel | 19556.48
7MB2335-0AG00-1AA1 | ULTRAMAT 23, Rack Device, 1 Channel | 15222.85
7MB2335-0AG00-3AA0 | ULTRAMAT 23, Rack Device, 1 Channel | 15222.85
7MB2335-0AG10-3AA0 | ULTRAMAT 23, Rack Device, 1 Channel | 19556.48
7MB2335-0AG10-3AA1-ZY11 | ULTRAMAT 23, Rack Device, 1 Channel | 19663.48
7MB2335-0AH00-3AA1 | ULTRAMAT 23, Rack Device, 1 Channel | 14801.51
7MB2335-0AH00-3AA1-ZA32 | ULTRAMAT 23, Rack Device, 1 Channel | 14872.28
7MB2335-0AH00-5AA3 | ULTRAMAT 23, Rack Device, 1 Channel | 14801.51
7MB2335-0AH10-3AA1 | ULTRAMAT 23, Rack Device, 1 Channel | 19135.14
7MB2335-0AJ00-3AA1-ZA13A31A32 | ULTRAMAT 23, Rack Device, 1 Channel | 16500.07
7MB2335-0AJ00-3AA4 | ULTRAMAT 23, Rack Device, 1 Channel | 14801.51
7MB2335-0AJ10-3AA1 | ULTRAMAT 23, Rack Device, 1 Channel | 19135.14
7MB2335-0AJ10-3AA2 | ULTRAMAT 23, Rack Device, 1 Channel | 19135.14
7MB2335-0AJ80-3AA1 | ULTRAMAT 23, Rack Device, 1 Channel | 22810.43
7MB2335-0AK00-3AA1-ZC01 | ULTRAMAT 23, Rack Device, 1 Channel | 15038.51
7MB2335-0AK10-2AA3 | ULTRAMAT 23, Rack Device, 1 Channel | 19135.14
7MB2335-0AK10-3AA1 | ULTRAMAT 23, Rack Device, 1 Channel | 19135.14
7MB2335-0AK10-6AA3-ZA13A31 | ULTRAMAT 23, Rack Device, 1 Channel | 20762.93
7MB2335-0AK80-5AA1 | ULTRAMAT 23, Rack Device, 1 Channel | 22810.43
7MB2335-0AL00-3AA4 | ULTRAMAT 23, Rack Device, 1 Channel | 14801.51
7ME6310-2YF17-5LA1-ZY17 | SITRANS F M MAG 3100 | 3779.12
7ME6310-2YF17-8AA1 | SITRANS F M MAG 3100 | 3440.68
7ME6310-2YF17-8AA1-ZY17 | SITRANS F M MAG 3100 | 3565.89
7ME6310-2YF17-8HA1 | SITRANS F M MAG 3100 | 4996.78
7ME6310-2YF23-1AA1-ZC14Y17 | SITRANS F M MAG 3100 | 2059.68
7ME6310-2YF23-1AA1-ZC14Y17Y41 | SITRANS F M MAG 3100 | 2604.1
7ME6310-2YF23-1AA1-ZY17 | SITRANS F M MAG 3100 | 1981.65
7ME6310-2YF23-1AA3-ZY17 | SITRANS F M MAG 3100 | 2144.98
7ME6310-2YF23-5AA2 | SITRANS F M MAG 3100 | 2356.4
7ME6310-2YF23-5AA3-ZY17 | SITRANS F M MAG 3100 | 2644.92
7ME6310-2YF23-5CB1 | SITRANS F M MAG 3100 | 4405.19
7ME6310-2YF24-1AA2-ZC14Y17 | SITRANS F M MAG 3100 | 2133.18
7ME6310-2YF31-2AA1-ZC14 | SITRANS F M MAG 3100 | 2285.62
7ME6310-2YF32-2AA1-ZY41 | SITRANS F M MAG 3100 | 2942.55
7ME6310-2YF32-2HA1-ZY17 | SITRANS F M MAG 3100 | 4079.45
7ME6310-2YF33-1AA1 | SITRANS F M MAG 3100 | 2205.77
7ME6310-2YF33-1AA2 | SITRANS F M MAG 3100 | 2205.77
7ME6310-2YF33-2LB1-ZC12Y17 | SITRANS F M MAG 3100 | 4192.86
7ME6310-2YF33-2LB1-ZY17 | SITRANS F M MAG 3100 | 3976.02
7ME6310-2YF33-4AA1 | SITRANS F M MAG 3100 | 2430.78
7ME6310-2YF33-4CB1 | SITRANS F M MAG 3100 | 4479.59
7ME6310-2YJ11-1AA2 | SITRANS F M MAG 3100 | 1493.5
7ME6310-2YJ11-1CA2 | SITRANS F M MAG 3100 | 3336.34
7ME6310-2YJ11-1CA2-ZY17Y20 | SITRANS F M MAG 3100 | 3562.26
7ME6310-2YJ11-2AA2 | SITRANS F M MAG 3100 | 1610.55
7ME6310-2YJ13-1CF2-ZC14Y17 | SITRANS F M MAG 3100 | 4139.33
7ME6310-2YJ13-1CF2-ZY17 | SITRANS F M MAG 3100 | 4061.3
7ME6310-2YJ13-1DB1-ZC14 | SITRANS F M MAG 3100 | 4664.69
7ME6310-2YJ13-1DB1-ZC15Y17Y20 | SITRANS F M MAG 3100 | 4890.63
7ME6310-2YJ13-3AA1 | SITRANS F M MAG 3100 | 2798.27
7ME6310-2YJ13-3AA2 | SITRANS F M MAG 3100 | 2798.27
7ME6310-2YJ13-3DB1-ZY17 | SITRANS F M MAG 3100 | 5836.08
7ME6310-2YJ13-3LA2-ZY17 | SITRANS F M MAG 3100 | 4245.49
7ME6310-2YJ21-1AA1-ZY17 | SITRANS F M MAG 3100 | 1801.09
7ME6310-2YJ22-1LB2 | SITRANS F M MAG 3100 | 3396.22
7ME6310-2YJ22-2AA2 | SITRANS F M MAG 3100 | 1985.28
7ME6310-2YJ22-2CB2-ZC14 | SITRANS F M MAG 3100 | 4112.12
7ME6310-6PJ11-1AA2-ZC14Y17 | SITRANS F M MAG 3100 | 11292.89
7ME6310-6PJ11-5AA4-ZY17 | SITRANS F M MAG 3100 | 11878.13
7ME6310-6PJ12-1AA2 | SITRANS F M MAG 3100 | 11675.79
7ME6310-6PJ12-1AA2-ZC14Y17 | SITRANS F M MAG 3100 | 11879.04
7ME6310-6PP12-2AA1 | SITRANS F M MAG 3100 | 13681.04
7ME6310-6PR11-2DA1-ZY20 | SITRANS F M MAG 3100 | 13098.52
7ME6310-6YA11-2AA1-ZY41 | SITRANS F M MAG 3100 | 12949.71
7ME6310-6YA12-1AA1-ZY41 | SITRANS F M MAG 3100 | 13462.36
7ME6310-6YB11-1AA1 | SITRANS F M MAG 3100 | 12288.25
7ME6310-6YC11-1AA1-ZC14Y17 | SITRANS F M MAG 3100 | 16341.39
7ME6310-6YC11-1AA2 | SITRANS F M MAG 3100 | 16138.14
7ME6310-6YC11-2AA1 | SITRANS F M MAG 3100 | 16255.19
7ME6310-6YC11-2AA1-ZY41 | SITRANS F M MAG 3100 | 16799.6
7ME6310-6YL12-2CB2-ZC15Y17Y20 | SITRANS F M MAG 3100 | 17286.84
7ME6310-7DL11-1AA2 | SITRANS F M MAG 3100 | 15441.3
7ME6310-7DL12-1AA1 | SITRANS F M MAG 3100 | 16075.53
7ME6310-7DL12-1AA2 | SITRANS F M MAG 3100 | 16075.53
7ME6310-7HB11-2AA1 | SITRANS F M MAG 3100 | 14506.72
7ME6310-7HB12-1CB1 | SITRANS F M MAG 3100 | 17079.06
7ME6310-7HB14-1AA1 | SITRANS F M MAG 3100 | 15030.26
7ME6310-7HB14-1AA1-ZY17 | SITRANS F M MAG 3100 | 15155.48
7ME6310-7HC12-1AB2-ZC14 | SITRANS F M MAG 3100 | 18620.66
7ME6310-7HC12-2AA1 | SITRANS F M MAG 3100 | 18453.7
7ME6310-7HC12-2AA1-ZC14 | SITRANS F M MAG 3100 | 18531.73
7ME6310-7HC14-1AA1 | SITRANS F M MAG 3100 | 18336.65
7ME6310-7HL14-1AA2-ZY17Y20 | SITRANS F M MAG 3100 | 17654.33
7ME6310-7HL14-2AA2 | SITRANS F M MAG 3100 | 17545.44
7ME6310-7MA14-1AA1-ZY17 | SITRANS F M MAG 3100 | 16766.02
7ME6310-7MB11-1AA1 | SITRANS F M MAG 3100 | 15976.63
7ME6310-7MC11-2BA3 | SITRANS F M MAG 3100 | 20209.42
7ME6310-7MC12-1AA1 | SITRANS F M MAG 3100 | 20439.9
7ME6310-7MC12-1AA2-ZC14Y17Y20 | SITRANS F M MAG 3100 | 20743.86
7ME6310-7MC12-2AA1-ZY17 | SITRANS F M MAG 3100 | 20682.16
7ME6310-7RB11-1AA1-ZY17Y41 | SITRANS F M MAG 3100 | 18633.35
7ME6310-7RB11-1AA1-ZY41 | SITRANS F M MAG 3100 | 18508.13
7ME6310-7RB11-1AA2 | SITRANS F M MAG 3100 | 17963.73
7ME6310-7RB11-2AA1 | SITRANS F M MAG 3100 | 18080.78
7ME6310-7RB12-2AA1-ZC14 | SITRANS F M MAG 3100 | 18776.71
7ME6310-7RC14-1AA1-ZY17Y20 | SITRANS F M MAG 3100 | 23391.5
7ME6310-7RC14-1AA2 | SITRANS F M MAG 3100 | 23165.58
7ME6310-7RC14-1AB1-ZC14Y17Y20 | SITRANS F M MAG 3100 | 23675.51
7ME6310-7RC14-1JB2-ZC14Y17 | SITRANS F M MAG 3100 | 25130.89
7ME6310-8BA11-1AA1-ZY41 | SITRANS F M MAG 3100 | 27773.09
7ME6310-8BA11-1AA2 | SITRANS F M MAG 3100 | 27228.69
7ME6310-8BA14-1AA1 | SITRANS F M MAG 3100 | 27949.13
7ME6310-8BA14-1AA2 | SITRANS F M MAG 3100 | 27949.13
7ME6310-8BC11-1AA1-ZY41 | SITRANS F M MAG 3100 | 33250.78
7ME6310-8BC11-1AA2 | SITRANS F M MAG 3100 | 32706.36
7ME6310-8BC11-2BA3 | SITRANS F M MAG 3100 | 33134.64
7ME6310-8BC12-1AA1 | SITRANS F M MAG 3100 | 33426.8
7ME6310-8BC14-1AA1 | SITRANS F M MAG 3100 | 33426.8
7ME6310-8BL12-2AA1-ZC14Y17 | SITRANS F M MAG 3100 | 32063.05
7ME6310-8BL14-1AA2 | SITRANS F M MAG 3100 | 31742.76
7ME6310-8FA11-1AA1 | SITRANS F M MAG 3100 | 38899.04
7ME6310-8FA11-1AA1-ZY17 | SITRANS F M MAG 3100 | 39024.25
7ME6310-8FB11-1AA1-ZY41 | SITRANS F M MAG 3100 | 44109.04
7ME6310-8FB11-1AA2 | SITRANS F M MAG 3100 | 43564.64
7ME6310-8FB11-2AA1 | SITRANS F M MAG 3100 | 43681.68
7ME6310-8FB11-2AA1-ZY17 | SITRANS F M MAG 3100 | 43806.9
3WL1112-3BB31-4AN2 | FIXED-MOUNTED CIRCUIT BREAKER | 10130.51
3WL1112-3BB32-1AA2 | FIXED-MOUNTED CIRCUIT BREAKER | 7280.75
3WL1112-3BB32-1AN2 | FIXED-MOUNTED CIRCUIT BREAKER | 7700.93
3WL1112-3BB32-1GA2 | FIXED-MOUNTED CIRCUIT BREAKER | 7635.97
3WL1112-3BB32-5AR2 | FIXED-MOUNTED CIRCUIT BREAKER | 10279.65
3WL1112-3BB33-1AA2 | FIXED-MOUNTED CIRCUIT BREAKER | 7737.8
3WL1112-3BB33-1GA2 | FIXED-MOUNTED CIRCUIT BREAKER | 8093.02
3WL1112-3BB33-4AJ2 | FIXED-MOUNTED CIRCUIT BREAKER | 10130.51
3WL1112-3BB33-6AJ2 | FIXED-MOUNTED CIRCUIT BREAKER | 10130.51
3WL1112-3BB35-4GN4 | WITHDRAWABLE CIRCUIT BREAKER | 10784.81
3WL1112-3BB36-1AA2 | WITHDRAWABLE CIRCUIT BREAKER | 9173.1
3WL1112-3BB36-1AA2-ZK07 | WITHDRAWABLE CIRCUIT BREAKER | 9295.78
3WL1112-3BB36-1BA2 | WITHDRAWABLE CIRCUIT BREAKER | 9528.32
3WL1112-3BB38-1AA2 | WITHDRAWABLE CIRCUIT BREAKER | 9173.1
3WL1112-3BB41-1AA2 | FIXED-MOUNTED CIRCUIT BREAKER | 10343.79
3WL1112-3BB42-1AA2 | FIXED-MOUNTED CIRCUIT BREAKER | 9710.34
3WL1112-3BB42-1GA2 | FIXED-MOUNTED CIRCUIT BREAKER | 10065.56
3WL1112-3CB31-1AA2 | FIXED-MOUNTED CIRCUIT BREAKER | 7970.33
3WL1112-3CB31-1GA2 | FIXED-MOUNTED CIRCUIT BREAKER | 8325.55
3WL1112-3CB31-4AN2 | FIXED-MOUNTED CIRCUIT BREAKER | 10363.05
3WL1112-3CB31-4GA2-ZK07 | FIXED-MOUNTED CIRCUIT BREAKER | 10420.77
3WL1112-3CB32-1AA2 | FIXED-MOUNTED CIRCUIT BREAKER | 7513.28
3WL1116-2CB36-5AM2 | WITHDRAWABLE CIRCUIT BREAKER | 15534.94
3WL1116-2CB36-5AM8 | WITHDRAWABLE CIRCUIT BREAKER | 15898.18
3WL1116-2CB36-5FA2 | WITHDRAWABLE CIRCUIT BREAKER | 15469.99
3WL1116-2CB36-5FA4 | WITHDRAWABLE CIRCUIT BREAKER | 15833.23
3WL1116-2CB37-6BA4 | WITHDRAWABLE CIRCUIT BREAKER | 16234.15
3WL1116-2CB37-6BJ2 | WITHDRAWABLE CIRCUIT BREAKER | 16291.08
3WL1116-2CB38-1AA2 | WITHDRAWABLE CIRCUIT BREAKER | 13142.24
3WL1116-2CB38-1AS2 | WITHDRAWABLE CIRCUIT BREAKER | 14168.6
3WL1116-2CB41-4GA2 | FIXED-MOUNTED CIRCUIT BREAKER | 16512.39
3WL1116-2CB42-1AA2 | FIXED-MOUNTED CIRCUIT BREAKER | 13462.98
3WL1116-2CB42-1AA4 | FIXED-MOUNTED CIRCUIT BREAKER | 13826.22
3WL1116-2CB42-1AN2 | FIXED-MOUNTED CIRCUIT BREAKER | 13883.14
3WL1116-2CB42-4GJ2 | FIXED-MOUNTED CIRCUIT BREAKER | 16210.89
3WL1116-2CB42-4GN2 | FIXED-MOUNTED CIRCUIT BREAKER | 16210.89
3WL1116-2CB42-4GN4 | FIXED-MOUNTED CIRCUIT BREAKER | 16574.14
3WL1116-2CB42-4GS2 | FIXED-MOUNTED CIRCUIT BREAKER | 16817.09
3WL1116-2CB42-5FA2 | FIXED-MOUNTED CIRCUIT BREAKER | 15790.73
3WL1116-2CB45-4GA2 | WITHDRAWABLE CIRCUIT BREAKER | 17474.6
3WL1116-2CB46-1AA2 | WITHDRAWABLE CIRCUIT BREAKER | 16910.91
3WL1116-2CB46-1AN2 | WITHDRAWABLE CIRCUIT BREAKER | 17331.07
3WL1116-2CB46-1DA2 | WITHDRAWABLE CIRCUIT BREAKER | 17290.98
3WL1116-2CB46-5FF4 | WITHDRAWABLE CIRCUIT BREAKER | 19957.12
3WL1116-2CB47-1AA2 | WITHDRAWABLE CIRCUIT BREAKER | 17632.57
3WL1116-2CB47-1AA4 | WITHDRAWABLE CIRCUIT BREAKER | 17995.81
3WL1116-2CB47-1GA4 | WITHDRAWABLE CIRCUIT BREAKER | 18351.03
3WL1116-2DG32-1AA4 | FIXED-MOUNTED CIRCUIT BREAKER | 11773.49
3WL1116-2DG32-1GA2 | FIXED-MOUNTED CIRCUIT BREAKER | 11765.46
3WL1116-2DG32-1GA4 | FIXED-MOUNTED CIRCUIT BREAKER | 12128.71
3WL1116-2DG32-1GN2 | FIXED-MOUNTED CIRCUIT BREAKER | 12185.64
3WL1116-2DG32-1GN4 | FIXED-MOUNTED CIRCUIT BREAKER | 12548.87
3WL1116-2DG35-1GA2 | WITHDRAWABLE CIRCUIT BREAKER | 13048.42
3WL1116-2DG35-4GA2 | WITHDRAWABLE CIRCUIT BREAKER | 15020.96
3WL1116-2DG35-4GN4 | WITHDRAWABLE CIRCUIT BREAKER | 15804.36
3WL1116-2DG35-5FA4 | WITHDRAWABLE CIRCUIT BREAKER | 15384.2
3WL1116-3CB42-4GA2 | FIXED-MOUNTED CIRCUIT BREAKER | 16352.02
3WL1116-3CB42-4GA4 | FIXED-MOUNTED CIRCUIT BREAKER | 16715.26
3WL1116-3CB42-4GN2 | FIXED-MOUNTED CIRCUIT BREAKER | 16772.18
3WL1116-3CB42-5FA2 | FIXED-MOUNTED CIRCUIT BREAKER | 16352.02
3WL1116-3CB46-4GG2 | WITHDRAWABLE CIRCUIT BREAKER | 19754.26
3WL1116-3CB46-4GS2 | WITHDRAWABLE CIRCUIT BREAKER | 20425.39
3WL1116-3CB47-1AA2 | WITHDRAWABLE CIRCUIT BREAKER | 17792.93
3WL1116-3CB48-1AA2 | WITHDRAWABLE CIRCUIT BREAKER | 17071.28
3WL1116-3DG32-4GP4 | FIXED-MOUNTED CIRCUIT BREAKER | 15291.99
3WL1116-3DG33-1AA2 | FIXED-MOUNTED CIRCUIT BREAKER | 12613.01
3WL1116-3DG34-1AA2 | FIXED-MOUNTED CIRCUIT BREAKER | 12613.01
3WL1116-3DG35-1AA2 | WITHDRAWABLE CIRCUIT BREAKER | 13334.68
3WL1116-3DG36-4GN2 | WITHDRAWABLE CIRCUIT BREAKER | 17365.56
3WL1116-3DG36-4GN4 | WITHDRAWABLE CIRCUIT BREAKER | 17728.78
3WL1116-3DG36-4GP2 | WITHDRAWABLE CIRCUIT BREAKER | 17414.47
3WL1116-3DG36-4GP4 | WITHDRAWABLE CIRCUIT BREAKER | 17777.7
3WL1116-3DG45-1AA2 | WITHDRAWABLE CIRCUIT BREAKER | 16301.51
3WL1116-3DG46-1AA2 | WITHDRAWABLE CIRCUIT BREAKER | 18065.56
3WL1116-3DG46-1AA4 | WITHDRAWABLE CIRCUIT BREAKER | 18428.8
3WL1116-3DG46-1DA2 | WITHDRAWABLE CIRCUIT BREAKER | 18445.64
3WL1116-3EB32-1GA2 | FIXED-MOUNTED CIRCUIT BREAKER | 11917.82
3WL1116-3EB32-1GA2-ZK07 | FIXED-MOUNTED CIRCUIT BREAKER | 12040.51
3WL1116-3EB32-1GA4 | FIXED-MOUNTED CIRCUIT BREAKER | 12281.05
3WL1116-3EB32-1GN2 | FIXED-MOUNTED CIRCUIT BREAKER | 12337.98
3WL1116-3EB32-3AN2 | FIXED-MOUNTED CIRCUIT BREAKER | 12337.98
3WL1208-3FG36-4GP2 | WITHDRAWABLE CIRCUIT BREAKER | 14359.44
3WL1208-3FG36-4GP4 | WITHDRAWABLE CIRCUIT BREAKER | 14722.68
3WL1208-3FG37-1AA2 | WITHDRAWABLE CIRCUIT BREAKER | 12035.7
3WL1208-3FG38-1AA2 | WITHDRAWABLE CIRCUIT BREAKER | 11562.6
3WL1208-3NB38-1AA2 | WITHDRAWABLE CIRCUIT BREAKER | 12653.11
3WL1208-3NB42-1AA2 | FIXED-MOUNTED CIRCUIT BREAKER | 12637.08
6FX8002-5DN21-1BG0 | POWER CABLE PREASSEMBLED | 651.43
6FX8002-5DN21-1CB0 | POWER CABLE PREASSEMBLED | 738.95
7MB2124-0BG02-1WX2 | ULTRAMAT 6E - 2K- 2R | 37995.42
7MB2124-0BG30-1AK3 | ULTRAMAT 6E - 2K- 2R | 45694.9
7MB2124-0BG60-1DP1 | ULTRAMAT 6E - 2K- 2R | 46898.06
7MB2124-0CG02-1DR1 | ULTRAMAT 6E - 2K- 2R | 49151.28
7MB2124-0DA20-1SF1 | ULTRAMAT 6E - 2K- 2R | 50844.9
7MB2124-1BD41-0WX1-ZB04E20 | ULTRAMAT 6E - 2K- 2R | 40077.48
7MB2124-1BE00-1WX1 | ULTRAMAT 6E - 2K- 2R | 33487.32
7MB2124-1BE41-0WX1-ZB04E20 | ULTRAMAT 6E - 2K- 2R | 40077.48
7MB2124-1BE62-0DU1-ZA31E20 | ULTRAMAT 6E - 2K- 2R | 52586.25
7MB2335-0AD80-3AA2 | ULTRAMAT 23, Rack Device, 1 Channel | 23231.77
7MB2335-0AE00-3AA0 | ULTRAMAT 23, Rack Device, 1 Channel | 15222.85
7MB2335-0AE00-3AA0-ZY11 | ULTRAMAT 23, Rack Device, 1 Channel | 15329.85
7MB2335-0AE00-3AA1 | ULTRAMAT 23, Rack Device, 1 Channel | 15222.85
7MB2335-0AG00-3AA0-ZC01 | ULTRAMAT 23, Rack Device, 1 Channel | 15459.87
7MB2335-0AG00-3AA1 | ULTRAMAT 23, Rack Device, 1 Channel | 15222.85
7MB2335-0AG00-3AA2 | ULTRAMAT 23, Rack Device, 1 Channel | 15222.85
7MB2335-0AG00-3AA4 | ULTRAMAT 23, Rack Device, 1 Channel | 15222.85
7MB2335-0AH00-3AA3 | ULTRAMAT 23, Rack Device, 1 Channel | 14801.51
7MB2335-0AH00-3AA3-ZA13 | ULTRAMAT 23, Rack Device, 1 Channel | 16157.72
7MB2335-0AH00-3AA4 | ULTRAMAT 23, Rack Device, 1 Channel | 14801.51
7MB2335-0AH00-3AA4-ZA13 | ULTRAMAT 23, Rack Device, 1 Channel | 16157.72
7MB2335-0AJ00-5AA1 | ULTRAMAT 23, Rack Device, 1 Channel | 14801.51
7MB2335-0AJ00-6AA1 | ULTRAMAT 23, Rack Device, 1 Channel | 14801.51
7MB2335-0AJ10-1AA1 | ULTRAMAT 23, Rack Device, 1 Channel | 19135.14
7MB2335-0AJ10-3AA0 | ULTRAMAT 23, Rack Device, 1 Channel | 19135.14
7MB2335-0AK00-3AA3 | ULTRAMAT 23, Rack Device, 1 Channel | 14801.51
7MB2335-0AK00-3AA4 | ULTRAMAT 23, Rack Device, 1 Channel | 14801.51
7MB2335-0AK00-5AA1 | ULTRAMAT 23, Rack Device, 1 Channel | 14801.51
7MB2335-0AK06-1AA1 | ULTRAMAT 23, Rack Device, 1 Channel | 14801.51
7MB2335-0AL00-0AA3 | ULTRAMAT 23, Rack Device, 1 Channel | 14801.51
7MB2335-0AL00-1AA1 | ULTRAMAT 23, Rack Device, 1 Channel | 14801.51
7MB2335-0AL00-3AA1 | ULTRAMAT 23, Rack Device, 1 Channel | 14801.51
7MB2335-0AL00-3AA2 | ULTRAMAT 23, Rack Device, 1 Channel | 14801.51
7MB2335-0AL00-3AA3 | ULTRAMAT 23, Rack Device, 1 Channel | 14801.51
7MB2335-0AM00-3AA0 | ULTRAMAT 23, Rack Device, 1 Channel | 14371.93
7MB2335-0AM00-3AA1 | ULTRAMAT 23, Rack Device, 1 Channel | 14371.93
7MB2335-0AM00-3AA1-ZA31 | ULTRAMAT 23, Rack Device, 1 Channel | 14643.51
7MB2335-0AM00-3AA1-ZA32 | ULTRAMAT 23, Rack Device, 1 Channel | 14442.71
7MB2335-0AM10-3AA2 | ULTRAMAT 23, Rack Device, 1 Channel | 18705.57
7MB2335-0AM10-3AA3 | ULTRAMAT 23, Rack Device, 1 Channel | 18705.57
7MB2335-0AM10-3AA4 | ULTRAMAT 23, Rack Device, 1 Channel | 18705.57
7MB2335-0AM10-6AA1 | ULTRAMAT 23, Rack Device, 1 Channel | 18705.57
7MB2335-0AP10-3AA0 | ULTRAMAT 23, Rack Device, 1 Channel | 18705.57
7MB2335-0AP10-3AA1 | ULTRAMAT 23, Rack Device, 1 Channel | 18705.57
7MB2335-0AQ00-3AA0 | ULTRAMAT 23, Rack Device, 1 Channel | 14371.93
7MB2335-0AQ00-3AA1 | ULTRAMAT 23, Rack Device, 1 Channel | 14371.93
7MB2335-0AU00-3AA0-ZY11 | ULTRAMAT 23, Rack Device, 1 Channel | 15329.85
7MB2335-0AU00-3AA1 | ULTRAMAT 23, Rack Device, 1 Channel | 15222.85
7MB2335-0AU00-3AA1-ZE50 | ULTRAMAT 23, Rack Device, 1 Channel | 15222.85
7MB2337-2CN00-3AK1-ZA33Y11 | ULTRAMAT 23, Rack device, 2 Channel | 22384.14
7MB2337-2CP00-3AM1 | ULTRAMAT 23, Rack device, 2 Channel | 21678.04
7MB2337-2CP00-3AP1 | ULTRAMAT 23, Rack device, 2 Channel | 21678.04
7MB2337-2CP00-3DP0 | ULTRAMAT 23, Rack device, 2 Channel | 21678.04
3WL1208-3NB46-1AA2 | WITHDRAWABLE CIRCUIT BREAKER | 16085.02
3WL1208-3NG31-1AA2 | FIXED-MOUNTED CIRCUIT BREAKER | 11650.8
3WL1208-4AA32-4GA2 | FIXED-MOUNT NON-AUT. CIRCUIT-B. | 7387.39
3WL1208-4AA32-4GA4 | FIXED-MOUNT NON-AUT. CIRCUIT-B. | 7750.63
3WL1208-4AA33-1AA2 | FIXED-MOUNT NON-AUT. CIRCUIT-B. | 5532.72
3WL1208-4AA34-1AA2 | FIXED-MOUNT NON-AUT. CIRCUIT-B. | 5532.72
3WL1208-4AA42-4AN2 | FIXED-MOUNT NON-AUT. CIRCUIT-B. | 10098.44
3WL1208-4AA42-4GA2 | FIXED-MOUNT NON-AUT. CIRCUIT-B. | 10033.48
3WL1208-4AA42-4GA4 | FIXED-MOUNT NON-AUT. CIRCUIT-B. | 10396.72
3WL1208-4AA43-1AA2 | FIXED-MOUNT NON-AUT. CIRCUIT-B. | 8339.18
3WL1208-4BB32-4GA4 | FIXED-MOUNTED CIRCUIT BREAKER | 9594.88
3WL1208-4BB32-4GN2 | FIXED-MOUNTED CIRCUIT BREAKER | 9651.81
3WL1208-4BB32-4GN4 | FIXED-MOUNTED CIRCUIT BREAKER | 10015.04
3WL1208-4BB32-4GP2 | FIXED-MOUNTED CIRCUIT BREAKER | 9700.73
3WL1208-4BB37-1AA2 | WITHDRAWABLE CIRCUIT BREAKER | 10183.43
3WL1208-4BB37-4AS4 | WITHDRAWABLE CIRCUIT BREAKER | 13545.56
3WL1208-4BB38-1AA2 | WITHDRAWABLE CIRCUIT BREAKER | 9694.31
3WL1208-4BB41-1AA2 | FIXED-MOUNTED CIRCUIT BREAKER | 10183.43
3WL1208-4CB32-1AA4 | FIXED-MOUNTED CIRCUIT BREAKER | 7499.65
3WL1208-4CB32-1AP2 | FIXED-MOUNTED CIRCUIT BREAKER | 7605.5
3WL1208-4CB32-1BA4 | FIXED-MOUNTED CIRCUIT BREAKER | 7854.87
3WL1210-3FB36-4GA2 | WITHDRAWABLE CIRCUIT BREAKER | 13016.35
3WL1210-3FB36-4GA4 | WITHDRAWABLE CIRCUIT BREAKER | 13379.59
3WL1210-3FG32-4GA2 | FIXED-MOUNTED CIRCUIT BREAKER | 11589.07
3WL1210-3FG32-4GA4 | FIXED-MOUNTED CIRCUIT BREAKER | 11952.3
3WL1210-3FG32-4GN2 | FIXED-MOUNTED CIRCUIT BREAKER | 12009.23
3WL1210-3FG32-4GN4 | FIXED-MOUNTED CIRCUIT BREAKER | 12372.47
3WL1210-3FG38-1AA2 | WITHDRAWABLE CIRCUIT BREAKER | 11947.48
3WL1210-3FG42-1AA2 | FIXED-MOUNTED CIRCUIT BREAKER | 12163.99
3WL1210-3FG42-4GA2 | FIXED-MOUNTED CIRCUIT BREAKER | 14491.75
3WL1210-3FG46-1AA2 | WITHDRAWABLE CIRCUIT BREAKER | 15635.98
3WL1210-3NG34-1AA2 | FIXED-MOUNTED CIRCUIT BREAKER | 12027.67
3WL1210-3NG35-1AA2 | WITHDRAWABLE CIRCUIT BREAKER | 12516.79
3WL1210-3NG36-1AA2 | WITHDRAWABLE CIRCUIT BREAKER | 14248.79
3WL1210-3NG36-1GT2 | WITHDRAWABLE CIRCUIT BREAKER | 15734.61
3WL1210-4AA32-6BJ4 | FIXED-MOUNT NON-AUT. CIRCUIT-B. | 8667.95
3WL1210-4AA33-1AA2 | FIXED-MOUNT NON-AUT. CIRCUIT-B. | 6061.95
3WL1210-4AA34-1AA2 | FIXED-MOUNT NON-AUT. CIRCUIT-B. | 6061.95
3WL1210-4AA35-1AA2 | WITHDRAW. NON-AUT. CIRCUIT-B. | 6470.88
3WL1210-4AA44-1AA2 | FIXED-MOUNT NON-AUT. CIRCUIT-B. | 8980.66
3WL1210-4AA45-1AA2 | WITHDRAW. NON-AUT. CIRCUIT-B. | 9381.58
3WL1210-4AA46-1AA2 | WITHDRAW. NON-AUT. CIRCUIT-B. | 12027.67
3WL1210-4AA46-1GA2 | WITHDRAW. NON-AUT. CIRCUIT-B. | 12382.89
3WL1212-3NG46-1AA2 | WITHDRAWABLE CIRCUIT BREAKER | 18498.56
3WL1212-3NG46-1AT2 | WITHDRAWABLE CIRCUIT BREAKER | 19629.16
3WL1212-4AA31-1AA2 | FIXED-MOUNT NON-AUT. CIRCUIT-B. | 6887.85
3WL1212-4AA32-1AA2 | FIXED-MOUNT NON-AUT. CIRCUIT-B. | 6438.81
3WL1212-4AA36-4GA4 | WITHDRAW. NON-AUT. CIRCUIT-B. | 11832.03
3WL1212-4AA37-1AA2 | WITHDRAW. NON-AUT. CIRCUIT-B. | 9622.14
3WL1212-4AA38-1AA2 | WITHDRAW. NON-AUT. CIRCUIT-B. | 9141.03
3WL1212-4AA41-1AA2 | FIXED-MOUNT NON-AUT. CIRCUIT-B. | 9541.95
3WL1212-4AA42-1AA2 | FIXED-MOUNT NON-AUT. CIRCUIT-B. | 8900.48
3WL1212-4BB31-1AA2 | FIXED-MOUNTED CIRCUIT BREAKER | 8732.1
3WL1212-4BB32-1AA2 | FIXED-MOUNTED CIRCUIT BREAKER | 8283.06
3WL1212-4BB32-1BJ4 | FIXED-MOUNTED CIRCUIT BREAKER | 9421.68
3WL1212-4BB32-1GN2 | FIXED-MOUNTED CIRCUIT BREAKER | 9058.44
3WL1212-4BB34-4AN2 | FIXED-MOUNTED CIRCUIT BREAKER | 11124.8
3WL1212-4BB34-4AN4 | FIXED-MOUNTED CIRCUIT BREAKER | 11488.04
3WL1212-4BB34-6AJ2-ZC22 | FIXED-MOUNTED CIRCUIT BREAKER | 11325.26
3WL1212-4BB35-1AA2 | WITHDRAWABLE CIRCUIT BREAKER | 9261.31
3WL1212-4BB44-1AA2 | FIXED-MOUNTED CIRCUIT BREAKER | 11386.19
3WL1212-4BB45-1AA2 | WITHDRAWABLE CIRCUIT BREAKER | 11706.94
3WL1212-4BB46-1AA2 | WITHDRAWABLE CIRCUIT BREAKER | 14433.21
3WL1212-4BB47-1AA2 | WITHDRAWABLE CIRCUIT BREAKER | 14914.32
3WL1212-4CB32-4GG2 | FIXED-MOUNTED CIRCUIT BREAKER | 11198.57
3WL1212-4CB32-4GN2 | FIXED-MOUNTED CIRCUIT BREAKER | 11263.51
3WL1212-4CB32-4GN4 | FIXED-MOUNTED CIRCUIT BREAKER | 11626.75
3WL1212-4CB32-4GP2 | FIXED-MOUNTED CIRCUIT BREAKER | 11312.42
3WL1212-4CB36-1AA2 | WITHDRAWABLE CIRCUIT BREAKER | 11217.81
3WL1212-4CB36-1EA4 | WITHDRAWABLE CIRCUIT BREAKER | 11961.11
3WL1212-4CB36-1GA2 | WITHDRAWABLE CIRCUIT BREAKER | 11573.03
3WL1212-4CB36-1GA2-ZA05 | WITHDRAWABLE CIRCUIT BREAKER | 14267.22
3WL1212-4CB36-5FM2 | WITHDRAWABLE CIRCUIT BREAKER | 13965.72
3WL1216-3DG32-4GP4 | FIXED-MOUNTED CIRCUIT BREAKER | 15853.28
3WL1216-3DG33-1AA2 | FIXED-MOUNTED CIRCUIT BREAKER | 13094.13
3WL1216-3DG34-1AA2 | FIXED-MOUNTED CIRCUIT BREAKER | 13094.13
3WL1216-3DG36-5FA4 | WITHDRAWABLE CIRCUIT BREAKER | 18351.03
3WL1216-3DG37-1AA2 | WITHDRAWABLE CIRCUIT BREAKER | 16060.95
3WL1216-3DG38-1AA2 | WITHDRAWABLE CIRCUIT BREAKER | 15660.03
3WL1216-3DG41-1AA2 | FIXED-MOUNTED CIRCUIT BREAKER | 16381.7
3WL1216-3DG42-1AA2 | FIXED-MOUNTED CIRCUIT BREAKER | 15900.58
3WL1216-3EB32-1AA2 | FIXED-MOUNTED CIRCUIT BREAKER | 12123.89
3WL1216-3EB32-1AA4 | FIXED-MOUNTED CIRCUIT BREAKER | 12487.13
3WL1216-3EB32-1BA4 | FIXED-MOUNTED CIRCUIT BREAKER | 12842.35
3WL1216-3EB32-1GA2 | FIXED-MOUNTED CIRCUIT BREAKER | 12479.11
3WL1220-2CB32-4AA4 | FIXED-MOUNTED CIRCUIT BREAKER | 14756.35
3WL1220-2CB32-4AG2 | FIXED-MOUNTED CIRCUIT BREAKER | 14748.33
3WL1220-2CB32-4AN2 | FIXED-MOUNTED CIRCUIT BREAKER | 14813.29
3WL1220-2CB32-4AN4 | FIXED-MOUNTED CIRCUIT BREAKER | 15176.51
3WL1220-2CB32-4GN2 | FIXED-MOUNTED CIRCUIT BREAKER | 15168.49
3WL1220-2CB32-4GN4 | FIXED-MOUNTED CIRCUIT BREAKER | 15531.73
3WL1220-2CB32-4GP2 | FIXED-MOUNTED CIRCUIT BREAKER | 15217.42
3WL1220-2CB32-4GP4 | FIXED-MOUNTED CIRCUIT BREAKER | 15580.65
3WL1220-2CB32-6BA2 | FIXED-MOUNTED CIRCUIT BREAKER | 14748.33
3WL1220-2CB32-6BB2-ZK07 | FIXED-MOUNTED CIRCUIT BREAKER | 15226.24
3WL1220-2CB32-6BJ2 | FIXED-MOUNTED CIRCUIT BREAKER | 15168.49
3WL1220-2CB32-6BJ2-ZK07 | FIXED-MOUNTED CIRCUIT BREAKER | 15291.18
3WL1220-2CB33-4AN4 | FIXED-MOUNTED CIRCUIT BREAKER | 15657.63
3WL1220-2CB33-4FA2 | FIXED-MOUNTED CIRCUIT BREAKER | 15229.45
3WL1220-2CB33-4GA2 | FIXED-MOUNTED CIRCUIT BREAKER | 15229.45
3WL1220-2CB33-5FM2 | FIXED-MOUNTED CIRCUIT BREAKER | 15649.61
3WL1220-2CB34-3GA2 | FIXED-MOUNTED CIRCUIT BREAKER | 13612.13
3WL1220-2CB34-3GG4 | FIXED-MOUNTED CIRCUIT BREAKER | 14330.57
3WL1220-2CB34-3GN2 | FIXED-MOUNTED CIRCUIT BREAKER | 14032.29
3WL1220-2CB34-4AA2 | FIXED-MOUNTED CIRCUIT BREAKER | 14874.23
3WL1220-2CB35-1AB2 | WITHDRAWABLE CIRCUIT BREAKER | 14459.67
3WL1220-2CB35-1AG2 | WITHDRAWABLE CIRCUIT BREAKER | 14459.67
3WL1220-2CB35-1AN2-ZK07 | WITHDRAWABLE CIRCUIT BREAKER | 14647.3
3WL1220-2CB35-1AS2 | WITHDRAWABLE CIRCUIT BREAKER | 15130.81
3WL1220-2CB35-1GA2 | WITHDRAWABLE CIRCUIT BREAKER | 14459.67
3WL1220-2CB36-1AG2 | WITHDRAWABLE CIRCUIT BREAKER | 16223.73
3WL1220-2CB36-1AJ2 | WITHDRAWABLE CIRCUIT BREAKER | 16288.67
3WL1220-2CB36-1AN2 | WITHDRAWABLE CIRCUIT BREAKER | 16288.67
3WL1220-2CB36-1AN2-ZT40 | WITHDRAWABLE CIRCUIT BREAKER | 16593.37
3WL1220-2CB36-3GN2 | WITHDRAWABLE CIRCUIT BREAKER | 16999.11
3WL1220-2CB36-4AA2 | WITHDRAWABLE CIRCUIT BREAKER | 17841.05
3WL1220-2CB36-4AA4 | WITHDRAWABLE CIRCUIT BREAKER | 18204.29
7MB2335-0AL10-3AA0 | ULTRAMAT 23, Rack Device, 1 Channel | 19135.14
7MB2335-0AM00-0AA0 | ULTRAMAT 23, Rack Device, 1 Channel | 14371.93
7MB2335-0AM00-1AA1 | ULTRAMAT 23, Rack Device, 1 Channel | 14371.93
7MB2335-0AM00-3AA1-ZE20 | ULTRAMAT 23, Rack Device, 1 Channel | 15186.64
7MB2335-0AM00-3AA2 | ULTRAMAT 23, Rack Device, 1 Channel | 14371.93
7MB2335-0AM10-1AA1-ZA12 | ULTRAMAT 23, Rack Device, 1 Channel | 20061.78
7MB2335-0AM10-3AA1-ZA13 | ULTRAMAT 23, Rack Device, 1 Channel | 20061.78
7MB2335-0AM16-3AA1 | ULTRAMAT 23, Rack Device, 1 Channel | 18705.57
7MB2335-0AM80-3AA1 | ULTRAMAT 23, Rack Device, 1 Channel | 22380.83
7MB2335-0AN00-3AA1 | ULTRAMAT 23, Rack Device, 1 Channel | 14371.93
7MB2335-0AN10-3AA1 | ULTRAMAT 23, Rack Device, 1 Channel | 18705.57
7MB2335-0AP00-3AA1 | ULTRAMAT 23, Rack Device, 1 Channel | 14371.93
7MB2335-0AQ00-3AA4 | ULTRAMAT 23, Rack Device, 1 Channel | 14371.93
7MB2335-0AQ10-3AA2-ZA13 | ULTRAMAT 23, Rack Device, 1 Channel | 20061.78
7MB2335-0AU00-1AA1 | ULTRAMAT 23, Rack Device, 1 Channel | 15222.85
7MB2335-0AU00-3AA0-ZA31 | ULTRAMAT 23, Rack Device, 1 Channel | 15494.43
7MB2337-2CN00-3AK1-ZY11 | ULTRAMAT 23, Rack device, 2 Channel | 22234.36
7MB2337-2CP00-3AD0 | ULTRAMAT 23, Rack device, 2 Channel | 22560.24
7MB2337-2CP00-3AE2 | ULTRAMAT 23, Rack device, 2 Channel | 22560.24
7MB2337-2CP00-3AH1 | ULTRAMAT 23, Rack device, 2 Channel | 22124.09
7MB2337-2CP00-3AJ1-ZY11 | ULTRAMAT 23, Rack device, 2 Channel | 22234.36
7MB2337-2CP10-3AG1 | ULTRAMAT 23, Rack device, 2 Channel | 27045.3
7MB2337-2CP10-3AH0 | ULTRAMAT 23, Rack device, 2 Channel | 26609.14
7MB2337-2CP70-6DN1 | ULTRAMAT 23, Rack device, 2 Channel | 27876.48
7MB2337-2CQ00-3AQ3 | ULTRAMAT 23, Rack device, 2 Channel | 21678.04
7MB2337-2CQ00-3PV0 | ULTRAMAT 23, Rack device, 2 Channel | 24308.19
7MB2337-2CR10-3AN1 | ULTRAMAT 23, Rack device, 2 Channel | 26163.1
7MB2337-2CR10-3DR1 | ULTRAMAT 23, Rack device, 2 Channel | 26163.1
7MB2337-2DH00-3SE3 | ULTRAMAT 23, Rack device, 2 Channel | 24754.21
7MB2337-2DN00-3SE1 | ULTRAMAT 23, Rack device, 2 Channel | 24308.19
7MB2337-2DR10-3CQ4 | ULTRAMAT 23, Rack device, 2 Channel | 26163.1
7MB2337-2DR10-3CR2 | ULTRAMAT 23, Rack device, 2 Channel | 26163.1
7MB2337-2NF00-3CP1 | ULTRAMAT 23, Rack device, 2 Channel | 24308.19
7MB2337-2NF00-3PJ1 | ULTRAMAT 23, Rack device, 2 Channel | 26502.16
7MB2337-2NH00-3PG1 | ULTRAMAT 23, Rack device, 2 Channel | 26502.16
7MB2337-2NH10-3PH1 | ULTRAMAT 23, Rack device, 2 Channel | 30551.04
7MB2337-2NJ10-5PG1 | ULTRAMAT 23, Rack device, 2 Channel | 30987.21
7MB2337-2NK00-3PJ3 | ULTRAMAT 23, Rack device, 2 Channel | 26065.99
7MB2337-2NW00-3PW1 | ULTRAMAT 23, Rack device, 2 Channel | 26938.32
7MB2337-2NW10-3AU0 | ULTRAMAT 23, Rack device, 2 Channel | 29675.44
7MB2337-2PE10-3AE1 | ULTRAMAT 23, Rack device, 2 Channel | 29675.44
7MB2337-2PE80-3AD1-ZD15 | ULTRAMAT 23, Rack device, 2 Channel | 33479.1
7MB2337-2PG10-3NJ3 | ULTRAMAT 23, Rack device, 2 Channel | 30987.21
7MB2337-2PH00-3PJ1 | ULTRAMAT 23, Rack device, 2 Channel | 26065.99
7MB2337-2PH10-3AK2 | ULTRAMAT 23, Rack device, 2 Channel | 28803.11
7MB2337-2PH10-3AL2 | ULTRAMAT 23, Rack device, 2 Channel | 28803.11
7MB2337-2PJ10-1AG1 | ULTRAMAT 23, Rack device, 2 Channel | 29239.27
7MB2337-2PJ10-3NJ4 | ULTRAMAT 23, Rack device, 2 Channel | 30551.04
7MB2337-2PV00-3AU4 | ULTRAMAT 23, Rack device, 2 Channel | 25190.39
7MB2337-2PV00-3NW3 | ULTRAMAT 23, Rack device, 2 Channel | 26938.32
7MB2337-2PV10-3NH4 | ULTRAMAT 23, Rack device, 2 Channel | 30987.21
7MB2337-2PW00-1AV1 | ULTRAMAT 23, Rack device, 2 Channel | 25190.39
7MB2337-2PW10-0NW1 | ULTRAMAT 23, Rack device, 2 Channel | 31423.37
3WL1220-2CB36-4AN2 | WITHDRAWABLE CIRCUIT BREAKER | 18261.21
3WL1220-2CB36-5AM4 | WITHDRAWABLE CIRCUIT BREAKER | 18624.45
3WL1220-2CB36-5FA2 | WITHDRAWABLE CIRCUIT BREAKER | 18196.27
3WL1220-2CB36-5FA4 | WITHDRAWABLE CIRCUIT BREAKER | 18559.49
3WL1220-2CB36-5FA4-ZK07 | WITHDRAWABLE CIRCUIT BREAKER | 18682.18
3WL1220-2CB38-3GA2 | WITHDRAWABLE CIRCUIT BREAKER | 16578.95
3WL1220-2CB38-4GA2 | WITHDRAWABLE CIRCUIT BREAKER | 18196.27
3WL1220-2CB38-4GA4 | WITHDRAWABLE CIRCUIT BREAKER | 18559.49
3WL1220-2CB38-4GS2 | WITHDRAWABLE CIRCUIT BREAKER | 19222.63
3WL1220-3CB32-4GN4 | FIXED-MOUNTED CIRCUIT BREAKER | 16654.33
3WL1220-3CB32-4GP2 | FIXED-MOUNTED CIRCUIT BREAKER | 16340
3WL1220-3CB32-4GP4 | FIXED-MOUNTED CIRCUIT BREAKER | 16703.24
3WL1220-3CB32-4GS2 | FIXED-MOUNTED CIRCUIT BREAKER | 16897.28
3WL1220-3CB33-4AS2-ZC22 | FIXED-MOUNTED CIRCUIT BREAKER | 17464.18
3WL1220-3CB33-4GS4 | FIXED-MOUNTED CIRCUIT BREAKER | 17982.18
3WL1220-3CB34-1AA2 | FIXED-MOUNTED CIRCUIT BREAKER | 14264.82
3WL1220-3CB34-1AN2 | FIXED-MOUNTED CIRCUIT BREAKER | 14684.98
3WL1220-8AA43-1AA2 | FIXED-MOUNT NON-AUT. CIRCUIT-B. | 19404.64
3WL1220-8AA44-1AA2 | FIXED-MOUNT NON-AUT. CIRCUIT-B. | 19404.64
3WL1220-8AA44-1GG4 | FIXED-MOUNT NON-AUT. CIRCUIT-B. | 20478.32
3WL1220-8AA44-4GA4 | FIXED-MOUNT NON-AUT. CIRCUIT-B. | 22095.64
3WL1220-8AA45-1AA2 | WITHDRAW. NON-AUT. CIRCUIT-B. | 21329.08
3WL1225-2AA32-1AA4 | FIXED-MOUNT NON-AUT. CIRCUIT-B. | 15036.99
3WL1225-2AA32-1AG2 | FIXED-MOUNT NON-AUT. CIRCUIT-B. | 15028.98
3WL1225-2AA32-1AG2-ZS55 | FIXED-MOUNT NON-AUT. CIRCUIT-B. | 15991.2
3WL1225-2AA32-1AN2 | FIXED-MOUNT NON-AUT. CIRCUIT-B. | 15093.92
3WL1225-2AA32-4AN2 | FIXED-MOUNT NON-AUT. CIRCUIT-B. | 17066.46
3WL1225-2AA32-4AN4-ZT40 | FIXED-MOUNT NON-AUT. CIRCUIT-B. | 17734.41
3WL1225-2AA32-4AT4 | FIXED-MOUNT NON-AUT. CIRCUIT-B. | 18140.14
3WL1225-2AA32-4BA2 | FIXED-MOUNT NON-AUT. CIRCUIT-B. | 17001.52
3WL1225-2AA34-1AN2 | FIXED-MOUNT NON-AUT. CIRCUIT-B. | 15895.77
3WL1225-2AA34-1AN4 | FIXED-MOUNT NON-AUT. CIRCUIT-B. | 16259.01
3WL1225-2AA34-1GA2 | FIXED-MOUNT NON-AUT. CIRCUIT-B. | 15830.83
3WL1225-2AA34-4AN2 | FIXED-MOUNT NON-AUT. CIRCUIT-B. | 17868.31
3WL1225-2AA36-1BA2 | WITHDRAW. NON-AUT. CIRCUIT-B. | 18717.46
3WL1225-2AA36-1DA4 | WITHDRAW. NON-AUT. CIRCUIT-B. | 19105.56
3WL1225-2AA36-1EA2 | WITHDRAW. NON-AUT. CIRCUIT-B. | 18742.32
3WL1225-2AA36-1FA2 | WITHDRAW. NON-AUT. CIRCUIT-B. | 18717.46
3WL1225-2AA36-5FA8 | WITHDRAW. NON-AUT. CIRCUIT-B. | 21053.24
3WL1225-2AA36-5FF4 | WITHDRAW. NON-AUT. CIRCUIT-B. | 21408.46
3WL1225-2AA36-6AJ4 | WITHDRAW. NON-AUT. CIRCUIT-B. | 21118.18
3WL1225-2AA37-1AA2 | WITHDRAW. NON-AUT. CIRCUIT-B. | 19003.72
3WL1225-2AA42-2AG2-ZT40 | FIXED-MOUNT NON-AUT. CIRCUIT-B. | 20099.04
3WL1225-2AA42-2FA2 | FIXED-MOUNT NON-AUT. CIRCUIT-B. | 19794.35
3WL1225-2AA42-2FA4 | FIXED-MOUNT NON-AUT. CIRCUIT-B. | 20157.58
3WL1225-2AA42-4AA2 | FIXED-MOUNT NON-AUT. CIRCUIT-B. | 21056.45
3WL1225-2AA45-1AA2 | WITHDRAW. NON-AUT. CIRCUIT-B. | 20447.04
3WL1225-2AA45-4AA2 | WITHDRAW. NON-AUT. CIRCUIT-B. | 22419.58
3WL1225-2AA46-1AA2 | WITHDRAW. NON-AUT. CIRCUIT-B. | 23494.06
3WL1225-2AA46-1AA4 | WITHDRAW. NON-AUT. CIRCUIT-B. | 23857.28
3WL1225-2AA46-1AM2 | WITHDRAW. NON-AUT. CIRCUIT-B. | 23914.22
3WL1225-2AA46-4GA7 | WITHDRAW. NON-AUT. CIRCUIT-B. | 26185.04
3WL1225-2AA46-4GN4 | WITHDRAW. NON-AUT. CIRCUIT-B. | 26605.22
3WL1225-2AA46-4GS4 | WITHDRAW. NON-AUT. CIRCUIT-B. | 27211.42
3WL1225-2AA46-5AA4 | WITHDRAW. NON-AUT. CIRCUIT-B. | 25829.82
3WL1225-2BB31-4AN2 | FIXED-MOUNTED CIRCUIT BREAKER | 19712.56
3WL1225-2BB31-4BA2 | FIXED-MOUNTED CIRCUIT BREAKER | 19647.6
3WL1225-2BB31-4GA4 | FIXED-MOUNTED CIRCUIT BREAKER | 20010.84
3WL1225-2BB31-4GN2 | FIXED-MOUNTED CIRCUIT BREAKER | 20067.77
3WL1225-2BB32-1DA2 | FIXED-MOUNTED CIRCUIT BREAKER | 16898.08
3WL1225-2BB32-1EA2 | FIXED-MOUNTED CIRCUIT BREAKER | 16898.08
3WL1225-2BB32-1FA2 | FIXED-MOUNTED CIRCUIT BREAKER | 16873.21
3WL1225-2BB32-1GA2 | FIXED-MOUNTED CIRCUIT BREAKER | 16873.21
3WL1225-4BB41-1AA2 | FIXED-MOUNTED CIRCUIT BREAKER | 24456.27
3WL1225-4BB42-1AA2 | FIXED-MOUNTED CIRCUIT BREAKER | 23574.23
3WL1225-4BB42-4AA4-ZK07 | FIXED-MOUNTED CIRCUIT BREAKER | 26032.7
3WL1225-4BB43-1AA2 | FIXED-MOUNTED CIRCUIT BREAKER | 24456.27
3WL1225-4CB32-1GA2-ZK07 | FIXED-MOUNTED CIRCUIT BREAKER | 19473.6
3WL1225-4CB32-4AG2 | FIXED-MOUNTED CIRCUIT BREAKER | 21323.46
3WL1225-4CB32-4AN2 | FIXED-MOUNTED CIRCUIT BREAKER | 21388.41
3WL1225-4CB32-4AS2 | FIXED-MOUNTED CIRCUIT BREAKER | 21994.61
3WL1225-4CB34-1AJ2 | FIXED-MOUNTED CIRCUIT BREAKER | 20217.72
3WL1225-4CB34-1GA2 | FIXED-MOUNTED CIRCUIT BREAKER | 20152.76
3WL1225-4CB34-4AN2 | FIXED-MOUNTED CIRCUIT BREAKER | 22190.26
3WL1225-4CB34-4AS2 | FIXED-MOUNTED CIRCUIT BREAKER | 22796.46
3WL1225-4CB36-4AS4 | WITHDRAWABLE CIRCUIT BREAKER | 25885.96
3WL1225-4CB36-4AS8 | WITHDRAWABLE CIRCUIT BREAKER | 25885.96
3WL1225-4CB36-4BA2 | WITHDRAWABLE CIRCUIT BREAKER | 24851.58
3WL1225-4CB36-4CA2 | WITHDRAWABLE CIRCUIT BREAKER | 24876.43
3WL1225-4CB36-4GA2 | WITHDRAWABLE CIRCUIT BREAKER | 24851.58
3WL1225-4CB37-4AA2 | WITHDRAWABLE CIRCUIT BREAKER | 25378.38
3WL1225-4CB37-4AS4 | WITHDRAWABLE CIRCUIT BREAKER | 26767.98
3WL1225-4CB38-1AA2 | WITHDRAWABLE CIRCUIT BREAKER | 22523.83
3WL1225-4CB38-1AN4 | WITHDRAWABLE CIRCUIT BREAKER | 23307.23
3WL1225-4CB42-4GG4 | FIXED-MOUNTED CIRCUIT BREAKER | 26852.99
3WL1225-4CB42-4GN2 | FIXED-MOUNTED CIRCUIT BREAKER | 26554.7
3WL1225-4CB43-1AA2 | FIXED-MOUNTED CIRCUIT BREAKER | 24688.8
3WL1225-4CB44-1AA2 | FIXED-MOUNTED CIRCUIT BREAKER | 24688.8
3WL1225-4DG32-1DA2 | FIXED-MOUNTED CIRCUIT BREAKER | 20370.06
3WL1225-4DG32-4GA2 | FIXED-MOUNTED CIRCUIT BREAKER | 22317.76
3WL1225-4DG32-4GA4 | FIXED-MOUNTED CIRCUIT BREAKER | 22680.98
3WL1225-4DG32-4GN2 | FIXED-MOUNTED CIRCUIT BREAKER | 22737.92
3WL1225-4DG36-4GN4 | WITHDRAWABLE CIRCUIT BREAKER | 26629.27
3WL1225-4DG36-4GP2 | WITHDRAWABLE CIRCUIT BREAKER | 26314.94
3WL1225-4DG36-4GP4 | WITHDRAWABLE CIRCUIT BREAKER | 26678.18
3WL1225-4DG36-4GS2 | WITHDRAWABLE CIRCUIT BREAKER | 26872.23
3WL1225-4DG44-1AA2 | FIXED-MOUNTED CIRCUIT BREAKER | 25683.09
3WL1225-4DG45-1AA2 | WITHDRAWABLE CIRCUIT BREAKER | 25923.64
3WL1225-4DG46-1AA2 | WITHDRAWABLE CIRCUIT BREAKER | 29612.14
3WL1225-4DG46-4GA2 | WITHDRAWABLE CIRCUIT BREAKER | 31939.9
3WL1225-4EB32-4GG2 | FIXED-MOUNTED CIRCUIT BREAKER | 22103.65
3WL1225-4EB32-4GG4 | FIXED-MOUNTED CIRCUIT BREAKER | 22466.89
3WL1225-4EB32-4GN2 | FIXED-MOUNTED CIRCUIT BREAKER | 22168.61
3WL1225-4EB32-4GN4 | FIXED-MOUNTED CIRCUIT BREAKER | 22531.85
3WL1225-4EB36-1AA4 | WITHDRAWABLE CIRCUIT BREAKER | 23312.04
3WL1225-4EB36-4AN2 | WITHDRAWABLE CIRCUIT BREAKER | 25341.51
3WL1225-4EB36-4AN4 | WITHDRAWABLE CIRCUIT BREAKER | 25704.74
3WL1225-4EB36-4GA2 | WITHDRAWABLE CIRCUIT BREAKER | 25276.56
3WL1225-4EB36-4GA4 | WITHDRAWABLE CIRCUIT BREAKER | 25639.8
3WL1225-4EB38-1GA2 | WITHDRAWABLE CIRCUIT BREAKER | 23304.02
3WL1225-4EB38-4AB2 | WITHDRAWABLE CIRCUIT BREAKER | 25276.56
3WL1225-4EB38-4GA4 | WITHDRAWABLE CIRCUIT BREAKER | 25639.8
3WL1225-4EB38-4GG4 | WITHDRAWABLE CIRCUIT BREAKER | 25995
3WL1225-4EB66-1AA2 | WITHDRAWABLE CIRCUIT BREAKER | 22948.8
3WL1225-4EB76-1AA2 | WITHDRAWABLE CIRCUIT BREAKER | 29042.83
3WL1225-4EG31-1AA2 | FIXED-MOUNTED CIRCUIT BREAKER | 21433.31
3WL1225-4EG32-1AA2 | FIXED-MOUNTED CIRCUIT BREAKER | 20631.46
3WL1232-4EB47-4GN2 | WITHDRAWABLE CIRCUIT BREAKER | 39568.64
3WL1232-4EB48-1AA2 | WITHDRAWABLE CIRCUIT BREAKER | 35377.4
3WL1232-4EG31-1AA2 | FIXED-MOUNTED CIRCUIT BREAKER | 24560.51
3WL1232-4EG32-1AA2 | FIXED-MOUNTED CIRCUIT BREAKER | 23437.92
3WL1232-4EG32-4GA2 | FIXED-MOUNTED CIRCUIT BREAKER | 25765.68
3WL1232-4EG36-4GN2 | WITHDRAWABLE CIRCUIT BREAKER | 31077.1
3WL1232-4EG36-4GN4 | WITHDRAWABLE CIRCUIT BREAKER | 31440.34
3WL1232-4EG36-4GP2 | WITHDRAWABLE CIRCUIT BREAKER | 31126.01
3WL1232-4EG36-4GP4 | WITHDRAWABLE CIRCUIT BREAKER | 31489.25
6FX8002-5DG43-1DA0 | POWER CABLE, PREASSEMBLED | 4900
6FX8002-5DG43-1EF0 | POWER CABLE, PREASSEMBLED | 6775.36
6FX8002-5DG43-1EJ0 | POWER CABLE, PREASSEMBLED | 7152.26
6FX8002-5DG51-1AD0 | POWER CABLE, PREASSEMBLED | 339.76
6FX8002-5DG52-1BC0 | POWER CABLE PREASSEMBLED | 604.48
6FX8002-5DG52-1BD0 | POWER CABLE PREASSEMBLED | 633.8
6FX8002-5DG52-1BF0 | POWER CABLE PREASSEMBLED | 692.51
6FX8002-5DG52-1CJ0 | POWER CABLE PREASSEMBLED | 1074.35
6FX8002-5DN01-1AA4 | POWER CABLE, PREASSEMBLED | 312.66
6FX8002-5DN01-1AD5 | POWER CABLE, PREASSEMBLED | 365.2
6FX8002-5DN01-1AE2 | POWER CABLE, PREASSEMBLED | 382.67
6FX8002-5DN01-1AG4 | POWER CABLE, PREASSEMBLED | 417.7
6FX8002-5DN01-1AH7 | POWER CABLE, PREASSEMBLED | 435.18
6FX8002-5DN01-1FB0 | POWER CABLE, PREASSEMBLED | 1187.89
6FX8002-5DN01-1FD0 | POWER CABLE, PREASSEMBLED | 1222.94
6FX8002-5DN01-1FF0 | POWER CABLE, PREASSEMBLED | 1257.95
6FX8002-5DN01-1FH0 | POWER CABLE, PREASSEMBLED | 1292.93
6FX8002-5DN01-1HE0 | POWER CABLE, PREASSEMBLED | 1590.55
6FX8002-5DN01-1HG0 | POWER CABLE, PREASSEMBLED | 1625.55
6FX8002-5DN01-1HH0 | POWER CABLE, PREASSEMBLED | 1643.07
6FX8002-5DN01-1HJ0 | POWER CABLE, PREASSEMBLED | 1660.56
6FX8002-5DN05-1AJ5 | POWER CABLE PREASSEMBLED EXT. | 412.43
6FX8002-5DN05-1AK8 | POWER CABLE PREASSEMBLED EXT. | 429.17
6FX8002-5DN05-1BA3 | POWER CABLE PREASSEMBLED EXT. | 445.99
6FX8002-5DN05-1BA5 | POWER CABLE PREASSEMBLED EXT. | 445.99
6FX8002-5DN05-1BB3 | POWER CABLE PREASSEMBLED EXT. | 462.78
6FX8002-5DN06-1AH7 | POWER CABLE PREASSEMBLED | 336.31
6FX8002-5DN06-1BF1 | POWER CABLE PREASSEMBLED | 446.64
6FX8002-5DN06-1CK0 | POWER CABLE PREASSEMBLED | 625.92
6FX8002-5DN06-1DB5 | POWER CABLE PREASSEMBLED | 667.33
6FX8002-5DN11-1BJ0 | POWER CABLE PREASSEMBLED | 662.16
6FX8002-5DN11-1BK0 | POWER CABLE PREASSEMBLED | 682.38
6FX8002-5DN11-1CB0 | POWER CABLE PREASSEMBLED | 722.95
6FX8002-5DN11-1CC0 | POWER CABLE PREASSEMBLED | 743.23
6FX8002-5DN11-1CH0 | POWER CABLE PREASSEMBLED | 844.48
6FX8002-5DN16-1AE0 | POWER CABLE PREASSEMBLED | 291.64
6FX8002-5DN16-1AH0 | POWER CABLE PREASSEMBLED | 339.5
6FX8002-5DN16-1BB0 | POWER CABLE PREASSEMBLED | 403.37
6FX8002-5DN20-1CF0 | POWER CABLE, PREASSEMBLED | 701.59
6FX8002-5DN21-1AA0 | POWER CABLE PREASSEMBLED | 371.35
6FX8002-5DN21-1AB0 | POWER CABLE PREASSEMBLED | 388.83
6FX8002-5DN21-1AC0 | POWER CABLE PREASSEMBLED | 406.37
6FX8002-5DN21-1AD0 | POWER CABLE PREASSEMBLED | 423.89
7MB2124-0BF40-1DW1 | ULTRAMAT 6E - 2K- 2R | 46898.06
7MB2124-0BF40-1WX1 | ULTRAMAT 6E - 2K- 2R | 35742.19
7MB2124-0BF60-1DN1 | ULTRAMAT 6E - 2K- 2R | 46898.06
7MB2124-0BF62-1DG1-ZY11 | ULTRAMAT 6E - 2K- 2R | 51814.32
7MB2124-1AB00-1CU1 | ULTRAMAT 6E - 2K- 2R | 47653.52
7MB2124-1AB20-1NF1 | ULTRAMAT 6E - 2K- 2R | 50844.9
7MB2124-1AB22-0NG1-ZA31 | ULTRAMAT 6E - 2K- 2R | 55079.79
7MB2124-1AB62-0CR1 | ULTRAMAT 6E - 2K- 2R | 54416.48
7MB2124-1BG60-1DP1 | ULTRAMAT 6E - 2K- 2R | 46898.06
7MB2124-1CG00-1SF1 | ULTRAMAT 6E - 2K- 2R | 47372.07
7MB2335-0AD00-0AA0 | ULTRAMAT 23, Rack Device, 1 Channel | 15222.85
7MB2335-0AD00-3AA0 | ULTRAMAT 23, Rack Device, 1 Channel | 15222.85
7MB2335-0AD00-3AA1 | ULTRAMAT 23, Rack Device, 1 Channel | 15222.85
7MB2335-0AE10-3AA4 | ULTRAMAT 23, Rack Device, 1 Channel | 19556.48
7MB2335-0AF00-3AA0 | ULTRAMAT 23, Rack Device, 1 Channel | 15222.85
7MB2335-0AF00-3AA1 | ULTRAMAT 23, Rack Device, 1 Channel | 15222.85
7MB2335-0AF10-3AA1 | ULTRAMAT 23, Rack Device, 1 Channel | 19556.48
7MB2335-0AG10-3AA4 | ULTRAMAT 23, Rack Device, 1 Channel | 19556.48
7MB2335-0AG10-5AA1 | ULTRAMAT 23, Rack Device, 1 Channel | 19556.48
7MB2335-0AH00-1AA1 | ULTRAMAT 23, Rack Device, 1 Channel | 14801.51
7MB2335-0AH00-3AA0 | ULTRAMAT 23, Rack Device, 1 Channel | 14801.51
7MB2335-0AH80-1AA1-ZA12 | ULTRAMAT 23, Rack Device, 1 Channel | 24166.64
7MB2335-0AH80-3AA0 | ULTRAMAT 23, Rack Device, 1 Channel | 22810.43
7MB2335-0AJ00-1AA1 | ULTRAMAT 23, Rack Device, 1 Channel | 14801.51
7MB2335-0AJ00-3AA0 | ULTRAMAT 23, Rack Device, 1 Channel | 14801.51
7MB2335-0AJ10-5AA3-ZA13 | ULTRAMAT 23, Rack Device, 1 Channel | 20491.35
7MB2335-0AJ10-6AA1 | ULTRAMAT 23, Rack Device, 1 Channel | 19135.14
7MB2335-0AJ10-6AA1-ZA13 | ULTRAMAT 23, Rack Device, 1 Channel | 20491.35
7MB2335-0AJ10-6AA1-ZY11 | ULTRAMAT 23, Rack Device, 1 Channel | 19242.12
7MB2335-0AK10-3AA1-ZA12Y11 | ULTRAMAT 23, Rack Device, 1 Channel | 20598.33
7MB2335-0AK10-3AA1-ZY11 | ULTRAMAT 23, Rack Device, 1 Channel | 19242.12
7MB2335-0AK10-3AA2 | ULTRAMAT 23, Rack Device, 1 Channel | 19135.14
7MB2335-0AK10-5AA3 | ULTRAMAT 23, Rack Device, 1 Channel | 19135.14
7MB2335-0AL10-3AA1-ZA12Y11 | ULTRAMAT 23, Rack Device, 1 Channel | 20598.33
7MB2335-0AL10-3AA4 | ULTRAMAT 23, Rack Device, 1 Channel | 19135.14
7MB2335-0AL10-6AA3-ZA13 | ULTRAMAT 23, Rack Device, 1 Channel | 20491.35
7MB2335-0AL80-3AA3 | ULTRAMAT 23, Rack Device, 1 Channel | 22810.43
7MB2335-0AM00-3AA4 | ULTRAMAT 23, Rack Device, 1 Channel | 14371.93
7MB2335-0AM00-6AA1 | ULTRAMAT 23, Rack Device, 1 Channel | 14371.93
7MB2335-0AM06-3AA1 | ULTRAMAT 23, Rack Device, 1 Channel | 14371.93
7MB2335-0AM06-6AA1 | ULTRAMAT 23, Rack Device, 1 Channel | 14371.93
7MB2335-0AM10-1AA1 | ULTRAMAT 23, Rack Device, 1 Channel | 18705.57
7MB2335-0AM80-6AA0 | ULTRAMAT 23, Rack Device, 1 Channel | 22380.83
7MB2335-0AM80-6AA3-ZY11 | ULTRAMAT 23, Rack Device, 1 Channel | 22487.83
7MB2335-0AM86-1AA1 | ULTRAMAT 23, Rack Device, 1 Channel | 22380.83
7MB2335-0AN00-1AA1 | ULTRAMAT 23, Rack Device, 1 Channel | 14371.93
7MB2335-0AR00-3AA1 | ULTRAMAT 23, Rack Device, 1 Channel | 14371.93
7MB2335-0AR10-3AA1 | ULTRAMAT 23, Rack Device, 1 Channel | 18705.57
7MB2335-0AR80-3AA0-ZA31 | ULTRAMAT 23, Rack Device, 1 Channel | 22652.41
7MB2335-0AT00-6AA1 | ULTRAMAT 23, Rack Device, 1 Channel | 15509.24
7MB2337-2CP00-3AE2-ZC01 | ULTRAMAT 23, Rack device, 2 Channel | 22810.43
7MB2337-2CP00-3AG1 | ULTRAMAT 23, Rack device, 2 Channel | 22560.24
7MB2337-2CP00-3AG1-ZA31 | ULTRAMAT 23, Rack device, 2 Channel | 22841.69
7MB2337-2CP00-3AG2 | ULTRAMAT 23, Rack device, 2 Channel | 22560.24
7MB2337-2CP10-3NF1-ZA31 | ULTRAMAT 23, Rack device, 2 Channel | 29074.69
7MB2337-2CP10-3PV1 | ULTRAMAT 23, Rack device, 2 Channel | 28793.24
7MB2337-2CP60-6PH1 | ULTRAMAT 23, Rack device, 2 Channel | 25154.16
7MB2337-2CP70-6DM1 | ULTRAMAT 23, Rack device, 2 Channel | 27876.48
7MB2337-2CR10-3DR2 | ULTRAMAT 23, Rack device, 2 Channel | 26163.1
7MB2337-2CR10-3DR3 | ULTRAMAT 23, Rack device, 2 Channel | 26163.1
7MB2337-2CR10-3DR4 | ULTRAMAT 23, Rack device, 2 Channel | 26163.1
7MB2337-2CR80-3DR1 | ULTRAMAT 23, Rack device, 2 Channel | 29966.76
7MB2337-2DR10-3CR4 | ULTRAMAT 23, Rack device, 2 Channel | 26163.1
7MB2337-2DR10-6CR1 | ULTRAMAT 23, Rack device, 2 Channel | 26163.1
7MB2337-2DR16-3CR1 | ULTRAMAT 23, Rack device, 2 Channel | 26163.1
7MB2337-2DR80-3CR1 | ULTRAMAT 23, Rack device, 2 Channel | 29966.76
7MB2337-2NH10-3PH3 | ULTRAMAT 23, Rack device, 2 Channel | 30551.04
7MB2337-2NH10-3PH4 | ULTRAMAT 23, Rack device, 2 Channel | 30551.04
7MB2337-2NH80-3PG1 | ULTRAMAT 23, Rack device, 2 Channel | 34790.87
7MB2337-2NJ00-3PH3 | ULTRAMAT 23, Rack device, 2 Channel | 26065.99
7MB2337-2NJ00-3PJ3 | ULTRAMAT 23, Rack device, 2 Channel | 26065.99
7MB2337-2NW10-3PV1 | ULTRAMAT 23, Rack device, 2 Channel | 31423.37
7MB2337-2NW10-3PV2 | ULTRAMAT 23, Rack device, 2 Channel | 31423.37
7MB2337-2NW10-3PV3 | ULTRAMAT 23, Rack device, 2 Channel | 31423.37
7MB2337-2PE00-3NW4 | ULTRAMAT 23, Rack device, 2 Channel | 26938.32
7MB2337-2PH00-6CP1 | ULTRAMAT 23, Rack device, 2 Channel | 23872.02
7MB2337-2PH10-3AH0 | ULTRAMAT 23, Rack device, 2 Channel | 28803.11
7MB2337-2PH10-3AH1-ZA31 | ULTRAMAT 23, Rack device, 2 Channel | 29084.56
7MB2337-2PH10-3AH3 | ULTRAMAT 23, Rack device, 2 Channel | 28803.11
7MB2337-2PT00-5AD1 | ULTRAMAT 23, Rack device, 2 Channel | 25483.36
7MB2337-2PT00-6NF1 | ULTRAMAT 23, Rack device, 2 Channel | 27231.29
7MB2337-2PT10-3AU1 | ULTRAMAT 23, Rack device, 2 Channel | 29968.41
7MB2337-2PT10-3CP4 | ULTRAMAT 23, Rack device, 2 Channel | 29086.21
7MB2337-2PW00-3NH4 | ULTRAMAT 23, Rack device, 2 Channel | 26502.16
7MB2337-2PW00-3NJ2 | ULTRAMAT 23, Rack device, 2 Channel | 26502.16
7MB2337-2PW00-3NW1-ZA32D15 | ULTRAMAT 23, Rack device, 2 Channel | 27012.38
7MB2337-2PW00-3NW2 | ULTRAMAT 23, Rack device, 2 Channel | 26938.32
7MB2337-3AE00-5CN1 | ULTRAMAT 23, Rack device, 2 Channel | 22560.24
7MB2337-3AE00-5CP1 | ULTRAMAT 23, Rack device, 2 Channel | 22560.24
7MB2337-3AE00-5DR1 | ULTRAMAT 23, Rack device, 2 Channel | 22560.24
7MB2337-3AE10-3NF1 | ULTRAMAT 23, Rack device, 2 Channel | 29675.44
7MB2337-3AH00-5CP1 | ULTRAMAT 23, Rack device, 2 Channel | 22124.09
7MB2337-3AH00-5CP1-ZA31C01 | ULTRAMAT 23, Rack device, 2 Channel | 22655.7
7MB2337-3AH06-3CP1 | ULTRAMAT 23, Rack device, 2 Channel | 22124.09
7MB2337-3AH10-3CH1 | ULTRAMAT 23, Rack device, 2 Channel | 27055.18
7MB2337-3AL00-5DR1 | ULTRAMAT 23, Rack device, 2 Channel | 22124.09
7MB2337-3AL10-3PJ1 | ULTRAMAT 23, Rack device, 2 Channel | 28803.11
7MB2337-3AL10-5PJ3 | ULTRAMAT 23, Rack device, 2 Channel | 28803.11
7ME3400-2AC20-2BA2 | SITRANS FUS380 | 4276.62
7ME3400-2AC20-2EA2 | SITRANS FUS380 | 4373.91
7ME3400-2AC20-3BA2 | SITRANS FUS380 | 4276.62
7ME3400-2AC20-3EA2 | SITRANS FUS380 | 4373.91
7ME3400-2AE00-3EA2-ZY17 | SITRANS FUS380 | 4858.17
7ME3400-2AE20-2BA2 | SITRANS FUS380 | 4682.58
7ME3400-2AE20-4BA2 | SITRANS FUS380 | 4682.58
7ME3400-2AE20-8BA8 | SITRANS FUS380 | 4682.58
7ME3400-2CC00-4EA2 | SITRANS FUS380 | 4296.75
7ME3400-2CC00-4EA3 | SITRANS FUS380 | 4296.75
7ME3400-2CC00-5DA5 | SITRANS FUS380 | 4335.89
7ME3400-2CC00-6BA6 | SITRANS FUS380 | 4199.46
7ME3400-2CC00-6EA2 | SITRANS FUS380 | 4296.75
7ME3400-2CC30-3EA2 | SITRANS FUS380 | 4445.49
7ME3400-2CC30-4BA2 | SITRANS FUS380 | 4348.19
7ME3400-2CC30-4DA2 | SITRANS FUS380 | 4484.63
7ME3400-2CC30-4EA2 | SITRANS FUS380 | 4445.49
7ME3400-2CE20-4BA2 | SITRANS FUS380 | 4682.58
7ME3400-2CE20-4EA2 | SITRANS FUS380 | 4779.89
7ME3400-2CE20-6BA6 | SITRANS FUS380 | 4682.58
7ME3400-2CE30-3BA2 | SITRANS FUS380 | 4756.4
7ME3400-2DC00-3EA2 | SITRANS FUS380 | 4296.75
7ME3400-2DC00-3RA2 | SITRANS FUS380 | 4548.37
7ME3400-2DC00-4BA2 | SITRANS FUS380 | 4199.46
7ME3400-2DC00-4DA2 | SITRANS FUS380 | 4335.89
7ME3400-2DC30-4DA2 | SITRANS FUS380 | 4484.63
7ME3400-2DC30-4EA2 | SITRANS FUS380 | 4445.49
7MB2337-2CP00-3NH1 | ULTRAMAT 23, Rack device, 2 Channel | 23872.02
7MB2337-2CQ10-6AL0 | ULTRAMAT 23, Rack device, 2 Channel | 26609.14
7MB2337-2CQ80-3DR0-ZA13 | ULTRAMAT 23, Rack device, 2 Channel | 31370.7
7MB2337-2CR00-3DR0 | ULTRAMAT 23, Rack device, 2 Channel | 21678.04
7MB2337-2CR00-3DR1 | ULTRAMAT 23, Rack device, 2 Channel | 21678.04
7MB2337-2DR00-3CN1 | ULTRAMAT 23, Rack device, 2 Channel | 21678.04
7MB2337-2DR00-3CP1 | ULTRAMAT 23, Rack device, 2 Channel | 21678.04
7MB2337-2DR00-3CQ1 | ULTRAMAT 23, Rack device, 2 Channel | 21678.04
7MB2337-2DR00-3CR0 | ULTRAMAT 23, Rack device, 2 Channel | 21678.04
7MB2337-2DR00-3DR1 | ULTRAMAT 23, Rack device, 2 Channel | 21678.04
7MB2337-2NF10-3PE0 | ULTRAMAT 23, Rack device, 2 Channel | 31423.37
7MB2337-2NG00-3PJ3 | ULTRAMAT 23, Rack device, 2 Channel | 26502.16
7MB2337-2NG00-5PG1 | ULTRAMAT 23, Rack device, 2 Channel | 26938.32
7MB2337-2NG10-3PG0 | ULTRAMAT 23, Rack device, 2 Channel | 31423.37
7MB2337-2NV10-3PV3 | ULTRAMAT 23, Rack device, 2 Channel | 31423.37
7MB2337-2NW00-3CP4 | ULTRAMAT 23, Rack device, 2 Channel | 24308.19
7MB2337-2NW00-3PG1 | ULTRAMAT 23, Rack device, 2 Channel | 26938.32
7MB2337-2NW00-3PV4 | ULTRAMAT 23, Rack device, 2 Channel | 26938.32
7MB2337-2PG00-3CP2 | ULTRAMAT 23, Rack device, 2 Channel | 24308.19
7MB2337-2PG00-3NF3 | ULTRAMAT 23, Rack device, 2 Channel | 26938.32
7MB2337-2PG00-6NF1 | ULTRAMAT 23, Rack device, 2 Channel | 26938.32
7MB2337-2PG10-0NF1 | ULTRAMAT 23, Rack device, 2 Channel | 31423.37
7MB2337-2PH10-3NH3 | ULTRAMAT 23, Rack device, 2 Channel | 30551.04
7MB2337-2PJ00-0NJ1 | ULTRAMAT 23, Rack device, 2 Channel | 26065.99
7MB2337-2PJ00-3NH2 | ULTRAMAT 23, Rack device, 2 Channel | 26065.99
7MB2337-2PJ00-3NJ3-ZA13D15 | ULTRAMAT 23, Rack device, 2 Channel | 27469.95
7MB2337-2PV00-3NW4 | ULTRAMAT 23, Rack device, 2 Channel | 26938.32
7MB2337-2PV10-1AU1 | ULTRAMAT 23, Rack device, 2 Channel | 29675.44
7MB2337-2PV10-3AU1 | ULTRAMAT 23, Rack device, 2 Channel | 29675.44
7MB2337-2PV10-3CQ1-ZA31 | ULTRAMAT 23, Rack device, 2 Channel | 29074.69
7MB2337-3AD00-1CN1 | ULTRAMAT 23, Rack device, 2 Channel | 22560.24
7MB2337-3AD00-1CN1-ZA31 | ULTRAMAT 23, Rack device, 2 Channel | 22841.69
7MB2337-3AD00-4CK1 | ULTRAMAT 23, Rack device, 2 Channel | 23006.28
7MB2337-3AD00-4CK1-ZA32 | ULTRAMAT 23, Rack device, 2 Channel | 23080.35
7MB2337-3AG00-5CQ1 | ULTRAMAT 23, Rack device, 2 Channel | 22560.24
7MB2337-3AG00-6DP1 | ULTRAMAT 23, Rack device, 2 Channel | 22560.24
7MB2337-3AG10-3CP2 | ULTRAMAT 23, Rack device, 2 Channel | 27045.3
7MB2337-3AG10-5CP1 | ULTRAMAT 23, Rack device, 2 Channel | 27045.3
7MB2337-3AG10-5DL3 | ULTRAMAT 23, Rack device, 2 Channel | 27491.34
7MB2337-3AJ00-5CP1-ZA31 | ULTRAMAT 23, Rack device, 2 Channel | 22405.53
7MB2337-3AJ00-5CQ1 | ULTRAMAT 23, Rack device, 2 Channel | 22124.09
7MB2337-3AJ10-5CP1 | ULTRAMAT 23, Rack device, 2 Channel | 26609.14
7MB2337-3AK00-6CP1 | ULTRAMAT 23, Rack device, 2 Channel | 22124.09
7ME3400-2AC00-4BA3 | SITRANS FUS380 | 4199.46
7ME3400-2AC00-4DA2 | SITRANS FUS380 | 4335.89
7ME3400-2AC30-3EA2 | SITRANS FUS380 | 4445.49
7ME3400-2AC30-4BA2 | SITRANS FUS380 | 4348.19
7ME3400-2AC30-4EA2 | SITRANS FUS380 | 4445.49
7ME3400-2AC30-4EA2-ZY17 | SITRANS FUS380 | 4598.71
7ME3400-2AC40-3DA2 | SITRANS FUS380 | 4630.02
7ME3400-2CC00-3DA2 | SITRANS FUS380 | 4335.89
7ME3400-2CC00-3EA2 | SITRANS FUS380 | 4296.75
7ME3400-2CC00-4BA2 | SITRANS FUS380 | 4199.46
7ME3400-2CC00-4BA2-ZY17 | SITRANS FUS380 | 4352.66
7ME3400-2CC20-4BA2 | SITRANS FUS380 | 4276.62
7ME3400-2CC20-4BA2-ZY17 | SITRANS FUS380 | 4429.84
7ME3400-2CC20-4BA3 | SITRANS FUS380 | 4276.62
7MB2337-2PW10-3NW3 | ULTRAMAT 23, Rack device, 2 Channel | 31423.37
7MB2337-3AE00-3CG1 | ULTRAMAT 23, Rack device, 2 Channel | 23442.44
7MB2337-3AE00-3CN1 | ULTRAMAT 23, Rack device, 2 Channel | 22560.24
7MB2337-3AE10-5CP1 | ULTRAMAT 23, Rack device, 2 Channel | 27045.3
7MB2337-3AG00-5CP1 | ULTRAMAT 23, Rack device, 2 Channel | 22560.24
7MB2337-3AG10-6CP1 | ULTRAMAT 23, Rack device, 2 Channel | 27045.3
7MB2337-3AH00-3CP1 | ULTRAMAT 23, Rack device, 2 Channel | 22124.09
7MB2337-3AH10-5CR1 | ULTRAMAT 23, Rack device, 2 Channel | 26609.14
7MB2337-3AJ00-3PG0 | ULTRAMAT 23, Rack device, 2 Channel | 24754.21
7MB2337-3AK10-3CQ1 | ULTRAMAT 23, Rack device, 2 Channel | 26609.14
7MB2337-3AK10-5PJ3-ZD15Y11 | ULTRAMAT 23, Rack device, 2 Channel | 28913.38
7ME3400-2AC00-4EA2 | SITRANS FUS380 | 4296.75
7ME3400-2AC00-7BA6 | SITRANS FUS380 | 4199.46
7ME3400-2AC20-4BA2 | SITRANS FUS380 | 4276.62
7ME3400-2AC30-2BA2 | SITRANS FUS380 | 4348.19
7ME3400-2AC50-3BA2 | SITRANS FUS380 | 4642.32
7ME3400-2AE00-2EA2 | SITRANS FUS380 | 4704.95
7ME3400-2CC00-1BA2 | SITRANS FUS380 | 4199.46
7ME3400-2CC00-3BA3-ZY17 | SITRANS FUS380 | 4352.66
7ME3400-2CC00-4BA3 | SITRANS FUS380 | 4199.46
7ME3400-2CC00-4DA4 | SITRANS FUS380 | 4335.89
7ME3400-2CC00-6EA6 | SITRANS FUS380 | 4296.75
7ME3400-2CC20-3BA2 | SITRANS FUS380 | 4276.62
7ME3400-2CC20-6BA6 | SITRANS FUS380 | 4276.62
7ME3400-2CC30-3DA3 | SITRANS FUS380 | 4484.63
7ME3400-2CC30-5BA2 | SITRANS FUS380 | 4348.19
7ME3400-2CC40-3BA2 | SITRANS FUS380 | 4493.58
7ME3400-2CE00-4DA2 | SITRANS FUS380 | 4744.09
7ME3400-2CE20-3BA2 | SITRANS FUS380 | 4682.58
7ME3400-2CE30-3EA2 | SITRANS FUS380 | 4853.69
7ME3400-2CE30-4BA3 | SITRANS FUS380 | 4756.4
7ME3400-2CE30-8DA8 | SITRANS FUS380 | 4892.83
7ME3400-2DC00-1BA2 | SITRANS FUS380 | 4199.46
7ME3400-2DC00-2EA2 | SITRANS FUS380 | 4296.75
7ME3400-2DC00-4EA2 | SITRANS FUS380 | 4296.75
7ME3400-2DC20-3BA2-ZE21 | SITRANS FUS380 | 4276.62
7ME3400-2DC30-3BA2 | SITRANS FUS380 | 4348.19
7ME3400-2DC30-4BA3 | SITRANS FUS380 | 4348.19
7ME3400-2DE20-4BA2 | SITRANS FUS380 | 4682.58
7ME3400-2DE30-4EA3 | SITRANS FUS380 | 4853.69
7ME3400-2EC00-2EA2 | SITRANS FUS380 | 4852.57
7ME3400-2EC00-4EA2 | SITRANS FUS380 | 4852.57
7ME3400-2EC20-2BA2 | SITRANS FUS380 | 4832.45
7ME3400-2EC30-2RA2 | SITRANS FUS380 | 5251.83
7ME3400-2EC30-4BA2 | SITRANS FUS380 | 4902.9
7ME3400-2ED00-6DA3 | SITRANS FUS380 | 5191.44
7ME3400-2ED20-4BA5-ZE21 | SITRANS FUS380 | 5129.94
7ME3400-2ED30-3BA2 | SITRANS FUS380 | 5203.74
7ME3400-2GC00-3BA2 | SITRANS FUS380 | 4755.29
7ME3400-2GC00-4BA2 | SITRANS FUS380 | 4755.29
7ME3400-2GC00-6BA6 | SITRANS FUS380 | 4755.29
7ME3400-2GC00-6EA6 | SITRANS FUS380 | 4852.57
7ME3400-2GC20-6BA6 | SITRANS FUS380 | 4832.45
7ME3400-2GC30-2EA2 | SITRANS FUS380 | 5000.2
7ME3400-2GC30-4BA5 | SITRANS FUS380 | 4902.9
7ME3400-2GC30-4EA2 | SITRANS FUS380 | 5000.2
7ME3400-2GC30-7BA3 | SITRANS FUS380 | 4902.9
7ME3400-2GD00-1BA2 | SITRANS FUS380 | 5055
7ME3400-2GD20-4BA2 | SITRANS FUS380 | 5129.94
7ME3400-2GD30-3BA2 | SITRANS FUS380 | 5203.74
7ME3400-2GE00-6BA6 | SITRANS FUS380 | 5219.4
7ME3400-2GE20-6BA6 | SITRANS FUS380 | 5296.56
7ME3400-2HC00-3DA2 | SITRANS FUS380 | 4891.71
7ME3400-2HC00-4BA2 | SITRANS FUS380 | 4755.29
7ME3400-2HC20-3DA2 | SITRANS FUS380 | 4968.89
7ME3400-2HC20-4BA2 | SITRANS FUS380 | 4832.45
7ME3400-2HC30-4DA2 | SITRANS FUS380 | 5039.34
7ME3400-2HC40-3BA2 | SITRANS FUS380 | 5048.29
7ME3400-2JC00-3EA2 | SITRANS FUS380 | 5686.88
7ME3400-2JC00-4BA3 | SITRANS FUS380 | 5589.58
7ME3400-2JC20-4EA2 | SITRANS FUS380 | 5759.57
7ME3400-2CC20-4DA2 | SITRANS FUS380 | 4413.06
7ME3400-2CC40-4EA2 | SITRANS FUS380 | 4590.88
7ME3400-2CC50-4BA2 | SITRANS FUS380 | 4642.32
7ME3400-2CC50-4EA2 | SITRANS FUS380 | 4739.61
7ME3400-2CE00-3EA2 | SITRANS FUS380 | 4704.95
7ME3400-2CE00-4BA2 | SITRANS FUS380 | 4607.66
7ME3400-2CE30-4DA2 | SITRANS FUS380 | 4892.83
7ME3400-2CE30-4EA2 | SITRANS FUS380 | 4853.69
7ME3400-2CE30-4EA3 | SITRANS FUS380 | 4853.69
7ME3400-2CE30-5BA6 | SITRANS FUS380 | 4756.4
7ME3400-2DC20-3EA2 | SITRANS FUS380 | 4373.91
7ME3400-2DC20-4BA2 | SITRANS FUS380 | 4276.62
7ME3400-2DC20-4EA2 | SITRANS FUS380 | 4373.91
7ME3400-2DC20-6BA4 | SITRANS FUS380 | 4276.62
7ME3400-2EC00-3BA2 | SITRANS FUS380 | 4755.29
7ME3400-2EC00-3BA3 | SITRANS FUS380 | 4755.29
7ME3400-2EC00-4BA2 | SITRANS FUS380 | 4755.29
7ME3400-2EC00-4DA2 | SITRANS FUS380 | 4891.71
7ME3400-2EC30-5BA2 | SITRANS FUS380 | 4902.9
7ME3400-2EC30-5BA5 | SITRANS FUS380 | 4902.9
7ME3400-2EC40-2EA2 | SITRANS FUS380 | 5145.59
7ME3400-2EC40-3DA2 | SITRANS FUS380 | 5184.73
7ME3400-2GC00-4BA4 | SITRANS FUS380 | 4755.29
7ME3400-2GC00-4DA2 | SITRANS FUS380 | 4891.71
7ME3400-2GC00-4EA2 | SITRANS FUS380 | 4852.57
7ME3400-2GC00-4EA3 | SITRANS FUS380 | 4852.57
7ME3400-2GC30-3BA2 | SITRANS FUS380 | 4902.9
7ME3400-2GC30-3EA2 | SITRANS FUS380 | 5000.2
7ME3400-2GC30-4BA2 | SITRANS FUS380 | 4902.9
7ME3400-2GC30-4BA2-ZE21 | SITRANS FUS380 | 4902.9
7ME3400-2GD00-3EA2 | SITRANS FUS380 | 5152.3
7ME3400-2GD00-4BA2 | SITRANS FUS380 | 5055
7ME3400-2GD00-4BA2-ZY17 | SITRANS FUS380 | 5208.22
7ME3400-2GD00-4EA2 | SITRANS FUS380 | 5152.3
7ME3400-2GD20-3BA2 | SITRANS FUS380 | 5129.94
7ME3400-2GE30-4BA2 | SITRANS FUS380 | 5367.03
7ME3400-2GE30-4EA3 | SITRANS FUS380 | 5464.31
7ME3400-2GE30-8DA8 | SITRANS FUS380 | 5503.47
7ME3400-2HC00-2EA2 | SITRANS FUS380 | 4852.57
7ME3400-2HC20-4DA2 | SITRANS FUS380 | 4968.89
7ME3400-2HC20-4EA2 | SITRANS FUS380 | 4929.74
7ME3400-2HC30-3BA2 | SITRANS FUS380 | 4902.9
7ME3400-2HC30-4BA2 | SITRANS FUS380 | 4902.9
7ME3400-2JC00-4EA2 | SITRANS FUS380 | 5686.88
7ME3400-2JC20-2BA2 | SITRANS FUS380 | 5662.26
7ME3400-2JC20-3EA2 | SITRANS FUS380 | 5759.57
7ME3400-2JC20-4BA2 | SITRANS FUS380 | 5662.26
7ME6310-2DJ33-2CB1 | SITRANS F M MAG 3100 | 4303.57
7ME6310-2DJ33-3AA1 | SITRANS F M MAG 3100 | 3261.93
7ME6310-2DJ37-2HB1-ZC14C15Y17 | SITRANS F M MAG 3100 | 4526.77
7ME6310-2DJ37-6AA2 | SITRANS F M MAG 3100 | 2634.94
7ME6310-2RF11-1AA1-ZC14 | SITRANS F M MAG 3100 | 1525.25
7ME6310-2RF11-1AA1-ZY17 | SITRANS F M MAG 3100 | 1572.44
7ME6310-2RF11-1AA1-ZY41 | SITRANS F M MAG 3100 | 1991.63
7ME6310-2RF11-1BA3 | SITRANS F M MAG 3100 | 1758.45
7ME6310-2RF13-1AA1 | SITRANS F M MAG 3100 | 1649.57
7ME6310-2RF13-1AA1-ZC14 | SITRANS F M MAG 3100 | 1727.59
7ME6310-2RF13-1AA1-ZC15 | SITRANS F M MAG 3100 | 1727.59
7ME6310-2RF13-1AA1-ZY17 | SITRANS F M MAG 3100 | 1774.78
7ME6310-2RF13-2AA1-ZC14Y18Y20 | SITRANS F M MAG 3100 | 2046.07
7ME6310-2RF13-2AA1-ZN02 | SITRANS F M MAG 3100 | 1776.6
7ME6310-2RF13-2AA1-ZY17 | SITRANS F M MAG 3100 | 1891.83
7ME6310-2RF13-2AA1-ZY18 | SITRANS F M MAG 3100 | 1867.32
7ME6310-2RF13-2AA1-ZY20 | SITRANS F M MAG 3100 | 1867.32
7ME6310-2RF13-5AA1 | SITRANS F M MAG 3100 | 2149.52
7ME6310-2RF13-5AA1-ZC14Y18Y20 | SITRANS F M MAG 3100 | 2428.99
7ME6310-2RF13-5AA2-ZC14 | SITRANS F M MAG 3100 | 2227.55
7ME6310-2RF13-5CA1 | SITRANS F M MAG 3100 | 3992.34
7ME6310-2RF23-1AA1 | SITRANS F M MAG 3100 | 1831.04
7ME6310-2RF23-1AA1-ZY17 | SITRANS F M MAG 3100 | 1956.25
7ME6310-2RF23-1AA2-ZC14Y41 | SITRANS F M MAG 3100 | 2453.47
6FX7002-5LM62-1BC0 | POWER CABLE PREASSEMBLED | 371.77
6FX7002-5LM70-1AA5 | POWER CABLE PREASSEMBLED | 365.64
6FX7002-5LM70-1BC0 | POWER CABLE PREASSEMBLED | 677.67
6FX7002-5LM72-1AA6 | POWER CABLE PREASSEMBLED | 350.08
6FX7002-5LM72-1BF0 | POWER CABLE PREASSEMBLED | 571.21
6FX7002-5LM72-1CK0 | POWER CABLE PREASSEMBLED | 792.33
6FX7002-5LM80-1AD0 | POWER CABLE PREASSEMBLED | 415.38
6FX7002-5LM80-1BC0 | POWER CABLE PREASSEMBLED | 642.19
6FX8002-5DG32-1EF0 | POWER CABLE PREASSEMBLED | 1100.41
6FX8002-5DG33-1AJ5 | POWER CABLE, PREASSEMBLED | 1972.07
6FX8002-5DG33-1CJ0 | POWER CABLE, PREASSEMBLED | 3854.76
6FX8002-5DG33-1EE0 | POWER CABLE, PREASSEMBLED | 5429.57
6FX8002-5DG41-1AG5 | POWER CABLE, PREASSEMBLED | 465.43
6FX8002-5DG41-1BJ0 | POWER CABLE, PREASSEMBLED | 780.26
7ML5731-2AB11-1AA0 | SITRANS LVS200 - STANDARD | 1140.6
7ML5731-2AB11-2AA0 | SITRANS LVS200 - STANDARD | 1228.34
7ML5731-2AB12-1AA0-ZY01 | SITRANS LVS200 - STANDARD | 1527.45
7ML5731-2AB14-1FA0-ZY01 | SITRANS LVS200 - STANDARD | 1623.17
7ML5731-2AB16-1CA0-ZY01 | SITRANS LVS200 - STANDARD | 1601.89
7ML5731-2AB23-1CA0-ZY01 | SITRANS LVS200 - STANDARD | 1446.35
7ML5731-2AB25-1CA0-ZY01 | SITRANS LVS200 - STANDARD | 1975.46
7ML5731-2AB31-2AA0 | SITRANS LVS200 - STANDARD | 1228.34
7ML5731-2AB32-2DA0-ZY01 | SITRANS LVS200 - STANDARD | 1456.99
7ML5731-2AB38-2AA0-ZY01 | SITRANS LVS200 - STANDARD | 2079.15
7ML5731-2AE34-2AA0-ZY01 | SITRANS LVS200 - STANDARD | 2045.91
7ML5731-2AG31-2CA0 | SITRANS LVS200 - STANDARD | 1467.63
7ML5731-2AH32-2BA0-ZY01 | SITRANS LVS200 - STANDARD | 2180.18
7ML5731-2BA11-1AA0 | SITRANS LVS200 - STANDARD | 1374.58
7ML5731-2BA14-2CA0 | SITRANS LVS200 - STANDARD | 1768.07
7ML5731-2BA31-2BA0 | SITRANS LVS200 - STANDARD | 1462.32
7ML5731-2BB22-1DA0-ZK05Y01Y14 | SITRANS LVS200 - STANDARD | 2271.89
7ML5731-2BB26-1DA0-ZK05Y01Y14 | SITRANS LVS200 - STANDARD | 2485.94
7ML5731-2CB14-1CA0-ZY01 | SITRANS LVS200 - STANDARD | 1833.21
7ML5731-2DA48-2AA0-ZY01 | SITRANS LVS200 - STANDARD | 3227.72
7ML5731-3AA11-1BA0-ZK05 | SITRANS LVS200 - STANDARD | 1268.23
7ML5731-3AA11-1DA0 | SITRANS LVS200 - STANDARD | 918.6
7ML5731-3AA31-2BA0 | SITRANS LVS200 - STANDARD | 1183.14
7ML5731-3AA31-2DA0 | SITRANS LVS200 - STANDARD | 1006.34
7ML5731-3AB31-2AA0 | SITRANS LVS200 - STANDARD | 1183.14
7ML5731-3AC11-1CA0 | SITRANS LVS200 - STANDARD | 1270.88
7ML5731-3AH32-2CA0-ZY01 | SITRANS LVS200 - STANDARD | 1958.16
7ML5731-3AK11-1BA0-ZK05 | SITRANS LVS200 - STANDARD | 1684.32
7ML5731-3BB15-1AA0-ZY01 | SITRANS LVS200 - STANDARD | 1914.29
7ML5731-3BE32-2BA0-ZY01 | SITRANS LVS200 - STANDARD | 2103.07
7ML5731-4AA13-1BA0-ZY01 | SITRANS LVS200 - STANDARD | 1500.86
7ML5731-4AB11-1CA0 | SITRANS LVS200 - STANDARD | 876.06
7ML5731-4AB25-1AA0-ZY01 | SITRANS LVS200 - STANDARD | 2064.51
7ML5731-4AB32-2CA0-ZY01 | SITRANS LVS200 - STANDARD | 1369.26
7ML5731-4BB11-1DA0 | SITRANS LVS200 - STANDARD | 1110.03
7ML5731-4BB32-2CA0-ZY01 | SITRANS LVS200 - STANDARD | 1603.22
7ML5731-5AA14-1FA0-ZY01 | SITRANS LVS200 - STANDARD | 1740.15
7ML5731-5AA31-2FA0 | SITRANS LVS200 - STANDARD | 1345.32
7ML5731-5AB11-1FA0-ZY14 | SITRANS LVS200 - STANDARD | 1308.11
7ML5731-5AB12-1EA0-ZY01 | SITRANS LVS200 - STANDARD | 1644.43
7ML5731-5AG11-1EA0 | SITRANS LVS200 - STANDARD | 1673.69
7ML5731-5AG16-1DA0-ZA20Y01 | SITRANS LVS200 - STANDARD | 2230.7
7ML5731-5AH38-2FA0-ZY01 | SITRANS LVS200 - STANDARD | 2742.51
7ME6310-3FF23-2AA1 | SITRANS F M MAG 3100 | 2205.77
7ME6310-3FG11-2AA1 | SITRANS F M MAG 3100 | 2462.55
7ME6310-3FG14-2AA1 | SITRANS F M MAG 3100 | 2663.08
7ME6310-3FJ11-1CA2 | SITRANS F M MAG 3100 | 3359.92
7ME6310-3FJ12-1AA2 | SITRANS F M MAG 3100 | 1711.27
7ME6310-3FJ13-1CF2-ZY17 | SITRANS F M MAG 3100 | 4085.8
7ME6310-3FJ13-1DB1-ZY17 | SITRANS F M MAG 3100 | 4736.37
7ME6310-3FJ13-2CB1-ZY17 | SITRANS F M MAG 3100 | 3989.61
7ME6310-3FJ15-2AA2 | SITRANS F M MAG 3100 | 1978.02
7ME6310-3FJ23-1CF2-ZY17 | SITRANS F M MAG 3100 | 4328.97
7ME6310-3FK11-1AA2 | SITRANS F M MAG 3100 | 1704.01
7ME6310-3FK13-1BA4-ZY17 | SITRANS F M MAG 3100 | 2324.63
7ME6310-3MA13-1KA1 | SITRANS F M MAG 3100 | 3050.51
7ME6310-3MA13-1LB1 | SITRANS F M MAG 3100 | 3256.49
7ME6310-3MC11-1AA1-ZC15 | SITRANS F M MAG 3100 | 1614.18
7ME6310-3MC11-1AA1-ZY41 | SITRANS F M MAG 3100 | 2080.56
7ME6310-3MC11-1AA2-ZC14 | SITRANS F M MAG 3100 | 1614.18
7ME6310-3MC11-2AA1-ZY17 | SITRANS F M MAG 3100 | 1778.41
7ME6310-3MC11-2BA3 | SITRANS F M MAG 3100 | 1964.42
7ME6310-3MC12-1AA1-ZC14 | SITRANS F M MAG 3100 | 1810.16
7ME6310-3MC12-1JB1-ZC14Y17Y20 | SITRANS F M MAG 3100 | 3798.16
7ME6310-3MC12-2BA3-ZY41 | SITRANS F M MAG 3100 | 2704.81
7ME6310-3MC13-1AA1-ZC14 | SITRANS F M MAG 3100 | 1806.53
7ME6310-8FB12-1AA1 | SITRANS F M MAG 3100 | 43564.64
7ME6310-8FB14-1AA1 | SITRANS F M MAG 3100 | 43564.64
7ME6310-8FB14-2AA1-ZY41 | SITRANS F M MAG 3100 | 44226.1
7ME6310-8FL11-1JA1-ZC14 | SITRANS F M MAG 3100 | 45198.78
7ME6310-8FL12-2AA1-ZY20 | SITRANS F M MAG 3100 | 43782.39
7ME6310-8KA12-2AA1-ZC14Y17 | SITRANS F M MAG 3100 | 43884.93
7ME6310-8KB11-1AA1-ZC14 | SITRANS F M MAG 3100 | 46755.79
7ME6310-8KL11-1AA2 | SITRANS F M MAG 3100 | 46677.76
7ME6310-8KL12-1AA2 | SITRANS F M MAG 3100 | 46677.76
7ME6310-8PA12-2AA1-ZY41 | SITRANS F M MAG 3100 | 50448.71
7ME6310-8PA14-1AA1 | SITRANS F M MAG 3100 | 49787.25
7ME6310-8PB11-2AA1 | SITRANS F M MAG 3100 | 52238.91
7ME6310-8PB12-1JA1 | SITRANS F M MAG 3100 | 53677.97
7ME6310-8PD11-2AA1 | SITRANS F M MAG 3100 | 54573.52
7ME6310-8PD12-1AA1-ZY20 | SITRANS F M MAG 3100 | 54557.19
7ME6310-8PL14-1AA2 | SITRANS F M MAG 3100 | 52121.86
7ME6310-8TA11-1AA1-ZY41 | SITRANS F M MAG 3100 | 62779.6
7ME6310-8TA14-1AA2 | SITRANS F M MAG 3100 | 62235.2
7ME6310-8TB11-1AA1 | SITRANS F M MAG 3100 | 65035.28
7ME6310-8TB12-2AA1-ZY17 | SITRANS F M MAG 3100 | 65277.54
7ME6310-8TB14-1AA2 | SITRANS F M MAG 3100 | 65035.28
7ME6310-8YA11-1AA2 | SITRANS F M MAG 3100 | 88687.2
7ME6310-8YA12-1AA1-ZC14 | SITRANS F M MAG 3100 | 88765.22
7ME6310-8YB12-2AA1-ZY17 | SITRANS F M MAG 3100 | 92041.67
7ME6310-8YB14-1AA2 | SITRANS F M MAG 3100 | 91799.41
7ME6310-8YL11-2AA2-ZC14Y20Y41 | SITRANS F M MAG 3100 | 92639.62
7ME6310-8YL12-1AA2-ZY17Y20 | SITRANS F M MAG 3100 | 92025.33
7ME6320-1VF13-1AA3 | SITRANS F M MAG 3100 High Temperature | 2526.97
7ME6320-1VF33-1AA3-ZC14 | SITRANS F M MAG 3100 High Temperature | 3201.14
7ME6320-1VJ13-1AA4 | SITRANS F M MAG 3100 High Temperature | 2526.97
7ME6320-1VJ13-2AA4 | SITRANS F M MAG 3100 High Temperature | 2644.02
7ME6320-2DF12-1LB1-ZC14 | SITRANS F M MAG 3100 High Temperature | 3616.7
7ME6320-2DF12-2AA1-ZC14 | SITRANS F M MAG 3100 High Temperature | 2205.77
7ME6320-2DF13-2AA4 | SITRANS F M MAG 3100 High Temperature | 2644.02
7ME6320-2DF22-2AA1-ZY17 | SITRANS F M MAG 3100 High Temperature | 2497.93
7ME6320-2DJ12-1AA2 | SITRANS F M MAG 3100 High Temperature | 2010.69
7ME6320-2DJ12-1AA4-ZC14 | SITRANS F M MAG 3100 High Temperature | 2252.04
7ME6320-2DJ13-3AA3 | SITRANS F M MAG 3100 High Temperature | 3651.19
7ME6320-2RF12-1AA1 | SITRANS F M MAG 3100 High Temperature | 2022.49
7ME6320-2RF13-2AA1 | SITRANS F M MAG 3100 High Temperature | 2517.9
7ME6320-2RF13-2AA4 | SITRANS F M MAG 3100 High Temperature | 2681.23
7ME6320-2RJ12-2AA2 | SITRANS F M MAG 3100 High Temperature | 2139.53
7ME6320-2RJ13-1AA4-ZY17 | SITRANS F M MAG 3100 High Temperature | 2689.4
7ME6320-2YF12-1AA1-ZC14 | SITRANS F M MAG 3100 High Temperature | 2125.01
7ME6320-2YF12-2AA1 | SITRANS F M MAG 3100 High Temperature | 2164.04
7ME6320-2YF13-2AA1 | SITRANS F M MAG 3100 High Temperature | 2536.05
7ME6520-5DC12-2MA1-ZP12 | SITRANS F M MAG 5100 W | 5906.86
7ME6520-5DC13-2AA1-ZC14Y20 | SITRANS F M MAG 5100 W | 3759.15
7ME6520-5DC13-2AA1-ZN02 | SITRANS F M MAG 5100 W | 3590.39
3WL1116-2DG35-5FM4 | WITHDRAWABLE CIRCUIT BREAKER | 15804.36
3WL1116-2DG36-1AA4 | WITHDRAWABLE CIRCUIT BREAKER | 14499.77
3WL1116-2DG36-1BA2 | WITHDRAWABLE CIRCUIT BREAKER | 14491.75
3WL1116-2DG36-4GA2 | WITHDRAWABLE CIRCUIT BREAKER | 16464.29
3WL1116-2DG36-4GG4 | WITHDRAWABLE CIRCUIT BREAKER | 17182.73
3WL1116-2DG37-1GN2 | WITHDRAWABLE CIRCUIT BREAKER | 15312.83
3WL1116-2DG41-1AA2 | FIXED-MOUNTED CIRCUIT BREAKER | 15178.93
3WL1116-2DG42-1GN8-ZT40 | FIXED-MOUNTED CIRCUIT BREAKER | 15900.58
3WL1116-2DG44-1AA2 | FIXED-MOUNTED CIRCUIT BREAKER | 15178.93
3WL1116-2DG45-1AA2 | WITHDRAWABLE CIRCUIT BREAKER | 16141.14
3WL1116-2DG46-1GA2 | WITHDRAWABLE CIRCUIT BREAKER | 18260.41
3WL1116-2DG46-1GN4 | WITHDRAWABLE CIRCUIT BREAKER | 19043.82
3WL1116-2DG46-5FA4 | WITHDRAWABLE CIRCUIT BREAKER | 20596.2
3WL1116-2DG47-1AA2 | WITHDRAWABLE CIRCUIT BREAKER | 18626.85
3WL1116-2EB32-1AF2 | FIXED-MOUNTED CIRCUIT BREAKER | 11196.15
3WL1116-2EB32-1AN2 | FIXED-MOUNTED CIRCUIT BREAKER | 11261.11
3WL1116-2EB32-4AN2 | FIXED-MOUNTED CIRCUIT BREAKER | 13233.65
3WL1116-2EB32-4GA2 | FIXED-MOUNTED CIRCUIT BREAKER | 13168.69
3WL1116-2EB33-1AA2 | FIXED-MOUNTED CIRCUIT BREAKER | 11241.87
3WL1116-2EB34-1AA2 | FIXED-MOUNTED CIRCUIT BREAKER | 11241.87
3WL1116-2EB34-4GA2 | FIXED-MOUNTED CIRCUIT BREAKER | 13569.62
3WL1116-2EB35-1AA4 | WITHDRAWABLE CIRCUIT BREAKER | 12487.13
3WL1116-2EB36-1AA2 | WITHDRAWABLE CIRCUIT BREAKER | 13567.22
3WL1116-2EB36-1AN2 | WITHDRAWABLE CIRCUIT BREAKER | 13987.38
3WL1116-2EB36-4AJ2 | WITHDRAWABLE CIRCUIT BREAKER | 15959.92
3WL1116-2EB36-4AS2 | WITHDRAWABLE CIRCUIT BREAKER | 16566.11
3WL1116-2EB36-4GG4 | WITHDRAWABLE CIRCUIT BREAKER | 16613.42
3WL1116-2EB36-4GN4 | WITHDRAWABLE CIRCUIT BREAKER | 16678.38
3WL1116-2EB37-1GA2 | WITHDRAWABLE CIRCUIT BREAKER | 14323.36
3WL1116-2EB37-4AN2 | WITHDRAWABLE CIRCUIT BREAKER | 16360.84
3WL1116-2EB38-4GA2 | WITHDRAWABLE CIRCUIT BREAKER | 15894.98
3WL1116-2EB38-4GB2-ZK07 | WITHDRAWABLE CIRCUIT BREAKER | 16372.86
3WL1116-2EB42-1BA2 | FIXED-MOUNTED CIRCUIT BREAKER | 14243.17
3WL1116-2EB42-1GA2-ZK07 | FIXED-MOUNTED CIRCUIT BREAKER | 14365.85
3WL1116-2EB42-4GJ2 | FIXED-MOUNTED CIRCUIT BREAKER | 16635.88
3WL1116-2EB43-1AA2 | FIXED-MOUNTED CIRCUIT BREAKER | 14609.62
3WL1116-2EB46-1AJ2 | WITHDRAWABLE CIRCUIT BREAKER | 17756.06
3WL1116-2EB46-1AP4 | WITHDRAWABLE CIRCUIT BREAKER | 18168.2
3WL1116-2EB46-4BA2 | WITHDRAWABLE CIRCUIT BREAKER | 19663.64
3WL1116-2EB46-4GA2 | WITHDRAWABLE CIRCUIT BREAKER | 19663.64
3WL1116-2EB46-4GN4 | WITHDRAWABLE CIRCUIT BREAKER | 20447.04
3WL1116-2EB46-5FA2 | WITHDRAWABLE CIRCUIT BREAKER | 19663.64
3WL1116-2EB48-4GS4 | WITHDRAWABLE CIRCUIT BREAKER | 21053.24
3WL1116-2EB63-4AN4-ZK07 | FIXED-MOUNTED CIRCUIT BREAKER | 14120.48
3WL1116-2EG32-4AA2 | FIXED-MOUNTED CIRCUIT BREAKER | 14024.26
3WL1116-2EG32-4GA4 | FIXED-MOUNTED CIRCUIT BREAKER | 14742.72
3WL1116-2EG32-5AA2 | FIXED-MOUNTED CIRCUIT BREAKER | 14024.26
3WL1116-2EG34-1AA2 | FIXED-MOUNTED CIRCUIT BREAKER | 12452.65
3WL1116-2EG36-4AA4 | WITHDRAWABLE CIRCUIT BREAKER | 17113.77
3WL1116-2EG36-4GA4 | WITHDRAWABLE CIRCUIT BREAKER | 17468.99
3WL1116-2EG36-4GS4 | WITHDRAWABLE CIRCUIT BREAKER | 18495.35
3WL1116-2EG36-5FA4 | WITHDRAWABLE CIRCUIT BREAKER | 17468.99
3WL1116-2EG38-1AA2 | WITHDRAWABLE CIRCUIT BREAKER | 14778.01
3WL1116-2EG41-1GA4 | FIXED-MOUNTED CIRCUIT BREAKER | 16538.85
3WL1208-4CB32-4AJ2-ZA15 | FIXED-MOUNTED CIRCUIT BREAKER | 12728.49
3WL1208-4CB32-4BA2 | FIXED-MOUNTED CIRCUIT BREAKER | 9464.17
3WL1208-4CB32-4GP4 | FIXED-MOUNTED CIRCUIT BREAKER | 10296.49
3WL1208-4CB32-6AJ2-ZA15 | FIXED-MOUNTED CIRCUIT BREAKER | 12728.49
3WL1208-4CB34-4AN2 | FIXED-MOUNTED CIRCUIT BREAKER | 10002.22
3WL1208-4CB35-1AA2 | WITHDRAWABLE CIRCUIT BREAKER | 8138.72
3WL1208-4CB35-4GA4 | WITHDRAWABLE CIRCUIT BREAKER | 10829.72
3WL1208-4CB36-1GA2 | WITHDRAWABLE CIRCUIT BREAKER | 10282.06
3WL1208-4CB36-4AA2 | WITHDRAWABLE CIRCUIT BREAKER | 11899.38
3WL1208-4CB36-4GN2 | WITHDRAWABLE CIRCUIT BREAKER | 12674.76
3WL1208-4CB36-4GP2 | WITHDRAWABLE CIRCUIT BREAKER | 12723.67
3WL1208-4CB37-4AS4 | WITHDRAWABLE CIRCUIT BREAKER | 13778.1
3WL1208-4CB38-1AA2-ZR21 | WITHDRAWABLE CIRCUIT BREAKER | 10403.94
3WL1208-4CB38-1AN4 | WITHDRAWABLE CIRCUIT BREAKER | 10710.24
3WL1208-4CB41-1AA2 | FIXED-MOUNTED CIRCUIT BREAKER | 10415.96
3WL1208-4CB42-1GA2 | FIXED-MOUNTED CIRCUIT BREAKER | 10137.72
3WL1208-4CB46-1GA2 | WITHDRAWABLE CIRCUIT BREAKER | 13657.83
3WL1208-4CB46-4GA4 | WITHDRAWABLE CIRCUIT BREAKER | 15993.59
3WL1208-4DG32-1AA2 | FIXED-MOUNTED CIRCUIT BREAKER | 8130.71
3WL1208-4DG32-4GA2 | FIXED-MOUNTED CIRCUIT BREAKER | 10458.46
3WL1208-4DG32-4GN2 | FIXED-MOUNTED CIRCUIT BREAKER | 10878.63
3WL1208-4DG33-1AA2 | FIXED-MOUNTED CIRCUIT BREAKER | 8603.79
3WL1208-4DG34-5FA2 | FIXED-MOUNTED CIRCUIT BREAKER | 10931.55
3WL1208-4DG36-4GN4 | WITHDRAWABLE CIRCUIT BREAKER | 14032.29
3WL1208-4DG36-4GP4 | WITHDRAWABLE CIRCUIT BREAKER | 14081.2
3WL1208-4DG45-1AA2 | WITHDRAWABLE CIRCUIT BREAKER | 11730.99
3WL1208-4DG46-4GA2 | WITHDRAWABLE CIRCUIT BREAKER | 16624.65
3WL1208-4EB32-1AN4-ZA05 | FIXED-MOUNTED CIRCUIT BREAKER | 11039
3WL1208-4EB32-4GA4 | FIXED-MOUNTED CIRCUIT BREAKER | 10252.39
3WL1208-4EB34-1AA2 | FIXED-MOUNTED CIRCUIT BREAKER | 8034.49
3WL1208-4EB35-1BA4 | WITHDRAWABLE CIRCUIT BREAKER | 9282.15
3WL1208-4EB36-4GN4 | WITHDRAWABLE CIRCUIT BREAKER | 13462.98
3WL1208-4EB36-4GP4 | WITHDRAWABLE CIRCUIT BREAKER | 13511.89
3WL1208-4EB42-1AA2 | FIXED-MOUNTED CIRCUIT BREAKER | 10207.48
3WL1208-4EB44-1AA2 | FIXED-MOUNTED CIRCUIT BREAKER | 10840.95
3WL1208-4EG32-4GA2 | FIXED-MOUNTED CIRCUIT BREAKER | 11099.93
3WL1208-4EG32-4GN2 | FIXED-MOUNTED CIRCUIT BREAKER | 11520.11
3WL1208-4EG35-4AQ2 | WITHDRAWABLE CIRCUIT BREAKER | 12877.64
3WL1208-4EG36-1BP2 | WITHDRAWABLE CIRCUIT BREAKER | 12386.9
3WL1208-4EG36-4GP2 | WITHDRAWABLE CIRCUIT BREAKER | 14359.44
3WL1208-4EG37-1AA2 | WITHDRAWABLE CIRCUIT BREAKER | 12051.72
3WL1208-4EG45-1AA4 | WITHDRAWABLE CIRCUIT BREAKER | 12735.7
3WL1208-4EG46-1AA4 | WITHDRAWABLE CIRCUIT BREAKER | 15301.61
3WL1208-4FB32-4GA2 | FIXED-MOUNTED CIRCUIT BREAKER | 10298.09
3WL1208-4FB32-4GN2 | FIXED-MOUNTED CIRCUIT BREAKER | 10718.27
3WL1208-4FB34-1AA2 | FIXED-MOUNTED CIRCUIT BREAKER | 8443.42
3WL1208-4FB36-1AA2 | WITHDRAWABLE CIRCUIT BREAKER | 10760.76
3WL1208-4FB36-4GN4 | WITHDRAWABLE CIRCUIT BREAKER | 13871.92
3WL1208-4FB36-4GP4 | WITHDRAWABLE CIRCUIT BREAKER | 13920.83
3WL1208-4FB46-1AA2 | WITHDRAWABLE CIRCUIT BREAKER | 14136.53
3WL1208-4FG32-1AA2 | FIXED-MOUNTED CIRCUIT BREAKER | 9229.24
3WL1208-4FG32-4GP2 | FIXED-MOUNTED CIRCUIT BREAKER | 12026.07
3WL1208-4FG33-1AA2 | FIXED-MOUNTED CIRCUIT BREAKER | 9702.33
3WL1208-4FG36-4GA4 | WITHDRAWABLE CIRCUIT BREAKER | 14710.65
3WL1208-4FG36-4GN4 | WITHDRAWABLE CIRCUIT BREAKER | 15130.81
3WL1212-4CB38-4AN2 | WITHDRAWABLE CIRCUIT BREAKER | 13610.52
3WL1212-4CB38-5FA2 | WITHDRAWABLE CIRCUIT BREAKER | 13545.56
3WL1212-4CB42-4GA2 | FIXED-MOUNTED CIRCUIT BREAKER | 13305.01
3WL1212-4CB43-1AA2 | FIXED-MOUNTED CIRCUIT BREAKER | 11618.73
3WL1212-4CB47-1AA2 | WITHDRAWABLE CIRCUIT BREAKER | 15146.86
3WL1212-4CB48-4GA2 | WITHDRAWABLE CIRCUIT BREAKER | 16993.5
3WL1212-4DG32-4GN2 | FIXED-MOUNTED CIRCUIT BREAKER | 12257.81
3WL1212-4DG32-4GP2 | FIXED-MOUNTED CIRCUIT BREAKER | 12306.72
3WL1212-4DG35-4GA4 | WITHDRAWABLE CIRCUIT BREAKER | 13179.13
3WL1212-4DG36-4AA2 | WITHDRAWABLE CIRCUIT BREAKER | 14184.63
3WL1212-4DG36-4GS2 | WITHDRAWABLE CIRCUIT BREAKER | 15566.22
3WL1212-4DG38-1AA2 | WITHDRAWABLE CIRCUIT BREAKER | 12212.09
3WL1212-4DG46-1AA2 | WITHDRAWABLE CIRCUIT BREAKER | 15660.03
3WL1212-4DG47-1AA2 | WITHDRAWABLE CIRCUIT BREAKER | 16141.14
3WL1212-4EB32-1GA2 | FIXED-MOUNTED CIRCUIT BREAKER | 9295.78
3WL1212-4EB32-4AN2 | FIXED-MOUNTED CIRCUIT BREAKER | 11333.28
3WL1212-4EB32-4GA4 | FIXED-MOUNTED CIRCUIT BREAKER | 11631.56
3WL1212-4EB33-1AA2 | FIXED-MOUNTED CIRCUIT BREAKER | 9389.6
3WL1212-4EB34-4AA2 | FIXED-MOUNTED CIRCUIT BREAKER | 11362.14
3WL1212-4EB36-1FA4 | WITHDRAWABLE CIRCUIT BREAKER | 12361.24
3WL1212-4EB36-4AA2 | WITHDRAWABLE CIRCUIT BREAKER | 13615.32
3WL1212-4EB36-4GP2 | WITHDRAWABLE CIRCUIT BREAKER | 14439.63
3WL1212-4EB36-5FA2 | WITHDRAWABLE CIRCUIT BREAKER | 13970.54
3WL1212-4EB37-4GG4 | WITHDRAWABLE CIRCUIT BREAKER | 15170.1
3WL1212-4EB42-1AA2 | FIXED-MOUNTED CIRCUIT BREAKER | 11402.24
3WL1212-4EB42-4AA2 | FIXED-MOUNTED CIRCUIT BREAKER | 13374.78
3WL1212-4EB48-1AA2 | WITHDRAWABLE CIRCUIT BREAKER | 15090.72
3WL1212-4EG31-1AA2 | FIXED-MOUNTED CIRCUIT BREAKER | 10600.39
3WL1212-4EG32-4GP4 | FIXED-MOUNTED CIRCUIT BREAKER | 13311.43
3WL1212-4EG34-1AA2 | FIXED-MOUNTED CIRCUIT BREAKER | 10600.39
3WL1212-4EG36-4GA4 | WITHDRAWABLE CIRCUIT BREAKER | 15544.57
3WL1212-4EG36-4GN4 | WITHDRAWABLE CIRCUIT BREAKER | 15964.73
3WL1212-4EG43-1AA2 | FIXED-MOUNTED CIRCUIT BREAKER | 13254.49
3WL1212-4EG45-1AA2 | WITHDRAWABLE CIRCUIT BREAKER | 13575.24
3WL1212-4FB31-4AS4 | FIXED-MOUNTED CIRCUIT BREAKER | 13160.69
3WL1212-4FB32-4GA2 | FIXED-MOUNTED CIRCUIT BREAKER | 11677.27
3WL1212-4FB32-4GP4 | FIXED-MOUNTED CIRCUIT BREAKER | 12509.58
3WL1212-4FB34-1AA2 | FIXED-MOUNTED CIRCUIT BREAKER | 9798.55
3WL1212-4FB36-4FG4 | WITHDRAWABLE CIRCUIT BREAKER | 15097.94
3WL1212-4FB36-4GA4 | WITHDRAWABLE CIRCUIT BREAKER | 14742.72
3WL1212-4FB37-6BB4 | WITHDRAWABLE CIRCUIT BREAKER | 15579.04
3WL1212-4FB38-1GN4-ZR21 | WITHDRAWABLE CIRCUIT BREAKER | 13667.44
3WL1212-4FG32-1AA2 | FIXED-MOUNTED CIRCUIT BREAKER | 10608.4
3WL1212-4FG32-4GA4 | FIXED-MOUNTED CIRCUIT BREAKER | 13299.4
3WL1212-4FG35-1AA2 | WITHDRAWABLE CIRCUIT BREAKER | 11586.66
3WL1212-4FG36-1AA4 | WITHDRAWABLE CIRCUIT BREAKER | 13673.86
3WL1212-4FG37-1AA2 | WITHDRAWABLE CIRCUIT BREAKER | 13791.73
3WL1212-4FG42-1AA2 | FIXED-MOUNTED CIRCUIT BREAKER | 13070.08
3WL1212-4NB33-1AA2 | FIXED-MOUNTED CIRCUIT BREAKER | 12147.94
3WL1212-4NB35-1AA2 | WITHDRAWABLE CIRCUIT BREAKER | 12677.18
3WL1212-4NG32-1AA2 | FIXED-MOUNTED CIRCUIT BREAKER | 12909.71
3WL1212-4NG34-1AA2 | FIXED-MOUNTED CIRCUIT BREAKER | 13358.73
3WL1212-4NG46-1AA2 | WITHDRAWABLE CIRCUIT BREAKER | 19059.86
3WL1216-2AA32-1AA2 | FIXED-MOUNT NON-AUT. CIRCUIT-B. | 9541.95
3WL1220-2CB42-1GA4 | FIXED-MOUNTED CIRCUIT BREAKER | 16346.41
3WL1220-2CB42-4AA2 | FIXED-MOUNTED CIRCUIT BREAKER | 17600.49
3WL1220-2CB42-6BA2 | FIXED-MOUNTED CIRCUIT BREAKER | 17955.71
3WL1220-2CB43-1AM2 | FIXED-MOUNTED CIRCUIT BREAKER | 16849.97
3WL1220-2CB44-5FA2 | FIXED-MOUNTED CIRCUIT BREAKER | 18757.56
3WL1220-2CB45-1AA4 | WITHDRAWABLE CIRCUIT BREAKER | 17995.81
3WL1220-2CB46-1AJ2 | WITHDRAWABLE CIRCUIT BREAKER | 20859.2
3WL1220-2CB46-1BA2 | WITHDRAWABLE CIRCUIT BREAKER | 20794.24
3WL1220-2CB46-1GA8 | WITHDRAWABLE CIRCUIT BREAKER | 21157.48
3WL1220-2CB46-4AA2 | WITHDRAWABLE CIRCUIT BREAKER | 22411.56
3WL1220-2CB47-1AA2 | WITHDRAWABLE CIRCUIT BREAKER | 21080.5
3WL1220-2CB47-4AS4 | WITHDRAWABLE CIRCUIT BREAKER | 24442.64
3WL1220-2CB77-1AA2-ZR16R21 | WITHDRAWABLE CIRCUIT BREAKER | 22137.33
3WL1220-2DG32-1AA2 | FIXED-MOUNTED CIRCUIT BREAKER | 13414.86
3WL1220-2DG32-1GA7 | FIXED-MOUNTED CIRCUIT BREAKER | 14133.32
3WL1220-2DG32-4AS2 | FIXED-MOUNTED CIRCUIT BREAKER | 16413.77
3WL1220-2DG32-4GP4 | FIXED-MOUNTED CIRCUIT BREAKER | 16574.93
3WL1220-2DG32-4GS4 | FIXED-MOUNTED CIRCUIT BREAKER | 17132.21
3WL1220-2DG33-4GS2 | FIXED-MOUNTED CIRCUIT BREAKER | 17250.09
3WL1220-2DG34-1AN2-ZS55 | FIXED-MOUNTED CIRCUIT BREAKER | 15278.36
3WL1220-2DG34-4AJ2 | FIXED-MOUNTED CIRCUIT BREAKER | 16288.67
3WL1220-2DG35-4GA2 | WITHDRAWABLE CIRCUIT BREAKER | 17426.5
3WL1220-2DG36-1AA2 | WITHDRAWABLE CIRCUIT BREAKER | 16862.79
3WL1220-2DG36-4CN4 | WITHDRAWABLE CIRCUIT BREAKER | 19998.82
3WL1220-2DG36-4GA4 | WITHDRAWABLE CIRCUIT BREAKER | 19553.79
3WL1220-2DG36-4GP4 | WITHDRAWABLE CIRCUIT BREAKER | 20022.87
3WL1220-2DG36-5FM4 | WITHDRAWABLE CIRCUIT BREAKER | 19973.95
3WL1220-2DG36-6BJ2 | WITHDRAWABLE CIRCUIT BREAKER | 19610.73
3WL1220-2DG41-1AA2 | FIXED-MOUNTED CIRCUIT BREAKER | 17424.08
3WL1220-2DG42-1AA2 | FIXED-MOUNTED CIRCUIT BREAKER | 16622.24
3WL1220-2DG42-4GA4 | FIXED-MOUNTED CIRCUIT BREAKER | 19313.24
3WL1220-2DG43-1AA2 | FIXED-MOUNTED CIRCUIT BREAKER | 17424.08
3WL1220-2DG44-1GA2 | FIXED-MOUNTED CIRCUIT BREAKER | 17779.3
3WL1220-2DG45-1AA2 | WITHDRAWABLE CIRCUIT BREAKER | 18626.85
3WL1220-2DG46-1AA2 | WITHDRAWABLE CIRCUIT BREAKER | 21433.31
3WL1220-2DG46-1GA4 | WITHDRAWABLE CIRCUIT BREAKER | 22151.77
3WL1220-2DG46-4AA2 | WITHDRAWABLE CIRCUIT BREAKER | 23405.85
3WL1220-2DG48-1AA2 | WITHDRAWABLE CIRCUIT BREAKER | 21433.31
3WL1220-2EB31-1BA2 | FIXED-MOUNTED CIRCUIT BREAKER | 13681.88
3WL1220-2EB32-1AN2-ZK07 | FIXED-MOUNTED CIRCUIT BREAKER | 13388.41
3WL1220-2EB32-1GA2 | FIXED-MOUNTED CIRCUIT BREAKER | 13200.77
3WL1220-2EB32-4AN2 | FIXED-MOUNTED CIRCUIT BREAKER | 15238.26
3WL1220-2EB32-4GA2 | FIXED-MOUNTED CIRCUIT BREAKER | 15173.31
3WL1220-2EB33-1AA2 | FIXED-MOUNTED CIRCUIT BREAKER | 13326.66
3WL1220-2EB33-1GA2-ZK07 | FIXED-MOUNTED CIRCUIT BREAKER | 13804.56
3WL1220-2EB35-1GA2 | WITHDRAWABLE CIRCUIT BREAKER | 14884.65
3WL1220-2EB35-4AA2 | WITHDRAWABLE CIRCUIT BREAKER | 16501.97
3WL1220-2EB35-4GN2 | WITHDRAWABLE CIRCUIT BREAKER | 17277.35
3WL1220-2EB36-1AA2 | WITHDRAWABLE CIRCUIT BREAKER | 16293.48
3WL1220-2EB36-1GA4-ZK07 | WITHDRAWABLE CIRCUIT BREAKER | 17134.63
3WL1220-2EB36-1GS4 | WITHDRAWABLE CIRCUIT BREAKER | 18038.3
3WL1220-2EB36-4GG2 | WITHDRAWABLE CIRCUIT BREAKER | 18976.46
3WL1220-2EB36-4GN2 | WITHDRAWABLE CIRCUIT BREAKER | 19041.42
3WL1220-2EB37-1AA2 | WITHDRAWABLE CIRCUIT BREAKER | 16854.79
3WL1220-2EB37-4GG4 | WITHDRAWABLE CIRCUIT BREAKER | 19900.99
3WL1225-2BB32-4GG4 | FIXED-MOUNTED CIRCUIT BREAKER | 19564.21
3WL1225-2BB32-4GN2-ZK07 | FIXED-MOUNTED CIRCUIT BREAKER | 19388.61
3WL1225-2BB32-6AA2 | FIXED-MOUNTED CIRCUIT BREAKER | 18490.55
3WL1225-2BB32-6BA2 | FIXED-MOUNTED CIRCUIT BREAKER | 18845.75
3WL1225-2BB33-1GA2 | FIXED-MOUNTED CIRCUIT BREAKER | 17675.06
3WL1225-2BB34-1AA2 | FIXED-MOUNTED CIRCUIT BREAKER | 17319.86
3WL1225-2BB34-4AS2 | FIXED-MOUNTED CIRCUIT BREAKER | 20318.75
3WL1225-2BB34-4GN4 | FIXED-MOUNTED CIRCUIT BREAKER | 20431
3WL1225-2BB36-1AA2 | WITHDRAWABLE CIRCUIT BREAKER | 20206.49
3WL1225-2BB36-1AN2 | WITHDRAWABLE CIRCUIT BREAKER | 20626.66
3WL1225-2BB36-1GA4 | WITHDRAWABLE CIRCUIT BREAKER | 20924.95
3WL1225-2BB36-1GS2 | WITHDRAWABLE CIRCUIT BREAKER | 21588.06
3WL1225-2BB36-4GA2 | WITHDRAWABLE CIRCUIT BREAKER | 22534.25
3WL1225-2BB36-4GA8 | WITHDRAWABLE CIRCUIT BREAKER | 22897.49
3WL1225-2BB36-5FR2 | WITHDRAWABLE CIRCUIT BREAKER | 23560.6
3WL1225-2BB37-1AA2 | WITHDRAWABLE CIRCUIT BREAKER | 20847.97
3WL1225-2BB41-1GA2 | FIXED-MOUNTED CIRCUIT BREAKER | 22245.59
3WL1225-2BB42-1AN2 | FIXED-MOUNTED CIRCUIT BREAKER | 21348.32
3WL1225-2BB42-4GA4 | FIXED-MOUNTED CIRCUIT BREAKER | 23619.14
3WL1225-2BB42-4GN2 | FIXED-MOUNTED CIRCUIT BREAKER | 23676.08
3WL1225-2BB46-1AA2 | WITHDRAWABLE CIRCUIT BREAKER | 25338.31
3WL1225-2BB46-1CA2 | WITHDRAWABLE CIRCUIT BREAKER | 25718.37
3WL1225-2BB46-4BJ4 | WITHDRAWABLE CIRCUIT BREAKER | 28449.45
3WL1225-2BB46-4GA2 | WITHDRAWABLE CIRCUIT BREAKER | 27666.05
3WL1225-2BB46-5FA2 | WITHDRAWABLE CIRCUIT BREAKER | 27666.05
3WL1225-2BB48-1AA2 | WITHDRAWABLE CIRCUIT BREAKER | 25338.31
3WL1225-2BB61-4AN2 | FIXED-MOUNTED CIRCUIT BREAKER | 19712.56
3WL1225-2CB31-3GA4 | FIXED-MOUNTED CIRCUIT BREAKER | 18626.06
3WL1225-2CB31-4FA2 | FIXED-MOUNTED CIRCUIT BREAKER | 19880.13
3WL1225-2CB32-1AA2 | FIXED-MOUNTED CIRCUIT BREAKER | 16750.55
3WL1225-2CB32-1AG2 | FIXED-MOUNTED CIRCUIT BREAKER | 17105.77
3WL1225-2CB32-1AM2 | FIXED-MOUNTED CIRCUIT BREAKER | 17170.71
3WL1225-2CB32-1BA2 | FIXED-MOUNTED CIRCUIT BREAKER | 17105.77
3WL1225-2CB32-1BJ2 | FIXED-MOUNTED CIRCUIT BREAKER | 17525.93
3WL1225-2CB32-2AA2 | FIXED-MOUNTED CIRCUIT BREAKER | 17105.77
3WL1225-2CB32-3GA2 | FIXED-MOUNTED CIRCUIT BREAKER | 17460.97
3WL1225-2CB32-4AG2 | FIXED-MOUNTED CIRCUIT BREAKER | 19078.29
3WL1225-2CB32-4AJ8 | FIXED-MOUNTED CIRCUIT BREAKER | 19506.49
3WL1225-2CB32-4AN4 | FIXED-MOUNTED CIRCUIT BREAKER | 19506.49
3WL1225-2CB32-4BA2 | FIXED-MOUNTED CIRCUIT BREAKER | 19078.29
3WL1225-2CB32-4GA4 | FIXED-MOUNTED CIRCUIT BREAKER | 19441.53
3WL1225-2CB32-4GP4 | FIXED-MOUNTED CIRCUIT BREAKER | 19910.62
3WL1225-2CB32-4GT4 | FIXED-MOUNTED CIRCUIT BREAKER | 20572.13
3WL1225-2CB32-5GG2 | FIXED-MOUNTED CIRCUIT BREAKER | 19433.51
3WL1225-2CB32-6BA2 | FIXED-MOUNTED CIRCUIT BREAKER | 19078.29
3WL1225-2CB33-1GA2 | FIXED-MOUNTED CIRCUIT BREAKER | 17907.61
3WL1225-2CB33-4AN2 | FIXED-MOUNTED CIRCUIT BREAKER | 19945.09
3WL1225-2CB34-1AG4 | FIXED-MOUNTED CIRCUIT BREAKER | 18270.84
3WL1225-2CB34-1AN2 | FIXED-MOUNTED CIRCUIT BREAKER | 17972.55
3WL1225-2CB34-1GN2 | FIXED-MOUNTED CIRCUIT BREAKER | 18327.77
3WL1225-2CB34-3AA2 | FIXED-MOUNTED CIRCUIT BREAKER | 17907.61
3WL1225-2CB34-4GN2 | FIXED-MOUNTED CIRCUIT BREAKER | 20300.31
3WL1225-2CB34-5FA2 | FIXED-MOUNTED CIRCUIT BREAKER | 19880.13
3WL1225-2CB35-4AJ8 | WITHDRAWABLE CIRCUIT BREAKER | 20789.43
3WL1225-4EG36-1AA2 | WITHDRAWABLE CIRCUIT BREAKER | 24159.59
3WL1225-4EG37-1AA2 | WITHDRAWABLE CIRCUIT BREAKER | 25041.61
3WL1225-4EG38-4GA4 | WITHDRAWABLE CIRCUIT BREAKER | 26850.57
3WL1225-4EG45-1AA2 | WITHDRAWABLE CIRCUIT BREAKER | 26565.12
3WL1225-4EG46-1AA4 | WITHDRAWABLE CIRCUIT BREAKER | 30616.84
3WL1225-4FB32-1GA2 | FIXED-MOUNTED CIRCUIT BREAKER | 20184.84
3WL1225-4FB32-4GA2 | FIXED-MOUNTED CIRCUIT BREAKER | 22157.38
3WL1225-4FB34-1AA2 | FIXED-MOUNTED CIRCUIT BREAKER | 20631.46
3WL1225-4FB35-4GN4 | WITHDRAWABLE CIRCUIT BREAKER | 24464.29
3WL1225-4FB36-4GA2 | WITHDRAWABLE CIRCUIT BREAKER | 25685.5
3WL1225-4FB36-4GN2 | WITHDRAWABLE CIRCUIT BREAKER | 26105.66
3WL1225-4FB38-1GN4-ZR21 | WITHDRAWABLE CIRCUIT BREAKER | 24973.46
3WL1225-4FB42-1AA2 | FIXED-MOUNTED CIRCUIT BREAKER | 24640.69
3WL1225-4FG32-4GN2 | FIXED-MOUNTED CIRCUIT BREAKER | 23836.44
3WL1225-4FG32-4GP2 | FIXED-MOUNTED CIRCUIT BREAKER | 23885.35
3WL1225-4FG36-1AA2 | WITHDRAWABLE CIRCUIT BREAKER | 24616.64
3WL1225-4FG36-4GN2 | WITHDRAWABLE CIRCUIT BREAKER | 27364.55
3WL1225-4FG38-1AA2 | WITHDRAWABLE CIRCUIT BREAKER | 24616.64
3WL1225-4FG42-4GG4 | FIXED-MOUNTED CIRCUIT BREAKER | 28945.8
3WL1225-4NB36-1AA2 | WITHDRAWABLE CIRCUIT BREAKER | 25707.15
3WL1225-4NB38-1AA2 | WITHDRAWABLE CIRCUIT BREAKER | 25707.15
3WL1225-4NG33-1AA2 | FIXED-MOUNTED CIRCUIT BREAKER | 24191.66
3WL1225-4NG35-1AA2 | WITHDRAWABLE CIRCUIT BREAKER | 24913.32
3WL1225-4NG36-5FC4 | WITHDRAWABLE CIRCUIT BREAKER | 29988.99
3WL1225-4NG38-1AA2 | WITHDRAWABLE CIRCUIT BREAKER | 26917.93
3WL1225-5CB36-4GA2 | WITHDRAWABLE CIRCUIT BREAKER | 28780.62
3WL1232-2AA31-1AA2 | FIXED-MOUNT NON-AUT. CIRCUIT-B. | 18522.62
3WL1232-2AA32-4GA2 | FIXED-MOUNT NON-AUT. CIRCUIT-B. | 19727.79
3WL1232-2AA32-4GG4 | FIXED-MOUNT NON-AUT. CIRCUIT-B. | 20446.25
3WL1232-2AA36-1GA2 | WITHDRAW. NON-AUT. CIRCUIT-B. | 22967.24
3WL1232-2AA36-4GA2 | WITHDRAW. NON-AUT. CIRCUIT-B. | 24939.78
3WL1232-2AA38-4GN4 | WITHDRAW. NON-AUT. CIRCUIT-B. | 25723.18
3WL1232-2AA41-1GA2 | FIXED-MOUNT NON-AUT. CIRCUIT-B. | 24971.85
3WL1232-2AA42-4GA2 | FIXED-MOUNT NON-AUT. CIRCUIT-B. | 25501.07
3WL1232-2AA42-4GG2 | FIXED-MOUNT NON-AUT. CIRCUIT-B. | 25856.29
3WL1232-2AA43-1AA2 | FIXED-MOUNT NON-AUT. CIRCUIT-B. | 24616.64
3WL1232-2AA46-4GA2 | WITHDRAW. NON-AUT. CIRCUIT-B. | 32477.12
3WL1232-2AA47-1AA2 | WITHDRAW. NON-AUT. CIRCUIT-B. | 31753.06
3WL1232-2BB31-4AA2-ZF02 | FIXED-MOUNTED CIRCUIT BREAKER | 24095.44
3WL1232-2BB31-4GA4 | FIXED-MOUNTED CIRCUIT BREAKER | 23057.85
3WL1232-2BB32-1FA7-ZK07 | FIXED-MOUNTED CIRCUIT BREAKER | 20085.41
3WL1232-2BB32-4GA2 | FIXED-MOUNTED CIRCUIT BREAKER | 21572.04
3WL1232-2BB33-1AA2 | FIXED-MOUNTED CIRCUIT BREAKER | 20366.85
3WL1232-2BB35-1AA2 | WITHDRAWABLE CIRCUIT BREAKER | 20206.49
3WL1232-2BB36-1AA2 | WITHDRAWABLE CIRCUIT BREAKER | 24456.27
3WL1232-2BB38-1AA2 | WITHDRAWABLE CIRCUIT BREAKER | 24456.27
3WL1232-2BB41-1AA2 | FIXED-MOUNTED CIRCUIT BREAKER | 26460.88
3WL1232-2BB44-1AA2 | FIXED-MOUNTED CIRCUIT BREAKER | 26460.88
3WL1232-2BB46-1AA2 | WITHDRAWABLE CIRCUIT BREAKER | 31993.61
3WL1232-2CB31-1GA2 | FIXED-MOUNTED CIRCUIT BREAKER | 20954.61
3WL1232-2CB31-4GA2 | FIXED-MOUNTED CIRCUIT BREAKER | 22927.15
3WL1232-2CB32-1GA2 | FIXED-MOUNTED CIRCUIT BREAKER | 19832.03
3WL1232-2CB32-4AA2 | FIXED-MOUNTED CIRCUIT BREAKER | 21449.35
3WL1240-2FG31-1AA4 | FIXED-MOUNTED CIRCUIT BREAKER | 25380.8
3WL1240-2FG37-4AA2 | WITHDRAWABLE CIRCUIT BREAKER | 36451.87
3WL1240-3AA37-5FA4 | WITHDRAW. NON-AUT. CIRCUIT-B. | 34363.86
3WL1240-3AA41-4GA2 | FIXED-MOUNT NON-AUT. CIRCUIT-B. | 33038.42
3WL1240-3CB31-1AA4 | FIXED-MOUNTED CIRCUIT BREAKER | 25292.59
3WL1240-3CB31-1AN2 | FIXED-MOUNTED CIRCUIT BREAKER | 25349.52
3WL1240-3CB31-6AA2 | FIXED-MOUNTED CIRCUIT BREAKER | 26901.9
3WL1240-3CB37-1AA4 | WITHDRAWABLE CIRCUIT BREAKER | 34112.88
3WL1240-3CB37-4AN2 | WITHDRAWABLE CIRCUIT BREAKER | 36142.35
3WL1240-3CB37-4GN4 | WITHDRAWABLE CIRCUIT BREAKER | 36860.81
3WL1240-3CB47-4GA2 | WITHDRAWABLE CIRCUIT BREAKER | 47704.16
3WL1240-3DG31-1AA2 | FIXED-MOUNTED CIRCUIT BREAKER | 25923.64
3WL1240-3EB37-1GA2 | WITHDRAWABLE CIRCUIT BREAKER | 34529.85
3WL1240-3EB37-5BA4 | WITHDRAWABLE CIRCUIT BREAKER | 36865.63
3WL1240-3EB61-4AA2 | FIXED-MOUNTED CIRCUIT BREAKER | 27326.87
3WL1240-3EG41-1AA2 | FIXED-MOUNTED CIRCUIT BREAKER | 34423.21
3WL1240-4AA37-5FF4 | WITHDRAW. NON-AUT. CIRCUIT-B. | 36643.51
3WL1240-4BB31-1AA2 | FIXED-MOUNTED CIRCUIT BREAKER | 26781.61
3WL1240-4CB37-4GA2 | WITHDRAWABLE CIRCUIT BREAKER | 38001.83
3WL1240-4CB47-4GA2 | WITHDRAWABLE CIRCUIT BREAKER | 50510.62
3WL1240-4EB41-1AA2 | FIXED-MOUNTED CIRCUIT BREAKER | 35056.66
3WL1240-4FB47-4AN2 | WITHDRAWABLE CIRCUIT BREAKER | 51409.48
3WL1240-8AA32-4GN2 | FIXED-MOUNT NON-AUT. CIRCUIT-B. | 28968.24
3WL1240-8AA35-1AA2 | WITHDRAW. NON-AUT. CIRCUIT-B. | 29908.82
3WL1240-8AA42-1AA2 | FIXED-MOUNT NON-AUT. CIRCUIT-B. | 32635.08
3WL1240-8AA42-4AA2 | FIXED-MOUNT NON-AUT. CIRCUIT-B. | 34607.62
3WL1240-8AA48-1AA2 | WITHDRAW. NON-AUT. CIRCUIT-B. | 51478.44
3WL1240-8AA72-4AA2-ZA05 | FIXED-MOUNT NON-AUT. CIRCUIT-B. | 38809.29
3WL1340-4AA32-4AA2 | FIXED-MOUNT NON-AUT. CIRCUIT-B. | 29876.74
3WL1340-4AA32-4GA2 | FIXED-MOUNT NON-AUT. CIRCUIT-B. | 30231.96
3WL1340-4AA34-4GA4 | FIXED-MOUNT NON-AUT. CIRCUIT-B. | 32599.8
3WL1340-4AA35-4AN4 | WITHDRAW. NON-AUT. CIRCUIT-B. | 34749.55
3WL1340-4AA36-1AA4 | WITHDRAW. NON-AUT. CIRCUIT-B. | 37729.2
7ME6310-2YF13-2LB1 | SITRANS F M MAG 3100 | 3319.09
7ME6310-2YF13-4AA1 | SITRANS F M MAG 3100 | 1899.09
7ME6310-2YF13-4AA2 | SITRANS F M MAG 3100 | 1899.09
7ME6310-2YF13-5AB1 | SITRANS F M MAG 3100 | 2379.98
7ME6310-2YF13-5CB1 | SITRANS F M MAG 3100 | 4222.81
7ME6310-2YF13-5LA2-ZY17 | SITRANS F M MAG 3100 | 3621.24
7ME6310-2YF14-1AA1-ZC15Y17Y20 | SITRANS F M MAG 3100 | 1988
7ME6310-2YF14-1AA2-ZY17Y20 | SITRANS F M MAG 3100 | 1909.98
7ME6310-2YF14-2KB1-ZC14Y17Y20 | SITRANS F M MAG 3100 | 3633.03
7ME6310-2YF15-1AA1-ZC14Y18Y20 | SITRANS F M MAG 3100 | 2114.12
7ME6310-2YF17-2AA2 | SITRANS F M MAG 3100 | 1948.99
7ME6310-2YF17-5AA1 | SITRANS F M MAG 3100 | 2331.89
7ME6310-2YF17-8JB1-ZY17 | SITRANS F M MAG 3100 | 5327.97
7ME6310-2YF21-1AA1-ZY40 | SITRANS F M MAG 3100 | 2049.7
7ME6310-2YF21-1AB1 | SITRANS F M MAG 3100 | 1945.36
7ME6310-2YF22-1LA1 | SITRANS F M MAG 3100 | 3251.95
7ME6310-2YF22-5LB1-ZD01Y17Y20 | SITRANS F M MAG 3100 | 4694.64
7ME6310-2YF23-1HB1-ZY17 | SITRANS F M MAG 3100 | 3743.73
7ME6310-2YF23-2AA1-ZC14 | SITRANS F M MAG 3100 | 2051.51
7ME6310-2YF23-2CB1-ZC14 | SITRANS F M MAG 3100 | 4100.32
7ME6310-2YF23-2CB2-ZC14C15 | SITRANS F M MAG 3100 | 4178.36
7ME6310-2YF23-5AA1 | SITRANS F M MAG 3100 | 2356.4
7ME6310-2YF24-1KA1 | SITRANS F M MAG 3100 | 3251.95
7ME6310-2YF27-2AA1-ZY17 | SITRANS F M MAG 3100 | 2319.19
7ME6310-2YF31-1CB1 | SITRANS F M MAG 3100 | 4139.33
7ME6310-2YF31-2AA1 | SITRANS F M MAG 3100 | 2207.59
7ME6310-2YF33-1AA4 | SITRANS F M MAG 3100 | 2369.09
7ME6310-2YF33-1HF2 | SITRANS F M MAG 3100 | 4181.06
7ME6310-2YF33-2BA3-ZC14 | SITRANS F M MAG 3100 | 2712.07
7ME6310-2YF33-2CB1-ZC14Y17 | SITRANS F M MAG 3100 | 4574.86
7ME6310-2YF33-5CA1 | SITRANS F M MAG 3100 | 4548.55
7ME6310-2YF37-5LA1-ZC14 | SITRANS F M MAG 3100 | 4327.15
7ME6310-2YH14-1AA1 | SITRANS F M MAG 3100 | 2624.96
7ME6310-2YJ11-1AA1 | SITRANS F M MAG 3100 | 1493.5
7ME6310-2YJ12-1AA2 | SITRANS F M MAG 3100 | 1684.04
7ME6310-2YJ12-1CA2 | SITRANS F M MAG 3100 | 3526.88
7ME6310-2YJ13-1AA2-ZC14Y17Y20 | SITRANS F M MAG 3100 | 1978.02
7ME6310-2YJ13-1BA3-ZY17 | SITRANS F M MAG 3100 | 2110.49
7ME6310-2YJ13-1KA2-ZY17 | SITRANS F M MAG 3100 | 3121.29
7ME6310-2YJ13-2AA1-ZC14Y17Y20 | SITRANS F M MAG 3100 | 2095.08
7ME6310-2YJ13-2CA2 | SITRANS F M MAG 3100 | 3633.94
7ME6310-2YJ13-2JB2 | SITRANS F M MAG 3100 | 3553.18
7ME6310-2YJ13-4AA2 | SITRANS F M MAG 3100 | 1899.09
7ME6310-2YJ13-5AA1-ZY20 | SITRANS F M MAG 3100 | 2274.73
7ME6310-2YJ15-2AA2 | SITRANS F M MAG 3100 | 1951.71
7ME6310-2YJ17-8AA1 | SITRANS F M MAG 3100 | 3440.68
7ME6310-2YJ22-2JB2 | SITRANS F M MAG 3100 | 3747.36
7ME6310-2YJ23-1AA1-ZY17 | SITRANS F M MAG 3100 | 1918.13
7ME6310-2YJ23-2JB2-ZY17 | SITRANS F M MAG 3100 | 3797.26
7ME6310-2YJ23-5AA2-ZC15 | SITRANS F M MAG 3100 | 2370.9
7ME6310-6PJ13-1AA2-ZC14Y17Y20 | SITRANS F M MAG 3100 | 20087.84
7ME6310-6PJ13-2AA2 | SITRANS F M MAG 3100 | 19900.93
7ME6310-6PJ23-5AA1-ZC15Y17 | SITRANS F M MAG 3100 | 30388.99
7ME6310-6PK12-2DB1-ZY17 | SITRANS F M MAG 3100 | 22280.9
7ME6310-6YB11-1AA1-ZC14 | SITRANS F M MAG 3100 | 12366.28
7ME6310-6YB11-1AA1-ZY41 | SITRANS F M MAG 3100 | 12832.66
7ME6310-6YB14-1AA1-ZY41 | SITRANS F M MAG 3100 | 13462.36
7ME6310-6YC11-1AA1 | SITRANS F M MAG 3100 | 16138.14
7ME6310-6YC11-2BA3 | SITRANS F M MAG 3100 | 16566.4
7ME6310-6YC12-2HE1-ZY20 | SITRANS F M MAG 3100 | 18744.06
7ME6310-6YL11-1AA2 | SITRANS F M MAG 3100 | 14188.24
7ME6310-6YL12-1AA2 | SITRANS F M MAG 3100 | 14817.03
7ME6310-7DL14-1CB2-ZC15Y17 | SITRANS F M MAG 3100 | 18327.58
7ME6310-7DM11-1AA1 | SITRANS F M MAG 3100 | 14328.89
7ME6310-7HA14-1AA1-ZY17 | SITRANS F M MAG 3100 | 15155.48
7ME6310-7HB11-1AA1-ZY17Y41 | SITRANS F M MAG 3100 | 15059.31
7ME6310-7HB11-1AA2 | SITRANS F M MAG 3100 | 14389.68
7ME6310-7HB14-1AA1-ZY17Y20 | SITRANS F M MAG 3100 | 15256.2
7ME6310-7HB14-1AB1-ZC14Y17Y20 | SITRANS F M MAG 3100 | 15540.19
7ME6310-7HC11-1AA2-ZC14Y41 | SITRANS F M MAG 3100 | 18319.41
7ME6310-7HC12-1AA2-ZC14 | SITRANS F M MAG 3100 | 18414.69
7ME6310-7HC14-1AA1-ZY17Y20 | SITRANS F M MAG 3100 | 18562.59
7ME6310-7HC14-1AB1-ZC14Y17Y20 | SITRANS F M MAG 3100 | 18846.58
7ME6310-7HD11-2AA1 | SITRANS F M MAG 3100 | 15622.77
7ME6310-7HL11-1JA1-ZC14 | SITRANS F M MAG 3100 | 18423.76
7ME6310-7HL12-2AA1-ZC14Y17 | SITRANS F M MAG 3100 | 17748.69
7ME6310-7MB11-1AA2 | SITRANS F M MAG 3100 | 15976.63
7ME6310-7MB12-1AA3-ZC14 | SITRANS F M MAG 3100 | 16882.18
7ME6310-7MB14-2AA1-ZY41 | SITRANS F M MAG 3100 | 17302.27
7ME6310-7MC11-1AA2 | SITRANS F M MAG 3100 | 19781.16
7ME6310-7MC11-1AA3-ZY17Y20Y41 | SITRANS F M MAG 3100 | 20714.81
7ME6310-7MC14-1AA1 | SITRANS F M MAG 3100 | 20439.9
7ME6310-7MD11-2AA1 | SITRANS F M MAG 3100 | 17408.43
7ME6310-7RA11-1AA1 | SITRANS F M MAG 3100 | 17963.73
7ME6310-7RB11-1AA1 | SITRANS F M MAG 3100 | 17963.73
7ME6310-7RB14-1AA1 | SITRANS F M MAG 3100 | 18581.63
7ME6310-7RB14-1AA1-ZY41 | SITRANS F M MAG 3100 | 19126.05
7ME6310-7RC11-1CB1 | SITRANS F M MAG 3100 | 24593.75
7ME6310-7RC11-2BA3-ZC14Y17 | SITRANS F M MAG 3100 | 23176.46
7ME6310-7RL11-1AA2 | SITRANS F M MAG 3100 | 21114.96
7ME6310-7RL12-1AA2 | SITRANS F M MAG 3100 | 21731.06
7ME6310-7VL12-1AA2 | SITRANS F M MAG 3100 | 24931.27
7ME6310-8BA11-1AA1 | SITRANS F M MAG 3100 | 27228.69
7ME6310-8BB11-1AA1 | SITRANS F M MAG 3100 | 28230.4
7ME6310-8BB11-1AA1-ZY41 | SITRANS F M MAG 3100 | 28774.82
7ME6310-8BB14-1AA2 | SITRANS F M MAG 3100 | 28948.11
7ME6310-8BC11-1AA1 | SITRANS F M MAG 3100 | 32706.36
7ME6310-8BC14-1AA2 | SITRANS F M MAG 3100 | 33426.8
7ME6310-8BD11-2AA1 | SITRANS F M MAG 3100 | 29523.37
7ME6310-8BL11-1JA1-ZC14 | SITRANS F M MAG 3100 | 32659.18
7ME6310-8BL12-1AA2 | SITRANS F M MAG 3100 | 31742.76
7ME6310-8FA11-1AA2 | SITRANS F M MAG 3100 | 38899.04
7ME6310-8FA11-2AA1-ZY41 | SITRANS F M MAG 3100 | 39560.5
7ME6310-8FB11-1AA1 | SITRANS F M MAG 3100 | 43564.64
7ME6310-8FB11-1AA1-ZY17 | SITRANS F M MAG 3100 | 43689.85
7ME6310-8FB11-2AA1-ZY41 | SITRANS F M MAG 3100 | 44226.1
3WL1112-3AA46-1AG2 | WITHDRAW. NON-AUT. CIRCUIT-B. | 11661.22
3WL1112-3AA48-1AA2 | WITHDRAW. NON-AUT. CIRCUIT-B. | 11306.02
3WL1112-3BB31-1GA2 | FIXED-MOUNTED CIRCUIT BREAKER | 8093.02
3WL1112-3BB32-1GN2 | FIXED-MOUNTED CIRCUIT BREAKER | 8056.13
3WL1112-3BB32-4AN2 | FIXED-MOUNTED CIRCUIT BREAKER | 9673.45
3WL1112-3BB32-4GN4 | FIXED-MOUNTED CIRCUIT BREAKER | 10391.91
7ME3400-2DE00-4BA2 | SITRANS FUS380 | 4607.66
7ME3400-2DE20-3BA2 | SITRANS FUS380 | 4682.58
7ME3400-2EC20-3EA2-ZY17 | SITRANS FUS380 | 5082.95
7ME3400-2EC20-4BA2 | SITRANS FUS380 | 4832.45
7ME3400-2EC20-4EA2 | SITRANS FUS380 | 4929.74
7ME3400-2EC20-5BA3 | SITRANS FUS380 | 4832.45
7ME3400-2EE00-3BA2 | SITRANS FUS380 | 5219.4
7ME3400-2EE30-3BA2 | SITRANS FUS380 | 5367.03
7ME3400-2EE30-3EA3 | SITRANS FUS380 | 5464.31
7ME3400-2GC00-2EA2 | SITRANS FUS380 | 4852.57
7ME3400-2GC20-3BA2 | SITRANS FUS380 | 4832.45
7ME3400-2GC20-3EA2 | SITRANS FUS380 | 4929.74
7ME3400-2GC20-4BA2 | SITRANS FUS380 | 4832.45
7ME3400-2GC20-4BA2-ZE21 | SITRANS FUS380 | 4832.45
7ME3400-2GC20-4DA2 | SITRANS FUS380 | 4968.89
7ME3400-2GC30-4EA5 | SITRANS FUS380 | 5000.2
7ME3400-2GC30-5BA2 | SITRANS FUS380 | 4902.9
7ME3400-2GC30-5EA5 | SITRANS FUS380 | 5000.2
7ME3400-2GC30-5GA5 | SITRANS FUS380 | 4892.83
7ME3400-2GD30-3BA2-ZE21 | SITRANS FUS380 | 5203.74
7ME3400-2GD30-3EA2 | SITRANS FUS380 | 5301.03
7ME3400-2GD30-4EA2 | SITRANS FUS380 | 5301.03
7ME3400-2GE00-4BA2 | SITRANS FUS380 | 5219.4
7ME3400-2HC00-4EA2 | SITRANS FUS380 | 4852.57
7ME3400-2HC00-5BA3 | SITRANS FUS380 | 4755.29
7ME3400-2HC00-5DA6 | SITRANS FUS380 | 4891.71
7ME3400-2HC00-6RA5 | SITRANS FUS380 | 5104.2
7ME3400-2HD20-4BA2 | SITRANS FUS380 | 5129.94
7ME3400-2HE00-8BA6-ZY17 | SITRANS FUS380 | 5372.62
7ME3400-2HE30-4BA3 | SITRANS FUS380 | 5367.03
7ME3400-2JC00-2BA2 | SITRANS FUS380 | 5589.58
7ME6310-2DJ23-2AA1 | SITRANS F M MAG 3100 | 1854.62
7ME6310-2DJ23-2AA2-ZC14 | SITRANS F M MAG 3100 | 1932.65
7ME6310-2DJ23-5AA2 | SITRANS F M MAG 3100 | 2237.52
7ME6310-2DJ23-5AA2-ZC15 | SITRANS F M MAG 3100 | 2315.55
7ME6310-2DK13-1AA4-ZY17 | SITRANS F M MAG 3100 | 2000.71
7ME6310-2DK13-1BA4 | SITRANS F M MAG 3100 | 2023.4
7ME6310-2DK13-2HB2-ZY17 | SITRANS F M MAG 3100 | 3716.51
7ME6310-2DK14-1AA2 | SITRANS F M MAG 3100 | 1706.73
7ME6310-2RF11-1LA1 | SITRANS F M MAG 3100 | 2769.23
7ME6310-2RF11-1LB1 | SITRANS F M MAG 3100 | 2975.2
7ME6310-2RF11-4AA1 | SITRANS F M MAG 3100 | 1672.24
7ME6310-2RF12-1AA1 | SITRANS F M MAG 3100 | 1635.96
7ME6310-2RF12-1BA3 | SITRANS F M MAG 3100 | 1947.18
7ME6310-2RF13-1JB1-ZY17Y20 | SITRANS F M MAG 3100 | 3637.57
7ME6310-2RF13-1KA1-ZC14 | SITRANS F M MAG 3100 | 3049.61
7ME6310-2RF13-1LA1 | SITRANS F M MAG 3100 | 2971.57
7ME6310-2RF13-1LA1-ZC14 | SITRANS F M MAG 3100 | 3049.61
7ME6310-2RF13-2BA3 | SITRANS F M MAG 3100 | 2077.83
7ME6310-2RF13-2CA1 | SITRANS F M MAG 3100 | 3609.44
7ME6310-2RF13-2DF1 | SITRANS F M MAG 3100 | 4892.44
7ME6310-2RF13-2DF1-ZY17Y20 | SITRANS F M MAG 3100 | 5118.37
7ME6310-2RF13-7AA1 | SITRANS F M MAG 3100 | 5542.09
7ME6310-2RF13-9AA1-ZN02N0A | SITRANS F M MAG 3100 | 1950.81
7ME6310-2RF14-2AA1 | SITRANS F M MAG 3100 | 1753
7ME6310-2RF14-2CB1-ZC14Y17 | SITRANS F M MAG 3100 | 4005.04
7ME6310-2RF23-2CA1 | SITRANS F M MAG 3100 | 3790.92
7ME6310-2RF23-2CA2 | SITRANS F M MAG 3100 | 3790.92
7ME6310-2RF23-2LA2 | SITRANS F M MAG 3100 | 3270.1
7ME6310-2RF23-3AA1 | SITRANS F M MAG 3100 | 2955.24
7ME6310-2RF33-5AA1 | SITRANS F M MAG 3100 | 2683.95
7ME6310-2RF33-5AA2 | SITRANS F M MAG 3100 | 2683.95
7ME6310-2RF33-5CA1 | SITRANS F M MAG 3100 | 4526.77
7ME6310-2RF41-2CF1 | SITRANS F M MAG 3100 | 4094.88
7ME6310-2RJ13-1AA1 | SITRANS F M MAG 3100 | 1649.57
7ME6310-2RJ13-1AA2 | SITRANS F M MAG 3100 | 1649.57
7ME6310-2RJ13-1AA2-ZC14 | SITRANS F M MAG 3100 | 1727.59
7ME6310-2RJ13-1AA2-ZC14Y17 | SITRANS F M MAG 3100 | 1852.8
7ME6310-2RJ13-2AA1-ZY17Y20 | SITRANS F M MAG 3100 | 1992.54
7ME3400-2JC30-3EA2 | SITRANS FUS380 | 5834.49
7ME6310-2DJ27-2JA2 | SITRANS F M MAG 3100 | 3634.85
7ME6310-2DJ27-6AA2 | SITRANS F M MAG 3100 | 2230.27
7ME6310-2DK11-1AA2 | SITRANS F M MAG 3100 | 1518.91
7ME6310-2DK12-2KA1-ZY17 | SITRANS F M MAG 3100 | 3271.01
7ME6310-2DM11-1AA1 | SITRANS F M MAG 3100 | 1478.98
7ME6310-2DM13-1AA1 | SITRANS F M MAG 3100 | 1670.43
7ME6310-2RF11-1CA1 | SITRANS F M MAG 3100 | 3290.05
7ME6310-2RF11-1DA1 | SITRANS F M MAG 3100 | 4153.85
7ME6310-2RF12-1DA1 | SITRANS F M MAG 3100 | 4342.58
7ME6310-2RF12-2AA1 | SITRANS F M MAG 3100 | 1753
7ME6310-2RF13-1AA2-ZY17 | SITRANS F M MAG 3100 | 1774.78
7ME6310-2RF13-1DA1 | SITRANS F M MAG 3100 | 4356.19
7ME6310-2RF13-1LA1-ZC14Y17Y20 | SITRANS F M MAG 3100 | 3275.53
7ME6310-2RF13-2AA1 | SITRANS F M MAG 3100 | 1766.62
7ME6310-2RF13-2AA1-ZY41 | SITRANS F M MAG 3100 | 2311.02
7ME6310-2RF13-2AA2-ZY17 | SITRANS F M MAG 3100 | 1891.83
7ME6310-2RF13-2LA1-ZY20 | SITRANS F M MAG 3100 | 3189.34
7ME6310-2RF13-4AA1 | SITRANS F M MAG 3100 | 1874.59
7ME6310-2RF13-5JA1-ZY17 | SITRANS F M MAG 3100 | 3830.84
7ME6310-2RF13-5KA1-ZY17 | SITRANS F M MAG 3100 | 3596.75
7ME6310-2RF13-5LA1-ZY17 | SITRANS F M MAG 3100 | 3596.75
7ME6310-2RF15-1AA1 | SITRANS F M MAG 3100 | 1810.16
7ME6310-2RF17-8AA1 | SITRANS F M MAG 3100 | 3417.08
7ME6310-2RF23-2AA1-ZC14Y17 | SITRANS F M MAG 3100 | 2151.33
7ME6310-2RF23-2AA3-ZY17 | SITRANS F M MAG 3100 | 2236.61
7ME6310-2RF23-5AA2 | SITRANS F M MAG 3100 | 2330.98
7ME6310-2RF23-5CA1-ZY17 | SITRANS F M MAG 3100 | 4299.03
7ME6310-2RF33-1AA1 | SITRANS F M MAG 3100 | 2183.99
7ME6310-2RF33-2CF4-ZY17 | SITRANS F M MAG 3100 | 4851.6
7ME6310-2RF33-2LB1 | SITRANS F M MAG 3100 | 3829.02
7ME6310-2RH11-1AA1 | SITRANS F M MAG 3100 | 2283.81
7ME6310-2RH11-2AA1 | SITRANS F M MAG 3100 | 2400.85
7ME6310-2RJ11-2AA2 | SITRANS F M MAG 3100 | 1564.27
7ME6310-2RJ12-1CA2 | SITRANS F M MAG 3100 | 3478.78
7ME6310-2RJ12-2CB2-ZC14C15 | SITRANS F M MAG 3100 | 3957.87
7ME6310-2RJ13-1AA2-ZC14Y17Y20 | SITRANS F M MAG 3100 | 1953.53
7ME6310-2RJ13-1AA2-ZY41 | SITRANS F M MAG 3100 | 2193.97
7ME6310-2RJ13-1DB4-ZC15Y17Y20 | SITRANS F M MAG 3100 | 5029.44
7ME6310-2RJ13-2AA1 | SITRANS F M MAG 3100 | 1766.62
7ME6310-2RJ13-2LA2 | SITRANS F M MAG 3100 | 3088.62
7ME6310-2RJ13-4KA2 | SITRANS F M MAG 3100 | 3196.6
7ME6310-2RJ15-2AA2 | SITRANS F M MAG 3100 | 1927.21
7ME6310-2RJ23-1AA1-ZY17 | SITRANS F M MAG 3100 | 1897.27
7ME6310-2RJ27-6CB2-ZC14C15 | SITRANS F M MAG 3100 | 4467.79
7ME6310-2RJ33-1AA1-ZC14Y17 | SITRANS F M MAG 3100 | 2374.53
7ME6310-2RJ33-2CF4-ZY17 | SITRANS F M MAG 3100 | 4838.9
7ME6310-2RJ37-2AA4 | SITRANS F M MAG 3100 | 2671.24
7ME6310-2RK13-2AA1 | SITRANS F M MAG 3100 | 1862.79
7ME6310-2RK17-2DB1-ZC14Y17Y20 | SITRANS F M MAG 3100 | 5323.43
7ME6310-2YF11-1BA3 | SITRANS F M MAG 3100 | 1804.72
7ME6310-2YF11-1CA1 | SITRANS F M MAG 3100 | 3336.34
7ME6310-2YF11-2DA1-ZC14Y17 | SITRANS F M MAG 3100 | 4520.42
7ME6310-2YF11-4AA1 | SITRANS F M MAG 3100 | 1718.51
7ME6310-2YF12-2AA1 | SITRANS F M MAG 3100 | 1801.09
7ME6310-2YF12-2AA1-ZY18 | SITRANS F M MAG 3100 | 1901.81
7ME6310-2YF13-1AA1 | SITRANS F M MAG 3100 | 1674.06
7ME6310-5YC13-3AA1 | SITRANS F M MAG 3100 | 13439.69
7ME6310-5YC14-1AA2 | SITRANS F M MAG 3100 | 7883.06
7ME6310-5YC21-1AA1 | SITRANS F M MAG 3100 | 14235.42
7ME6310-5YE12-2AA1-ZN02 | SITRANS F M MAG 3100 | 9612.48
7ME6310-5YE13-1LB1 | SITRANS F M MAG 3100 | 15513.89
7ME6310-5YJ11-2AA2 | SITRANS F M MAG 3100 | 7782.35
7ME6310-5YJ11-2AA2-ZY17 | SITRANS F M MAG 3100 | 7907.56
7ME6310-2RF23-1CA1 | SITRANS F M MAG 3100 | 3673.86
7ME6310-2RF33-1LB1-ZY17 | SITRANS F M MAG 3100 | 3837.19
7ME6310-2RF33-2AA1 | SITRANS F M MAG 3100 | 2301.03
7ME6310-2RF33-2AA2-ZC14 | SITRANS F M MAG 3100 | 2379.07
7ME6310-2RF33-2CF2-ZY17 | SITRANS F M MAG 3100 | 4688.29
7ME6310-2RH11-4AA1 | SITRANS F M MAG 3100 | 2508.82
7ME6310-2RH14-2LA1 | SITRANS F M MAG 3100 | 3910.69
7ME6310-2RJ11-1AA2 | SITRANS F M MAG 3100 | 1447.23
7ME6310-2RJ11-1CA2 | SITRANS F M MAG 3100 | 3290.05
7ME6310-2RJ13-1CF2-ZC14Y17 | SITRANS F M MAG 3100 | 4114.84
7ME6310-2RJ13-1CF2-ZY17 | SITRANS F M MAG 3100 | 4036.81
7ME6310-2RJ13-1DB1-ZC14 | SITRANS F M MAG 3100 | 4640.19
7ME6310-2RJ13-1DB1-ZC15Y17Y20 | SITRANS F M MAG 3100 | 4866.12
7ME6310-2RJ13-5AA1-ZY20 | SITRANS F M MAG 3100 | 2250.23
7ME6310-2RJ13-5DB1 | SITRANS F M MAG 3100 | 5062.11
7ME6310-2RJ14-1CA2 | SITRANS F M MAG 3100 | 3478.78
7ME6310-2RJ14-1DA2 | SITRANS F M MAG 3100 | 4342.58
7ME6310-2RJ33-1AA1-ZC14Y17Y20 | SITRANS F M MAG 3100 | 2475.26
7ME6310-2RJ33-1AA2-ZY17 | SITRANS F M MAG 3100 | 2296.51
7ME6310-2RJ33-2AA1-ZC14 | SITRANS F M MAG 3100 | 2366.36
7ME6310-2RJ33-2AA1-ZC14C15 | SITRANS F M MAG 3100 | 2444.4
7ME6310-2RJ33-2AA1-ZC15 | SITRANS F M MAG 3100 | 2366.36
7ME6310-2YF11-1AA1-ZY17 | SITRANS F M MAG 3100 | 1618.71
7ME6310-2YF11-1AA2 | SITRANS F M MAG 3100 | 1493.5
7ME6310-2YF11-1AA2-ZY17 | SITRANS F M MAG 3100 | 1618.71
7ME6310-2YF11-1AA3-ZY17 | SITRANS F M MAG 3100 | 1782.05
7ME6310-2YF12-1AA1 | SITRANS F M MAG 3100 | 1684.04
7ME6310-2YF12-1AA1-ZY41 | SITRANS F M MAG 3100 | 2228.46
7ME6310-2YF12-1JB1-ZC14Y17Y20 | SITRANS F M MAG 3100 | 3750.08
7ME6310-2YF12-1LB1-ZD01Y17Y20 | SITRANS F M MAG 3100 | 3948.79
7ME6310-5YC13-4AA1 | SITRANS F M MAG 3100 | 12540.5
7ME6310-5YC13-4AA2 | SITRANS F M MAG 3100 | 12540.5
7ME6310-5YC13-5AA1 | SITRANS F M MAG 3100 | 12815.42
7ME6310-5YC13-5AA2 | SITRANS F M MAG 3100 | 12815.42
7ME6310-5YF11-1AA1 | SITRANS F M MAG 3100 | 10332.01
7ME6310-5YF12-1JB1-ZY17 | SITRANS F M MAG 3100 | 12708.36
7ME6310-5YJ11-1AA2 | SITRANS F M MAG 3100 | 7665.3
7ME6310-5YJ11-1AA4-ZY17 | SITRANS F M MAG 3100 | 7953.83
7ME6310-5YJ14-1BA4 | SITRANS F M MAG 3100 | 8463.76
7ME6310-5YJ14-2BA3-ZC14 | SITRANS F M MAG 3100 | 8658.84
7ME6310-5YJ14-2BA3-ZC14Y17 | SITRANS F M MAG 3100 | 8784.06
7ME6310-5YJ15-1AA2 | SITRANS F M MAG 3100 | 9492.71
7ME6310-6FA14-2AA1-ZY17 | SITRANS F M MAG 3100 | 8720.54
7ME6310-6FB11-1AA1 | SITRANS F M MAG 3100 | 7941.13
7ME6310-6FB11-1AA1-ZY17 | SITRANS F M MAG 3100 | 8066.36
7ME6310-6FB11-1AA1-ZY41 | SITRANS F M MAG 3100 | 8485.54
7ME6310-6FB13-2AA1-ZY41 | SITRANS F M MAG 3100 | 14171.91
7ME6310-6FB13-2AA2 | SITRANS F M MAG 3100 | 13627.51
7ME6310-6FB13-3AA1 | SITRANS F M MAG 3100 | 14634.66
7ME6310-6FB13-3AA2 | SITRANS F M MAG 3100 | 14634.66
7ME6310-6FB13-4AA1 | SITRANS F M MAG 3100 | 13735.48
7ME6310-6FB21-1CA1-ZC14 | SITRANS F M MAG 3100 | 16313.26
7ME6310-6FC11-1AA1 | SITRANS F M MAG 3100 | 8437.46
7ME6310-6FC11-1AA1-ZY41 | SITRANS F M MAG 3100 | 8981.86
7ME6310-6FC11-1AA2 | SITRANS F M MAG 3100 | 8437.46
7ME6310-6FC13-2AA2 | SITRANS F M MAG 3100 | 14226.35
7ME6310-6FC13-2AA2-ZC14Y17 | SITRANS F M MAG 3100 | 14429.59
7ME6310-6FC13-2JB1-ZC14 | SITRANS F M MAG 3100 | 16066.46
7ME6310-6FC13-3AA1 | SITRANS F M MAG 3100 | 15233.51
7ME6310-6FE11-1AA1-ZY17 | SITRANS F M MAG 3100 | 10291.17
7ME6310-6FE11-1AA1-ZY41 | SITRANS F M MAG 3100 | 10710.37
7ME6310-6FE11-1JA1 | SITRANS F M MAG 3100 | 11722.06
7ME6310-6FE12-1AA1 | SITRANS F M MAG 3100 | 10704.02
3WL1112-3BB32-4GP4 | FIXED-MOUNTED CIRCUIT BREAKER | 10440.82
3WL1112-3BB34-1AA2 | FIXED-MOUNTED CIRCUIT BREAKER | 7737.8
3WL1112-3BB34-4AA2 | FIXED-MOUNTED CIRCUIT BREAKER | 9710.34
3WL1112-3BB35-1AA2 | WITHDRAWABLE CIRCUIT BREAKER | 7673.65
3WL1112-3BB35-4AN2 | WITHDRAWABLE CIRCUIT BREAKER | 10066.37
3WL1112-3BB36-1BA4 | WITHDRAWABLE CIRCUIT BREAKER | 9891.56
3WL1112-3BB36-1GN4 | WITHDRAWABLE CIRCUIT BREAKER | 10311.72
3WL1112-3BB36-4GP4 | WITHDRAWABLE CIRCUIT BREAKER | 12333.17
3WL1112-3BB37-4GA4-ZR15 | WITHDRAWABLE CIRCUIT BREAKER | 12582.54
3WL1112-3BB43-1AA2 | FIXED-MOUNTED CIRCUIT BREAKER | 10343.79
3WL1112-3BB45-1AA2 | WITHDRAWABLE CIRCUIT BREAKER | 11306.02
3WL1112-3BB46-4GG4 | WITHDRAWABLE CIRCUIT BREAKER | 16196.47
3WL1112-3BB47-1AA2 | WITHDRAWABLE CIRCUIT BREAKER | 13871.92
3WL1112-3CB32-1AA2-ZK07 | FIXED-MOUNTED CIRCUIT BREAKER | 7635.97
3WL1112-3CB32-1AE2 | FIXED-MOUNTED CIRCUIT BREAKER | 7893.37
3WL1112-3CB32-1BJ2 | FIXED-MOUNTED CIRCUIT BREAKER | 8288.66
3WL1112-3CB32-1EA2 | FIXED-MOUNTED CIRCUIT BREAKER | 7893.37
3WL1116-2CB36-5FM2 | WITHDRAWABLE CIRCUIT BREAKER | 15890.16
3WL1116-2CB36-6AJ2 | WITHDRAWABLE CIRCUIT BREAKER | 15534.94
3WL1116-2CB36-6BA4 | WITHDRAWABLE CIRCUIT BREAKER | 15833.23
3WL1116-2CB37-4AS2 | WITHDRAWABLE CIRCUIT BREAKER | 16542.06
3WL1116-2CB37-4GN4-ZC01 | WITHDRAWABLE CIRCUIT BREAKER | 17088.12
3WL1116-2CB38-4AA2 | WITHDRAWABLE CIRCUIT BREAKER | 15114.78
3WL1116-2CB38-4GA4 | WITHDRAWABLE CIRCUIT BREAKER | 15833.23
3WL1116-2CB38-5FA2 | WITHDRAWABLE CIRCUIT BREAKER | 15469.99
3WL1116-2CB38-5GA8 | WITHDRAWABLE CIRCUIT BREAKER | 15833.23
3WL1116-2CB41-4AN2 | FIXED-MOUNTED CIRCUIT BREAKER | 16577.34
3WL1116-2CB42-1BA2 | FIXED-MOUNTED CIRCUIT BREAKER | 13818.19
3WL1116-2CB42-1GA2 | FIXED-MOUNTED CIRCUIT BREAKER | 13818.19
3WL1116-2CB42-4GB2 | FIXED-MOUNTED CIRCUIT BREAKER | 16145.95
3WL1116-2CB42-4GG4 | FIXED-MOUNTED CIRCUIT BREAKER | 16509.18
3WL1116-2CB42-6BA2 | FIXED-MOUNTED CIRCUIT BREAKER | 15790.73
3WL1116-2CB42-6BJ2 | FIXED-MOUNTED CIRCUIT BREAKER | 16210.89
3WL1116-2CB44-1AA2 | FIXED-MOUNTED CIRCUIT BREAKER | 14184.63
3WL1116-2CB45-1AA2 | WITHDRAWABLE CIRCUIT BREAKER | 15146.86
3WL1116-2CB46-1GA2 | WITHDRAWABLE CIRCUIT BREAKER | 17266.13
3WL1116-2CB46-1GP2 | WITHDRAWABLE CIRCUIT BREAKER | 17735.2
3WL1116-2CB46-4GN2 | WITHDRAWABLE CIRCUIT BREAKER | 19658.83
3WL1116-2CB46-5FA2 | WITHDRAWABLE CIRCUIT BREAKER | 19238.67
3WL1116-2CB47-5FA4 | WITHDRAWABLE CIRCUIT BREAKER | 20323.57
3WL1116-2CB48-1AN2 | WITHDRAWABLE CIRCUIT BREAKER | 17331.07
3WL1116-2DG31-1AA2 | FIXED-MOUNTED CIRCUIT BREAKER | 11811.17
3WL1116-2DG32-1AA2 | FIXED-MOUNTED CIRCUIT BREAKER | 11410.25
3WL1116-2DG32-4GA2 | FIXED-MOUNTED CIRCUIT BREAKER | 13738
3WL1116-2DG32-4GN2 | FIXED-MOUNTED CIRCUIT BREAKER | 14158.18
3WL1116-2DG32-6BA2 | FIXED-MOUNTED CIRCUIT BREAKER | 13738
3WL1116-2DG34-1AA2 | FIXED-MOUNTED CIRCUIT BREAKER | 11811.17
3WL1116-3CB38-1BA2 | WITHDRAWABLE CIRCUIT BREAKER | 13978.56
3WL1116-3CB38-4GA4 | WITHDRAWABLE CIRCUIT BREAKER | 16314.34
3WL1116-3CB42-1GA2 | FIXED-MOUNTED CIRCUIT BREAKER | 14379.48
3WL1116-3CB42-4AA4 | FIXED-MOUNTED CIRCUIT BREAKER | 16360.04
3WL1116-3CB43-1AA2 | FIXED-MOUNTED CIRCUIT BREAKER | 14665.74
3WL1116-3CB44-1AA2 | FIXED-MOUNTED CIRCUIT BREAKER | 14665.74
3WL1116-3CB46-1GA4 | WITHDRAWABLE CIRCUIT BREAKER | 17789.74
3WL1116-3CB46-4GA2 | WITHDRAWABLE CIRCUIT BREAKER | 19399.04
3WL1116-3DG32-1AA2 | FIXED-MOUNTED CIRCUIT BREAKER | 12131.92
3WL1116-3DG32-1GN2 | FIXED-MOUNTED CIRCUIT BREAKER | 12907.29
3WL1116-3DG32-4GG4 | FIXED-MOUNTED CIRCUIT BREAKER | 15178.12
3WL1116-3DG32-4GN4 | FIXED-MOUNTED CIRCUIT BREAKER | 15243.08
7ME6310-2RJ13-2AA2 | SITRANS F M MAG 3100 | 1766.62
7ME6310-2RJ13-2AA4-ZC14 | SITRANS F M MAG 3100 | 2007.97
7ME6310-2RJ13-2AB1-ZC14 | SITRANS F M MAG 3100 | 2050.61
7ME6310-2RJ13-2CA2 | SITRANS F M MAG 3100 | 3609.44
7ME6310-2RJ23-1CF2-ZY17 | SITRANS F M MAG 3100 | 4159.3
7ME6310-2RJ23-1DF1-ZY17 | SITRANS F M MAG 3100 | 5023.09
7ME6310-2RJ23-2JB2-ZY17 | SITRANS F M MAG 3100 | 3776.4
7ME6310-2RJ27-2CB1-ZC14Y18 | SITRANS F M MAG 3100 | 4338.95
7ME6310-2RK11-1AA2 | SITRANS F M MAG 3100 | 1540.68
7ME6310-2RK11-1CA2 | SITRANS F M MAG 3100 | 3383.51
7ME6310-2RK12-2KA1-ZY17 | SITRANS F M MAG 3100 | 3290.05
7ME6310-2RK12-2LA1-ZY17 | SITRANS F M MAG 3100 | 3290.05
7ME6310-2YF11-1CB1-ZC14 | SITRANS F M MAG 3100 | 3620.33
7ME6310-2YF11-1CF1 | SITRANS F M MAG 3100 | 3755.52
7ME6310-2YF11-1DA1 | SITRANS F M MAG 3100 | 4200.12
7ME6310-2YF11-1HB1-ZC15Y17 | SITRANS F M MAG 3100 | 3458.83
7ME6310-2YF11-1LA1 | SITRANS F M MAG 3100 | 2815.52
7ME6310-2YF12-2CB1-ZC12 | SITRANS F M MAG 3100 | 4066.74
7ME6310-2YF12-2CF1-ZC12C14Y17 | SITRANS F M MAG 3100 | 4483.22
7ME6310-2YF12-2JE1 | SITRANS F M MAG 3100 | 3563.17
7ME6310-2YF12-2LA2 | SITRANS F M MAG 3100 | 3123.1
7ME6310-5YC22-1AA1-ZC14 | SITRANS F M MAG 3100 | 14858.78
7ME6310-5YE11-1AA1 | SITRANS F M MAG 3100 | 8998.2
7ME6310-5YE11-1AA1-ZY41 | SITRANS F M MAG 3100 | 9542.61
7ME6310-5YE12-1AA1 | SITRANS F M MAG 3100 | 9485.45
7ME6310-5YJ13-1AA2-ZC14Y17Y20 | SITRANS F M MAG 3100 | 12899.81
7ME6310-5YJ13-1AA2-ZY41 | SITRANS F M MAG 3100 | 13140.25
7ME6310-5YJ13-2AA2 | SITRANS F M MAG 3100 | 12712.89
7ME6310-5YJ13-2AA2-ZC14 | SITRANS F M MAG 3100 | 12790.93
7ME6310-5YJ22-2CF4-ZY17 | SITRANS F M MAG 3100 | 17714.22
7ME6310-5YJ23-2JF1-ZY17 | SITRANS F M MAG 3100 | 21219.31
7ME6310-5YK11-1AA2 | SITRANS F M MAG 3100 | 11888.12
7ME6310-5YP12-2AA1 | SITRANS F M MAG 3100 | 9602.5
7ME6310-5YQ14-1AA1-ZC15 | SITRANS F M MAG 3100 | 10899.1
7ME6310-6FB11-2LA1-ZC14 | SITRANS F M MAG 3100 | 9458.22
7ME6310-6FB11-4AA1-ZY41 | SITRANS F M MAG 3100 | 8710.57
7ME6310-6FB13-1AA1 | SITRANS F M MAG 3100 | 13510.46
7ME6310-6FB13-1AA1-ZY41 | SITRANS F M MAG 3100 | 14054.86
7ME6310-6FB13-5AA2 | SITRANS F M MAG 3100 | 14010.41
7ME6310-6FB14-1AA1 | SITRANS F M MAG 3100 | 8478.28
7ME6310-6FB14-1AA1-ZY17Y20 | SITRANS F M MAG 3100 | 8704.22
7ME6310-6FB14-1AA2 | SITRANS F M MAG 3100 | 8478.28
7ME6310-6FC12-1AA1 | SITRANS F M MAG 3100 | 9054.45
7ME6310-6FC12-1AA1-ZC14 | SITRANS F M MAG 3100 | 9132.48
7ME6310-6FC12-2JB1-ZD19 | SITRANS F M MAG 3100 | 12976.93
7ME6310-6FC13-1AA1 | SITRANS F M MAG 3100 | 14109.3
7ME6310-6FC13-1AA1-ZY17 | SITRANS F M MAG 3100 | 14234.51
7ME6310-6FC13-5AA2 | SITRANS F M MAG 3100 | 14609.26
7ME6310-6FC14-1AA1 | SITRANS F M MAG 3100 | 9054.45
7ME6310-6FC14-1AA2 | SITRANS F M MAG 3100 | 9054.45
7ME6310-6FC15-2AA1-ZY17 | SITRANS F M MAG 3100 | 10402.77
7ME6310-6FE14-1AA2-ZC14 | SITRANS F M MAG 3100 | 10782.06
7ME6310-6FE14-2LA1-ZD02 | SITRANS F M MAG 3100 | 13163.85
7ME6310-6FF11-1AA1 | SITRANS F M MAG 3100 | 12390.79
7ME6310-6FF11-1AA1-ZY41 | SITRANS F M MAG 3100 | 12935.19
7ME6310-6FJ13-1AA2-ZY41 | SITRANS F M MAG 3100 | 14983.09
7ME6310-6FJ13-2AA2 | SITRANS F M MAG 3100 | 14555.72
7ME6310-6FJ13-2AA2-ZC14 | SITRANS F M MAG 3100 | 14633.75
7ME6310-6FJ13-2AA2-ZY17 | SITRANS F M MAG 3100 | 14680.93
7ME6310-6PB11-1AA2 | SITRANS F M MAG 3100 | 9643.32
7ME6310-6PB11-1AA2-ZY41 | SITRANS F M MAG 3100 | 10187.74
7ME6310-6PB11-2AA1 | SITRANS F M MAG 3100 | 9760.37
7ME6310-6PB11-2DA1-ZY20 | SITRANS F M MAG 3100 | 12567.71
7ME6310-6PB12-1AA3-ZC14 | SITRANS F M MAG 3100 | 10471.73
7ME6310-6PB14-1AA1 | SITRANS F M MAG 3100 | 10230.38
7ME6310-6PB14-1AA2 | SITRANS F M MAG 3100 | 10230.38
7ME6310-6PB15-2AA1-ZY17 | SITRANS F M MAG 3100 | 12849.91
7ME6310-6PB22-1AA1-ZC14 | SITRANS F M MAG 3100 | 18538.08
7ME6310-6PC13-1AA2 | SITRANS F M MAG 3100 | 18924.62
7ME6310-6PC13-1CA1 | SITRANS F M MAG 3100 | 20767.45
7ME6310-6PC13-2AA1 | SITRANS F M MAG 3100 | 19041.66
7ME6310-6PC13-2AA1-ZC14 | SITRANS F M MAG 3100 | 19119.7
7ME6310-6PC21-1AA1-ZC14Y17 | SITRANS F M MAG 3100 | 21049.63
7ME6310-6PC22-1AA1-ZC14 | SITRANS F M MAG 3100 | 21602.21
7ME6310-6PC23-1AA1-ZC14Y17Y41 | SITRANS F M MAG 3100 | 29612.3
7ME6310-6PE11-1AA1 | SITRANS F M MAG 3100 | 12981.47
7ME6310-6PE11-1AA1-ZC14 | SITRANS F M MAG 3100 | 13059.49
3WL1112-2EB46-1DL2 | WITHDRAWABLE CIRCUIT BREAKER | 12892.87
3WL1112-2EB46-1FA2 | WITHDRAWABLE CIRCUIT BREAKER | 12398.92
3WL1112-2EB46-1GA2 | WITHDRAWABLE CIRCUIT BREAKER | 12398.92
3WL1112-2EB46-1GA7 | WITHDRAWABLE CIRCUIT BREAKER | 12762.16
3WL1112-2EG32-1AN2 | FIXED-MOUNTED CIRCUIT BREAKER | 8711.24
3WL1112-2EG32-1BA4 | FIXED-MOUNTED CIRCUIT BREAKER | 9009.52
3WL1112-2EG32-4GA2 | FIXED-MOUNTED CIRCUIT BREAKER | 10618.84
3WL1112-2EG32-4GA4 | FIXED-MOUNTED CIRCUIT BREAKER | 10982.06
3WL1112-2EG36-4GA2 | WITHDRAWABLE CIRCUIT BREAKER | 12286.67
3WL1112-2EG36-4GA4 | WITHDRAWABLE CIRCUIT BREAKER | 12649.9
3WL1112-2EG36-4GN2 | WITHDRAWABLE CIRCUIT BREAKER | 12706.83
3WL1112-2EG36-4GN4 | WITHDRAWABLE CIRCUIT BREAKER | 13070.08
3WL1112-2EG46-1BA2 | WITHDRAWABLE CIRCUIT BREAKER | 13609.71
3WL1112-2EG46-4GA2 | WITHDRAWABLE CIRCUIT BREAKER | 15582.25
3WL1112-2EG46-4GA4 | WITHDRAWABLE CIRCUIT BREAKER | 15945.49
3WL1112-2EG47-1AA2 | WITHDRAWABLE CIRCUIT BREAKER | 13735.61
3WL1112-2EG48-1AA2 | WITHDRAWABLE CIRCUIT BREAKER | 13254.49
3WL1112-2FB32-4GN4 | FIXED-MOUNTED CIRCUIT BREAKER | 10600.39
3WL1112-2FB32-4GP2 | FIXED-MOUNTED CIRCUIT BREAKER | 10286.06
3WL1112-2FB32-4GP4 | FIXED-MOUNTED CIRCUIT BREAKER | 10649.31
3WL1112-2FB33-1AA2 | FIXED-MOUNTED CIRCUIT BREAKER | 7930.25
3WL1112-2FB36-4GN2 | WITHDRAWABLE CIRCUIT BREAKER | 11904.99
3WL1112-2FB36-4GN4 | WITHDRAWABLE CIRCUIT BREAKER | 12268.23
3WL1112-2FB36-4GP2 | WITHDRAWABLE CIRCUIT BREAKER | 11953.9
3WL1112-2FB36-4GP4 | WITHDRAWABLE CIRCUIT BREAKER | 12317.14
3WL1112-2FB42-1GA2 | FIXED-MOUNTED CIRCUIT BREAKER | 10306.11
3WL1112-2FB42-4AS4 | FIXED-MOUNTED CIRCUIT BREAKER | 13313.03
3WL1112-2FB42-4GA2 | FIXED-MOUNTED CIRCUIT BREAKER | 12278.65
3WL1112-2FB42-4GN4 | FIXED-MOUNTED CIRCUIT BREAKER | 13062.05
3WL1112-2FB43-1GA2 | FIXED-MOUNTED CIRCUIT BREAKER | 10931.55
3WL1112-2FG32-4GA2 | FIXED-MOUNTED CIRCUIT BREAKER | 11075.88
3WL1112-2FG32-4GA4 | FIXED-MOUNTED CIRCUIT BREAKER | 11439.13
3WL1112-2FG32-4GN2 | FIXED-MOUNTED CIRCUIT BREAKER | 11496.04
3WL1112-2FG32-4GN4 | FIXED-MOUNTED CIRCUIT BREAKER | 11859.29
3WL1112-2FG36-4GP2 | WITHDRAWABLE CIRCUIT BREAKER | 13212.81
3WL1112-2FG36-4GP4 | WITHDRAWABLE CIRCUIT BREAKER | 13576.03
3WL1112-2FG36-5FR4 | WITHDRAWABLE CIRCUIT BREAKER | 14133.32
3WL1112-2FG37-1AA2 | WITHDRAWABLE CIRCUIT BREAKER | 10905.1
3WL1112-2NB32-4GN8 | FIXED-MOUNTED CIRCUIT BREAKER | 12949.79
3WL1112-2NB33-1AA2 | FIXED-MOUNTED CIRCUIT BREAKER | 10279.65
3WL1112-2NB34-1AA2 | FIXED-MOUNTED CIRCUIT BREAKER | 10279.65
3WL1112-2NB35-1AA2 | WITHDRAWABLE CIRCUIT BREAKER | 10255.6
3WL1112-2NG36-1AA2 | WITHDRAWABLE CIRCUIT BREAKER | 12717.25
3WL1112-2NG37-1AA2 | WITHDRAWABLE CIRCUIT BREAKER | 13206.39
3WL1112-2NG38-1AA2 | WITHDRAWABLE CIRCUIT BREAKER | 12717.25
3WL1112-2NG42-1AA2 | FIXED-MOUNTED CIRCUIT BREAKER | 13511.09
3WL1112-3AA32-4GN4 | FIXED-MOUNT NON-AUT. CIRCUIT-B. | 8547.66
3WL1112-3AA32-6BJ4-ZC22 | FIXED-MOUNT NON-AUT. CIRCUIT-B. | 8748.13
3WL1112-3AA33-1AA2 | FIXED-MOUNT NON-AUT. CIRCUIT-B. | 5893.57
3WL1112-3AA34-1AA2 | FIXED-MOUNT NON-AUT. CIRCUIT-B. | 5893.57
3WL1112-3AA37-4GA4 | WITHDRAW. NON-AUT. CIRCUIT-B. | 10468.89
3WL1112-3AA37-4GA7 | WITHDRAW. NON-AUT. CIRCUIT-B. | 10468.89
3WL1112-3AA38-1AA2 | WITHDRAW. NON-AUT. CIRCUIT-B. | 7328.87
3WL1112-3AA38-4GA4 | WITHDRAW. NON-AUT. CIRCUIT-B. | 10019.85
3WL1116-3BB32-1GA2-ZK07 | FIXED-MOUNTED CIRCUIT BREAKER | 11382.99
3WL1116-3BB32-1GN2 | FIXED-MOUNTED CIRCUIT BREAKER | 11680.48
3WL1116-3BB32-1GN4 | FIXED-MOUNTED CIRCUIT BREAKER | 12043.72
3WL1116-3BB32-4AA2 | FIXED-MOUNTED CIRCUIT BREAKER | 12877.64
3WL1116-3BB32-4AN2 | FIXED-MOUNTED CIRCUIT BREAKER | 13297.8
3WL1116-3BB32-6BA2 | FIXED-MOUNTED CIRCUIT BREAKER | 13232.84
3WL1116-3BB32-6BJ4 | FIXED-MOUNTED CIRCUIT BREAKER | 14016.24
3WL1116-3BB33-1AA2 | FIXED-MOUNTED CIRCUIT BREAKER | 11386.19
3WL1116-3BB34-1AA2 | FIXED-MOUNTED CIRCUIT BREAKER | 11386.19
7ML5731-6AA14-1DA0-ZY01 | SITRANS LVS200 - STANDARD | 1492.88
7ML5731-6AA14-1FA0-ZY01 | SITRANS LVS200 - STANDARD | 1669.7
7ML5731-6AA36-2FA0-ZK05Y01 | SITRANS LVS200 - STANDARD | 2085.79
7ML5731-6AB31-2FA0 | SITRANS LVS200 - STANDARD | 1274.87
7NG3135-0AB10-ZY01Y17 | SITRANS TF Temperature Transmitter | 1334.2
7NG3135-0AB11-ZC11 | SITRANS TF Temperature Transmitter | 1424.8
7NG3135-0AB11-ZC11F55U04Y01 | SITRANS TF Temperature Transmitter | 1583.59
7NG3135-0AB11-ZC11U02Y01 | SITRANS TF Temperature Transmitter | 1471.77
7NG3135-0AB11-ZY01Y23 | SITRANS TF Temperature Transmitter | 1413.62
7NG3135-0AB11-ZY22 | SITRANS TF Temperature Transmitter | 1366.63
7NG3135-0AB11-ZY24 | SITRANS TF Temperature Transmitter | 1366.63
7NG3135-0AB12 | SITRANS TF Temperature Transmitter | 1389
7NG3135-0AC02-ZC11U03Y01 | SITRANS TF Temperature Transmitter | 1180.99
7NG3135-0AC10 | SITRANS TF Temperature Transmitter | 1287.24
7NG3135-0AC10-ZU03Y01Y23 | SITRANS TF Temperature Transmitter | 1349.86
7NG3135-0AC10-ZY01 | SITRANS TF Temperature Transmitter | 1334.2
7NG3135-0AC11-ZU25Y01Y23 | SITRANS TF Temperature Transmitter | 1413.62
7NG3135-0AC11-ZU29Y01 | SITRANS TF Temperature Transmitter | 1397.96
7NG3135-0AC11-ZY01 | SITRANS TF Temperature Transmitter | 1397.96
7NG3135-0AC11-ZY22 | SITRANS TF Temperature Transmitter | 1366.63
7NG3135-0AC11-ZY23 | SITRANS TF Temperature Transmitter | 1366.63
7NG3135-0EC12 | SITRANS TF Temperature Transmitter | 2534.22
7NG3135-0EC12-ZC11U03 | SITRANS TF Temperature Transmitter | 2608.02
7NG3135-1AB00 | SITRANS TF Temperature Transmitter | 1019.94
7NG3135-1AB01-ZU04Y01 | SITRANS TF Temperature Transmitter | 1130.66
7NG3135-1AB11-ZY01Y22Y23 | SITRANS TF Temperature Transmitter | 1490.78
7NG3135-1AB11-ZY01Y23 | SITRANS TF Temperature Transmitter | 1475.12
7NG3135-1AB11-ZY22 | SITRANS TF Temperature Transmitter | 1428.15
7NG3135-1AB11-ZY22Y23 | SITRANS TF Temperature Transmitter | 1443.81
7NG3135-1EB02-ZC11 | SITRANS TF Temperature Transmitter | 2340.74
7NG3135-1EB02-ZC11Y01 | SITRANS TF Temperature Transmitter | 2387.71
7NG3135-1EB10 | SITRANS TF Temperature Transmitter | 2493.94
7NG3135-1EB12-ZC20U03Y01 | SITRANS TF Temperature Transmitter | 2689.66
7NG3135-4AB11 | SITRANS TF Temperature Transmitter | 1422.56
7NG3135-4AB11-ZC20 | SITRANS TF Temperature Transmitter | 1469.53
7NG3135-4AB11-ZU03Y01Y17 | SITRANS TF Temperature Transmitter | 1469.53
7NG3135-4AB11-ZY01 | SITRANS TF Temperature Transmitter | 1469.53
7NG3135-4AC11-ZC11F55Y01 | SITRANS TF Temperature Transmitter | 1655.18
7ME6310-5YJ13-2BA4 | SITRANS F M MAG 3100 | 13024.11
7ME6310-5YJ13-5AA2 | SITRANS F M MAG 3100 | 13095.8
7ME6310-5YJ15-2AA2 | SITRANS F M MAG 3100 | 9609.76
7ME6310-5YJ22-2CF1-ZY17 | SITRANS F M MAG 3100 | 17550.88
7ME6310-5YR11-2DA1-ZY20 | SITRANS F M MAG 3100 | 10260.33
7ME6310-6FA11-4AA1-ZY41 | SITRANS F M MAG 3100 | 8710.57
7ME6310-6FB11-1AA2-ZY41 | SITRANS F M MAG 3100 | 8485.54
7ME6310-6FB11-2DA1-ZY20 | SITRANS F M MAG 3100 | 10865.52
7ME6310-6FB13-1AA2 | SITRANS F M MAG 3100 | 13510.46
7ME6310-6FB13-2AA1 | SITRANS F M MAG 3100 | 13627.51
7ME6310-6FB13-4AA2 | SITRANS F M MAG 3100 | 13735.48
7ME6310-6FB13-5AA1-ZY17 | SITRANS F M MAG 3100 | 14135.62
7ME6310-6FB14-2AA1-ZY17Y41 | SITRANS F M MAG 3100 | 9264.96
7ME6310-6FB21-1AA1-ZC14 | SITRANS F M MAG 3100 | 14470.44
7ME6310-6FC11-1AA2-ZC14 | SITRANS F M MAG 3100 | 8515.49
7ME6310-6FC11-1AA3-ZY17Y20Y41 | SITRANS F M MAG 3100 | 9371.11
7ME6310-6FC13-1AA1-ZY17Y41 | SITRANS F M MAG 3100 | 14778.93
7ME6310-6FC13-1LA1-ZC14 | SITRANS F M MAG 3100 | 15509.35
7ME6310-6FC13-4AA1 | SITRANS F M MAG 3100 | 14334.33
7ME6310-6FC13-5AA1 | SITRANS F M MAG 3100 | 14609.26
7ME6310-6FC21-1AA2-ZY17 | SITRANS F M MAG 3100 | 17013.73
7ME6310-6FC23-1AA1-ZC14Y17Y41 | SITRANS F M MAG 3100 | 22760.9
7ME6310-6FE11-1AA1-ZC14Y17 | SITRANS F M MAG 3100 | 10369.2
7ME6310-6FE12-2AA1-ZC14 | SITRANS F M MAG 3100 | 10899.1
7ME6310-6FE12-2AA1-ZY17 | SITRANS F M MAG 3100 | 10946.28
7ME6310-6FF11-1JE1-ZY20 | SITRANS F M MAG 3100 | 14253.57
7ME6310-6FJ11-1AA2 | SITRANS F M MAG 3100 | 8831.25
7ME6310-6FJ12-1AA2-ZC14Y17 | SITRANS F M MAG 3100 | 9572.55
7ME6310-6FJ13-1AA1-ZC14 | SITRANS F M MAG 3100 | 14516.71
7ME6310-6FJ13-1AA2-ZY17 | SITRANS F M MAG 3100 | 14563.88
7ME6310-6FJ13-5LB1-ZY17 | SITRANS F M MAG 3100 | 16591.82
7ME6310-6FJ23-1AA2-ZC14Y17Y20 | SITRANS F M MAG 3100 | 22631.15
7ME6310-6PB11-1AA1-ZC14 | SITRANS F M MAG 3100 | 9721.36
7ME6310-6PB11-1AA1-ZY41 | SITRANS F M MAG 3100 | 10187.74
7ME6310-6PB13-1AA1 | SITRANS F M MAG 3100 | 18274.04
7ME6310-6PB13-1AA2 | SITRANS F M MAG 3100 | 18274.04
7ME6310-6PB13-4AA1 | SITRANS F M MAG 3100 | 18499.08
7ME6310-6PB13-5AA1 | SITRANS F M MAG 3100 | 18773.99
7ME6310-6PB22-1CB1-ZY17Y20 | SITRANS F M MAG 3100 | 20734.78
7ME6310-6PC11-1AA1 | SITRANS F M MAG 3100 | 10174.12
7ME6310-6PC12-2AA1 | SITRANS F M MAG 3100 | 10968.97
7ME6310-6PC13-1AA1 | SITRANS F M MAG 3100 | 18924.62
7ME6310-6PC13-2AA1-ZY17 | SITRANS F M MAG 3100 | 19166.87
7ME6310-6PC13-3AA1 | SITRANS F M MAG 3100 | 20048.83
7ME6310-6PC14-1AA2 | SITRANS F M MAG 3100 | 10851.92
7ME6310-6PC21-1AA1 | SITRANS F M MAG 3100 | 20846.38
7ME6310-6PE11-2AA1-ZY20 | SITRANS F M MAG 3100 | 13199.23
7ME6310-6PE12-2AA1-ZN02 | SITRANS F M MAG 3100 | 13691.02
7ME6310-6PF11-1AA1-ZY41 | SITRANS F M MAG 3100 | 16818.65
3WL1112-2EB46-1DA2 | WITHDRAWABLE CIRCUIT BREAKER | 12423.78
3WL1112-2EB46-5FA2 | WITHDRAWABLE CIRCUIT BREAKER | 14371.46
3WL1112-2EB46-6BA2 | WITHDRAWABLE CIRCUIT BREAKER | 14371.46
3WL1112-2EB62-1AA2 | FIXED-MOUNTED CIRCUIT BREAKER | 7080.29
3WL1112-2EG32-1AA2 | FIXED-MOUNTED CIRCUIT BREAKER | 8291.08
3WL1112-2EG32-4GN2 | FIXED-MOUNTED CIRCUIT BREAKER | 11039
3WL1112-2EG32-4GP2 | FIXED-MOUNTED CIRCUIT BREAKER | 11087.91
3WL1112-2EG35-1AA2 | WITHDRAWABLE CIRCUIT BREAKER | 8708.03
3WL1112-2EG36-1AN2 | WITHDRAWABLE CIRCUIT BREAKER | 10379.07
3WL1112-2EG36-4GP4 | WITHDRAWABLE CIRCUIT BREAKER | 13118.99
3WL1112-2EG37-1AA2 | WITHDRAWABLE CIRCUIT BREAKER | 10448.03
3WL1112-2EG43-1AA2 | FIXED-MOUNTED CIRCUIT BREAKER | 11378.17
3WL1112-2EG45-1AA2 | WITHDRAWABLE CIRCUIT BREAKER | 11450.34
7ME6310-6FJ11-1JA1-ZC14 | SITRANS F M MAG 3100 | 10465.39
7ME6310-6FJ11-2AA1-ZC14 | SITRANS F M MAG 3100 | 9026.33
7ME6310-6FJ11-2AA2-ZC12Y17 | SITRANS F M MAG 3100 | 9290.37
7ME6310-6FJ12-1AA2 | SITRANS F M MAG 3100 | 9369.3
7ME6310-6FK12-2AA2-ZY17 | SITRANS F M MAG 3100 | 15396.83
7ME6310-6FK14-1AA2-ZY17Y41 | SITRANS F M MAG 3100 | 15824.2
7ME6310-6FR11-2DA1-ZY20 | SITRANS F M MAG 3100 | 11361.85
7ME6310-6FR11-2KA1-ZC14 | SITRANS F M MAG 3100 | 9954.54
7ME6310-6PB13-2AA1 | SITRANS F M MAG 3100 | 18391.09
7ME6310-6PB13-2AA2 | SITRANS F M MAG 3100 | 18391.09
7ME6310-6PB13-3AA1 | SITRANS F M MAG 3100 | 19398.26
7ME6310-6PB13-3AA2 | SITRANS F M MAG 3100 | 19398.26
7ME6310-6PC11-1AA1-ZY41 | SITRANS F M MAG 3100 | 10718.54
7ME6310-6PC11-1AA2 | SITRANS F M MAG 3100 | 10174.12
7ME6310-6PC11-1AA3-ZC14 | SITRANS F M MAG 3100 | 10415.48
7ME6310-6PC11-1CB1-ZC14Y17Y20 | SITRANS F M MAG 3100 | 12526.89
7ME6310-6PC12-1AA1 | SITRANS F M MAG 3100 | 10851.92
7ME6310-6PC13-4AA1 | SITRANS F M MAG 3100 | 19149.65
7ME6310-6PC13-4AA2 | SITRANS F M MAG 3100 | 19149.65
7ME6310-6PC13-5AA1 | SITRANS F M MAG 3100 | 19424.56
7ME6310-6PC13-5AA2 | SITRANS F M MAG 3100 | 19424.56
7ME6310-6PE12-2AA1-ZY41 | SITRANS F M MAG 3100 | 14225.45
7ME6310-6PE14-1AA1 | SITRANS F M MAG 3100 | 13563.99
7ME6310-6PE14-2LA1-ZD02 | SITRANS F M MAG 3100 | 16023.82
7ME6310-6PF11-1AA1 | SITRANS F M MAG 3100 | 16274.25
3WL1112-2EB47-1FA2 | WITHDRAWABLE CIRCUIT BREAKER | 12880.03
3WL1112-2EB48-1AA2 | WITHDRAWABLE CIRCUIT BREAKER | 12043.72
3WL1112-2EB48-1BA4 | WITHDRAWABLE CIRCUIT BREAKER | 12762.16
3WL1112-2EB48-1GA2 | WITHDRAWABLE CIRCUIT BREAKER | 12398.92
3WL1112-2EG32-5FM4 | FIXED-MOUNTED CIRCUIT BREAKER | 11402.24
3WL1112-2EG32-6AN4 | FIXED-MOUNTED CIRCUIT BREAKER | 11047.02
3WL1112-2EG33-1AA2 | FIXED-MOUNTED CIRCUIT BREAKER | 8732.1
3WL1112-2EG34-1AA2 | FIXED-MOUNTED CIRCUIT BREAKER | 8732.1
3WL1112-2EG38-1AA2 | WITHDRAWABLE CIRCUIT BREAKER | 9958.91
3WL1112-2EG41-1AA2 | FIXED-MOUNTED CIRCUIT BREAKER | 11378.17
3WL1112-2EG42-1AA2 | FIXED-MOUNTED CIRCUIT BREAKER | 10752.74
3WL1112-2EG42-1AA4 | FIXED-MOUNTED CIRCUIT BREAKER | 11115.98
3WL1112-2FB32-1AA4 | FIXED-MOUNTED CIRCUIT BREAKER | 7852.46
3WL1112-2FB32-1BJ2 | FIXED-MOUNTED CIRCUIT BREAKER | 8264.61
3WL1112-2FB32-1GA2 | FIXED-MOUNTED CIRCUIT BREAKER | 7844.45
3WL1112-2FB32-1GS2 | FIXED-MOUNTED CIRCUIT BREAKER | 8870.81
3WL1112-2FB36-1AA2 | WITHDRAWABLE CIRCUIT BREAKER | 9157.07
3WL1112-2FB36-1GA2 | WITHDRAWABLE CIRCUIT BREAKER | 9512.29
3WL1112-2FB36-1GN2 | WITHDRAWABLE CIRCUIT BREAKER | 9932.45
3WL1112-2FB36-4AG4 | WITHDRAWABLE CIRCUIT BREAKER | 11848.05
3WL1112-2FB36-4AN2-ZK07 | WITHDRAWABLE CIRCUIT BREAKER | 11672.45
3WL1112-2FB37-1AA2 | WITHDRAWABLE CIRCUIT BREAKER | 9646.19
3WL1112-2FB37-1AA4 | WITHDRAWABLE CIRCUIT BREAKER | 10009.43
3WL1112-2FB38-1AA2 | WITHDRAWABLE CIRCUIT BREAKER | 9157.07
3WL1112-2FB38-1AA2-ZT40 | WITHDRAWABLE CIRCUIT BREAKER | 9461.77
3WL1112-2FB46-4GA2 | WITHDRAWABLE CIRCUIT BREAKER | 14780.41
3WL1112-2FB46-4GA4 | WITHDRAWABLE CIRCUIT BREAKER | 15143.65
3WL1112-2FB47-1AA2 | WITHDRAWABLE CIRCUIT BREAKER | 12933.76
3WL1112-2FG31-1AA2 | FIXED-MOUNTED CIRCUIT BREAKER | 9189.14
3WL1112-2FG36-1AA2 | WITHDRAWABLE CIRCUIT BREAKER | 10415.96
3WL1112-2FG36-1AA4 | WITHDRAWABLE CIRCUIT BREAKER | 10779.2
3WL1112-2FG36-1GA4 | WITHDRAWABLE CIRCUIT BREAKER | 11134.42
3WL1112-2FG36-4GA2 | WITHDRAWABLE CIRCUIT BREAKER | 12743.72
3WL1112-2FG42-1AA2 | FIXED-MOUNTED CIRCUIT BREAKER | 11209.78
3WL1112-2FG43-1GA2 | FIXED-MOUNTED CIRCUIT BREAKER | 12190.45
3WL1112-2FG45-1AA4 | WITHDRAWABLE CIRCUIT BREAKER | 12270.63
7NG3135-4AC11-ZC11U02Y01 | SITRANS TF Temperature Transmitter | 1543.34
7NG3135-4AC11-ZC11U03Y01 | SITRANS TF Temperature Transmitter | 1543.34
7NG3135-4AC11-ZU03Y01Y17 | SITRANS TF Temperature Transmitter | 1469.53
7NG3136-0AB00 | SITRANS TF Temperature Transmitter | 1079.22
7NG3136-0AB00-ZC11 | SITRANS TF Temperature Transmitter | 1153.03
7NG3136-0AB00-ZY01Y23 | SITRANS TF Temperature Transmitter | 1141.85
7NG3136-0AB01 | SITRANS TF Temperature Transmitter | 1142.96
7NG3136-0AB10-ZC11C23Y17 | SITRANS TF Temperature Transmitter | 1552.28
7NG3136-0AB10-ZC11C23Y23 | SITRANS TF Temperature Transmitter | 1567.94
7NG3136-0AB10-ZC11U03Y01 | SITRANS TF Temperature Transmitter | 1528.8
7NG3136-0AB10-ZC11U03Y01Y17 | SITRANS TF Temperature Transmitter | 1528.8
7NG3136-0AB10-ZC11U03Y01Y23 | SITRANS TF Temperature Transmitter | 1544.45
7NG3136-5EB10-ZC11Y01Y22Y23 | SITRANS TF Temperature Transmitter | 2776.9
7NG3136-5EC10 | SITRANS TF Temperature Transmitter | 2624.8
7NG3136-5EC10-ZU03Y01Y23 | SITRANS TF Temperature Transmitter | 2687.42
7NG3136-5EC10-ZU04Y01Y23 | SITRANS TF Temperature Transmitter | 2687.42
7NG3211-0AN00-ZU03Y01Y17 | SITRANS TH100 Temperature transmitter | 194.59
7NG3211-0AN00-ZU03Y01Y23 | SITRANS TH100 Temperature transmitter | 194.59
7NG3211-0AN00-ZU04Y01 | SITRANS TH100 Temperature transmitter | 194.59
7NG3211-0AN00-ZY01 | SITRANS TH100 Temperature transmitter | 194.59
7NG3211-0NN00-ZU03Y01Y23 | SITRANS TH100 Temperature transmitter | 145.39
7NG3211-0NN00-ZU04Y01 | SITRANS TH100 Temperature transmitter | 145.39
7NG3211-0NN00-ZY01 | SITRANS TH100 Temperature transmitter | 145.39
7NG3211-0NN00-ZY01Y01 | SITRANS TH100 Temperature transmitter | 180.06
7NG3211-1AN00-ZY01 | SITRANS TH200 Temperature transmitter | 436.16
7NG3211-1NN00-ZC11 | SITRANS TH200 Temperature transmitter | 386.95
7NG3211-1NN00-ZC11C20U03Y01 | SITRANS TH200 Temperature transmitter | 465.23
7NG3211-1NN00-ZC11F55 | SITRANS TH200 Temperature transmitter | 484.26
7NG3211-1NN00-ZC23 | SITRANS TH200 Temperature transmitter | 382.48
7NG3211-1NN00-ZF01 | SITRANS TH200 Temperature transmitter | 325.45
7NG3211-1NN00-ZU02Y01Y09 | SITRANS TH200 Temperature transmitter | 421.62
7NG3211-1NN00-ZU02Y01Y17 | SITRANS TH200 Temperature transmitter | 364.59
7NG3211-1NN00-ZU27Y01Y17 | SITRANS TH200 Temperature transmitter | 364.59
7NG3211-1NN00-ZU29Y01 | SITRANS TH200 Temperature transmitter | 364.59
7NG3211-1NN00-ZU29Y01Y17 | SITRANS TH200 Temperature transmitter | 364.59
7NG3211-1NN00-ZY01 | SITRANS TH200 Temperature transmitter | 364.59
7NG3212-0AN00-ZC11U02Y01 | SITRANS TH300 Temperature transmitter | 637.46
7NG3212-0AN00-ZC11U02Y01Y17 | SITRANS TH300 Temperature transmitter | 637.46
7NG3212-0AN00-ZC11U03Y01 | SITRANS TH300 Temperature transmitter | 637.46
7NG3212-0AN00-ZC11U03Y01Y17 | SITRANS TH300 Temperature transmitter | 637.46
7NG3212-0AN00-ZC11U03Y01Y23 | SITRANS TH300 Temperature transmitter | 637.46
7NG3212-0AN00-ZC20U25Y01 | SITRANS TH300 Temperature transmitter | 615.09
7NG3212-0AN00-ZC20U25Y01Y23 | SITRANS TH300 Temperature transmitter | 615.09
7NG3212-0AN00-ZC20Y01 | SITRANS TH300 Temperature transmitter | 615.09
7NG3212-0AN00-ZC23 | SITRANS TH300 Temperature transmitter | 616.21
7NG3212-0AN00-ZU25 | SITRANS TH300 Temperature transmitter | 536.82
7NG3212-0AN00-ZU25Y01 | SITRANS TH300 Temperature transmitter | 575.96
7NG3212-0AN00-ZU25Y01Y09 | SITRANS TH300 Temperature transmitter | 632.99
7NG3212-0AN00-ZY01 | SITRANS TH300 Temperature transmitter | 575.96
7NG3212-0BN00-ZU03Y01 | SITRANS TH300 Temperature transmitter | 575.96
7NG3212-0BN00-ZY01 | SITRANS TH300 Temperature transmitter | 575.96
3WL1112-2FG46-1AA2 | WITHDRAWABLE CIRCUIT BREAKER | 13711.55
3WL1112-2NB46-1AA2 | WITHDRAWABLE CIRCUIT BREAKER | 14802.06
3WL1112-2NG31-1AA2 | FIXED-MOUNTED CIRCUIT BREAKER | 11490.44
3WL1112-2NG31-4GN2 | FIXED-MOUNTED CIRCUIT BREAKER | 14238.35
3WL1112-2NG32-1AA2 | FIXED-MOUNTED CIRCUIT BREAKER | 11049.42
3WL1112-3AA32-1AS2 | FIXED-MOUNT NON-AUT. CIRCUIT-B. | 6462.88
3WL1112-3AA32-1BJ2 | FIXED-MOUNT NON-AUT. CIRCUIT-B. | 6211.9
3WL1112-3AA32-1GA2 | FIXED-MOUNT NON-AUT. CIRCUIT-B. | 5791.72
3WL1112-3AA32-1GA4 | FIXED-MOUNT NON-AUT. CIRCUIT-B. | 6154.97
3WL1112-3AA35-4GG2 | WITHDRAW. NON-AUT. CIRCUIT-B. | 8512.38
3WL1112-3AA35-5FA4 | WITHDRAW. NON-AUT. CIRCUIT-B. | 8520.4
3WL1112-3AA36-1AA2 | WITHDRAW. NON-AUT. CIRCUIT-B. | 7328.87
3WL1112-3AA36-1AA4 | WITHDRAW. NON-AUT. CIRCUIT-B. | 7692.09
3WL1112-3AA36-1AG2 | WITHDRAW. NON-AUT. CIRCUIT-B. | 7684.09
3WL1112-3AA42-4GA4 | FIXED-MOUNT NON-AUT. CIRCUIT-B. | 10557.09
3WL1112-3AA43-1AA2 | FIXED-MOUNT NON-AUT. CIRCUIT-B. | 8499.56
3WL1112-3AA44-1AA2 | FIXED-MOUNT NON-AUT. CIRCUIT-B. | 8499.56
3WL1112-3AA45-1AA2 | WITHDRAW. NON-AUT. CIRCUIT-B. | 9461.77
3WL1116-3BB32-4GA2 | FIXED-MOUNTED CIRCUIT BREAKER | 13232.84
3WL1116-3BB32-4GA4 | FIXED-MOUNTED CIRCUIT BREAKER | 13596.08
3WL1116-3BB32-4GN2 | FIXED-MOUNTED CIRCUIT BREAKER | 13653.02
3WL1116-3BB32-4GN4 | FIXED-MOUNTED CIRCUIT BREAKER | 14016.24
7ML5731-5AK31-2FA0 | SITRANS LVS200 - STANDARD | 1761.41
7ML5731-5BG31-2CA0 | SITRANS LVS200 - STANDARD | 1818.59
7ML5731-5BG32-2CA0 | SITRANS LVS200 - STANDARD | 2224.04
7ML5731-5BG32-2CA0-ZY01 | SITRANS LVS200 - STANDARD | 2224.04
7ML5731-7AA11-1BA0-ZG01 | SITRANS LVS200 - STANDARD | 1354.62
7ML5731-7AA11-1BA0-ZY01 | SITRANS LVS200 - STANDARD | 906.64
7ML5731-7AA11-1DA0 | SITRANS LVS200 - STANDARD | 729.82
7ML5731-7AA11-1DA0-ZY01 | SITRANS LVS200 - STANDARD | 729.82
7NG3135-0AB01 | SITRANS TF Temperature Transmitter | 1022.18
7NG3135-0AB01-ZY01 | SITRANS TF Temperature Transmitter | 1069.16
7NG3135-0AB02 | SITRANS TF Temperature Transmitter | 1060.21
7NG3135-0AB10-ZC11 | SITRANS TF Temperature Transmitter | 1361.04
7NG3135-0AB11-ZU03Y01 | SITRANS TF Temperature Transmitter | 1397.96
7NG3135-0AB11-ZU03Y01Y17 | SITRANS TF Temperature Transmitter | 1397.96
7NG3135-0AB11-ZU03Y01Y23 | SITRANS TF Temperature Transmitter | 1413.62
7NG3135-0AB11-ZU04Y01 | SITRANS TF Temperature Transmitter | 1397.96
7NG3135-0AB12-ZC11Y01 | SITRANS TF Temperature Transmitter | 1509.79
7NG3135-0AB12-ZC11Y01Y22 | SITRANS TF Temperature Transmitter | 1525.44
7NG3135-0AB12-ZU02Y01Y22 | SITRANS TF Temperature Transmitter | 1451.64
7NG3135-0AB12-ZU03Y01 | SITRANS TF Temperature Transmitter | 1435.98
7NG3135-0AB12-ZY01 | SITRANS TF Temperature Transmitter | 1435.98
7NG3135-0AC11-ZC11U29Y01 | SITRANS TF Temperature Transmitter | 1471.77
7NG3135-0AC11-ZC11Y01 | SITRANS TF Temperature Transmitter | 1471.77
7NG3135-0AC11-ZU03 | SITRANS TF Temperature Transmitter | 1350.98
7NG3135-0AC11-ZU03Y01 | SITRANS TF Temperature Transmitter | 1397.96
7NG3135-0EB02 | SITRANS TF Temperature Transmitter | 2205.41
7NG3135-0EB02-ZC11 | SITRANS TF Temperature Transmitter | 2279.22
7NG3135-0EB02-ZC11Y01 | SITRANS TF Temperature Transmitter | 2326.19
7NG3135-0EB10 | SITRANS TF Temperature Transmitter | 2432.44
7NG3135-1AB10-ZY01Y17 | SITRANS TF Temperature Transmitter | 1395.71
7NG3135-1AB10-ZY01Y23 | SITRANS TF Temperature Transmitter | 1411.38
7NG3135-1AB11-ZC11 | SITRANS TF Temperature Transmitter | 1486.3
7NG3135-1AB11-ZC11U03Y01 | SITRANS TF Temperature Transmitter | 1533.27
7NG3135-1AB12-ZU03Y01Y23 | SITRANS TF Temperature Transmitter | 1513.14
7NG3135-1AB12-ZY01Y17 | SITRANS TF Temperature Transmitter | 1497.49
7NG3135-1AC10 | SITRANS TF Temperature Transmitter | 1348.74
7NG3135-1AC11 | SITRANS TF Temperature Transmitter | 1412.5
7NG3135-2AC11-ZU30Y01 | SITRANS TF Temperature Transmitter | 1459.47
7NG3135-2AC12-ZU03Y01 | SITRANS TF Temperature Transmitter | 1497.49
7NG3135-4AB00 | SITRANS TF Temperature Transmitter | 1030.02
7NG3135-4AB01 | SITRANS TF Temperature Transmitter | 1093.76
7NG3135-4AB12-ZY01Y22 | SITRANS TF Temperature Transmitter | 1523.21
7NG3135-4AB12-ZY22 | SITRANS TF Temperature Transmitter | 1476.24
7NG3135-4AC00 | SITRANS TF Temperature Transmitter | 1030.02
7NG3135-4AC02-ZC11 | SITRANS TF Temperature Transmitter | 1205.59
7NG3135-4EC00-ZE26Y09 | SITRANS TF Temperature Transmitter | 2262.45
7NG3135-4EC12-ZY01 | SITRANS TF Temperature Transmitter | 2652.75
7NG3135-5AB01-ZC11U03Y01 | SITRANS TF Temperature Transmitter | 1214.55
7NG3135-5AC10 | SITRANS TF Temperature Transmitter | 1358.81
7NG3135-5AC11 | SITRANS TF Temperature Transmitter | 1422.56
7NG3136-0AB01-ZY01 | SITRANS TF Temperature Transmitter | 1189.93
7NG3136-0AB02 | SITRANS TF Temperature Transmitter | 1180.99
7NG3136-0AB02-ZC11U25Y01Y17 | SITRANS TF Temperature Transmitter | 1301.77
7NG3136-0AB02-ZC11U25Y01Y23 | SITRANS TF Temperature Transmitter | 1317.43
7NG3136-5AC12-ZC11Y17 | SITRANS TF Temperature Transmitter | 1655.18
7NG3136-5AC12-ZC11Y22Y23 | SITRANS TF Temperature Transmitter | 1686.49
7NG3136-5AC12-ZC11Y23Y24 | SITRANS TF Temperature Transmitter | 1686.49
7NG3136-5AC12-ZF55U03Y01Y23 | SITRANS TF Temperature Transmitter | 1755.82
7NG3211-0AN00-ZC11 | SITRANS TH100 Temperature transmitter | 214.72
7NG3211-0AN00-ZC11U02Y01 | SITRANS TH100 Temperature transmitter | 249.39
7NG3211-0AN00-ZC11U03 | SITRANS TH100 Temperature transmitter | 214.72
7NG3211-0AN00-ZC11U03Y01 | SITRANS TH100 Temperature transmitter | 249.39
7NG3211-0AN00-ZC11U04Y01 | SITRANS TH100 Temperature transmitter | 249.39
7NG3211-0NN00-ZC11U03Y01 | SITRANS TH100 Temperature transmitter | 200.19
7NG3211-0NN00-ZC11U03Y01Y17 | SITRANS TH100 Temperature transmitter | 200.19
7NG3211-0NN00-ZC11U04Y01 | SITRANS TH100 Temperature transmitter | 200.19
7NG3211-0NN00-ZC11Y01 | SITRANS TH100 Temperature transmitter | 200.19
7NG3211-1AN00-ZC11U03Y01 | SITRANS TH200 Temperature transmitter | 497.68
7NG3211-1AN00-ZC11Y01 | SITRANS TH200 Temperature transmitter | 497.68
7NG3211-1AN00-ZC20 | SITRANS TH200 Temperature transmitter | 436.16
7NG3211-1AN00-ZC20U03Y01 | SITRANS TH200 Temperature transmitter | 475.31
7NG3211-1NN00-ZC11Y01Y09 | SITRANS TH200 Temperature transmitter | 483.14
7NG3211-1NN00-ZC11Y09 | SITRANS TH200 Temperature transmitter | 443.98
7NG3211-1NN00-ZC20 | SITRANS TH200 Temperature transmitter | 364.59
7NG3211-1NN00-ZC20U03Y01 | SITRANS TH200 Temperature transmitter | 403.73
7NG3211-1NN00-ZU04Y01 | SITRANS TH200 Temperature transmitter | 364.59
7NG3211-1NN00-ZU04Y01Y17 | SITRANS TH200 Temperature transmitter | 364.59
7NG3211-1NN00-ZU21Y01 | SITRANS TH200 Temperature transmitter | 364.59
7NG3211-1NN00-ZU24Y01 | SITRANS TH200 Temperature transmitter | 364.59
7NG3211-1NN00-ZU25Y01 | SITRANS TH200 Temperature transmitter | 364.59
7NG3212-0AN00-ZC11C11U03Y01 | SITRANS TH300 Temperature transmitter | 698.98
7NG3212-0AN00-ZC11C20 | SITRANS TH300 Temperature transmitter | 637.46
7NG3212-0AN00-ZC11C20U02Y01 | SITRANS TH300 Temperature transmitter | 676.62
7NG3212-0AN00-ZC11C20U03Y01 | SITRANS TH300 Temperature transmitter | 676.62
7NG3212-0AN00-ZC11U25Y01Y23 | SITRANS TH300 Temperature transmitter | 637.46
3WL1112-2FB31-1AA2 | FIXED-MOUNTED CIRCUIT BREAKER | 7930.25
3WL1112-2FB31-4AS2 | FIXED-MOUNTED CIRCUIT BREAKER | 10929.15
3WL1112-2FB32-4GA2 | FIXED-MOUNTED CIRCUIT BREAKER | 9816.99
3WL1112-2FB32-4GN2 | FIXED-MOUNTED CIRCUIT BREAKER | 10237.15
3WL1112-2FB34-1AA2 | FIXED-MOUNTED CIRCUIT BREAKER | 7930.25
3WL1112-2FB35-4GA2 | WITHDRAWABLE CIRCUIT BREAKER | 10233.94
3WL1112-2FB36-4BA2 | WITHDRAWABLE CIRCUIT BREAKER | 11484.83
3WL1112-2FB36-4GA2 | WITHDRAWABLE CIRCUIT BREAKER | 11484.83
3WL1112-2FB36-5AM2 | WITHDRAWABLE CIRCUIT BREAKER | 11549.77
3WL1112-2FB36-6BP2 | WITHDRAWABLE CIRCUIT BREAKER | 11953.9
3WL1112-2FB38-4GA4 | WITHDRAWABLE CIRCUIT BREAKER | 11848.05
3WL1112-2FB42-1AA2 | FIXED-MOUNTED CIRCUIT BREAKER | 9950.89
3WL1112-2FB46-1AA2 | WITHDRAWABLE CIRCUIT BREAKER | 12452.65
3WL1112-2FB46-1BA2 | WITHDRAWABLE CIRCUIT BREAKER | 12807.87
3WL1112-2FG32-1AA4 | FIXED-MOUNTED CIRCUIT BREAKER | 9111.37
3WL1112-2FG32-1BA2-ZS55T40 | FIXED-MOUNTED CIRCUIT BREAKER | 10370.26
3WL1112-2FG32-4GP2 | FIXED-MOUNTED CIRCUIT BREAKER | 11544.96
3WL1112-2FG33-1AA2 | FIXED-MOUNTED CIRCUIT BREAKER | 9189.14
3WL1112-2FG35-1AA2 | WITHDRAWABLE CIRCUIT BREAKER | 9165.09
3WL1112-2FG36-4GA4 | WITHDRAWABLE CIRCUIT BREAKER | 13106.96
3WL1112-2FG36-4GN2-ZT40 | WITHDRAWABLE CIRCUIT BREAKER | 13468.58
3WL1112-2FG38-4GA4 | WITHDRAWABLE CIRCUIT BREAKER | 13106.96
3WL1112-2FG41-1AL2 | FIXED-MOUNTED CIRCUIT BREAKER | 12304.31
3WL1112-2FG46-4AN2 | WITHDRAWABLE CIRCUIT BREAKER | 16104.25
3WL1112-2FG47-1GA2 | WITHDRAWABLE CIRCUIT BREAKER | 14547.87
3WL1112-2NB32-1AA2 | FIXED-MOUNTED CIRCUIT BREAKER | 9838.64
3WL1112-2NB36-1AA2 | WITHDRAWABLE CIRCUIT BREAKER | 11506.48
3WL1112-2NB38-1AA2 | WITHDRAWABLE CIRCUIT BREAKER | 11506.48
3WL1112-2NG33-1AA2 | FIXED-MOUNTED CIRCUIT BREAKER | 11490.44
3WL1112-2NG35-1AA2 | WITHDRAWABLE CIRCUIT BREAKER | 11466.39
3WL1112-2NG45-4GA2 | WITHDRAWABLE CIRCUIT BREAKER | 16536.45
3WL1112-2NG46-1DA2 | WITHDRAWABLE CIRCUIT BREAKER | 16392.91
3WL1112-3AA32-1AA2 | FIXED-MOUNT NON-AUT. CIRCUIT-B. | 5436.5
3WL1112-3AA32-4AA2 | FIXED-MOUNT NON-AUT. CIRCUIT-B. | 7409.04
3WL1112-3AA32-4GA2 | FIXED-MOUNT NON-AUT. CIRCUIT-B. | 7764.26
3WL1112-3AA34-4AS2 | FIXED-MOUNT NON-AUT. CIRCUIT-B. | 8892.46
3WL1112-3AA35-1AA2 | WITHDRAW. NON-AUT. CIRCUIT-B. | 5829.42
3WL1112-3AA36-4GA2 | WITHDRAW. NON-AUT. CIRCUIT-B. | 9656.61
3WL1112-3AA37-1AA2 | WITHDRAW. NON-AUT. CIRCUIT-B. | 7777.89
3WL1112-3AA41-1AA2 | FIXED-MOUNT NON-AUT. CIRCUIT-B. | 8499.56
3WL1112-3AA42-1GA2 | FIXED-MOUNT NON-AUT. CIRCUIT-B. | 8221.31
3WL1116-3BB32-1AP2 | FIXED-MOUNTED CIRCUIT BREAKER | 11374.17
3WL1116-3BB32-1GA2 | FIXED-MOUNTED CIRCUIT BREAKER | 11260.3
3WL1116-3BB32-4AN7 | FIXED-MOUNTED CIRCUIT BREAKER | 13661.04
3WL1116-3BB32-4AS2 | FIXED-MOUNTED CIRCUIT BREAKER | 13903.99
3WL1116-3BB32-4GP2 | FIXED-MOUNTED CIRCUIT BREAKER | 13701.93
3WL1116-3BB32-5AM2 | FIXED-MOUNTED CIRCUIT BREAKER | 13297.8
3WL1116-3BB34-1FA4 | FIXED-MOUNTED CIRCUIT BREAKER | 12104.66
7ML5731-5AJ35-2FA0-ZY01 | SITRANS LVS200 - STANDARD | 2641.47
7ML5731-5DA24-1FA0-ZY01 | SITRANS LVS200 - STANDARD | 2709.27
7ML5731-6AA11-1DA0 | SITRANS LVS200 - STANDARD | 1010.33
7ML5731-6AC16-1DA0-ZY01 | SITRANS LVS200 - STANDARD | 2000.71
7ML5731-6AE11-1DA0 | SITRANS LVS200 - STANDARD | 1290.82
7ML5731-7AA12-1BA0-ZY01 | SITRANS LVS200 - STANDARD | 1293.48
7NG3135-0AB00-ZY01 | SITRANS TF Temperature Transmitter | 1005.4
7NG3135-0AB10-ZU02Y01 | SITRANS TF Temperature Transmitter | 1334.2
7NG3135-0AB10-ZU25Y01Y17 | SITRANS TF Temperature Transmitter | 1334.2
7NG3135-0AB11-ZC11U03Y01Y17 | SITRANS TF Temperature Transmitter | 1471.77
7NG3135-0AB11-ZF55U04Y01 | SITRANS TF Temperature Transmitter | 1509.79
7NG3135-0AB11-ZY01Y17 | SITRANS TF Temperature Transmitter | 1397.96
7NG3135-0AB11-ZY01Y22Y24 | SITRANS TF Temperature Transmitter | 1429.27
7NG3135-0AB12-ZC11 | SITRANS TF Temperature Transmitter | 1462.82
7NG3135-0AB12-ZC11U03Y01Y17 | SITRANS TF Temperature Transmitter | 1509.79
7NG3135-0AB12-ZY01Y17 | SITRANS TF Temperature Transmitter | 1435.98
7NG3135-0AB12-ZY01Y22Y23 | SITRANS TF Temperature Transmitter | 1467.29
7NG3135-0AC11-ZC11U03Y01 | SITRANS TF Temperature Transmitter | 1471.77
7NG3135-0AC11-ZC11U25Y01 | SITRANS TF Temperature Transmitter | 1471.77
7NG3135-0AC11-ZU03Y01Y17 | SITRANS TF Temperature Transmitter | 1397.96
7NG3135-0AC11-ZU04Y01 | SITRANS TF Temperature Transmitter | 1397.96
7NG3135-0AC12 | SITRANS TF Temperature Transmitter | 1389
7NG3135-0AC12-ZC11Y01Y22Y23 | SITRANS TF Temperature Transmitter | 1541.1
7NG3135-0EB12-ZC11U03Y01 | SITRANS TF Temperature Transmitter | 2654.99
7NG3135-0EC10-ZU02Y01 | SITRANS TF Temperature Transmitter | 2479.41
7NG3135-1AB02 | SITRANS TF Temperature Transmitter | 1121.72
7NG3135-1AB10-ZU03Y01Y17 | SITRANS TF Temperature Transmitter | 1395.71
7NG3135-1AB10-ZU04Y01Y23 | SITRANS TF Temperature Transmitter | 1411.38
7NG3135-1AB11-ZU03Y01 | SITRANS TF Temperature Transmitter | 1459.47
7NG3135-1AB11-ZU25Y01Y22Y23 | SITRANS TF Temperature Transmitter | 1490.78
7NG3135-1AB12-ZC11U25U36Y01 | SITRANS TF Temperature Transmitter | 1571.29
7NG3135-1AB12-ZU03Y01 | SITRANS TF Temperature Transmitter | 1497.49
7NG3135-1AC11-ZU03 | SITRANS TF Temperature Transmitter | 1412.5
7NG3135-1AC11-ZY22 | SITRANS TF Temperature Transmitter | 1428.15
7NG3135-1EB02 | SITRANS TF Temperature Transmitter | 2266.92
7NG3135-1EB12-ZU03Y01 | SITRANS TF Temperature Transmitter | 2642.69
7NG3135-2AC11 | SITRANS TF Temperature Transmitter | 1412.5
7NG3135-4AB02-ZU28Y01 | SITRANS TF Temperature Transmitter | 1178.75
7NG3135-4AB10-ZC11U04Y01Y23 | SITRANS TF Temperature Transmitter | 1495.25
7NG3135-4AB12 | SITRANS TF Temperature Transmitter | 1460.58
7NG3135-4AB12-ZC11F55U03Y01 | SITRANS TF Temperature Transmitter | 1693.2
7NG3135-4AB12-ZY01 | SITRANS TF Temperature Transmitter | 1507.55
7NG3135-4AC02-ZC11Y01 | SITRANS TF Temperature Transmitter | 1252.57
7NG3135-4AC11 | SITRANS TF Temperature Transmitter | 1422.56
7NG3135-4AC12 | SITRANS TF Temperature Transmitter | 1460.58
7NG3135-4EB12 | SITRANS TF Temperature Transmitter | 2605.79
7NG3135-5AC12 | SITRANS TF Temperature Transmitter | 1460.58
7NG3135-5EC10 | SITRANS TF Temperature Transmitter | 2504.01
7NG3136-0AB01-ZC11C20Y01Y23 | SITRANS TF Temperature Transmitter | 1326.38
7NG3136-0AB01-ZU03 | SITRANS TF Temperature Transmitter | 1142.96
7NG3136-0AB02-ZC11Y01Y23 | SITRANS TF Temperature Transmitter | 1317.43
7NG3136-0AB10-ZC11 | SITRANS TF Temperature Transmitter | 1481.83
7NG3136-0AB10-ZC11U25Y01 | SITRANS TF Temperature Transmitter | 1528.8
7NG3136-5AC12-ZC11Y01Y22 | SITRANS TF Temperature Transmitter | 1717.8
7NG3136-5AC12-ZJ01U04Y01 | SITRANS TF Temperature Transmitter | 2194.23
7NG3136-5AC12-ZU03Y01Y17 | SITRANS TF Temperature Transmitter | 1628.34
7NG3136-5EC12 | SITRANS TF Temperature Transmitter | 2726.57
7NG3136-5EC12-ZU04 | SITRANS TF Temperature Transmitter | 2726.57
7NG3211-0AN00-ZU02Y01 | SITRANS TH100 Temperature transmitter | 194.59
7NG3211-0AN00-ZU03Y01 | SITRANS TH100 Temperature transmitter | 194.59
7NG3211-0BN00-ZY01 | SITRANS TH100 Temperature transmitter | 194.59
7NG3211-0NN00-ZC11U02 | SITRANS TH100 Temperature transmitter | 165.52
7NG3211-0NN00-ZU02Y01 | SITRANS TH100 Temperature transmitter | 145.39
7NG3212-0AN00-ZC11Y01 | SITRANS TH300 Temperature transmitter | 637.46
7NG3212-0AN00-ZC11Y01Y17 | SITRANS TH300 Temperature transmitter | 637.46
7NG3212-0AN00-ZC20 | SITRANS TH300 Temperature transmitter | 575.96
7NG3212-0AN00-ZU02Y01Y17 | SITRANS TH300 Temperature transmitter | 575.96
7NG3212-0AN00-ZU03 | SITRANS TH300 Temperature transmitter | 536.82
7NG3212-0AN00-ZU03Y01 | SITRANS TH300 Temperature transmitter | 575.96
7NG3212-0AN00-ZU03Y01Y17 | SITRANS TH300 Temperature transmitter | 575.96
7NG3212-0AN00-ZU03Y01Y23 | SITRANS TH300 Temperature transmitter | 575.96
7NG3212-0BN00-ZC11C20 | SITRANS TH300 Temperature transmitter | 637.46
7NG3212-0BN00-ZC11C20U03Y01 | SITRANS TH300 Temperature transmitter | 676.62
7NG3212-0BN00-ZC11C20U25Y01 | SITRANS TH300 Temperature transmitter | 676.62
7NG3212-0BN00-ZC11C20Y01 | SITRANS TH300 Temperature transmitter | 676.62
7NG3212-0NN00-ZC11C23U04Y01 | SITRANS TH300 Temperature transmitter | 645.29
7NG3212-0NN00-ZC11C23U04Y17 | SITRANS TH300 Temperature transmitter | 606.15
7NG3212-0NN00-ZC11F55 | SITRANS TH300 Temperature transmitter | 621.8
7NG3212-0NN00-ZC11U02Y01 | SITRANS TH300 Temperature transmitter | 565.89
3WL1340-4AA36-1GA2 | WITHDRAW. NON-AUT. CIRCUIT-B. | 37721.18
3WL1340-4AA36-1GA4 | WITHDRAW. NON-AUT. CIRCUIT-B. | 38084.42
3WL1340-4AA36-4AS4 | WITHDRAW. NON-AUT. CIRCUIT-B. | 40728.1
3WL1340-4AA38-1AA2 | WITHDRAW. NON-AUT. CIRCUIT-B. | 37365.98
3WL1340-4AA38-4GA4 | WITHDRAW. NON-AUT. CIRCUIT-B. | 40056.96
3WL1340-4AA38-4GN2 | WITHDRAW. NON-AUT. CIRCUIT-B. | 40113.9
3WL1340-4AA38-4GN4 | WITHDRAW. NON-AUT. CIRCUIT-B. | 40477.12
3WL1340-4AA43-1AA2 | FIXED-MOUNT NON-AUT. CIRCUIT-B. | 38007.44
3WL1340-4AA44-1AA2 | FIXED-MOUNT NON-AUT. CIRCUIT-B. | 38007.44
3WL1340-4AA45-1AA2 | WITHDRAW. NON-AUT. CIRCUIT-B. | 46667.37
3WL1340-4AA45-1FA4 | WITHDRAW. NON-AUT. CIRCUIT-B. | 47385.83
3WL1340-4AA46-4GA2 | WITHDRAW. NON-AUT. CIRCUIT-B. | 55891
3WL1340-4AA46-4GA4 | WITHDRAW. NON-AUT. CIRCUIT-B. | 56254.23
3WL1340-4AA46-4GA8 | WITHDRAW. NON-AUT. CIRCUIT-B. | 56254.23
3WL1340-4AA46-5FA2 | WITHDRAW. NON-AUT. CIRCUIT-B. | 55891
3WL1340-4AA46-5FA4 | WITHDRAW. NON-AUT. CIRCUIT-B. | 56254.23
3WL1340-4CB32-1AG2 | FIXED-MOUNTED CIRCUIT BREAKER | 30336.21
3WL1340-4CB32-1AJ2 | FIXED-MOUNTED CIRCUIT BREAKER | 30401.15
3WL1340-4CB32-1AN2 | FIXED-MOUNTED CIRCUIT BREAKER | 30401.15
3WL1340-4CB32-1AN4 | FIXED-MOUNTED CIRCUIT BREAKER | 30764.39
3WL9212-3AC21-2BA1 | ACCESORIES FOR BREAKER 3WL | 3964.32
3WL9212-3AC22-0BA1 | ACCESORIES FOR BREAKER 3WL | 3528.92
3WL9212-3AC30-0BA1 | ACCESORIES FOR BREAKER 3WL | 3451.94
3WL9212-3AC31-0AA1 | ACCESORIES FOR BREAKER 3WL | 3053.43
3WL9212-3AC41-1AA1 | ACCESORIES FOR BREAKER 3WL | 3391.8
3WL9212-3AC41-1BA1 | ACCESORIES FOR BREAKER 3WL | 3900.98
3WL9212-3AC41-1BA1-ZA05 | ACCESORIES FOR BREAKER 3WL | 4122.28
3WL9212-3AC42-0AA1 | ACCESORIES FOR BREAKER 3WL | 3156.07
3WL9212-3AC42-0BA1 | ACCESORIES FOR BREAKER 3WL | 3665.24
3WL9212-3AD41-2BA1 | ACCESORIES FOR BREAKER 3WL | 4669.94
3WL9212-3AE00-0AA1 | ACCESORIES FOR BREAKER 3WL | 2742.31
3WL9212-3AE00-1AA1 | ACCESORIES FOR BREAKER 3WL | 3011.73
3WL9212-3AE11-0BA1 | ACCESORIES FOR BREAKER 3WL | 3429.01
3WL9212-3AE41-1BA1 | ACCESORIES FOR BREAKER 3WL | 3900.98
3WL9212-3AE42-0BA1 | ACCESORIES FOR BREAKER 3WL | 3665.24
3WL9212-3BA00-0AA1 | ACCESORIES FOR BREAKER 3WL | 4337.98
3WL9212-3BA31-0BA1 | ACCESORIES FOR BREAKER 3WL | 5248.88
3WL9212-3BC31-0BA1 | ACCESORIES FOR BREAKER 3WL | 4463.06
3WL9212-3BC31-1AA1 | ACCESORIES FOR BREAKER 3WL | 4132.7
3WL9212-3BC31-1BA1 | ACCESORIES FOR BREAKER 3WL | 4732.48
7NG3211-0NN00-ZU03Y01 | SITRANS TH100 Temperature transmitter | 145.39
7NG3211-0NN00-ZY17 | SITRANS TH100 Temperature transmitter | 110.72
7NG3211-1AN00-ZC11C20U03Y01 | SITRANS TH200 Temperature transmitter | 536.82
7NG3211-1AN00-ZC23 | SITRANS TH200 Temperature transmitter | 454.05
7NG3211-1AN00-ZU03Y01 | SITRANS TH200 Temperature transmitter | 436.16
7NG3211-1NN00-ZC11U03Y01Y17 | SITRANS TH200 Temperature transmitter | 426.09
7NG3211-1NN00-ZC11U25Y01 | SITRANS TH200 Temperature transmitter | 426.09
7NG3211-1NN00-ZC20U25 | SITRANS TH200 Temperature transmitter | 364.59
7NG3211-1NN00-ZC20Y01 | SITRANS TH200 Temperature transmitter | 403.73
7NG3211-1NN00-ZU03 | SITRANS TH200 Temperature transmitter | 325.45
7NG3211-1NN00-ZU03Y01Y17 | SITRANS TH200 Temperature transmitter | 364.59
7NG3211-1NN00-ZU25Y01Y17 | SITRANS TH200 Temperature transmitter | 364.59
7NG3211-1NN00-ZU25Y01Y23Y24 | SITRANS TH200 Temperature transmitter | 364.59
7NG3211-1NN00-ZY01Y17 | SITRANS TH200 Temperature transmitter | 364.59
7NG3212-0AN00-ZC11 | SITRANS TH300 Temperature transmitter | 598.32
7NG3212-0AN00-ZC11C20U04Y01 | SITRANS TH300 Temperature transmitter | 676.62
7NG3212-0AN00-ZC11C20Y01 | SITRANS TH300 Temperature transmitter | 676.62
7NG3212-0AN00-ZC11U04Y01 | SITRANS TH300 Temperature transmitter | 637.46
7NG3212-0AN00-ZC11U04Y01Y23 | SITRANS TH300 Temperature transmitter | 637.46
7NG3212-0AN00-ZC20U03Y01 | SITRANS TH300 Temperature transmitter | 615.09
7NG3212-0AN00-ZC20U03Y01Y23 | SITRANS TH300 Temperature transmitter | 615.09
7NG3212-0AN00-ZC23U03U36Y01 | SITRANS TH300 Temperature transmitter | 655.37
7NG3212-0AN00-ZU02 | SITRANS TH300 Temperature transmitter | 536.82
7NG3212-0AN00-ZU03Y01Y24 | SITRANS TH300 Temperature transmitter | 575.96
7NG3212-0AN00-ZU04Y01 | SITRANS TH300 Temperature transmitter | 575.96
7NG3212-0AN00-ZY01Y23 | SITRANS TH300 Temperature transmitter | 575.96
7NG3212-0BN00-ZC11 | SITRANS TH300 Temperature transmitter | 598.32
7NG3212-0BN00-ZC11U03Y01 | SITRANS TH300 Temperature transmitter | 637.46
7NG3212-0BN00-ZC11Y01 | SITRANS TH300 Temperature transmitter | 637.46
7NG3212-0BN00-ZC20Y01 | SITRANS TH300 Temperature transmitter | 615.09
7NG3212-0NN00-ZC11C20U25Y01 | SITRANS TH300 Temperature transmitter | 605.03
7NG3212-0NN00-ZC11C20Y01Y23 | SITRANS TH300 Temperature transmitter | 605.03
7NG3212-0NN00-ZC11U03Y01Y17 | SITRANS TH300 Temperature transmitter | 565.89
7NG3212-0NN00-ZC11U04 | SITRANS TH300 Temperature transmitter | 526.75
7NG3212-0NN00-ZC11U25Y01Y17 | SITRANS TH300 Temperature transmitter | 565.89
7NG3212-0NN00-ZC11U25Y23 | SITRANS TH300 Temperature transmitter | 526.75
3WL1340-4AA36-4GA2 | WITHDRAW. NON-AUT. CIRCUIT-B. | 39693.72
3WL1340-4AA36-4GA8 | WITHDRAW. NON-AUT. CIRCUIT-B. | 40056.96
3WL1340-4AA36-4GN2 | WITHDRAW. NON-AUT. CIRCUIT-B. | 40113.9
3WL1340-4AA36-5FA4 | WITHDRAW. NON-AUT. CIRCUIT-B. | 40056.96
3WL1340-4AA37-1AA2 | WITHDRAW. NON-AUT. CIRCUIT-B. | 39290.4
3WL1340-4AA41-1AA4 | FIXED-MOUNT NON-AUT. CIRCUIT-B. | 38370.68
3WL1340-4AA42-1DA2 | FIXED-MOUNT NON-AUT. CIRCUIT-B. | 35981.99
3WL1340-4AA42-4GA4 | FIXED-MOUNT NON-AUT. CIRCUIT-B. | 38292.91
3WL1340-4AA42-5AA2 | FIXED-MOUNT NON-AUT. CIRCUIT-B. | 37574.45
3WL1340-4AA42-5GA2 | FIXED-MOUNT NON-AUT. CIRCUIT-B. | 37929.67
3WL1340-4AA45-4GG4 | WITHDRAW. NON-AUT. CIRCUIT-B. | 49713.59
3WL1340-4AA45-5FA4 | WITHDRAW. NON-AUT. CIRCUIT-B. | 49358.37
3WL1340-4AA46-1FA2 | WITHDRAW. NON-AUT. CIRCUIT-B. | 53918.46
3WL1340-4AA46-4AA2 | WITHDRAW. NON-AUT. CIRCUIT-B. | 55535.78
3WL1340-4AA46-6BA2 | WITHDRAW. NON-AUT. CIRCUIT-B. | 55891
3WL1340-4AA48-1AA2 | WITHDRAW. NON-AUT. CIRCUIT-B. | 53563.24
3WL1340-4CB31-4AS2 | FIXED-MOUNTED CIRCUIT BREAKER | 34984.49
3WL1340-4CB32-1AA4 | FIXED-MOUNTED CIRCUIT BREAKER | 30344.21
3WL1340-4CB32-1FA2 | FIXED-MOUNTED CIRCUIT BREAKER | 30336.21
3WL1340-4CB32-1GA4 | FIXED-MOUNTED CIRCUIT BREAKER | 30699.43
3WL1340-4CB32-3GA2 | FIXED-MOUNTED CIRCUIT BREAKER | 30691.41
3WL9212-3AC21-1BA1 | ACCESORIES FOR BREAKER 3WL | 3764.66
3WL9212-3AC31-0BA1 | ACCESORIES FOR BREAKER 3WL | 3562.6
3WL9212-3AC31-1AA1 | ACCESORIES FOR BREAKER 3WL | 3322.85
3WL9212-3AC41-0AA1 | ACCESORIES FOR BREAKER 3WL | 3122.39
3WL9212-3AC41-0BA1-ZR10 | ACCESORIES FOR BREAKER 3WL | 4051.72
3WL9212-3AD00-0AA1 | ACCESORIES FOR BREAKER 3WL | 3311.62
3WL9212-3AD11-0AA1 | ACCESORIES FOR BREAKER 3WL | 3489.15
3WL9212-3AD31-0BA1 | ACCESORIES FOR BREAKER 3WL | 4131.91
3WL9212-3AD41-0BA1 | ACCESORIES FOR BREAKER 3WL | 4200.87
3WL9212-3AE11-2BA1 | ACCESORIES FOR BREAKER 3WL | 3898.08
3WL9212-3AE21-0BA1-ZR10 | ACCESORIES FOR BREAKER 3WL | 3915.4
3WL9212-3AE40-2BA1 | ACCESORIES FOR BREAKER 3WL | 3989.99
3WL9212-3AE41-0BA1 | ACCESORIES FOR BREAKER 3WL | 3631.56
3WL9212-3BA40-0BA1 | ACCESORIES FOR BREAKER 3WL | 5207.18
3WL9212-3BB00-0AA1 | ACCESORIES FOR BREAKER 3WL | 4337.98
3WL9212-3BC21-1AA1 | ACCESORIES FOR BREAKER 3WL | 4065.35
3WL9212-3BC21-2BA1 | ACCESORIES FOR BREAKER 3WL | 4864.79
3WL9212-3BC41-1BA1 | ACCESORIES FOR BREAKER 3WL | 4801.44
3WL9212-3BC42-0BA1 | ACCESORIES FOR BREAKER 3WL | 4565.7
3WL9212-3BD21-0BA1 | ACCESORIES FOR BREAKER 3WL | 5181.52
3WL9212-3BD41-0BA1 | ACCESORIES FOR BREAKER 3WL | 5317.84
3WL9212-3DA00-0AA1 | ACCESORIES FOR BREAKER 3WL | 3913.01
3WL9212-3DC00-0AA1 | ACCESORIES FOR BREAKER 3WL | 3295.58
3WL9212-3ED00-0AA1 | ACCESORIES FOR BREAKER 3WL | 5059.65
3WL9212-4AA00-0AA1 | ACCESORIES FOR BREAKER 3WL | 4073.37
3WL9212-4AB20-0AA1 | ACCESORIES FOR BREAKER 3WL | 4310.72
3WL9212-4AB21-0BA1 | ACCESORIES FOR BREAKER 3WL | 4930.55
3WL9212-4AC00-0BA1 | ACCESORIES FOR BREAKER 3WL | 4037.29
3WL9212-4AC10-0BA1 | ACCESORIES FOR BREAKER 3WL | 4104.16
3WL9212-4AC21-0AA1 | ACCESORIES FOR BREAKER 3WL | 3771.88
3WL9212-4AC21-1AA1 | ACCESORIES FOR BREAKER 3WL | 4041.3
3WL9212-4AC30-2BA1 | ACCESORIES FOR BREAKER 3WL | 4706.83
3WL9212-4AC31-0BA1 | ACCESORIES FOR BREAKER 3WL | 4348.4
3WL9212-4AC41-0BA1 | ACCESORIES FOR BREAKER 3WL | 4417.36
3WL9212-4AC41-1AA1 | ACCESORIES FOR BREAKER 3WL | 4177.61
3WL9212-4AD11-0AA1 | ACCESORIES FOR BREAKER 3WL | 4250.9
3WL9212-4AD21-1BA1 | ACCESORIES FOR BREAKER 3WL | 5095.72
3WL9212-4AE00-0AA1 | ACCESORIES FOR BREAKER 3WL | 3528.11
3WL9212-4AE11-0BA1 | ACCESORIES FOR BREAKER 3WL | 4214.81
3WL9212-4AE11-2BA1 | ACCESORIES FOR BREAKER 3WL | 4683.9
3WL9212-4AE31-0BA1-ZR10 | ACCESORIES FOR BREAKER 3WL | 4768.58
3WL9212-4AE31-1BA1-ZR10 | ACCESORIES FOR BREAKER 3WL | 5038
3WL9212-4BA42-1AA1 | ACCESORIES FOR BREAKER 3WL | 5911.2
3WL9212-4BB31-0BA1 | ACCESORIES FOR BREAKER 3WL | 6138.92
3WL9212-4BC11-0AA1 | ACCESORIES FOR BREAKER 3WL | 4611.73
3WL9212-4BC21-0BA1 | ACCESORIES FOR BREAKER 3WL | 5277.74
3WL9212-4BC22-0AA1 | ACCESORIES FOR BREAKER 3WL | 4711.64
3WL9212-4BC31-1BA1 | ACCESORIES FOR BREAKER 3WL | 5614.52
3WL9212-4BC41-0AA1 | ACCESORIES FOR BREAKER 3WL | 4814.28
3WL9212-4BD11-0AA1 | ACCESORIES FOR BREAKER 3WL | 5405.55
3WL9212-4BD31-0BA1 | ACCESORIES FOR BREAKER 3WL | 6138.92
3WL9212-5AA00-0AA1 | ACCESORIES FOR BREAKER 3WL | 6422.78
3WL9212-5AA31-0AA1 | ACCESORIES FOR BREAKER 3WL | 6733.89
3WL9212-5AB00-0BA1 | ACCESORIES FOR BREAKER 3WL | 6931.95
3WL9212-5AB21-1BA1 | ACCESORIES FOR BREAKER 3WL | 7445.14
3WL1108-4EB35-1GA2-ZT40 | WITHDRAWABLE CIRCUIT BREAKER | 8253.38
7NG3212-0NN00-ZC11 | SITRANS TH300 Temperature transmitter | 526.75
7NG3212-0NN00-ZC11C20U03Y01 | SITRANS TH300 Temperature transmitter | 605.03
7NG3212-0NN00-ZC11U04Y01 | SITRANS TH300 Temperature transmitter | 565.89
7NG3212-0NN00-ZC11U04Y01Y23 | SITRANS TH300 Temperature transmitter | 565.89
7NG3212-0NN00-ZC11U24Y01 | SITRANS TH300 Temperature transmitter | 565.89
7NG3212-0NN00-ZC11U25Y01 | SITRANS TH300 Temperature transmitter | 565.89
3WL1340-4AA36-4GT4 | WITHDRAW. NON-AUT. CIRCUIT-B. | 41187.56
3WL1340-4AA36-5AM2 | WITHDRAW. NON-AUT. CIRCUIT-B. | 39758.68
3WL1340-4AA36-5AM4 | WITHDRAW. NON-AUT. CIRCUIT-B. | 40121.92
3WL1340-4AA36-5FA2 | WITHDRAW. NON-AUT. CIRCUIT-B. | 39693.72
3WL1340-4AA42-1FA2 | FIXED-MOUNT NON-AUT. CIRCUIT-B. | 35957.13
3WL1340-4AA42-1GA2 | FIXED-MOUNT NON-AUT. CIRCUIT-B. | 35957.13
3WL1340-4AA42-1GA4 | FIXED-MOUNT NON-AUT. CIRCUIT-B. | 36320.37
3WL1340-4AA42-4GA2 | FIXED-MOUNT NON-AUT. CIRCUIT-B. | 37929.67
3WL1340-4AA46-1AA4 | WITHDRAW. NON-AUT. CIRCUIT-B. | 53926.47
3WL1340-4AA46-1AR2 | WITHDRAW. NON-AUT. CIRCUIT-B. | 54589.6
3WL1340-4AA46-1BA2 | WITHDRAW. NON-AUT. CIRCUIT-B. | 53918.46
3WL1340-4AA46-1DA2 | WITHDRAW. NON-AUT. CIRCUIT-B. | 53943.31
3WL1340-4CB31-1AA2 | FIXED-MOUNTED CIRCUIT BREAKER | 31985.6
3WL1340-4CB31-1AN2 | FIXED-MOUNTED CIRCUIT BREAKER | 32405.76
3WL1340-4CB31-1GA2 | FIXED-MOUNTED CIRCUIT BREAKER | 32340.82
3WL1340-4CB31-4AN2 | FIXED-MOUNTED CIRCUIT BREAKER | 34378.3
3WL1340-4CB32-1GF2 | FIXED-MOUNTED CIRCUIT BREAKER | 30691.41
3WL1340-4CB32-1GN2 | FIXED-MOUNTED CIRCUIT BREAKER | 30756.37
3WL1340-4CB32-1GN2-ZT40 | FIXED-MOUNTED CIRCUIT BREAKER | 31061.07
3WL1340-4CB32-1GN4 | FIXED-MOUNTED CIRCUIT BREAKER | 31119.61
3WL1340-4CB32-3AA2 | FIXED-MOUNTED CIRCUIT BREAKER | 30336.21
3WL9212-3AC31-2AA1 | ACCESORIES FOR BREAKER 3WL | 3522.5
3WL9212-3AC32-0BA1 | ACCESORIES FOR BREAKER 3WL | 3596.28
3WL9212-3AC40-0AA1 | ACCESORIES FOR BREAKER 3WL | 3011.73
3WL9212-3AC40-1AA1 | ACCESORIES FOR BREAKER 3WL | 3281.15
3WL9212-3AD21-0AA1 | ACCESORIES FOR BREAKER 3WL | 3555.39
3WL9212-3AD21-0BA1 | ACCESORIES FOR BREAKER 3WL | 4064.55
3WL9212-3AD22-1BA1 | ACCESORIES FOR BREAKER 3WL | 4367.65
3WL9212-3AD31-0AA1 | ACCESORIES FOR BREAKER 3WL | 3622.74
3WL9212-3AE31-0BA1 | ACCESORIES FOR BREAKER 3WL | 3562.6
3WL9212-3AE31-0BA1-ZR10 | ACCESORIES FOR BREAKER 3WL | 3982.76
3WL9212-3AE31-1AA1 | ACCESORIES FOR BREAKER 3WL | 3322.85
3WL9212-3AE31-1BA1 | ACCESORIES FOR BREAKER 3WL | 3832.02
3WL9212-3BC00-0BA1 | ACCESORIES FOR BREAKER 3WL | 4151.96
3WL9212-3BC11-0BA1 | ACCESORIES FOR BREAKER 3WL | 4329.47
3WL9212-3BC11-1BA1 | ACCESORIES FOR BREAKER 3WL | 4598.89
3WL9212-3BC11-2BA1 | ACCESORIES FOR BREAKER 3WL | 4798.56
3WL9212-3BD00-0AA1 | ACCESORIES FOR BREAKER 3WL | 4337.98
3WL9212-3BD00-0BA1 | ACCESORIES FOR BREAKER 3WL | 4937.76
3WL9212-3BD10-1BA1 | ACCESORIES FOR BREAKER 3WL | 5274.05
3WL9212-3BD11-0BA1 | ACCESORIES FOR BREAKER 3WL | 5115.29
3WL9212-3DD00-0AA1 | ACCESORIES FOR BREAKER 3WL | 3913.01
3WL9212-3DE00-0AA1 | ACCESORIES FOR BREAKER 3WL | 4017.25
3WL9212-3EA00-0AA1 | ACCESORIES FOR BREAKER 3WL | 5059.65
3WL9212-3EB00-0AA1 | ACCESORIES FOR BREAKER 3WL | 5059.65
3WL9212-4AB31-0BA1 | ACCESORIES FOR BREAKER 3WL | 4997.9
3WL9212-4AB32-0AA1 | ACCESORIES FOR BREAKER 3WL | 4522.41
3WL9212-4AB41-0AA1 | ACCESORIES FOR BREAKER 3WL | 4557.69
3WL9212-4AB41-0BA1 | ACCESORIES FOR BREAKER 3WL | 5066.86
3WL9212-4AC00-0AA1 | ACCESORIES FOR BREAKER 3WL | 3528.11
3WL9212-4AC21-1BA1 | ACCESORIES FOR BREAKER 3WL | 4550.46
3WL9212-4AC22-0BA1 | ACCESORIES FOR BREAKER 3WL | 4314.72
3WL9212-4AC30-0AA1 | ACCESORIES FOR BREAKER 3WL | 3728.57
3WL9212-4AC30-0BA1 | ACCESORIES FOR BREAKER 3WL | 4237.76
3WL9212-4AC41-2AA1 | ACCESORIES FOR BREAKER 3WL | 4377.26
3WL9212-4AC41-2BA1 | ACCESORIES FOR BREAKER 3WL | 4886.45
3WL9212-4AC42-0AA1 | ACCESORIES FOR BREAKER 3WL | 3941.87
3WL9212-4AC42-0BA1 | ACCESORIES FOR BREAKER 3WL | 4451.04
3WL9212-4AE21-0AA1 | ACCESORIES FOR BREAKER 3WL | 3771.88
3WL9212-4AE21-0BA1-ZR10 | ACCESORIES FOR BREAKER 3WL | 4701.22
3WL9212-4AE21-1BA1 | ACCESORIES FOR BREAKER 3WL | 4550.46
3WL9212-4AE31-0BA1 | ACCESORIES FOR BREAKER 3WL | 4348.4
3WL9212-4BC00-0AA1 | ACCESORIES FOR BREAKER 3WL | 4434.2
3WL9212-4BC00-0BA1 | ACCESORIES FOR BREAKER 3WL | 5033.98
3WL9212-4BC00-1BA1 | ACCESORIES FOR BREAKER 3WL | 5303.4
3WL9212-4BC00-2AA1 | ACCESORIES FOR BREAKER 3WL | 4903.29
3WL9212-4BC41-1AA1 | ACCESORIES FOR BREAKER 3WL | 5083.7
3WL9212-4BC41-1BA1 | ACCESORIES FOR BREAKER 3WL | 5683.48
3WL9212-4BC41-2BA1 | ACCESORIES FOR BREAKER 3WL | 5883.13
3WL9212-4BC42-0BA1 | ACCESORIES FOR BREAKER 3WL | 5447.74
3WL9212-5AB10-0AA1 | ACCESORIES FOR BREAKER 3WL | 6489.65
3WL9212-5AB20-0AA1 | ACCESORIES FOR BREAKER 3WL | 6555.89
3WL9212-5AB21-0AA1 | ACCESORIES FOR BREAKER 3WL | 6666.53
3WL9212-5AB21-0BA1 | ACCESORIES FOR BREAKER 3WL | 7175.71
3WL1110-2AA32-1AA2 | FIXED-MOUNT NON-AUT. CIRCUIT-B. | 3512.08
3WL1110-2AA32-1AA4 | FIXED-MOUNT NON-AUT. CIRCUIT-B. | 3875.32
3WL1110-2AA32-1AG2 | FIXED-MOUNT NON-AUT. CIRCUIT-B. | 3867.3
3WL1110-2AA32-1BB2 | FIXED-MOUNT NON-AUT. CIRCUIT-B. | 4222.52
3WL1110-2AA32-1BJ2 | FIXED-MOUNT NON-AUT. CIRCUIT-B. | 4287.46
3WL1110-2AA32-4GA2 | FIXED-MOUNT NON-AUT. CIRCUIT-B. | 5839.84
3WL1110-2AA32-4GA4 | FIXED-MOUNT NON-AUT. CIRCUIT-B. | 6203.07
3WL1110-2AA32-4GB4 | FIXED-MOUNT NON-AUT. CIRCUIT-B. | 6558.29
3WL1110-2AA32-4GG4 | FIXED-MOUNT NON-AUT. CIRCUIT-B. | 6558.29
3WL1110-2AA33-6BB2 | FIXED-MOUNT NON-AUT. CIRCUIT-B. | 6660.13
3WL1110-2AA34-1AA2 | FIXED-MOUNT NON-AUT. CIRCUIT-B. | 3977.15
3WL1110-2AA34-4AN2 | FIXED-MOUNT NON-AUT. CIRCUIT-B. | 6369.85
3WL1110-2AA34-4EA4 | FIXED-MOUNT NON-AUT. CIRCUIT-B. | 6693
3WL1110-2AA35-4GN8 | WITHDRAW. NON-AUT. CIRCUIT-B. | 7360.94
3WL1110-2AA36-1AA2 | WITHDRAW. NON-AUT. CIRCUIT-B. | 5524.72
3WL1110-2AA36-1AA4 | WITHDRAW. NON-AUT. CIRCUIT-B. | 5887.94
3WL1110-2AA36-1AG2 | WITHDRAW. NON-AUT. CIRCUIT-B. | 5879.94
3WL1110-2AA36-4GN4 | WITHDRAW. NON-AUT. CIRCUIT-B. | 8635.88
3WL1110-2AA36-4GS4 | WITHDRAW. NON-AUT. CIRCUIT-B. | 9242.06
3WL1110-2AA36-5AM2 | WITHDRAW. NON-AUT. CIRCUIT-B. | 7917.42
3WL1110-2AA36-5FA4 | WITHDRAW. NON-AUT. CIRCUIT-B. | 8215.7
3WL1110-2AA42-4BA2 | FIXED-MOUNT NON-AUT. CIRCUIT-B. | 8397.72
3WL1110-2AA42-4BB4 | FIXED-MOUNT NON-AUT. CIRCUIT-B. | 9116.18
3WL1110-2AA42-4GA2 | FIXED-MOUNT NON-AUT. CIRCUIT-B. | 8397.72
3WL1110-2AA42-4GA4 | FIXED-MOUNT NON-AUT. CIRCUIT-B. | 8760.96
3WL1110-2AA47-1AA2 | WITHDRAW. NON-AUT. CIRCUIT-B. | 9461.77
3WL1110-2AA47-1AA4 | WITHDRAW. NON-AUT. CIRCUIT-B. | 9825
3WL1110-2AA47-4GA2 | WITHDRAW. NON-AUT. CIRCUIT-B. | 11789.53
3WL1110-2AA48-1AA2 | WITHDRAW. NON-AUT. CIRCUIT-B. | 8740.1
3WL1110-2BB32-1AM2-ZS33 | FIXED-MOUNTED CIRCUIT BREAKER | 6020.25
3WL1110-2BB32-1AN2 | FIXED-MOUNTED CIRCUIT BREAKER | 5776.49
3WL1110-2BB32-1AN2-ZS33 | FIXED-MOUNTED CIRCUIT BREAKER | 6020.25
3WL1110-2BB32-1AS4 | FIXED-MOUNTED CIRCUIT BREAKER | 6745.93
3WL1110-2BB32-1BA2 | FIXED-MOUNTED CIRCUIT BREAKER | 5711.55
3WL1110-2BB32-4AN2-ZS07 | FIXED-MOUNTED CIRCUIT BREAKER | 7893.37
3WL1110-2BB32-4AS2 | FIXED-MOUNTED CIRCUIT BREAKER | 8355.23
3WL1110-2BB32-4AS4 | FIXED-MOUNTED CIRCUIT BREAKER | 8718.47
3WL1110-2BB32-4GA2 | FIXED-MOUNTED CIRCUIT BREAKER | 7684.09
3WL9212-3BC41-0AA1 | ACCESORIES FOR BREAKER 3WL | 3932.24
3WL9212-3BE00-0AA1 | ACCESORIES FOR BREAKER 3WL | 3552.18
3WL9212-3BE31-0BA1 | ACCESORIES FOR BREAKER 3WL | 4463.06
3WL9212-3BE41-0AA1 | ACCESORIES FOR BREAKER 3WL | 3932.24
3WL9212-3BE41-0BA1 | ACCESORIES FOR BREAKER 3WL | 4532.02
3WL9212-3BE41-1AA1 | ACCESORIES FOR BREAKER 3WL | 4201.66
3WL9212-4AA11-1AA1 | ACCESORIES FOR BREAKER 3WL | 4520.32
3WL9212-4AA31-0AA1 | ACCESORIES FOR BREAKER 3WL | 4384.49
3WL9212-4AB00-0AA1 | ACCESORIES FOR BREAKER 3WL | 4177.61
3WL9212-4AB10-0AA1 | ACCESORIES FOR BREAKER 3WL | 4244.48
3WL9212-4AC11-0BA1 | ACCESORIES FOR BREAKER 3WL | 4214.81
3WL9212-4AC11-1AA1 | ACCESORIES FOR BREAKER 3WL | 3975.06
3WL9212-4AC11-1BA1 | ACCESORIES FOR BREAKER 3WL | 4484.23
3WL9212-4AC11-2AA1 | ACCESORIES FOR BREAKER 3WL | 4174.73
3WL9212-4AC31-1BA1 | ACCESORIES FOR BREAKER 3WL | 4617.82
3WL9212-4AC31-2BA1 | ACCESORIES FOR BREAKER 3WL | 4817.49
3WL9212-4AC32-0AA1 | ACCESORIES FOR BREAKER 3WL | 3872.91
3WL9212-4AC40-0BA1 | ACCESORIES FOR BREAKER 3WL | 4306.72
3WL9212-4AC41-0AA1 | ACCESORIES FOR BREAKER 3WL | 3908.19
3WL9212-4AD31-0AA1 | ACCESORIES FOR BREAKER 3WL | 4384.49
3WL9212-4AD31-0BA1 | ACCESORIES FOR BREAKER 3WL | 4893.66
3WL9212-4AD41-0BA1 | ACCESORIES FOR BREAKER 3WL | 4962.62
3WL9212-4AD42-0BA1 | ACCESORIES FOR BREAKER 3WL | 4996.3
3WL9212-4AE41-0BA1-ZR10 | ACCESORIES FOR BREAKER 3WL | 4837.54
3WL9212-4AE41-1BA1 | ACCESORIES FOR BREAKER 3WL | 4686.78
3WL9212-4AE41-2BA1 | ACCESORIES FOR BREAKER 3WL | 4886.45
3WL9212-4BA00-0AA1 | ACCESORIES FOR BREAKER 3WL | 5228.04
3WL9212-4BC22-0BA1 | ACCESORIES FOR BREAKER 3WL | 5311.42
3WL9212-4BC31-0AA1 | ACCESORIES FOR BREAKER 3WL | 4745.32
3WL9212-4BC31-0BA1 | ACCESORIES FOR BREAKER 3WL | 5345.1
3WL9212-4BC31-1AA1 | ACCESORIES FOR BREAKER 3WL | 5014.74
3WL9212-4BE00-0AA1 | ACCESORIES FOR BREAKER 3WL | 4434.2
3WL9212-4BE11-0BA1 | ACCESORIES FOR BREAKER 3WL | 5211.51
3WL9212-4BE21-0BA1 | ACCESORIES FOR BREAKER 3WL | 5277.74
3WL9212-4BE31-2BA1 | ACCESORIES FOR BREAKER 3WL | 5814.17
3WL1108-4EB65-1AA4 | WITHDRAWABLE CIRCUIT BREAKER | 7956.7
3WL1108-4EG38-1AA2 | WITHDRAWABLE CIRCUIT BREAKER | 10319.74
3WL1108-4FB32-4AG2-ZF35 | FIXED-MOUNTED CIRCUIT BREAKER | 11372.56
3WL1110-2AA31-1AA2 | FIXED-MOUNT NON-AUT. CIRCUIT-B. | 3977.15
3WL1110-2AA32-4AA2 | FIXED-MOUNT NON-AUT. CIRCUIT-B. | 5484.62
3WL1110-2AA32-4AA4 | FIXED-MOUNT NON-AUT. CIRCUIT-B. | 5847.85
3WL1110-2AA32-4AG2 | FIXED-MOUNT NON-AUT. CIRCUIT-B. | 5839.84
3WL1110-2AA32-4AJ2 | FIXED-MOUNT NON-AUT. CIRCUIT-B. | 5904.78
3WL1110-2AA32-5FF4 | FIXED-MOUNT NON-AUT. CIRCUIT-B. | 6558.29
3WL1110-2AA32-6AB2 | FIXED-MOUNT NON-AUT. CIRCUIT-B. | 5839.84
3WL1110-2AA32-6AG2 | FIXED-MOUNT NON-AUT. CIRCUIT-B. | 5839.84
3WL1110-2AA33-1AA2 | FIXED-MOUNT NON-AUT. CIRCUIT-B. | 3977.15
3WL1110-2AA33-1AA2-ZS55 | FIXED-MOUNT NON-AUT. CIRCUIT-B. | 4939.36
3WL1110-2AA34-5AM4 | FIXED-MOUNT NON-AUT. CIRCUIT-B. | 6733.09
3WL1110-2AA34-5AR4 | FIXED-MOUNT NON-AUT. CIRCUIT-B. | 7339.29
3WL1110-2AA34-5FM2 | FIXED-MOUNT NON-AUT. CIRCUIT-B. | 6725.07
3WL1110-2AA34-6AJ2 | FIXED-MOUNT NON-AUT. CIRCUIT-B. | 6369.85
3WL1110-2AA36-1GN4 | WITHDRAW. NON-AUT. CIRCUIT-B. | 6663.34
3WL1110-2AA36-4AA2 | WITHDRAW. NON-AUT. CIRCUIT-B. | 7497.26
3WL1110-2AA36-4AA4 | WITHDRAW. NON-AUT. CIRCUIT-B. | 7860.48
3WL1110-2AA36-4AN2 | WITHDRAW. NON-AUT. CIRCUIT-B. | 7917.42
3WL1110-2AA38-1AA2 | WITHDRAW. NON-AUT. CIRCUIT-B. | 5524.72
3WL1110-2AA41-1AA2 | FIXED-MOUNT NON-AUT. CIRCUIT-B. | 6687.39
3WL1110-2AA41-1AG2 | FIXED-MOUNT NON-AUT. CIRCUIT-B. | 7042.61
3WL1110-2AA42-1AA2 | FIXED-MOUNT NON-AUT. CIRCUIT-B. | 6069.96
3WL1110-2AA31-4AN4 | FIXED-MOUNT NON-AUT. CIRCUIT-B. | 6733.09
3WL1110-2AA31-6BB2 | FIXED-MOUNT NON-AUT. CIRCUIT-B. | 6660.13
3WL1110-2AA32-1FA2 | FIXED-MOUNT NON-AUT. CIRCUIT-B. | 3867.3
3WL1110-2AA32-1GA4 | FIXED-MOUNT NON-AUT. CIRCUIT-B. | 4230.53
3WL1110-2AA32-4AN2 | FIXED-MOUNT NON-AUT. CIRCUIT-B. | 5904.78
3WL1110-2AA32-4BA2 | FIXED-MOUNT NON-AUT. CIRCUIT-B. | 5839.84
3WL1110-2AA32-4GN4 | FIXED-MOUNT NON-AUT. CIRCUIT-B. | 6623.24
3WL1110-2AA32-5FA2 | FIXED-MOUNT NON-AUT. CIRCUIT-B. | 5839.84
3WL1110-2AA33-4AM2 | FIXED-MOUNT NON-AUT. CIRCUIT-B. | 6369.85
3WL1110-2AA33-6AJ4 | FIXED-MOUNT NON-AUT. CIRCUIT-B. | 6733.09
3WL1110-2AA34-4GA4 | FIXED-MOUNT NON-AUT. CIRCUIT-B. | 6668.14
3WL1110-2AA34-4GN4 | FIXED-MOUNT NON-AUT. CIRCUIT-B. | 7088.31
3WL1110-2AA35-1AA2 | WITHDRAW. NON-AUT. CIRCUIT-B. | 4249.78
3WL1110-2AA35-1BA2 | WITHDRAW. NON-AUT. CIRCUIT-B. | 4605
3WL1110-2AA36-1FA2 | WITHDRAW. NON-AUT. CIRCUIT-B. | 5879.94
3WL1110-2AA36-1GA4 | WITHDRAW. NON-AUT. CIRCUIT-B. | 6243.16
3WL1110-2AA36-4AN4 | WITHDRAW. NON-AUT. CIRCUIT-B. | 8280.66
3WL1110-2AA36-4GA4 | WITHDRAW. NON-AUT. CIRCUIT-B. | 8215.7
3WL1110-2AA37-1AA2 | WITHDRAW. NON-AUT. CIRCUIT-B. | 6013.84
3WL1110-2AA37-1GA2 | WITHDRAW. NON-AUT. CIRCUIT-B. | 6369.06
3WL1110-2AA42-1BA4 | FIXED-MOUNT NON-AUT. CIRCUIT-B. | 6788.42
3WL1110-2AA42-4AN2 | FIXED-MOUNT NON-AUT. CIRCUIT-B. | 8462.68
3WL1110-2AA42-4GG4 | FIXED-MOUNT NON-AUT. CIRCUIT-B. | 9116.18
3WL1110-2AA43-1AA2 | FIXED-MOUNT NON-AUT. CIRCUIT-B. | 6687.39
3WL1110-2AA46-1AN2 | WITHDRAW. NON-AUT. CIRCUIT-B. | 9160.28
3WL1110-2AA46-4GA2 | WITHDRAW. NON-AUT. CIRCUIT-B. | 11067.86
3WL1110-2AA75-1AA4 | WITHDRAW. NON-AUT. CIRCUIT-B. | 7379.38
3WL1110-2BB31-1GA2 | FIXED-MOUNTED CIRCUIT BREAKER | 6176.62
3WL1110-2BB32-1AA2 | FIXED-MOUNTED CIRCUIT BREAKER | 5356.33
3WL1110-2BB32-1AJ2-ZS33 | FIXED-MOUNTED CIRCUIT BREAKER | 6020.25
3WL1110-2BB32-1EA2 | FIXED-MOUNTED CIRCUIT BREAKER | 5736.39
3WL1110-2BB32-1GA2 | FIXED-MOUNTED CIRCUIT BREAKER | 5711.55
3WL1110-2BB32-4AB2 | FIXED-MOUNTED CIRCUIT BREAKER | 7684.09
3WL1110-2BB32-4AN2 | FIXED-MOUNTED CIRCUIT BREAKER | 7749.03
3WL1110-2BB32-4GA4 | FIXED-MOUNTED CIRCUIT BREAKER | 8047.31
3WL1110-2BB32-4GG4 | FIXED-MOUNTED CIRCUIT BREAKER | 8402.53
3WL1110-2BB33-1AA2 | FIXED-MOUNTED CIRCUIT BREAKER | 5821.4
3WL1110-2BB33-1AJ2 | FIXED-MOUNTED CIRCUIT BREAKER | 6241.56
3WL1110-2BB33-4GN2 | FIXED-MOUNTED CIRCUIT BREAKER | 8569.32
3WL1110-2BB34-1AJ2 | FIXED-MOUNTED CIRCUIT BREAKER | 6241.56
3WL1110-2BB34-4AN2 | FIXED-MOUNTED CIRCUIT BREAKER | 8214.1
3WL1110-2BB34-4AN2-ZC22 | FIXED-MOUNTED CIRCUIT BREAKER | 8414.56
3WL1110-2BB34-4BJ4 | FIXED-MOUNTED CIRCUIT BREAKER | 8932.56
3WL1110-2BB35-1GA2 | WITHDRAWABLE CIRCUIT BREAKER | 6449.23
3WL1110-2BB36-1AA2 | WITHDRAWABLE CIRCUIT BREAKER | 7368.95
3WL1110-2BB36-1GA4 | WITHDRAWABLE CIRCUIT BREAKER | 8087.41
3WL1110-2BB36-4AG4 | WITHDRAWABLE CIRCUIT BREAKER | 10059.95
3WL1110-2BB36-4GN2 | WITHDRAWABLE CIRCUIT BREAKER | 10116.88
3WL1110-2BB36-4GP2 | WITHDRAWABLE CIRCUIT BREAKER | 10165.79
3WL1110-2BB36-5AM2 | WITHDRAWABLE CIRCUIT BREAKER | 9761.66
3WL1110-2BB38-4GA4 | WITHDRAWABLE CIRCUIT BREAKER | 10059.95
3WL1110-2BB41-1AG2 | FIXED-MOUNTED CIRCUIT BREAKER | 8886.86
3WL1110-3CB32-4AA2 | FIXED-MOUNTED CIRCUIT BREAKER | 8387.3
3WL1110-3CB32-4AN2 | FIXED-MOUNTED CIRCUIT BREAKER | 8807.46
3WL1110-3CB32-4GA4-ZK07 | FIXED-MOUNTED CIRCUIT BREAKER | 9228.43
3WL1110-3CB32-4GN4 | FIXED-MOUNTED CIRCUIT BREAKER | 9525.92
3WL1110-3CB32-4GP4 | FIXED-MOUNTED CIRCUIT BREAKER | 9574.83
3WL1110-3CB32-6FA2 | FIXED-MOUNTED CIRCUIT BREAKER | 8742.52
3WL1110-2BB33-1AP2 | FIXED-MOUNTED CIRCUIT BREAKER | 6290.47
3WL1110-2BB33-1GA4 | FIXED-MOUNTED CIRCUIT BREAKER | 6539.84
3WL1110-2BB33-4AM2 | FIXED-MOUNTED CIRCUIT BREAKER | 8214.1
3WL1110-2BB33-4AN2 | FIXED-MOUNTED CIRCUIT BREAKER | 8214.1
3WL1110-2BB34-4GA2 | FIXED-MOUNTED CIRCUIT BREAKER | 8149.16
3WL1110-2BB34-4GN2 | FIXED-MOUNTED CIRCUIT BREAKER | 8569.32
3WL1110-2BB34-6AJ2-ZK10 | FIXED-MOUNTED CIRCUIT BREAKER | 8762.57
3WL1110-2BB35-1AA2 | WITHDRAWABLE CIRCUIT BREAKER | 6094.03
3WL1110-2BB36-4AN2 | WITHDRAWABLE CIRCUIT BREAKER | 9761.66
3WL1110-2BB36-4AN4 | WITHDRAWABLE CIRCUIT BREAKER | 10124.89
3WL1110-2BB36-4GA2 | WITHDRAWABLE CIRCUIT BREAKER | 9696.71
3WL1110-2BB36-4GA4 | WITHDRAWABLE CIRCUIT BREAKER | 10059.95
3WL1110-2BB42-1AA2 | FIXED-MOUNTED CIRCUIT BREAKER | 7914.21
3WL1110-2BB42-1AE2 | FIXED-MOUNTED CIRCUIT BREAKER | 8294.29
3WL1110-3CB32-2GN2 | FIXED-MOUNTED CIRCUIT BREAKER | 7545.36
3WL1110-3CB32-3AA2 | FIXED-MOUNTED CIRCUIT BREAKER | 6769.98
3WL1110-3CB32-5AM2 | FIXED-MOUNTED CIRCUIT BREAKER | 8807.46
3WL1110-3CB32-5AR2 | FIXED-MOUNTED CIRCUIT BREAKER | 9413.66
3WL1110-3CB32-5FM2 | FIXED-MOUNTED CIRCUIT BREAKER | 9162.68
3WL1110-3CB32-6AA2 | FIXED-MOUNTED CIRCUIT BREAKER | 8387.3
3WL1110-3CB33-5FM2 | FIXED-MOUNTED CIRCUIT BREAKER | 9635.77
3WL1110-3CB33-6AJ2-ZC22 | FIXED-MOUNTED CIRCUIT BREAKER | 9481.01
3WL1110-3CB34-1AA2 | FIXED-MOUNTED CIRCUIT BREAKER | 6887.85
3WL1110-3CB34-1AP2 | FIXED-MOUNTED CIRCUIT BREAKER | 7356.92
3WL1110-3CB34-1FA2 | FIXED-MOUNTED CIRCUIT BREAKER | 7243.07
3WL1110-3CB35-4AA2 | WITHDRAWABLE CIRCUIT BREAKER | 9052.83
3WL1110-3CB35-4AN2 | WITHDRAWABLE CIRCUIT BREAKER | 9472.99
3WL1110-3CB35-4AT2-ZT40 | WITHDRAWABLE CIRCUIT BREAKER | 10488.13
3WL1110-3CB35-4GA2 | WITHDRAWABLE CIRCUIT BREAKER | 9408.05
3WL1110-3CB36-1BN2 | WITHDRAWABLE CIRCUIT BREAKER | 9274.94
3WL1110-3CB36-1EA2 | WITHDRAWABLE CIRCUIT BREAKER | 8879.63
3WL1110-3CB36-1EG4 | WITHDRAWABLE CIRCUIT BREAKER | 9598.09
3WL1110-3CB36-1FA2 | WITHDRAWABLE CIRCUIT BREAKER | 8854.77
3WL1110-3CB36-4AS2 | WITHDRAWABLE CIRCUIT BREAKER | 11498.46
3WL1110-3CB36-4AS4 | WITHDRAWABLE CIRCUIT BREAKER | 11861.68
3WL1110-3CB36-4BA2 | WITHDRAWABLE CIRCUIT BREAKER | 10827.3
3WL1110-3CB36-4FN2 | WITHDRAWABLE CIRCUIT BREAKER | 11247.48
3WL1110-3CB36-4GA2 | WITHDRAWABLE CIRCUIT BREAKER | 10827.3
3WL1110-3CB36-5FM2 | WITHDRAWABLE CIRCUIT BREAKER | 11247.48
3WL1110-3CB36-6BA2 | WITHDRAWABLE CIRCUIT BREAKER | 10827.3
3WL1110-3CB36-6BJ2-ZP00 | WITHDRAWABLE CIRCUIT BREAKER | 11716.55
3WL1110-3CB37-1AA2 | WITHDRAWABLE CIRCUIT BREAKER | 8948.59
3WL1110-3CB42-2GN2 | FIXED-MOUNTED CIRCUIT BREAKER | 10576.33
3WL1110-3CB42-4CA2 | FIXED-MOUNTED CIRCUIT BREAKER | 11798.35
3WL1110-3CB42-4GA2 | FIXED-MOUNTED CIRCUIT BREAKER | 11773.49
3WL1110-3CB42-4GA4 | FIXED-MOUNTED CIRCUIT BREAKER | 12136.73
3WL1110-3CB48-1AA2 | WITHDRAWABLE CIRCUIT BREAKER | 12821.5
3WL1110-3CB64-4AA2 | FIXED-MOUNTED CIRCUIT BREAKER | 8860.39
3WL1110-3DG31-1AA2 | FIXED-MOUNTED CIRCUIT BREAKER | 7882.13
3WL1110-3DG32-1AA2 | FIXED-MOUNTED CIRCUIT BREAKER | 7409.04
3WL1110-3DG34-1AA2 | FIXED-MOUNTED CIRCUIT BREAKER | 7882.13
3WL1110-3DG34-4GN2 | FIXED-MOUNTED CIRCUIT BREAKER | 10630.05
3WL1110-3DG35-1AA2 | WITHDRAWABLE CIRCUIT BREAKER | 8074.57
3WL1110-3DG35-4GA2 | WITHDRAWABLE CIRCUIT BREAKER | 10402.33
3WL1110-3DG35-4GN2 | WITHDRAWABLE CIRCUIT BREAKER | 10822.51
3WL1110-3DG38-1AA2 | WITHDRAWABLE CIRCUIT BREAKER | 9493.85
3WL1110-3DG41-1AA2 | FIXED-MOUNTED CIRCUIT BREAKER | 11025.37
3WL1110-3DG42-1AA2 | FIXED-MOUNTED CIRCUIT BREAKER | 10440.03
3WL1110-3DG42-1BA2 | FIXED-MOUNTED CIRCUIT BREAKER | 10795.23
3WL1110-2AA44-4AA2 | FIXED-MOUNT NON-AUT. CIRCUIT-B. | 8659.93
3WL1110-2AA45-1AA2 | WITHDRAW. NON-AUT. CIRCUIT-B. | 7016.14
3WL1110-2AA45-1DA4 | WITHDRAW. NON-AUT. CIRCUIT-B. | 7759.45
3WL1110-2AA45-4GA2 | WITHDRAW. NON-AUT. CIRCUIT-B. | 9343.9
3WL1110-2BB31-4AA2 | FIXED-MOUNTED CIRCUIT BREAKER | 7793.94
3WL1110-2BB31-4AN4-ZK07 | FIXED-MOUNTED CIRCUIT BREAKER | 8700.02
3WL1110-2BB31-4GA2 | FIXED-MOUNTED CIRCUIT BREAKER | 8149.16
3WL1110-2BB31-4GN2 | FIXED-MOUNTED CIRCUIT BREAKER | 8569.32
3WL1110-2BB32-1GJ2 | FIXED-MOUNTED CIRCUIT BREAKER | 6131.71
3WL1110-2BB32-1GN2 | FIXED-MOUNTED CIRCUIT BREAKER | 6131.71
3WL1110-2BB32-1GN4 | FIXED-MOUNTED CIRCUIT BREAKER | 6494.95
3WL1110-2BB32-3AA2 | FIXED-MOUNTED CIRCUIT BREAKER | 5711.55
3WL1110-2BB32-4GN2-ZK07 | FIXED-MOUNTED CIRCUIT BREAKER | 8226.93
3WL1110-2BB32-4GN4 | FIXED-MOUNTED CIRCUIT BREAKER | 8467.49
3WL1110-2BB32-4GP2 | FIXED-MOUNTED CIRCUIT BREAKER | 8153.16
3WL1110-2BB32-4GP4 | FIXED-MOUNTED CIRCUIT BREAKER | 8516.4
3WL1110-2BB32-6BA4 | FIXED-MOUNTED CIRCUIT BREAKER | 8047.31
3WL1110-2BB34-1AN2 | FIXED-MOUNTED CIRCUIT BREAKER | 6241.56
3WL1110-2BB34-1AP2 | FIXED-MOUNTED CIRCUIT BREAKER | 6290.47
3WL1110-2BB34-1BA2 | FIXED-MOUNTED CIRCUIT BREAKER | 6176.62
3WL1110-2BB34-1GA2 | FIXED-MOUNTED CIRCUIT BREAKER | 6176.62
3WL1110-2BB36-1AG2-ZK07 | WITHDRAWABLE CIRCUIT BREAKER | 7846.85
3WL1110-2BB36-1AJ2 | WITHDRAWABLE CIRCUIT BREAKER | 7789.12
3WL1110-2BB36-1BA2 | WITHDRAWABLE CIRCUIT BREAKER | 7724.17
3WL1110-2BB36-1FA2 | WITHDRAWABLE CIRCUIT BREAKER | 7724.17
3WL1110-2BB37-1AA2 | WITHDRAWABLE CIRCUIT BREAKER | 7858.08
3WL1110-2BB37-4GA4 | WITHDRAWABLE CIRCUIT BREAKER | 10549.07
3WL1110-2BB38-1AA2 | WITHDRAWABLE CIRCUIT BREAKER | 7368.95
3WL1110-2BB38-1AA4 | WITHDRAWABLE CIRCUIT BREAKER | 7732.19
3WL1110-3CB32-4AN4 | FIXED-MOUNTED CIRCUIT BREAKER | 9170.7
3WL1110-3CB32-4GA2 | FIXED-MOUNTED CIRCUIT BREAKER | 8742.52
3WL1110-3CB32-4GA2-ZK07 | FIXED-MOUNTED CIRCUIT BREAKER | 8865.2
3WL1110-3CB32-4GA4 | FIXED-MOUNTED CIRCUIT BREAKER | 9105.74
3WL1110-3CB33-1GA2 | FIXED-MOUNTED CIRCUIT BREAKER | 7243.07
3WL1110-3CB33-4AJ2 | FIXED-MOUNTED CIRCUIT BREAKER | 9280.55
3WL1110-3CB33-4AJ2-ZC22 | FIXED-MOUNTED CIRCUIT BREAKER | 9481.01
3WL1110-3CB33-4AS2 | FIXED-MOUNTED CIRCUIT BREAKER | 9886.75
3WL1110-3CB34-4AS4 | FIXED-MOUNTED CIRCUIT BREAKER | 10249.99
3WL1110-3CB34-4GA2 | FIXED-MOUNTED CIRCUIT BREAKER | 9215.61
3WL1110-3CB34-4GA4 | FIXED-MOUNTED CIRCUIT BREAKER | 9578.83
3WL1110-3CB34-5AM2 | FIXED-MOUNTED CIRCUIT BREAKER | 9280.55
3WL1110-3CB36-1AA2 | WITHDRAWABLE CIRCUIT BREAKER | 8499.56
3WL1110-3CB36-1AA2-ZR21T40 | WITHDRAWABLE CIRCUIT BREAKER | 9224.43
3WL1110-3CB36-1AA4 | WITHDRAWABLE CIRCUIT BREAKER | 8862.79
3WL1110-3CB36-1AA4-ZR16 | WITHDRAWABLE CIRCUIT BREAKER | 9331.88
3WL1110-3CB36-1AJ2 | WITHDRAWABLE CIRCUIT BREAKER | 8919.72
3WL1110-3CB36-1GN4 | WITHDRAWABLE CIRCUIT BREAKER | 9638.18
3WL1110-3CB36-1GS2 | WITHDRAWABLE CIRCUIT BREAKER | 9881.14
3WL1110-3CB36-2FA4 | WITHDRAWABLE CIRCUIT BREAKER | 9573.23
3WL1110-3CB36-3GN2 | WITHDRAWABLE CIRCUIT BREAKER | 9630.16
3WL1110-3CB36-4GN2 | WITHDRAWABLE CIRCUIT BREAKER | 11247.48
3WL1110-3CB36-4GN4 | WITHDRAWABLE CIRCUIT BREAKER | 11610.71
3WL1110-3CB36-4GP2 | WITHDRAWABLE CIRCUIT BREAKER | 11296.39
3WL1110-3CB36-4GP4 | WITHDRAWABLE CIRCUIT BREAKER | 11659.63
3WL1110-3CB38-5FA2 | WITHDRAWABLE CIRCUIT BREAKER | 10827.3
3WL1110-3CB41-1AA2 | FIXED-MOUNTED CIRCUIT BREAKER | 10031.08
3WL1110-3CB42-1AA2 | FIXED-MOUNTED CIRCUIT BREAKER | 9445.73
3WL1110-3CB42-1AA4 | FIXED-MOUNTED CIRCUIT BREAKER | 9808.97
3WL1110-3CB33-1AA4 | FIXED-MOUNTED CIRCUIT BREAKER | 7251.08
3WL1110-3CB33-4GA4 | FIXED-MOUNTED CIRCUIT BREAKER | 9578.83
3WL1110-3CB33-5AM2 | FIXED-MOUNTED CIRCUIT BREAKER | 9280.55
3WL1110-3CB34-4AN2 | FIXED-MOUNTED CIRCUIT BREAKER | 9280.55
3WL1110-3CB34-4AS2 | FIXED-MOUNTED CIRCUIT BREAKER | 9886.75
3WL1110-3CB35-1AA2 | WITHDRAWABLE CIRCUIT BREAKER | 7080.29
3WL1110-3CB35-1GA2-ZK07 | WITHDRAWABLE CIRCUIT BREAKER | 7558.19
3WL1110-3CB35-4GN4-ZK07 | WITHDRAWABLE CIRCUIT BREAKER | 10314.13
3WL1110-3CB35-5FR4 | WITHDRAWABLE CIRCUIT BREAKER | 10797.65
3WL1110-3CB36-1AN2 | WITHDRAWABLE CIRCUIT BREAKER | 8919.72
3WL1110-3CB36-1BJ4 | WITHDRAWABLE CIRCUIT BREAKER | 9638.18
3WL1110-3CB36-1FA4 | WITHDRAWABLE CIRCUIT BREAKER | 9218.01
3WL1110-3CB36-1GA4 | WITHDRAWABLE CIRCUIT BREAKER | 9218.01
3WL1110-3CB36-4AA4 | WITHDRAWABLE CIRCUIT BREAKER | 10835.33
3WL1110-3CB36-4AN4 | WITHDRAWABLE CIRCUIT BREAKER | 11255.5
3WL1110-3CB36-4GB4 | WITHDRAWABLE CIRCUIT BREAKER | 11545.77
3WL1110-3CB36-4GG4 | WITHDRAWABLE CIRCUIT BREAKER | 11545.77
3WL1110-3CB36-4GT2 | WITHDRAWABLE CIRCUIT BREAKER | 11957.92
3WL1110-3CB36-5AM2 | WITHDRAWABLE CIRCUIT BREAKER | 10892.26
3WL1110-3CB38-1AA2 | WITHDRAWABLE CIRCUIT BREAKER | 8499.56
3WL1110-3CB38-1GA4 | WITHDRAWABLE CIRCUIT BREAKER | 9218.01
3WL1110-3CB42-1AS2 | FIXED-MOUNTED CIRCUIT BREAKER | 10472.1
3WL1110-3CB42-1GA4 | FIXED-MOUNTED CIRCUIT BREAKER | 10164.19
3WL1110-3CB42-4GG4 | FIXED-MOUNTED CIRCUIT BREAKER | 12491.95
3WL1110-3CB43-1GA2 | FIXED-MOUNTED CIRCUIT BREAKER | 10386.3
3WL1110-3CB46-1GA4 | WITHDRAWABLE CIRCUIT BREAKER | 13539.96
3WL1110-3CB46-4GA4 | WITHDRAWABLE CIRCUIT BREAKER | 15512.5
3WL1110-3DG32-4AN2 | FIXED-MOUNTED CIRCUIT BREAKER | 9801.76
3WL1110-3DG32-4GA2 | FIXED-MOUNTED CIRCUIT BREAKER | 9736.8
3WL1110-3DG32-4GP4 | FIXED-MOUNTED CIRCUIT BREAKER | 10569.12
3WL1110-3DG32-6BA2 | FIXED-MOUNTED CIRCUIT BREAKER | 9736.8
3WL1110-3DG36-1AA2 | WITHDRAWABLE CIRCUIT BREAKER | 9493.85
3WL1110-3DG36-4AG2 | WITHDRAWABLE CIRCUIT BREAKER | 11821.6
3WL1110-3DG36-4GP4 | WITHDRAWABLE CIRCUIT BREAKER | 12653.92
3WL1110-3DG37-1AA2 | WITHDRAWABLE CIRCUIT BREAKER | 9942.87
3WL1110-3DG43-1AA2 | FIXED-MOUNTED CIRCUIT BREAKER | 11025.37
3WL1110-3DG45-1AA2 | WITHDRAWABLE CIRCUIT BREAKER | 11971.55
3WL1110-3DG46-4GN4 | WITHDRAWABLE CIRCUIT BREAKER | 16926.94
3WL1110-3DG48-1AA2 | WITHDRAWABLE CIRCUIT BREAKER | 13815.78
3WL1110-3EB32-4GA2 | FIXED-MOUNTED CIRCUIT BREAKER | 9167.49
3WL1110-3EB32-4GA4-ZK07 | FIXED-MOUNTED CIRCUIT BREAKER | 9653.42
3WL1110-3EB33-1AA2 | FIXED-MOUNTED CIRCUIT BREAKER | 7312.82
3WL1110-3EB35-1AA2 | WITHDRAWABLE CIRCUIT BREAKER | 7505.26
3WL1110-3EB36-1AA4 | WITHDRAWABLE CIRCUIT BREAKER | 9287.78
3WL1110-3EB36-1GA2 | WITHDRAWABLE CIRCUIT BREAKER | 9279.76
3WL1110-3EB36-4GN4 | WITHDRAWABLE CIRCUIT BREAKER | 12035.7
3WL1110-3EB36-4GP4 | WITHDRAWABLE CIRCUIT BREAKER | 12084.61
3WL1112-3NG31-1AA2 | FIXED-MOUNTED CIRCUIT BREAKER | 12364.45
3WL1112-3NG33-1AA2 | FIXED-MOUNTED CIRCUIT BREAKER | 12364.45
3WL1112-3NG35-1AA2 | WITHDRAWABLE CIRCUIT BREAKER | 12300.3
3WL1112-3NG37-1AA2 | WITHDRAWABLE CIRCUIT BREAKER | 14248.79
3WL1112-3NG38-1AA2 | WITHDRAWABLE CIRCUIT BREAKER | 13799.75
3WL1112-4BB32-1AA2-ZK07 | FIXED-MOUNTED CIRCUIT BREAKER | 7756.24
3WL1112-4BB36-1AA2 | WITHDRAWABLE CIRCUIT BREAKER | 9694.31
3WL1112-4CB36-1AA2 | WITHDRAWABLE CIRCUIT BREAKER | 9926.84
3WL1112-4CB36-4AN2 | WITHDRAWABLE CIRCUIT BREAKER | 12319.54
3WL1112-4CB36-4GA2 | WITHDRAWABLE CIRCUIT BREAKER | 12254.6
3WL1112-4EB35-1AA2-ZK07 | WITHDRAWABLE CIRCUIT BREAKER | 8854.77
3WL1112-4EB35-4GN4 | WITHDRAWABLE CIRCUIT BREAKER | 11843.26
3WL1110-3EB31-4FA4 | FIXED-MOUNTED CIRCUIT BREAKER | 10003.82
3WL1110-3EB32-1AA2 | FIXED-MOUNTED CIRCUIT BREAKER | 6839.73
3WL1110-3EB32-1BA2 | FIXED-MOUNTED CIRCUIT BREAKER | 7194.95
3WL1110-3EB32-1GA2 | FIXED-MOUNTED CIRCUIT BREAKER | 7194.95
3WL1110-3EB35-4AP2 | WITHDRAWABLE CIRCUIT BREAKER | 9946.89
3WL1110-3EB35-4GA2 | WITHDRAWABLE CIRCUIT BREAKER | 9833.02
3WL1110-3EB35-4GA4 | WITHDRAWABLE CIRCUIT BREAKER | 10196.26
3WL1110-3EB35-4GN2 | WITHDRAWABLE CIRCUIT BREAKER | 10253.2
3WL1110-3EB36-1AA2 | WITHDRAWABLE CIRCUIT BREAKER | 8924.54
3WL1110-3EB36-5FA4 | WITHDRAWABLE CIRCUIT BREAKER | 11615.52
3WL1112-3NB36-1AA2 | WITHDRAWABLE CIRCUIT BREAKER | 12588.96
3WL1112-3NB37-1AA2 | WITHDRAWABLE CIRCUIT BREAKER | 13038
3WL1112-3NB38-1AA2 | WITHDRAWABLE CIRCUIT BREAKER | 12588.96
3WL1112-4AA32-1AA2 | FIXED-MOUNT NON-AUT. CIRCUIT-B. | 5789.32
3WL1112-4AA36-1AA2 | WITHDRAW. NON-AUT. CIRCUIT-B. | 7850.06
3WL1112-4AA36-1GA2 | WITHDRAW. NON-AUT. CIRCUIT-B. | 8205.28
3WL1112-4AA42-1AA2 | FIXED-MOUNT NON-AUT. CIRCUIT-B. | 8419.37
3WL1112-4CB42-1AA2 | FIXED-MOUNTED CIRCUIT BREAKER | 10496.15
3WL1112-4CB46-1AA2 | WITHDRAWABLE CIRCUIT BREAKER | 14184.63
3WL1112-4EB32-1GA4-ZM26 | FIXED-MOUNTED CIRCUIT BREAKER | 9364.74
3WL1112-4EB32-4GA4 | FIXED-MOUNTED CIRCUIT BREAKER | 10982.06
3WL1116-2AA31-1AA2 | FIXED-MOUNT NON-AUT. CIRCUIT-B. | 8740.1
3WL1116-2AA31-1AA2-ZT40 | FIXED-MOUNT NON-AUT. CIRCUIT-B. | 9044.81
3WL1116-2AA31-4AA2 | FIXED-MOUNT NON-AUT. CIRCUIT-B. | 10712.64
3WL1116-2AA32-1AA2 | FIXED-MOUNT NON-AUT. CIRCUIT-B. | 8339.18
3WL1116-2AA32-1AA4 | FIXED-MOUNT NON-AUT. CIRCUIT-B. | 8702.42
3WL1116-2AA32-4AG2 | FIXED-MOUNT NON-AUT. CIRCUIT-B. | 10666.94
3WL1116-2AA32-4AJ2 | FIXED-MOUNT NON-AUT. CIRCUIT-B. | 10731.9
3WL1116-2AA32-4AM2 | FIXED-MOUNT NON-AUT. CIRCUIT-B. | 10731.9
3WL1116-2AA32-4AN2 | FIXED-MOUNT NON-AUT. CIRCUIT-B. | 10731.9
3WL1116-2AA33-4AM4 | FIXED-MOUNT NON-AUT. CIRCUIT-B. | 11496.04
3WL1116-2AA33-4GA2 | FIXED-MOUNT NON-AUT. CIRCUIT-B. | 11067.86
3WL1116-2AA33-4GA4 | FIXED-MOUNT NON-AUT. CIRCUIT-B. | 11431.1
3WL1116-2AA33-4GG4 | FIXED-MOUNT NON-AUT. CIRCUIT-B. | 11786.32
3WL1116-2AA36-1FA2 | WITHDRAW. NON-AUT. CIRCUIT-B. | 11420.68
3WL1116-2AA36-1FA4 | WITHDRAW. NON-AUT. CIRCUIT-B. | 11783.91
3WL1116-2AA36-1GA2 | WITHDRAW. NON-AUT. CIRCUIT-B. | 11420.68
3WL1116-2AA36-1GA4 | WITHDRAW. NON-AUT. CIRCUIT-B. | 11783.91
3WL1116-2AA36-1GN4 | WITHDRAW. NON-AUT. CIRCUIT-B. | 12204.08
3WL1116-2AA36-4GN2 | WITHDRAW. NON-AUT. CIRCUIT-B. | 13813.38
3WL1116-2AA36-4GN4 | WITHDRAW. NON-AUT. CIRCUIT-B. | 14176.62
3WL1116-2AA36-6BA4 | WITHDRAW. NON-AUT. CIRCUIT-B. | 13756.45
3WL1116-2AA37-1AA2 | WITHDRAW. NON-AUT. CIRCUIT-B. | 11466.39
3WL1116-2AA42-4GA4 | FIXED-MOUNT NON-AUT. CIRCUIT-B. | 14077.19
3WL1116-2AA42-4GN2 | FIXED-MOUNT NON-AUT. CIRCUIT-B. | 14134.11
3WL1116-2AA42-5FA2 | FIXED-MOUNT NON-AUT. CIRCUIT-B. | 13713.95
3WL1116-2AA42-6AA4 | FIXED-MOUNT NON-AUT. CIRCUIT-B. | 13721.98
3WL1116-2AA46-4AA2 | WITHDRAW. NON-AUT. CIRCUIT-B. | 16806.67
3WL1116-2AA46-4AS4 | WITHDRAW. NON-AUT. CIRCUIT-B. | 18196.27
3WL1116-2AA46-4GA2 | WITHDRAW. NON-AUT. CIRCUIT-B. | 17161.89
3WL1116-2AA46-4GA2-ZR21R55 | WITHDRAW. NON-AUT. CIRCUIT-B. | 18614.03
3WL1116-2AA47-4GA4 | WITHDRAW. NON-AUT. CIRCUIT-B. | 18246.78
3WL1116-2AA48-1AA2 | WITHDRAW. NON-AUT. CIRCUIT-B. | 14834.13
3WL1116-2AA48-1AS4 | WITHDRAW. NON-AUT. CIRCUIT-B. | 16223.73
3WL1116-2AA66-1AA2 | WITHDRAW. NON-AUT. CIRCUIT-B. | 11065.46
3WL1116-2BB32-1AN2 | FIXED-MOUNTED CIRCUIT BREAKER | 10603.6
3WL1116-2BB32-1AN2-ZS33 | FIXED-MOUNTED CIRCUIT BREAKER | 10847.35
3WL1116-2BB32-1AP2 | FIXED-MOUNTED CIRCUIT BREAKER | 10652.52
3WL1116-2BB32-1AS2 | FIXED-MOUNTED CIRCUIT BREAKER | 11209.78
3WL1116-2BB32-4AN2-ZC22 | FIXED-MOUNTED CIRCUIT BREAKER | 12776.6
3WL1116-2BB32-4AN4 | FIXED-MOUNTED CIRCUIT BREAKER | 12939.37
3WL1116-2BB32-4AP2 | FIXED-MOUNTED CIRCUIT BREAKER | 12625.05
3WL1116-2BB32-4AS2 | FIXED-MOUNTED CIRCUIT BREAKER | 13182.32
3WL1120-4CB34-4AN2 | FIXED-MOUNTED CIRCUIT BREAKER | 15935.87
3WL1120-4CB36-1AA2 | WITHDRAWABLE CIRCUIT BREAKER | 16109.07
3WL1120-4CB36-4GA2 | WITHDRAWABLE CIRCUIT BREAKER | 18436.83
3WL1120-4CB37-4AP2 | WITHDRAWABLE CIRCUIT BREAKER | 18951.6
3WL1120-4CB42-1AA2 | FIXED-MOUNTED CIRCUIT BREAKER | 16349.62
3WL1208-2AA33-1AA2 | FIXED-MOUNT NON-AUT. CIRCUIT-B. | 4915.31
3WL1208-2AA34-1AA2 | FIXED-MOUNT NON-AUT. CIRCUIT-B. | 4915.31
3WL1208-2AA35-1AA2 | WITHDRAW. NON-AUT. CIRCUIT-B. | 4899.27
3WL1208-2AA36-1AA2 | WITHDRAW. NON-AUT. CIRCUIT-B. | 6879.83
3WL1208-2BB32-1GA2 | FIXED-MOUNTED CIRCUIT BREAKER | 6641.69
3WL1208-2BB33-1AA2 | FIXED-MOUNTED CIRCUIT BREAKER | 6759.56
3WL1208-2BB34-1AA2 | FIXED-MOUNTED CIRCUIT BREAKER | 6759.56
3WL1208-2BB34-4AN2-ZC22 | FIXED-MOUNTED CIRCUIT BREAKER | 9352.72
3WL1208-2BB48-1AA2 | WITHDRAWABLE CIRCUIT BREAKER | 12508.79
3WL1208-2CB31-1AA2 | FIXED-MOUNTED CIRCUIT BREAKER | 6992.09
3WL1208-2CB31-4GA2 | FIXED-MOUNTED CIRCUIT BREAKER | 9319.85
3WL1208-2CB32-1AA2 | FIXED-MOUNTED CIRCUIT BREAKER | 6519
3WL1208-2CB37-1AJ2-ZR21T40 | WITHDRAWABLE CIRCUIT BREAKER | 10655.72
3WL1208-2CB38-1AA2 | WITHDRAWABLE CIRCUIT BREAKER | 8956.61
3WL1208-2CB41-1AA2 | FIXED-MOUNTED CIRCUIT BREAKER | 9814.58
3WL1208-2CB42-1AA2 | FIXED-MOUNTED CIRCUIT BREAKER | 9189.14
3WL1208-2DG38-1AA2 | WITHDRAWABLE CIRCUIT BREAKER | 9950.89
3WL1208-2DG41-1AA2 | FIXED-MOUNTED CIRCUIT BREAKER | 10808.86
3WL1208-2DG42-1AA2 | FIXED-MOUNTED CIRCUIT BREAKER | 10183.43
3WL1208-2DG43-1AA2 | FIXED-MOUNTED CIRCUIT BREAKER | 10808.86
3WL1208-2EB41-1AA2 | FIXED-MOUNTED CIRCUIT BREAKER | 10239.57
3WL1208-2EB42-1AA2 | FIXED-MOUNTED CIRCUIT BREAKER | 9614.12
3WL1208-2EB42-4GA2 | FIXED-MOUNTED CIRCUIT BREAKER | 11941.88
3WL1208-2EB43-1AA2 | FIXED-MOUNTED CIRCUIT BREAKER | 10239.57
3WL1208-2EG37-1AA2 | WITHDRAWABLE CIRCUIT BREAKER | 11089.51
3WL1208-2EG38-1AA2 | WITHDRAWABLE CIRCUIT BREAKER | 10592.37
3WL1208-2EG38-1GA2 | WITHDRAWABLE CIRCUIT BREAKER | 10947.59
3WL1208-2EG41-1AA2 | FIXED-MOUNTED CIRCUIT BREAKER | 11450.34
3WL1208-2EG42-1AA2 | FIXED-MOUNTED CIRCUIT BREAKER | 10824.91
3WL1208-3AA32-1AA4 | FIXED-MOUNT NON-AUT. CIRCUIT-B. | 5054.02
3WL1208-3AA32-1GA2 | FIXED-MOUNT NON-AUT. CIRCUIT-B. | 5046
3WL1208-3AA32-1GA4 | FIXED-MOUNT NON-AUT. CIRCUIT-B. | 5409.24
3WL1208-3AA32-4AA2 | FIXED-MOUNT NON-AUT. CIRCUIT-B. | 6663.34
3WL1208-3AA36-4AS4 | WITHDRAW. NON-AUT. CIRCUIT-B. | 10755.15
3WL1208-3AA36-4GA2 | WITHDRAW. NON-AUT. CIRCUIT-B. | 9720.77
3WL1208-3AA36-4GA4 | WITHDRAW. NON-AUT. CIRCUIT-B. | 10084
3WL1208-3AA36-6BJ2 | WITHDRAW. NON-AUT. CIRCUIT-B. | 10140.93
3WL1208-3AA46-1GN2 | WITHDRAW. NON-AUT. CIRCUIT-B. | 11600.29
3WL1208-3AA46-4AG2 | WITHDRAW. NON-AUT. CIRCUIT-B. | 13152.66
3WL1208-3AA46-4GA2 | WITHDRAW. NON-AUT. CIRCUIT-B. | 13152.66
3WL1208-3AA46-4GA4 | WITHDRAW. NON-AUT. CIRCUIT-B. | 13515.89
3WL1208-3BB32-4GA2 | FIXED-MOUNTED CIRCUIT BREAKER | 8862.79
3WL1208-3BB32-4GA4 | FIXED-MOUNTED CIRCUIT BREAKER | 9226.03
3WL1208-3BB32-4GN2 | FIXED-MOUNTED CIRCUIT BREAKER | 9282.96
3WL1208-3BB32-4GN4 | FIXED-MOUNTED CIRCUIT BREAKER | 9646.19
3WL1208-3BB36-4GA4 | WITHDRAWABLE CIRCUIT BREAKER | 11928.25
3WL1208-3BB36-4GN2 | WITHDRAWABLE CIRCUIT BREAKER | 11985.18
3WL1208-3BB36-4GN4 | WITHDRAWABLE CIRCUIT BREAKER | 12348.4
3WL1208-3BB36-4GP2 | WITHDRAWABLE CIRCUIT BREAKER | 12034.09
3WL1212-2DG42-1AA2 | FIXED-MOUNTED CIRCUIT BREAKER | 11330.07
3WL1212-2DG42-6BS4 | FIXED-MOUNTED CIRCUIT BREAKER | 15047.43
3WL1212-2DG43-1AA2 | FIXED-MOUNTED CIRCUIT BREAKER | 11971.55
3WL1212-2DG44-1AA2 | FIXED-MOUNTED CIRCUIT BREAKER | 11971.55
3WL1212-2EB36-1AA2 | WITHDRAWABLE CIRCUIT BREAKER | 10271.64
3WL1212-2EB37-1AA2 | WITHDRAWABLE CIRCUIT BREAKER | 10760.76
3WL1212-2EB38-1AA2 | WITHDRAWABLE CIRCUIT BREAKER | 10271.64
3WL1212-2EB41-1AA2 | FIXED-MOUNTED CIRCUIT BREAKER | 11402.24
3WL1212-2EB42-1AA2 | FIXED-MOUNTED CIRCUIT BREAKER | 10760.76
3WL1212-2EG35-1AA2 | WITHDRAWABLE CIRCUIT BREAKER | 9710.34
3WL1212-2EG36-1AA2 | WITHDRAWABLE CIRCUIT BREAKER | 11482.41
3WL1212-2EG36-1AA4 | WITHDRAWABLE CIRCUIT BREAKER | 11845.66
3WL1212-2EG36-5FA4 | WITHDRAWABLE CIRCUIT BREAKER | 14173.41
3WL1212-2FG38-1AA4 | WITHDRAWABLE CIRCUIT BREAKER | 12302.7
3WL1212-2FG38-4BA4 | WITHDRAWABLE CIRCUIT BREAKER | 14630.46
3WL1212-3AA31-1AA2 | FIXED-MOUNT NON-AUT. CIRCUIT-B. | 6446.83
3WL1212-3AA31-5FF4 | FIXED-MOUNT NON-AUT. CIRCUIT-B. | 9493.04
3WL1212-3AA35-4GA4 | WITHDRAW. NON-AUT. CIRCUIT-B. | 9659.03
3WL1212-3AA36-1AA2 | WITHDRAW. NON-AUT. CIRCUIT-B. | 8740.1
3WL1212-3AA36-1AA4 | WITHDRAW. NON-AUT. CIRCUIT-B. | 9103.34
3WL1212-3AA36-1GA2 | WITHDRAW. NON-AUT. CIRCUIT-B. | 9095.32
3WL1212-3AA42-4GA2 | FIXED-MOUNT NON-AUT. CIRCUIT-B. | 10907.5
3WL1212-3AA42-4GA4 | FIXED-MOUNT NON-AUT. CIRCUIT-B. | 11270.74
3WL1212-3AA43-1AA2 | FIXED-MOUNT NON-AUT. CIRCUIT-B. | 9141.03
3WL1212-3AA44-1AA2 | FIXED-MOUNT NON-AUT. CIRCUIT-B. | 9141.03
3WL1212-3BB32-3AA4 | FIXED-MOUNTED CIRCUIT BREAKER | 8560.5
3WL1212-3BB32-4AN2 | FIXED-MOUNTED CIRCUIT BREAKER | 10234.75
3WL1212-3BB32-4AS2 | FIXED-MOUNTED CIRCUIT BREAKER | 10840.95
3WL1212-3BB32-4GA2 | FIXED-MOUNTED CIRCUIT BREAKER | 10169.8
3WL1212-3BB34-1AA2 | FIXED-MOUNTED CIRCUIT BREAKER | 8291.08
3WL1212-3BB34-4AN2 | FIXED-MOUNTED CIRCUIT BREAKER | 10683.78
3WL1212-3BB34-4GN4 | FIXED-MOUNTED CIRCUIT BREAKER | 11402.24
3WL1212-3BB35-1AA2 | WITHDRAWABLE CIRCUIT BREAKER | 8812.27
3WL1212-3BB36-5FR2-ZC01 | WITHDRAWABLE CIRCUIT BREAKER | 14372.27
3WL1212-3BB37-1AA2 | WITHDRAWABLE CIRCUIT BREAKER | 10985.27
3WL1212-3BB38-1AA2 | WITHDRAWABLE CIRCUIT BREAKER | 10584.35
3WL1212-3BB41-1AA2 | FIXED-MOUNTED CIRCUIT BREAKER | 10985.27
3WL1212-3BB42-1AA2 | FIXED-MOUNTED CIRCUIT BREAKER | 10423.98
3WL1212-3CB32-1AA4 | FIXED-MOUNTED CIRCUIT BREAKER | 8437.81
3WL1212-3CB32-1AN2 | FIXED-MOUNTED CIRCUIT BREAKER | 8494.75
3WL1212-3CB32-1AN2-ZT40 | FIXED-MOUNTED CIRCUIT BREAKER | 8799.45
3WL1212-3CB32-1FA2 | FIXED-MOUNTED CIRCUIT BREAKER | 8429.79
3WL1212-3CB32-4GP4 | FIXED-MOUNTED CIRCUIT BREAKER | 11234.65
3WL1212-3CB32-4GS4 | FIXED-MOUNTED CIRCUIT BREAKER | 11791.93
3WL1212-3CB32-5AF4 | FIXED-MOUNTED CIRCUIT BREAKER | 10765.57
3WL1212-3CB32-5AN4 | FIXED-MOUNTED CIRCUIT BREAKER | 10830.51
3WL1212-3CB34-4AN2 | FIXED-MOUNTED CIRCUIT BREAKER | 10916.31
3WL1212-3CB34-4GN2 | FIXED-MOUNTED CIRCUIT BREAKER | 11271.53
3WL1212-3CB34-4GS4 | FIXED-MOUNTED CIRCUIT BREAKER | 12240.97
3WL1212-3CB34-5AM2 | FIXED-MOUNTED CIRCUIT BREAKER | 10916.31
3WL1212-3CB36-1FA2 | WITHDRAWABLE CIRCUIT BREAKER | 11172.1
3WL1212-3CB36-1GA2 | WITHDRAWABLE CIRCUIT BREAKER | 11172.1
3WL1212-3CB36-1GA4 | WITHDRAWABLE CIRCUIT BREAKER | 11535.35
3WL1212-3CB36-2FA4 | WITHDRAWABLE CIRCUIT BREAKER | 11890.56
3WL1216-4EG33-1AA2 | FIXED-MOUNTED CIRCUIT BREAKER | 14377.08
3WL1216-4EG34-1AA2 | FIXED-MOUNTED CIRCUIT BREAKER | 14377.08
3WL1216-4EG35-1AA2 | WITHDRAWABLE CIRCUIT BREAKER | 15018.55
3WL1216-4EG36-1AA2 | WITHDRAWABLE CIRCUIT BREAKER | 16942.98
3WL1110-3CB44-1AA2 | FIXED-MOUNTED CIRCUIT BREAKER | 10031.08
3WL1110-3CB45-1AA2 | WITHDRAWABLE CIRCUIT BREAKER | 10977.25
3WL1110-3CB45-4GA2 | WITHDRAWABLE CIRCUIT BREAKER | 13305.01
3WL1110-3CB46-1AA2 | WITHDRAWABLE CIRCUIT BREAKER | 12821.5
3WL1110-3DG32-4GA4 | FIXED-MOUNTED CIRCUIT BREAKER | 10100.04
3WL1110-3DG32-4GN2 | FIXED-MOUNTED CIRCUIT BREAKER | 10156.96
3WL1110-3DG32-4GN4 | FIXED-MOUNTED CIRCUIT BREAKER | 10520.2
3WL1110-3DG32-4GP2 | FIXED-MOUNTED CIRCUIT BREAKER | 10205.89
3WL1110-3DG36-4GA2 | WITHDRAWABLE CIRCUIT BREAKER | 11821.6
3WL1110-3DG36-4GA4 | WITHDRAWABLE CIRCUIT BREAKER | 12184.83
3WL1110-3DG36-4GN2 | WITHDRAWABLE CIRCUIT BREAKER | 12241.76
3WL1110-3DG36-4GN4 | WITHDRAWABLE CIRCUIT BREAKER | 12605.01
3WL1110-3DG46-1DL4 | WITHDRAWABLE CIRCUIT BREAKER | 15028.17
3WL1110-3DG46-1FA2 | WITHDRAWABLE CIRCUIT BREAKER | 14171
3WL1110-3DG46-1GA2 | WITHDRAWABLE CIRCUIT BREAKER | 14171
3WL1110-3DG46-1GA4 | WITHDRAWABLE CIRCUIT BREAKER | 14534.24
3WL1110-3DG46-4GA2 | WITHDRAWABLE CIRCUIT BREAKER | 16143.54
3WL1110-3EB32-4GN2 | FIXED-MOUNTED CIRCUIT BREAKER | 9587.67
3WL1110-3EB32-4GN4 | FIXED-MOUNTED CIRCUIT BREAKER | 9950.89
3WL1110-3EB32-4GP2 | FIXED-MOUNTED CIRCUIT BREAKER | 9636.58
3WL1110-3EB32-4GP4 | FIXED-MOUNTED CIRCUIT BREAKER | 9999.8
3WL1110-3EB36-3BA2-ZK07 | WITHDRAWABLE CIRCUIT BREAKER | 9757.64
3WL1110-3EB36-3GA2-ZK07 | WITHDRAWABLE CIRCUIT BREAKER | 9757.64
3WL1110-3EB36-4GA2 | WITHDRAWABLE CIRCUIT BREAKER | 11252.29
3WL1110-3EB36-4GA4 | WITHDRAWABLE CIRCUIT BREAKER | 11615.52
3WL1112-3NG36-1AA2 | WITHDRAWABLE CIRCUIT BREAKER | 13799.75
3WL1112-3NG36-1AJ2 | WITHDRAWABLE CIRCUIT BREAKER | 14219.91
3WL1112-3NG36-4AA2 | WITHDRAWABLE CIRCUIT BREAKER | 15772.29
3WL1112-3NG36-4GG2 | WITHDRAWABLE CIRCUIT BREAKER | 16482.73
3WL1112-4BB37-4AG4 | WITHDRAWABLE CIRCUIT BREAKER | 12874.43
3WL1112-4BB68-1AA2 | WITHDRAWABLE CIRCUIT BREAKER | 9694.31
3WL1112-4CB32-1AA2 | FIXED-MOUNTED CIRCUIT BREAKER | 7866.11
3WL1112-4CB35-4GA4 | WITHDRAWABLE CIRCUIT BREAKER | 10998.11
3WL1112-4EB36-1GA2 | WITHDRAWABLE CIRCUIT BREAKER | 10707.03
3WL1112-4EB38-4GA2 | WITHDRAWABLE CIRCUIT BREAKER | 12679.57
3WL1112-4EB38-4GA4 | WITHDRAWABLE CIRCUIT BREAKER | 13042.82
3WL1112-4EB78-4GA2 | WITHDRAWABLE CIRCUIT BREAKER | 16937.38
3WL1116-2AA32-1BJ2 | FIXED-MOUNT NON-AUT. CIRCUIT-B. | 9114.58
3WL1116-2AA32-1BJ4 | FIXED-MOUNT NON-AUT. CIRCUIT-B. | 9477.8
3WL1116-2AA32-1FA2 | FIXED-MOUNT NON-AUT. CIRCUIT-B. | 8694.4
3WL1116-2AA32-1GA2 | FIXED-MOUNT NON-AUT. CIRCUIT-B. | 8694.4
3WL1116-2AA32-4GG4 | FIXED-MOUNT NON-AUT. CIRCUIT-B. | 11385.4
3WL1116-2AA32-4GJ2 | FIXED-MOUNT NON-AUT. CIRCUIT-B. | 11087.12
3WL1116-2AA32-4GN2 | FIXED-MOUNT NON-AUT. CIRCUIT-B. | 11087.12
3WL1116-2AA32-4GN4 | FIXED-MOUNT NON-AUT. CIRCUIT-B. | 11450.34
3WL1116-2AA32-5FF4 | FIXED-MOUNT NON-AUT. CIRCUIT-B. | 11385.4
3WL1116-2AA34-4GN4 | FIXED-MOUNT NON-AUT. CIRCUIT-B. | 11851.26
3WL1116-2AA34-4GS4 | FIXED-MOUNT NON-AUT. CIRCUIT-B. | 12457.46
3WL1116-2AA34-5AA2 | FIXED-MOUNT NON-AUT. CIRCUIT-B. | 10712.64
3WL1116-2AA35-1AA2 | WITHDRAW. NON-AUT. CIRCUIT-B. | 9622.14
3WL1116-2AA36-4AN4 | WITHDRAW. NON-AUT. CIRCUIT-B. | 13821.4
3WL1116-2AA36-4BA4 | WITHDRAW. NON-AUT. CIRCUIT-B. | 13756.45
3WL1116-2AA36-4GA2 | WITHDRAW. NON-AUT. CIRCUIT-B. | 13393.22
3WL1116-2AA36-4GA2-ZR21R55 | WITHDRAW. NON-AUT. CIRCUIT-B. | 14775.59
3WL1116-2AA42-1AA2 | FIXED-MOUNT NON-AUT. CIRCUIT-B. | 11386.19
3WL1116-2AA42-1AN2 | FIXED-MOUNT NON-AUT. CIRCUIT-B. | 11806.37
3WL1116-2AA42-1CA2 | FIXED-MOUNT NON-AUT. CIRCUIT-B. | 11766.27
3WL1116-2AA42-1GA2 | FIXED-MOUNT NON-AUT. CIRCUIT-B. | 11741.41
3WL1216-4EG45-1GA4 | WITHDRAWABLE CIRCUIT BREAKER | 18543.47
3WL1216-4EG46-1AA2 | WITHDRAWABLE CIRCUIT BREAKER | 20390.92
3WL1216-4EG46-1AA4 | WITHDRAWABLE CIRCUIT BREAKER | 20754.15
3WL1216-4EG46-1GA4 | WITHDRAWABLE CIRCUIT BREAKER | 21109.37
3WL1216-4FB33-1AA2 | FIXED-MOUNTED CIRCUIT BREAKER | 13575.24
3WL1216-4FB34-1AA2 | FIXED-MOUNTED CIRCUIT BREAKER | 13575.24
3WL1216-4FB35-1AA2 | WITHDRAWABLE CIRCUIT BREAKER | 14216.7
3WL1216-4FB35-4GA4 | WITHDRAWABLE CIRCUIT BREAKER | 16907.7
3WL1216-4FB35-4GS2 | WITHDRAWABLE CIRCUIT BREAKER | 17570.83
3WL1216-4FB38-1AA2 | WITHDRAWABLE CIRCUIT BREAKER | 16141.14
3WL1216-4FB38-1GN4-ZR21 | WITHDRAWABLE CIRCUIT BREAKER | 17756.86
3WL1216-4FB38-4GN4-ZR21 | WITHDRAWABLE CIRCUIT BREAKER | 19729.39
3WL1216-4FB42-1AA2 | FIXED-MOUNTED CIRCUIT BREAKER | 16141.14
3WL1216-4FG34-1AA2 | FIXED-MOUNTED CIRCUIT BREAKER | 14834.13
3WL1216-4FG35-1AA2 | WITHDRAWABLE CIRCUIT BREAKER | 15475.61
3WL1216-4FG36-1AA2 | WITHDRAWABLE CIRCUIT BREAKER | 17400.03
3WL1216-4FG36-4GA2 | WITHDRAWABLE CIRCUIT BREAKER | 19727.79
3WL1216-4FG46-1GA2 | WITHDRAWABLE CIRCUIT BREAKER | 21203.19
3WL1216-4NB31-1AA2 | FIXED-MOUNTED CIRCUIT BREAKER | 15924.63
3WL1216-4NB31-4GN4 | FIXED-MOUNTED CIRCUIT BREAKER | 19035.79
3WL1216-4NB32-1AA2 | FIXED-MOUNTED CIRCUIT BREAKER | 15523.71
3WL1216-4NG33-1AA2 | FIXED-MOUNTED CIRCUIT BREAKER | 17135.42
3WL1216-4NG34-1AA2 | FIXED-MOUNTED CIRCUIT BREAKER | 17135.42
3WL1216-4NG35-1AA2 | WITHDRAWABLE CIRCUIT BREAKER | 17776.9
3WL1216-4NG36-1AA2 | WITHDRAWABLE CIRCUIT BREAKER | 19701.32
3WL1220-2AA32-1AA2 | FIXED-MOUNT NON-AUT. CIRCUIT-B. | 10343.79
3WL1220-2AA32-1AA4 | FIXED-MOUNT NON-AUT. CIRCUIT-B. | 10707.03
3WL1220-2AA32-1AJ2 | FIXED-MOUNT NON-AUT. CIRCUIT-B. | 10763.97
3WL1220-2AA32-1AJ2-ZT40 | FIXED-MOUNT NON-AUT. CIRCUIT-B. | 11068.67
3WL1220-2AA32-4GA4 | FIXED-MOUNT NON-AUT. CIRCUIT-B. | 13034.79
3WL1220-2AA32-4GA4-ZT40 | FIXED-MOUNT NON-AUT. CIRCUIT-B. | 13339.5
3WL1220-2AA32-4GG4 | FIXED-MOUNT NON-AUT. CIRCUIT-B. | 13390.01
3WL1220-2AA32-4GN2 | FIXED-MOUNT NON-AUT. CIRCUIT-B. | 13091.73
3WL1220-2AA34-4AA2 | FIXED-MOUNT NON-AUT. CIRCUIT-B. | 12797.45
3WL1220-2AA34-4GA2 | FIXED-MOUNT NON-AUT. CIRCUIT-B. | 13152.66
3WL1220-2AA34-4GA4 | FIXED-MOUNT NON-AUT. CIRCUIT-B. | 13515.89
3WL1220-2AA34-5FA2 | FIXED-MOUNT NON-AUT. CIRCUIT-B. | 13152.66
3WL1220-2AA35-1AA2 | WITHDRAW. NON-AUT. CIRCUIT-B. | 12027.67
3WL1220-2AA36-4BA4 | WITHDRAW. NON-AUT. CIRCUIT-B. | 16482.73
3WL1220-2AA36-4GA2 | WITHDRAW. NON-AUT. CIRCUIT-B. | 16119.49
3WL1220-2AA36-4GA4 | WITHDRAW. NON-AUT. CIRCUIT-B. | 16482.73
3WL1220-2AA36-4GG2 | WITHDRAW. NON-AUT. CIRCUIT-B. | 16474.71
3WL1220-2AA42-1AG2 | FIXED-MOUNT NON-AUT. CIRCUIT-B. | 13906.39
3WL1220-2AA42-1AJ2 | FIXED-MOUNT NON-AUT. CIRCUIT-B. | 13971.35
3WL1220-2AA42-1AN2 | FIXED-MOUNT NON-AUT. CIRCUIT-B. | 13971.35
3WL1220-2AA42-1BA2 | FIXED-MOUNT NON-AUT. CIRCUIT-B. | 13906.39
3WL1220-2AA45-1AA2 | WITHDRAW. NON-AUT. CIRCUIT-B. | 15555.78
3WL1220-2AA46-1AA2 | WITHDRAW. NON-AUT. CIRCUIT-B. | 18362.24
3WL1220-2AA46-1AA4 | WITHDRAW. NON-AUT. CIRCUIT-B. | 18725.48
3WL1220-2AA46-1DA4 | WITHDRAW. NON-AUT. CIRCUIT-B. | 19105.56
3WL1220-4BB32-1GA2 | FIXED-MOUNTED CIRCUIT BREAKER | 14387.51
3WL1220-4BB32-1GN2 | FIXED-MOUNTED CIRCUIT BREAKER | 14807.67
3WL1220-4BB32-4AA2 | FIXED-MOUNTED CIRCUIT BREAKER | 16004.82
3WL1220-4BB32-4AN2 | FIXED-MOUNTED CIRCUIT BREAKER | 16424.98
3WL1220-4BB36-1FA2 | WITHDRAWABLE CIRCUIT BREAKER | 17755.25
3WL1220-4BB36-1GA2 | WITHDRAWABLE CIRCUIT BREAKER | 17755.25
3WL1220-4BB36-4BA2 | WITHDRAWABLE CIRCUIT BREAKER | 19727.79
3WL1220-4BB36-4GA2 | WITHDRAWABLE CIRCUIT BREAKER | 19727.79
3WL1112-4NB32-4AA8 | FIXED-MOUNTED CIRCUIT BREAKER | 13385.2
3WL1112-4NG36-4GN4 | WITHDRAWABLE CIRCUIT BREAKER | 17432.1
3WL1116-2AA32-1AM2 | FIXED-MOUNT NON-AUT. CIRCUIT-B. | 8759.36
3WL1116-2AA32-1AP2 | FIXED-MOUNT NON-AUT. CIRCUIT-B. | 8808.27
3WL1116-2AA32-1GA4 | FIXED-MOUNT NON-AUT. CIRCUIT-B. | 9057.64
3WL1116-2AA32-4AA2 | FIXED-MOUNT NON-AUT. CIRCUIT-B. | 10311.72
3WL1116-2AA32-4FF4 | FIXED-MOUNT NON-AUT. CIRCUIT-B. | 11385.4
3WL1116-2AA32-4GA4 | FIXED-MOUNT NON-AUT. CIRCUIT-B. | 11030.18
3WL1116-2AA33-1AA2 | FIXED-MOUNT NON-AUT. CIRCUIT-B. | 8740.1
3WL1116-2AA33-4AG4 | FIXED-MOUNT NON-AUT. CIRCUIT-B. | 11431.1
3WL1116-2AA33-6AJ4 | FIXED-MOUNT NON-AUT. CIRCUIT-B. | 11496.04
3WL1116-2AA34-1AA4 | FIXED-MOUNT NON-AUT. CIRCUIT-B. | 9103.34
3WL1116-2AA36-1AA2-ZR21S05 | WITHDRAW. NON-AUT. CIRCUIT-B. | 11694.11
3WL1116-2AA36-1AJ2 | WITHDRAW. NON-AUT. CIRCUIT-B. | 11485.62
3WL1116-2AA36-3GG4 | WITHDRAW. NON-AUT. CIRCUIT-B. | 12494.35
3WL1116-2AA36-4AA4 | WITHDRAW. NON-AUT. CIRCUIT-B. | 13401.23
3WL1116-2AA36-4GA4 | WITHDRAW. NON-AUT. CIRCUIT-B. | 13756.45
3WL1116-2AA36-4GG4 | WITHDRAW. NON-AUT. CIRCUIT-B. | 14111.67
3WL1116-2AA37-5FA4 | WITHDRAW. NON-AUT. CIRCUIT-B. | 14157.37
3WL1116-2AA41-1AA2 | FIXED-MOUNT NON-AUT. CIRCUIT-B. | 12107.86
3WL1116-2AA42-4AN2 | FIXED-MOUNT NON-AUT. CIRCUIT-B. | 13778.91
3WL1116-2AA42-4GA2-ZS55 | FIXED-MOUNT NON-AUT. CIRCUIT-B. | 14676.16
3WL1116-2AA43-1AA2 | FIXED-MOUNT NON-AUT. CIRCUIT-B. | 12107.86
3WL1116-2AA44-1AA2 | FIXED-MOUNT NON-AUT. CIRCUIT-B. | 12107.86
3WL1116-2AA46-1DA2 | WITHDRAW. NON-AUT. CIRCUIT-B. | 15214.21
3WL1116-2AA46-1GA2 | WITHDRAW. NON-AUT. CIRCUIT-B. | 15189.35
3WL1116-2AA46-5AA2 | WITHDRAW. NON-AUT. CIRCUIT-B. | 16806.67
3WL1116-2AA46-5FA2 | WITHDRAW. NON-AUT. CIRCUIT-B. | 17161.89
3WL1116-2AA47-1AA2 | WITHDRAW. NON-AUT. CIRCUIT-B. | 15555.78
3WL1116-2AA47-1GA2 | WITHDRAW. NON-AUT. CIRCUIT-B. | 15911
3WL1116-2BB31-1AA2-ZF12T40 | FIXED-MOUNTED CIRCUIT BREAKER | 12645.1
3WL1116-2BB31-4AN2 | FIXED-MOUNTED CIRCUIT BREAKER | 12977.06
3WL1116-2BB32-1AE2 | FIXED-MOUNTED CIRCUIT BREAKER | 10563.51
3WL1116-2BB32-1AM2-ZS33 | FIXED-MOUNTED CIRCUIT BREAKER | 10847.35
3WL1116-2BB32-1BA2 | FIXED-MOUNTED CIRCUIT BREAKER | 10538.65
3WL1116-2BB32-1FA2 | FIXED-MOUNTED CIRCUIT BREAKER | 10538.65
3WL1116-2BB32-4AA4 | FIXED-MOUNTED CIRCUIT BREAKER | 12519.21
3WL1116-2BB32-4AM2 | FIXED-MOUNTED CIRCUIT BREAKER | 12576.14
3WL1116-2BB32-4BA2 | FIXED-MOUNTED CIRCUIT BREAKER | 12511.19
3WL1116-2BB32-4BN2 | FIXED-MOUNTED CIRCUIT BREAKER | 12931.35
3WL1116-2BB32-4GN4 | FIXED-MOUNTED CIRCUIT BREAKER | 13294.59
3WL1116-2BB32-4GP4 | FIXED-MOUNTED CIRCUIT BREAKER | 13343.5
3WL1120-4CB46-1AA2 | WITHDRAWABLE CIRCUIT BREAKER | 20278.66
3WL1120-4EB38-1BA2 | WITHDRAWABLE CIRCUIT BREAKER | 16889.26
3WL1120-8AA72-4AN2 | FIXED-MOUNT NON-AUT. CIRCUIT-B. | 18189.06
3WL1208-2AA32-1AA2 | FIXED-MOUNT NON-AUT. CIRCUIT-B. | 4442.22
3WL1208-2AA37-1AA2 | WITHDRAW. NON-AUT. CIRCUIT-B. | 7376.97
3WL1208-2AA41-1AA2 | FIXED-MOUNT NON-AUT. CIRCUIT-B. | 7737.8
3WL1208-2AA43-1AA2 | FIXED-MOUNT NON-AUT. CIRCUIT-B. | 7737.8
3WL1208-2AA47-1AA2 | WITHDRAW. NON-AUT. CIRCUIT-B. | 11306.02
3WL1208-2BB31-1AA2 | FIXED-MOUNTED CIRCUIT BREAKER | 6759.56
3WL1208-2BB35-1AA2 | WITHDRAWABLE CIRCUIT BREAKER | 6743.51
3WL1208-2BB36-1AN2 | WITHDRAWABLE CIRCUIT BREAKER | 9144.23
3WL1208-2BB43-1AA2 | FIXED-MOUNTED CIRCUIT BREAKER | 9582.04
3WL1208-2BB45-1AA2 | WITHDRAWABLE CIRCUIT BREAKER | 10183.43
3WL1208-2BB47-1AA2 | WITHDRAWABLE CIRCUIT BREAKER | 13150.25
3WL1208-2CB32-1AA2-ZT40 | FIXED-MOUNTED CIRCUIT BREAKER | 6823.7
3WL1208-2CB32-4AA2-ZK07 | FIXED-MOUNTED CIRCUIT BREAKER | 8614.23
3WL1116-2AA45-1AA7 | WITHDRAW. NON-AUT. CIRCUIT-B. | 13433.3
3WL1116-2AA46-1AA2 | WITHDRAW. NON-AUT. CIRCUIT-B. | 14834.13
3WL1116-2AA46-1AA4 | WITHDRAW. NON-AUT. CIRCUIT-B. | 15197.37
3WL1116-2AA46-1AN2 | WITHDRAW. NON-AUT. CIRCUIT-B. | 15254.29
3WL1116-2AA46-5FA4 | WITHDRAW. NON-AUT. CIRCUIT-B. | 17525.11
3WL1116-2AA46-5FA7 | WITHDRAW. NON-AUT. CIRCUIT-B. | 17525.11
3WL1116-2AA46-5FA8 | WITHDRAW. NON-AUT. CIRCUIT-B. | 17525.11
3WL1116-2AA46-5FF4 | WITHDRAW. NON-AUT. CIRCUIT-B. | 17880.33
3WL1116-2BB31-4GA2 | FIXED-MOUNTED CIRCUIT BREAKER | 12912.11
3WL1116-2BB31-4GN2 | FIXED-MOUNTED CIRCUIT BREAKER | 13332.27
3WL1116-2BB31-5FM2 | FIXED-MOUNTED CIRCUIT BREAKER | 13332.27
3WL1116-2BB31-6AJ2 | FIXED-MOUNTED CIRCUIT BREAKER | 12977.06
3WL1116-2BB32-1GN2 | FIXED-MOUNTED CIRCUIT BREAKER | 10958.81
3WL1116-2BB32-1GP2 | FIXED-MOUNTED CIRCUIT BREAKER | 11007.73
3WL1116-2BB32-3BB2 | FIXED-MOUNTED CIRCUIT BREAKER | 11249.09
3WL1116-2BB32-3GP4 | FIXED-MOUNTED CIRCUIT BREAKER | 11726.18
3WL1116-2BB32-4AA2 | FIXED-MOUNTED CIRCUIT BREAKER | 12155.97
3WL1116-2BB32-4GA2 | FIXED-MOUNTED CIRCUIT BREAKER | 12511.19
3WL1116-2BB32-4GA2-ZK07 | FIXED-MOUNTED CIRCUIT BREAKER | 12633.87
3WL1116-2BB32-4GA4 | FIXED-MOUNTED CIRCUIT BREAKER | 12874.43
3WL1116-2BB32-4GN2 | FIXED-MOUNTED CIRCUIT BREAKER | 12931.35
3WL1120-4EB38-4GA4 | WITHDRAWABLE CIRCUIT BREAKER | 19225.04
3WL1120-4EB65-1AA4 | WITHDRAWABLE CIRCUIT BREAKER | 15133.23
3WL1120-4EG62-1AA2 | FIXED-MOUNTED CIRCUIT BREAKER | 14537.45
3WL1120-4FB36-4AS2-ZT40 | WITHDRAWABLE CIRCUIT BREAKER | 20246.58
3WL1208-2AA44-1AA2 | FIXED-MOUNT NON-AUT. CIRCUIT-B. | 7737.8
3WL1208-2AA45-1AA2 | WITHDRAW. NON-AUT. CIRCUIT-B. | 8339.18
3WL1208-2AA46-1AA2 | WITHDRAW. NON-AUT. CIRCUIT-B. | 10664.54
3WL1208-2AA46-4AG2 | WITHDRAW. NON-AUT. CIRCUIT-B. | 12992.3
3WL1208-2BB37-1AA2 | WITHDRAWABLE CIRCUIT BREAKER | 9221.22
3WL1208-2BB38-1AA2 | WITHDRAWABLE CIRCUIT BREAKER | 8724.07
3WL1208-2BB41-1AA2 | FIXED-MOUNTED CIRCUIT BREAKER | 9582.04
3WL1208-2BB42-1AA2 | FIXED-MOUNTED CIRCUIT BREAKER | 8956.61
3WL1208-2CB34-1AA2 | FIXED-MOUNTED CIRCUIT BREAKER | 6992.09
3WL1208-2CB34-1AJ2-ZB02 | FIXED-MOUNTED CIRCUIT BREAKER | 7412.25
3WL1208-2CB35-1AA2 | WITHDRAWABLE CIRCUIT BREAKER | 6976.05
3WL1208-2CB36-1AA2 | WITHDRAWABLE CIRCUIT BREAKER | 8956.61
3WL1208-2CB48-1AA2 | WITHDRAWABLE CIRCUIT BREAKER | 12741.32
3WL1208-2DG31-1AA2 | FIXED-MOUNTED CIRCUIT BREAKER | 7986.38
3WL1208-2DG32-1AA2 | FIXED-MOUNTED CIRCUIT BREAKER | 7513.28
3WL1208-2DG33-1AA2 | FIXED-MOUNTED CIRCUIT BREAKER | 7986.38
3WL1208-2DG48-1AA2 | WITHDRAWABLE CIRCUIT BREAKER | 13735.61
3WL1208-2EB31-1AA2 | FIXED-MOUNTED CIRCUIT BREAKER | 7417.07
3WL1208-2EB32-1AA2 | FIXED-MOUNTED CIRCUIT BREAKER | 6943.97
3WL1208-2EB33-1AA2 | FIXED-MOUNTED CIRCUIT BREAKER | 7417.07
3WL1208-2EB34-1AA2 | FIXED-MOUNTED CIRCUIT BREAKER | 7417.07
3WL1208-2EB47-1AA2 | WITHDRAWABLE CIRCUIT BREAKER | 13807.77
3WL1208-2EB48-1AA2 | WITHDRAWABLE CIRCUIT BREAKER | 13166.29
3WL1208-2EG31-1AA2 | FIXED-MOUNTED CIRCUIT BREAKER | 8627.86
3WL1208-2EG32-1AA2 | FIXED-MOUNTED CIRCUIT BREAKER | 8154.76
3WL1208-2EG47-1AA2 | WITHDRAWABLE CIRCUIT BREAKER | 15018.55
3WL1208-2EG48-1AA2 | WITHDRAWABLE CIRCUIT BREAKER | 14377.08
3WL1208-2FB33-1AA2 | FIXED-MOUNTED CIRCUIT BREAKER | 7826.01
3WL1208-2FG47-1BA2-ZF23R21T40 | WITHDRAWABLE CIRCUIT BREAKER | 16967.04
3WL1208-3AA35-1AA2 | WITHDRAW. NON-AUT. CIRCUIT-B. | 5612.91
3WL1208-3AA36-1AA2 | WITHDRAW. NON-AUT. CIRCUIT-B. | 7393.01
3WL1208-3AA36-1AA4 | WITHDRAW. NON-AUT. CIRCUIT-B. | 7756.24
3WL1208-3AA36-1GA2 | WITHDRAW. NON-AUT. CIRCUIT-B. | 7748.23
3WL1220-4BB43-1GA2 | FIXED-MOUNTED CIRCUIT BREAKER | 18637.29
3WL1220-4BB44-1AA2 | FIXED-MOUNTED CIRCUIT BREAKER | 18282.07
3WL1220-4BB45-1AA2 | WITHDRAWABLE CIRCUIT BREAKER | 19324.47
3WL1220-4BB46-1AA2 | WITHDRAWABLE CIRCUIT BREAKER | 22050.73
3WL1220-4CB32-1GA2 | FIXED-MOUNTED CIRCUIT BREAKER | 14620.04
3WL1220-4CB32-1GA2-ZA05 | FIXED-MOUNTED CIRCUIT BREAKER | 17314.23
3WL1220-4CB32-3AP2 | FIXED-MOUNTED CIRCUIT BREAKER | 15089.11
3WL1220-4CB32-4AA4 | FIXED-MOUNTED CIRCUIT BREAKER | 16600.6
3WL1220-4CB32-4AJ2 | FIXED-MOUNTED CIRCUIT BREAKER | 16657.52
3WL1220-4CB33-1AA2 | FIXED-MOUNTED CIRCUIT BREAKER | 14906.3
3WL1220-4CB33-4AN4 | FIXED-MOUNTED CIRCUIT BREAKER | 17662.24
3WL1220-4CB33-5AM2 | FIXED-MOUNTED CIRCUIT BREAKER | 17299
3WL1220-4CB34-1AA2 | FIXED-MOUNTED CIRCUIT BREAKER | 14906.3
3WL1220-4CB36-1AA4 | WITHDRAWABLE CIRCUIT BREAKER | 17995.81
3WL1220-4CB36-1AN4 | WITHDRAWABLE CIRCUIT BREAKER | 18415.97
3WL1220-4CB36-1BA4 | WITHDRAWABLE CIRCUIT BREAKER | 18351.03
3WL1220-4CB36-1GA2 | WITHDRAWABLE CIRCUIT BREAKER | 17987.78
3WL1220-4CB36-5AM4 | WITHDRAWABLE CIRCUIT BREAKER | 20388.51
3WL1220-4CB36-5FM2 | WITHDRAWABLE CIRCUIT BREAKER | 20380.48
3WL1220-4CB36-5FP4 | WITHDRAWABLE CIRCUIT BREAKER | 20792.64
3WL1220-4CB37-1AA2 | WITHDRAWABLE CIRCUIT BREAKER | 18113.68
3WL1220-4CB43-1AA2 | FIXED-MOUNTED CIRCUIT BREAKER | 18514.6
3WL1220-4CB44-1AA2 | FIXED-MOUNTED CIRCUIT BREAKER | 18514.6
3WL1220-4CB45-1AA2 | WITHDRAWABLE CIRCUIT BREAKER | 19557
3WL1220-4CB46-1AA2 | WITHDRAWABLE CIRCUIT BREAKER | 22283.27
3WL1232-4EG45-4GA4 | WITHDRAWABLE CIRCUIT BREAKER | 33586.08
3WL1232-4EG45-4GA7 | WITHDRAWABLE CIRCUIT BREAKER | 33586.08
3WL1232-4EG46-1AA2 | WITHDRAWABLE CIRCUIT BREAKER | 36588.18
3WL1232-4EG46-1GA2 | WITHDRAWABLE CIRCUIT BREAKER | 36943.4
3WL1232-4FB32-5FA2 | FIXED-MOUNTED CIRCUIT BREAKER | 24963.83
3WL1232-4FB33-1AA2 | FIXED-MOUNTED CIRCUIT BREAKER | 23758.67
3WL1232-4FB34-1AA2 | FIXED-MOUNTED CIRCUIT BREAKER | 23758.67
3WL1232-4FB34-1GA2 | FIXED-MOUNTED CIRCUIT BREAKER | 24113.89
3WL1232-4FB36-4GP2 | WITHDRAWABLE CIRCUIT BREAKER | 30324.16
3WL1232-4FB36-4GP4 | WITHDRAWABLE CIRCUIT BREAKER | 30687.41
3WL1232-4FB37-1AA2 | WITHDRAWABLE CIRCUIT BREAKER | 28569.74
3WL1232-4FB38-1AA2 | WITHDRAWABLE CIRCUIT BREAKER | 27527.33
3WL1232-4FB38-1BA2 | WITHDRAWABLE CIRCUIT BREAKER | 27882.55
3WL1232-4FG33-1AA2 | FIXED-MOUNTED CIRCUIT BREAKER | 25017.56
3WL1232-4FG34-1AA2 | FIXED-MOUNTED CIRCUIT BREAKER | 25017.56
3WL1232-4FG34-6AA7 | FIXED-MOUNTED CIRCUIT BREAKER | 27353.34
3WL1232-4FG35-1AA2 | WITHDRAWABLE CIRCUIT BREAKER | 24616.64
3WL1232-4FG38-1AA2 | WITHDRAWABLE CIRCUIT BREAKER | 28786.23
3WL1232-4FG42-1AA2 | FIXED-MOUNTED CIRCUIT BREAKER | 31191.76
3WL1232-4FG42-1GG2 | FIXED-MOUNTED CIRCUIT BREAKER | 31902.2
3WL1232-4FG42-4GS2 | FIXED-MOUNTED CIRCUIT BREAKER | 34545.89
3WL1232-4NB38-1AA2 | WITHDRAWABLE CIRCUIT BREAKER | 29876.74
3WL1232-4NB42-1AA2 | FIXED-MOUNTED CIRCUIT BREAKER | 32282.28
3WL1232-4NB42-4GA2 | FIXED-MOUNTED CIRCUIT BREAKER | 34610.04
3WL1232-4NB46-1AA2 | WITHDRAWABLE CIRCUIT BREAKER | 38135.75
3WL1232-4NG46-1AA2 | WITHDRAWABLE CIRCUIT BREAKER | 39346.52
3WL1232-5CB36-4AA2 | WITHDRAWABLE CIRCUIT BREAKER | 34038.31
3WL1232-5EB45-1AA2-ZK07 | WITHDRAWABLE CIRCUIT BREAKER | 35981.19
3WL1240-2AA31-1AA2 | FIXED-MOUNT NON-AUT. CIRCUIT-B. | 20847.97
3WL1240-2BB31-4GA2 | FIXED-MOUNTED CIRCUIT BREAKER | 25019.97
3WL1240-2BB31-6BJ2 | FIXED-MOUNTED CIRCUIT BREAKER | 25440.13
3WL1240-2BB37-1AA2 | WITHDRAWABLE CIRCUIT BREAKER | 32153.99
3WL1240-2BB37-1GA2 | WITHDRAWABLE CIRCUIT BREAKER | 32509.19
3WL1240-2CB37-1AA4 | WITHDRAWABLE CIRCUIT BREAKER | 32749.75
3WL1208-3AA42-1AA2-ZC22 | FIXED-MOUNT NON-AUT. CIRCUIT-B. | 7577.43
3WL1208-3AA42-1GA2 | FIXED-MOUNT NON-AUT. CIRCUIT-B. | 7732.19
3WL1208-3AA42-4GA2 | FIXED-MOUNT NON-AUT. CIRCUIT-B. | 9704.73
3WL1208-3AA42-4GA4 | FIXED-MOUNT NON-AUT. CIRCUIT-B. | 10067.97
3WL1208-3BB31-1GA2 | FIXED-MOUNTED CIRCUIT BREAKER | 7379.38
3WL1208-3BB31-5AM2 | FIXED-MOUNTED CIRCUIT BREAKER | 9416.86
3WL1208-3BB32-1AA2 | FIXED-MOUNTED CIRCUIT BREAKER | 6535.03
3WL1208-3BB32-1AA2-ZK07 | FIXED-MOUNTED CIRCUIT BREAKER | 6657.71
3WL1208-3BB34-1AA2 | FIXED-MOUNTED CIRCUIT BREAKER | 7024.17
3WL1208-3BB35-1AA2 | WITHDRAWABLE CIRCUIT BREAKER | 7457.16
3WL1208-3BB35-4GA2-ZT40 | WITHDRAWABLE CIRCUIT BREAKER | 10089.62
3WL1208-3BB36-1AA2 | WITHDRAWABLE CIRCUIT BREAKER | 9237.26
3WL1208-3BB42-1AA2 | FIXED-MOUNTED CIRCUIT BREAKER | 9221.22
3WL1208-3BB43-1AA2 | FIXED-MOUNTED CIRCUIT BREAKER | 9806.56
3WL1208-3BB44-1AA2 | FIXED-MOUNTED CIRCUIT BREAKER | 9806.56
3WL1208-3BB45-1AA2 | WITHDRAWABLE CIRCUIT BREAKER | 10183.43
3WL1208-3BB46-1AA2 | WITHDRAWABLE CIRCUIT BREAKER | 12669.15
3WL1212-2DG48-1AA2 | WITHDRAWABLE CIRCUIT BREAKER | 15018.55
3WL1212-2EB31-1AA2 | FIXED-MOUNTED CIRCUIT BREAKER | 8740.1
3WL1212-2EB32-1AA2 | FIXED-MOUNTED CIRCUIT BREAKER | 8259.01
3WL1212-2EB32-1AA2-ZK07 | FIXED-MOUNTED CIRCUIT BREAKER | 8381.69
3WL1212-2EB46-1AA2 | WITHDRAWABLE CIRCUIT BREAKER | 14449.25
3WL1212-2EB46-1GA2-ZK07 | WITHDRAWABLE CIRCUIT BREAKER | 14927.14
3WL1212-2EB47-1AA2 | WITHDRAWABLE CIRCUIT BREAKER | 15090.72
3WL1212-2EB48-1AA2 | WITHDRAWABLE CIRCUIT BREAKER | 14449.25
3WL1212-2EG43-1AA2 | FIXED-MOUNTED CIRCUIT BREAKER | 12613.01
3WL1212-2EG44-1AA2 | FIXED-MOUNTED CIRCUIT BREAKER | 12613.01
3WL1212-2EG45-1AA2 | WITHDRAWABLE CIRCUIT BREAKER | 13174.32
3WL1212-2EG46-1AA2 | WITHDRAWABLE CIRCUIT BREAKER | 15660.03
3WL1212-2EG47-1AA2 | WITHDRAWABLE CIRCUIT BREAKER | 16301.51
3WL1212-3AA32-4AA2 | FIXED-MOUNT NON-AUT. CIRCUIT-B. | 7970.33
3WL1212-3AA32-4AA4 | FIXED-MOUNT NON-AUT. CIRCUIT-B. | 8333.57
3WL1212-3AA32-4GA2 | FIXED-MOUNT NON-AUT. CIRCUIT-B. | 8325.55
3WL1212-3AA32-4GA4 | FIXED-MOUNT NON-AUT. CIRCUIT-B. | 8688.79
3WL1212-3AA36-4AS4 | WITHDRAW. NON-AUT. CIRCUIT-B. | 12102.24
3WL1212-3AA36-4GA2 | WITHDRAW. NON-AUT. CIRCUIT-B. | 11067.86
3WL1212-3AA36-4GA4 | WITHDRAW. NON-AUT. CIRCUIT-B. | 11431.1
3WL1212-3AA37-1AA2 | WITHDRAW. NON-AUT. CIRCUIT-B. | 9141.03
3WL1212-3AA46-4GA4 | WITHDRAW. NON-AUT. CIRCUIT-B. | 14718.66
3WL1212-3AA47-1AA2 | WITHDRAW. NON-AUT. CIRCUIT-B. | 12669.15
3WL1212-3AA48-1AA2 | WITHDRAW. NON-AUT. CIRCUIT-B. | 12027.67
3WL1212-3BB31-1AA2 | FIXED-MOUNTED CIRCUIT BREAKER | 8291.08
3WL1212-3BB32-4GP2 | FIXED-MOUNTED CIRCUIT BREAKER | 10638.89
3WL1212-3BB32-4GP4 | FIXED-MOUNTED CIRCUIT BREAKER | 11002.11
3WL1212-3BB32-5AM2 | FIXED-MOUNTED CIRCUIT BREAKER | 10234.75
3WL1212-3BB32-5FA4 | FIXED-MOUNTED CIRCUIT BREAKER | 10533.04
3WL1212-3BB33-1AA2 | FIXED-MOUNTED CIRCUIT BREAKER | 8291.08
3WL1212-3BB36-4BA2 | WITHDRAWABLE CIRCUIT BREAKER | 12912.11
3WL1212-3BB36-4BN2 | WITHDRAWABLE CIRCUIT BREAKER | 13332.27
3WL1212-3BB36-4GA2 | WITHDRAWABLE CIRCUIT BREAKER | 12912.11
3WL1212-3BB36-4GA4 | WITHDRAWABLE CIRCUIT BREAKER | 13275.35
3WL1212-3BB47-1AA2 | WITHDRAWABLE CIRCUIT BREAKER | 14513.4
3WL1212-3BB48-1AA2 | WITHDRAWABLE CIRCUIT BREAKER | 13871.92
3WL1212-3CB31-1AA2 | FIXED-MOUNTED CIRCUIT BREAKER | 8523.61
3WL1212-3CB31-4AN2 | FIXED-MOUNTED CIRCUIT BREAKER | 10916.31
3WL1212-3CB32-4AA4 | FIXED-MOUNTED CIRCUIT BREAKER | 10410.35
3WL1212-3CB32-4AB2 | FIXED-MOUNTED CIRCUIT BREAKER | 10402.33
3WL1212-3CB32-4AB2-ZK07 | FIXED-MOUNTED CIRCUIT BREAKER | 10525.02
3WL1240-2CB37-1GA2 | WITHDRAWABLE CIRCUIT BREAKER | 32741.74
3WL1240-2CB37-4FA4 | WITHDRAWABLE CIRCUIT BREAKER | 35077.51
3WL1240-2CB37-4GA2 | WITHDRAWABLE CIRCUIT BREAKER | 34714.26
3WL1240-2DG37-1AA2 | WITHDRAWABLE CIRCUIT BREAKER | 33380.81
3WL1240-2DG37-1AA4 | WITHDRAWABLE CIRCUIT BREAKER | 33744.05
3WL1240-2DG37-4GA2 | WITHDRAWABLE CIRCUIT BREAKER | 35708.56
3WL1240-2DG37-4GN4 | WITHDRAWABLE CIRCUIT BREAKER | 36491.97
3WL1240-2DG37-4GP2 | WITHDRAWABLE CIRCUIT BREAKER | 36177.64
3WL1240-2EB41-1AA2 | FIXED-MOUNTED CIRCUIT BREAKER | 31608.73
3WL1240-2EB41-1GA4 | FIXED-MOUNTED CIRCUIT BREAKER | 32327.17
3WL1240-2EB47-1GA2 | WITHDRAWABLE CIRCUIT BREAKER | 44151.99
3WL1240-2EB47-1GA4 | WITHDRAWABLE CIRCUIT BREAKER | 44515.23
3WL9211-1BC11-0AA1 | ACCESORIES FOR BREAKER 3WL | 2534.95
3WL9211-1BC11-0BA1 | ACCESORIES FOR BREAKER 3WL | 3024.88
3WL9211-1BC21-0AA1 | ACCESORIES FOR BREAKER 3WL | 2601.18
3WL9211-1BC21-0BA1 | ACCESORIES FOR BREAKER 3WL | 3091.11
3WL9211-1BD41-0BA1 | ACCESORIES FOR BREAKER 3WL | 3917.01
3WL9211-1BE00-0AA1 | ACCESORIES FOR BREAKER 3WL | 2357.42
3WL9211-1BE11-1BA1 | ACCESORIES FOR BREAKER 3WL | 3294.3
3WL9211-1BE21-0AA1 | ACCESORIES FOR BREAKER 3WL | 2601.18
3WL9211-1BE21-0BA1 | ACCESORIES FOR BREAKER 3WL | 3091.11
3WL9211-2AA30-0BA1 | ACCESORIES FOR BREAKER 3WL | 3467.17
3WL9211-2AA31-0AA1 | ACCESORIES FOR BREAKER 3WL | 3157.66
3WL9211-2AA31-0BA1 | ACCESORIES FOR BREAKER 3WL | 3577.83
3WL9211-2AA31-1AA1 | ACCESORIES FOR BREAKER 3WL | 3427.08
3WL9211-2AB41-0AA1 | ACCESORIES FOR BREAKER 3WL | 3226.62
3WL9211-2AB41-1AA1 | ACCESORIES FOR BREAKER 3WL | 3496.04
3WL9211-2AB41-1BA1 | ACCESORIES FOR BREAKER 3WL | 3916.21
3WL9211-2AC00-0AA1 | ACCESORIES FOR BREAKER 3WL | 2357.42
3WL9211-2AC22-0BA1 | ACCESORIES FOR BREAKER 3WL | 3055.04
3WL9211-2AC22-1BA1 | ACCESORIES FOR BREAKER 3WL | 3324.44
3WL9211-2AC22-2BA1 | ACCESORIES FOR BREAKER 3WL | 3524.11
3WL9211-2AC30-0AA1 | ACCESORIES FOR BREAKER 3WL | 2557.88
3WL9211-2AC41-0AA1 | ACCESORIES FOR BREAKER 3WL | 2737.5
3WL9211-2AC41-0BA1 | ACCESORIES FOR BREAKER 3WL | 3157.66
3WL9211-2AC41-1BA1 | ACCESORIES FOR BREAKER 3WL | 3427.08
3WL9211-2AC41-2AA1 | ACCESORIES FOR BREAKER 3WL | 3206.59
3WL9211-2AC41-2BA1 | ACCESORIES FOR BREAKER 3WL | 3626.75
3WL9211-2AD31-1BA1 | ACCESORIES FOR BREAKER 3WL | 3847.25
3WL9211-2AD41-2AA1 | ACCESORIES FOR BREAKER 3WL | 3695.71
3WL9211-2AE00-0AA1 | ACCESORIES FOR BREAKER 3WL | 2357.42
3WL9211-2AE11-0BA1 | ACCESORIES FOR BREAKER 3WL | 2955.12
3WL9211-2AE41-2BA1-ZR30 | ACCESORIES FOR BREAKER 3WL | 3896.17
3WL9211-2AE42-2AA1 | ACCESORIES FOR BREAKER 3WL | 3240.26
3WL9211-2AE42-2BA1 | ACCESORIES FOR BREAKER 3WL | 3660.42
3WL9211-2BA00-0AA1 | ACCESORIES FOR BREAKER 3WL | 3512.08
3WL9211-2BC11-0BA1 | ACCESORIES FOR BREAKER 3WL | 3481.92
3WL9211-2BC11-1BA1 | ACCESORIES FOR BREAKER 3WL | 3751.34
3WL9211-2BC21-0AA1 | ACCESORIES FOR BREAKER 3WL | 3058.23
3WL9211-2BC21-0BA1 | ACCESORIES FOR BREAKER 3WL | 3548.16
3WL9211-2BC21-1AA1 | ACCESORIES FOR BREAKER 3WL | 3327.65
3WL9211-2BC42-0AA1 | ACCESORIES FOR BREAKER 3WL | 3228.22
3WL9211-2BC42-0BA1 | ACCESORIES FOR BREAKER 3WL | 3718.15
3WL9211-2BC42-1AA1 | ACCESORIES FOR BREAKER 3WL | 3497.64
3WL9211-2BD00-0AA1 | ACCESORIES FOR BREAKER 3WL | 3512.08
3WL9211-3AC00-0AA1 | ACCESORIES FOR BREAKER 3WL | 2614.02
3WL9211-3AC21-1AA1 | ACCESORIES FOR BREAKER 3WL | 3127.19
3WL9211-3AC21-1BA1 | ACCESORIES FOR BREAKER 3WL | 3547.36
3WL9211-3AC31-0AA1 | ACCESORIES FOR BREAKER 3WL | 2925.12
3WL9211-3AE41-2BA1 | ACCESORIES FOR BREAKER 3WL | 3883.33
3WL9211-3BB00-0BA1 | ACCESORIES FOR BREAKER 3WL | 4402.93
3WL1212-3CB32-4AN2 | FIXED-MOUNTED CIRCUIT BREAKER | 10467.29
3WL1212-3CB32-4GA2 | FIXED-MOUNTED CIRCUIT BREAKER | 10402.33
3WL1212-3CB33-4AN4 | FIXED-MOUNTED CIRCUIT BREAKER | 11279.55
3WL1212-3CB33-4AS2 | FIXED-MOUNTED CIRCUIT BREAKER | 11522.51
3WL1212-3CB33-4AS2-ZC22 | FIXED-MOUNTED CIRCUIT BREAKER | 11722.97
3WL1212-3CB33-4GA4 | FIXED-MOUNTED CIRCUIT BREAKER | 11214.6
3WL1212-3CB35-1GA2-ZC22 | WITHDRAWABLE CIRCUIT BREAKER | 9600.49
3WL1212-3CB35-4GA4 | WITHDRAWABLE CIRCUIT BREAKER | 11735.81
3WL1212-3CB35-4GN4 | WITHDRAWABLE CIRCUIT BREAKER | 12155.97
3WL1212-3CB35-5FA2 | WITHDRAWABLE CIRCUIT BREAKER | 11372.56
3WL1212-3CB36-4GA2 | WITHDRAWABLE CIRCUIT BREAKER | 13144.64
3WL1212-3CB36-4GA4 | WITHDRAWABLE CIRCUIT BREAKER | 13507.88
3WL1212-3CB36-4GG2 | WITHDRAWABLE CIRCUIT BREAKER | 13499.86
3WL1212-3CB36-4GG4 | WITHDRAWABLE CIRCUIT BREAKER | 13863.1
3WL1216-4EG36-4GP2 | WITHDRAWABLE CIRCUIT BREAKER | 19739.82
3WL1216-4EG36-4GP4 | WITHDRAWABLE CIRCUIT BREAKER | 20103.06
3WL1216-4EG37-1AA2 | WITHDRAWABLE CIRCUIT BREAKER | 17424.08
3WL1216-4EG38-1AA2 | WITHDRAWABLE CIRCUIT BREAKER | 16942.98
3WL1216-4EG41-1AA2 | FIXED-MOUNTED CIRCUIT BREAKER | 17504.27
3WL1216-4FB32-1AA2 | FIXED-MOUNTED CIRCUIT BREAKER | 13174.32
3WL1216-4FB32-1GA2-ZS07 | FIXED-MOUNTED CIRCUIT BREAKER | 13673.86
3WL1216-4FB32-4GA2 | FIXED-MOUNTED CIRCUIT BREAKER | 15502.08
3WL1216-4FB32-4GA4 | FIXED-MOUNTED CIRCUIT BREAKER | 15865.3
3WL1216-4FB36-4GG2 | WITHDRAWABLE CIRCUIT BREAKER | 18824.12
3WL1216-4FB36-4GN2 | WITHDRAWABLE CIRCUIT BREAKER | 18889.06
3WL1216-4FB36-4GN4 | WITHDRAWABLE CIRCUIT BREAKER | 19252.3
3WL1216-4FB36-4GP2 | WITHDRAWABLE CIRCUIT BREAKER | 18937.97
3WL1216-4FG31-1AA2 | FIXED-MOUNTED CIRCUIT BREAKER | 14834.13
3WL1216-4FG32-1AA2 | FIXED-MOUNTED CIRCUIT BREAKER | 14433.21
3WL1216-4FG32-4GA2 | FIXED-MOUNTED CIRCUIT BREAKER | 16760.97
3WL1216-4FG32-4GA4 | FIXED-MOUNTED CIRCUIT BREAKER | 17124.19
3WL1216-4FG32-4GN2 | FIXED-MOUNTED CIRCUIT BREAKER | 17181.13
3WL1216-4FG36-4GP4 | WITHDRAWABLE CIRCUIT BREAKER | 20560.1
3WL1216-4FG37-1AA2 | WITHDRAWABLE CIRCUIT BREAKER | 17881.14
3WL1216-4FG38-1AA2 | WITHDRAWABLE CIRCUIT BREAKER | 17400.03
3WL1216-4FG38-4GA2 | WITHDRAWABLE CIRCUIT BREAKER | 19727.79
3WL1216-4NB35-5FM4 | WITHDRAWABLE CIRCUIT BREAKER | 19677.27
3WL1216-4NB36-1AA2 | WITHDRAWABLE CIRCUIT BREAKER | 18490.55
3WL1216-4NB37-1AA2 | WITHDRAWABLE CIRCUIT BREAKER | 18971.65
3WL1216-4NB38-1AA2 | WITHDRAWABLE CIRCUIT BREAKER | 18490.55
3WL1216-4NG46-1AA2 | WITHDRAWABLE CIRCUIT BREAKER | 23149.26
3WL1216-5AA45-5FM4-ZR57 | WITHDRAW. NON-AUT. CIRCUIT-B. | 15268.73
3WL1216-5EB31-6BJ4-ZK07 | FIXED-MOUNTED CIRCUIT BREAKER | 17923.64
3WL1216-5EB35-1AA2 | WITHDRAWABLE CIRCUIT BREAKER | 11642.8
3WL1220-2AA32-1DA2 | FIXED-MOUNT NON-AUT. CIRCUIT-B. | 10723.87
3WL1220-2AA32-1FA2 | FIXED-MOUNT NON-AUT. CIRCUIT-B. | 10699.01
3WL1220-2AA32-1GA2 | FIXED-MOUNT NON-AUT. CIRCUIT-B. | 10699.01
3WL1220-2AA32-1GA4 | FIXED-MOUNT NON-AUT. CIRCUIT-B. | 11062.25
3WL1220-2AA32-3GA2 | FIXED-MOUNT NON-AUT. CIRCUIT-B. | 11054.23
3WL1220-2AA33-1GA2 | FIXED-MOUNT NON-AUT. CIRCUIT-B. | 11180.13
3WL1220-2AA33-4AS2 | FIXED-MOUNT NON-AUT. CIRCUIT-B. | 13823.8
3WL1220-2AA33-4AS2-ZC22 | FIXED-MOUNT NON-AUT. CIRCUIT-B. | 14024.26
3WL1220-2AA33-4BA2 | FIXED-MOUNT NON-AUT. CIRCUIT-B. | 13152.66
3WL1220-2AA36-1AN2 | WITHDRAW. NON-AUT. CIRCUIT-B. | 14211.91
3WL1220-2AA36-1GA2 | WITHDRAW. NON-AUT. CIRCUIT-B. | 14146.95
3WL1220-2AA36-1GA4 | WITHDRAW. NON-AUT. CIRCUIT-B. | 14510.19
3WL1220-2AA36-1GB2 | WITHDRAW. NON-AUT. CIRCUIT-B. | 14502.17
3WL1220-2AA37-5FA4 | WITHDRAW. NON-AUT. CIRCUIT-B. | 17044.02
3WL1208-2CB36-1FP2 | WITHDRAWABLE CIRCUIT BREAKER | 9780.9
3WL1208-2CB37-1AA2 | WITHDRAWABLE CIRCUIT BREAKER | 9453.75
3WL1208-2CB43-1AA2 | FIXED-MOUNTED CIRCUIT BREAKER | 9814.58
3WL1208-2CB45-1AA2 | WITHDRAWABLE CIRCUIT BREAKER | 10415.96
3WL1208-2CB47-1AA2 | WITHDRAWABLE CIRCUIT BREAKER | 13382.78
3WL1208-2DG34-1AA2 | FIXED-MOUNTED CIRCUIT BREAKER | 7986.38
3WL1208-2DG36-1AA2 | WITHDRAWABLE CIRCUIT BREAKER | 9950.89
3WL1208-2DG45-1AA2 | WITHDRAWABLE CIRCUIT BREAKER | 11410.25
3WL1208-2DG47-1AA2 | WITHDRAWABLE CIRCUIT BREAKER | 14377.08
3WL1208-2EB36-1AA2 | WITHDRAWABLE CIRCUIT BREAKER | 9381.58
3WL1208-2EB38-1AA2 | WITHDRAWABLE CIRCUIT BREAKER | 9381.58
3WL1208-2EB44-1AA2 | FIXED-MOUNTED CIRCUIT BREAKER | 10239.57
3WL1208-2EB46-1AA2 | WITHDRAWABLE CIRCUIT BREAKER | 13166.29
3WL1208-2EG34-1AA2 | FIXED-MOUNTED CIRCUIT BREAKER | 8627.86
3WL1208-2EG36-1AA2 | WITHDRAWABLE CIRCUIT BREAKER | 10592.37
3WL1208-2EG44-1AA2 | FIXED-MOUNTED CIRCUIT BREAKER | 11450.34
3WL1208-2EG46-1AA2 | WITHDRAWABLE CIRCUIT BREAKER | 14377.08
3WL1208-2NB32-1AA2 | FIXED-MOUNTED CIRCUIT BREAKER | 9702.33
3WL1208-3AA31-4GA4 | FIXED-MOUNT NON-AUT. CIRCUIT-B. | 7870.9
3WL1208-3AA32-4GA2 | FIXED-MOUNT NON-AUT. CIRCUIT-B. | 7018.54
3WL1208-3AA33-1AA2 | FIXED-MOUNT NON-AUT. CIRCUIT-B. | 5179.92
3WL1208-3AA36-1GA4 | WITHDRAW. NON-AUT. CIRCUIT-B. | 8111.46
3WL1208-3AA36-4AA4 | WITHDRAW. NON-AUT. CIRCUIT-B. | 9728.78
3WL1208-3AA37-1AA2 | WITHDRAW. NON-AUT. CIRCUIT-B. | 7866.11
3WL1208-3AA41-1AA2 | FIXED-MOUNT NON-AUT. CIRCUIT-B. | 7962.33
3WL1208-3AA44-1AA2 | FIXED-MOUNT NON-AUT. CIRCUIT-B. | 7962.33
3WL1208-3AA46-1AA2 | WITHDRAW. NON-AUT. CIRCUIT-B. | 10824.91
3WL1208-3AA47-1FA7 | WITHDRAW. NON-AUT. CIRCUIT-B. | 12184.83
3WL1208-3BB31-1AA2 | FIXED-MOUNTED CIRCUIT BREAKER | 7024.17
3WL1208-3BB32-1GA2 | FIXED-MOUNTED CIRCUIT BREAKER | 6890.25
3WL1208-3BB32-4AA2 | FIXED-MOUNTED CIRCUIT BREAKER | 8507.57
3WL1208-3BB32-4GP4 | FIXED-MOUNTED CIRCUIT BREAKER | 9695.1
3WL1208-3BB33-4AN4 | FIXED-MOUNTED CIRCUIT BREAKER | 9780.11
3WL1208-3BB36-1AN2 | WITHDRAWABLE CIRCUIT BREAKER | 9657.42
3WL1208-3BB36-4GA2 | WITHDRAWABLE CIRCUIT BREAKER | 11565
3WL1208-3BB36-4GP4 | WITHDRAWABLE CIRCUIT BREAKER | 12397.32
3WL1208-3BB38-1AA2 | WITHDRAWABLE CIRCUIT BREAKER | 9237.26
3WL1208-3BB47-1AA2 | WITHDRAWABLE CIRCUIT BREAKER | 13310.63
3WL1212-2DG38-1AA2 | WITHDRAWABLE CIRCUIT BREAKER | 10840.95
3WL1212-2DG46-1AA2 | WITHDRAWABLE CIRCUIT BREAKER | 15018.55
3WL1212-2DG47-1AA2 | WITHDRAWABLE CIRCUIT BREAKER | 15660.03
3WL1212-2EB32-1GA4-ZC26 | FIXED-MOUNTED CIRCUIT BREAKER | 9055
3WL1212-2EB34-1AA2 | FIXED-MOUNTED CIRCUIT BREAKER | 8740.1
3WL1212-2EB42-1GA2 | FIXED-MOUNTED CIRCUIT BREAKER | 11115.98
3WL1212-2EB44-1AA2 | FIXED-MOUNTED CIRCUIT BREAKER | 11402.24
3WL1212-2EG32-1AA2 | FIXED-MOUNTED CIRCUIT BREAKER | 9469.8
3WL1212-2EG34-1AA2 | FIXED-MOUNTED CIRCUIT BREAKER | 9950.89
3WL1212-2EG37-1AA2 | WITHDRAWABLE CIRCUIT BREAKER | 11971.55
3WL1212-2EG41-1AA2 | FIXED-MOUNTED CIRCUIT BREAKER | 12613.01
3WL1212-2EG48-1AA2 | WITHDRAWABLE CIRCUIT BREAKER | 15660.03
3WL1212-2FB36-1AA4 | WITHDRAWABLE CIRCUIT BREAKER | 11043.81
3WL1212-3AA32-1AA4 | FIXED-MOUNT NON-AUT. CIRCUIT-B. | 6361.03
3WL1212-3AA32-1GA4 | FIXED-MOUNT NON-AUT. CIRCUIT-B. | 6716.25
3WL1212-3AA32-4GN2 | FIXED-MOUNT NON-AUT. CIRCUIT-B. | 8745.73
3WL1212-3AA33-4AN4 | FIXED-MOUNT NON-AUT. CIRCUIT-B. | 9202.77
3WL1212-3AA35-1AA2 | WITHDRAW. NON-AUT. CIRCUIT-B. | 6968.03
3WL1212-3AA36-1GA4 | WITHDRAW. NON-AUT. CIRCUIT-B. | 9458.56
3WL1212-3AA36-4AA4 | WITHDRAW. NON-AUT. CIRCUIT-B. | 11075.88
3WL1212-3AA41-1AA2 | FIXED-MOUNT NON-AUT. CIRCUIT-B. | 9141.03
3WL1212-3AA42-1GA2 | FIXED-MOUNT NON-AUT. CIRCUIT-B. | 8934.96
3WL1212-3AA45-1AA2 | WITHDRAW. NON-AUT. CIRCUIT-B. | 9541.95
3WL1212-3AA46-1AA2 | WITHDRAW. NON-AUT. CIRCUIT-B. | 12027.67
3WL1212-3AA46-4GA2 | WITHDRAW. NON-AUT. CIRCUIT-B. | 14355.43
3WL1212-3BB31-1GA2 | FIXED-MOUNTED CIRCUIT BREAKER | 8646.3
3WL1212-3BB32-1AA2 | FIXED-MOUNTED CIRCUIT BREAKER | 7842.04
3WL1212-3BB32-4GA4 | FIXED-MOUNTED CIRCUIT BREAKER | 10533.04
3WL1212-3BB32-4GN4 | FIXED-MOUNTED CIRCUIT BREAKER | 10953.2
3WL1212-3BB33-4AN4 | FIXED-MOUNTED CIRCUIT BREAKER | 11047.02
3WL1212-3BB33-4AS2-ZC22 | FIXED-MOUNTED CIRCUIT BREAKER | 11490.44
3WL1212-3BB35-5FR2 | WITHDRAWABLE CIRCUIT BREAKER | 12166.39
3WL1212-3BB36-1FA2 | WITHDRAWABLE CIRCUIT BREAKER | 10939.57
3WL1212-3BB36-4GN4 | WITHDRAWABLE CIRCUIT BREAKER | 13695.51
3WL1212-3BB36-4GP4 | WITHDRAWABLE CIRCUIT BREAKER | 13744.42
3WL1212-3BB44-1AA2 | FIXED-MOUNTED CIRCUIT BREAKER | 10985.27
3WL1212-3BB46-1AA2 | WITHDRAWABLE CIRCUIT BREAKER | 13871.92
3WL1212-3CB31-4GA2 | FIXED-MOUNTED CIRCUIT BREAKER | 10851.37
3WL1212-3CB31-4GN2 | FIXED-MOUNTED CIRCUIT BREAKER | 11271.53
3WL1212-3CB32-1GA4 | FIXED-MOUNTED CIRCUIT BREAKER | 8793.03
3WL1212-3CB32-4AA2 | FIXED-MOUNTED CIRCUIT BREAKER | 10047.11
3WL1212-3CB32-4GN2 | FIXED-MOUNTED CIRCUIT BREAKER | 10822.51
3WL1212-3CB32-4GP2 | FIXED-MOUNTED CIRCUIT BREAKER | 10871.42
3WL1212-3CB32-5FA2 | FIXED-MOUNTED CIRCUIT BREAKER | 10402.33
3WL1212-3CB33-1AA2 | FIXED-MOUNTED CIRCUIT BREAKER | 8523.61
3WL1212-3CB34-1AA2 | FIXED-MOUNTED CIRCUIT BREAKER | 8523.61
3WL1212-3CB34-1FA2 | FIXED-MOUNTED CIRCUIT BREAKER | 8878.83
3WL1212-3CB34-5AR2 | FIXED-MOUNTED CIRCUIT BREAKER | 11522.51
3WL1212-3CB35-1AA2 | WITHDRAWABLE CIRCUIT BREAKER | 9044.81
3WL1212-3CB36-1AA2 | WITHDRAWABLE CIRCUIT BREAKER | 10816.88
3WL1212-3CB36-1AA4 | WITHDRAWABLE CIRCUIT BREAKER | 11180.13
3WL1212-3CB36-4AA4 | WITHDRAWABLE CIRCUIT BREAKER | 13152.66
3WL1212-3CB36-4AN4 | WITHDRAWABLE CIRCUIT BREAKER | 13572.82
3WL1216-4EG32-4GN4 | FIXED-MOUNTED CIRCUIT BREAKER | 17087.32
3WL1216-4EG32-4GP4 | FIXED-MOUNTED CIRCUIT BREAKER | 17136.23
3WL1216-4EG36-4GA2 | WITHDRAWABLE CIRCUIT BREAKER | 19270.74
3WL1216-4EG36-4GN2 | WITHDRAWABLE CIRCUIT BREAKER | 19690.9
3WL1216-4EG42-1AA2 | FIXED-MOUNTED CIRCUIT BREAKER | 16942.98
3WL1216-4EG44-1AA2 | FIXED-MOUNTED CIRCUIT BREAKER | 17504.27
3WL1216-4EG48-1AA2 | WITHDRAWABLE CIRCUIT BREAKER | 20390.92
3WL1216-4FB31-4GA2 | FIXED-MOUNTED CIRCUIT BREAKER | 15903
3WL1216-4FB32-4GN2 | FIXED-MOUNTED CIRCUIT BREAKER | 15922.24
3WL1216-4FB32-4GP2 | FIXED-MOUNTED CIRCUIT BREAKER | 15971.15
3WL1216-4FB36-1AA2 | WITHDRAWABLE CIRCUIT BREAKER | 16141.14
3WL1216-4FB36-4GA2 | WITHDRAWABLE CIRCUIT BREAKER | 18468.9
3WL1216-4FB36-5AM4 | WITHDRAWABLE CIRCUIT BREAKER | 18897.08
3WL1216-4FB37-1AA2 | WITHDRAWABLE CIRCUIT BREAKER | 16622.24
3WL1216-4FB42-1GA2 | FIXED-MOUNTED CIRCUIT BREAKER | 16496.36
3WL1216-4FB45-4GA4 | WITHDRAWABLE CIRCUIT BREAKER | 19714.16
3WL1216-4FG32-4GN4 | FIXED-MOUNTED CIRCUIT BREAKER | 17544.37
3WL1216-4FG32-4GP4 | FIXED-MOUNTED CIRCUIT BREAKER | 17593.28
3WL1216-4FG36-4GN2 | WITHDRAWABLE CIRCUIT BREAKER | 20147.95
3WL1216-4FG36-4GP2 | WITHDRAWABLE CIRCUIT BREAKER | 20196.86
3WL1216-4FG42-1AA2 | FIXED-MOUNTED CIRCUIT BREAKER | 17400.03
3WL1216-4FG42-4GS2 | FIXED-MOUNTED CIRCUIT BREAKER | 20754.15
3WL1216-4FG46-1AA2 | WITHDRAWABLE CIRCUIT BREAKER | 20847.97
3WL1216-4NB33-1AA2 | FIXED-MOUNTED CIRCUIT BREAKER | 15924.63
3WL1216-4NB34-1AA2 | FIXED-MOUNTED CIRCUIT BREAKER | 15924.63
3WL1216-4NB46-1AA2 | WITHDRAWABLE CIRCUIT BREAKER | 21938.47
3WL1216-4NG32-1AA2 | FIXED-MOUNTED CIRCUIT BREAKER | 16734.5
3WL1220-2AA38-1AA2 | WITHDRAW. NON-AUT. CIRCUIT-B. | 13791.73
3WL1220-2AA38-4GA4 | WITHDRAW. NON-AUT. CIRCUIT-B. | 16482.73
3WL1220-2AA38-5FA2 | WITHDRAW. NON-AUT. CIRCUIT-B. | 16119.49
3WL1220-2AA41-1AA2 | FIXED-MOUNT NON-AUT. CIRCUIT-B. | 14353.02
3WL1220-2AA42-4GA2 | FIXED-MOUNT NON-AUT. CIRCUIT-B. | 15878.93
3WL1220-2AA42-4GA4 | FIXED-MOUNT NON-AUT. CIRCUIT-B. | 16242.17
3WL1220-2AA42-4GG4 | FIXED-MOUNT NON-AUT. CIRCUIT-B. | 16597.39
3WL1220-2AA42-4GS2 | FIXED-MOUNT NON-AUT. CIRCUIT-B. | 16905.3
3WL1220-2AA46-2FM4 | WITHDRAW. NON-AUT. CIRCUIT-B. | 19856.08
3WL1220-2AA46-3GA4 | WITHDRAW. NON-AUT. CIRCUIT-B. | 19435.92
3WL1220-4AA47-1AA2 | WITHDRAW. NON-AUT. CIRCUIT-B. | 20928.16
3WL1220-4AA48-1AA2 | WITHDRAW. NON-AUT. CIRCUIT-B. | 20206.49
3WL1220-4BB32-4GP4 | FIXED-MOUNTED CIRCUIT BREAKER | 17192.36
3WL1220-4BB32-5AM2 | FIXED-MOUNTED CIRCUIT BREAKER | 16424.98
3WL1220-4BB33-1AA2 | FIXED-MOUNTED CIRCUIT BREAKER | 14673.76
3WL1220-4BB34-1AA2 | FIXED-MOUNTED CIRCUIT BREAKER | 14673.76
3WL1220-4BB36-4GP4 | WITHDRAWABLE CIRCUIT BREAKER | 20560.1
3WL1220-4BB36-5FA7 | WITHDRAWABLE CIRCUIT BREAKER | 20091.03
3WL1220-4BB37-1AA2 | WITHDRAWABLE CIRCUIT BREAKER | 17881.14
3WL1220-4BB38-1AA2 | WITHDRAWABLE CIRCUIT BREAKER | 17400.03
3WL1220-4CB31-1AA2 | FIXED-MOUNTED CIRCUIT BREAKER | 14906.3
3WL1220-4CB31-1AN2 | FIXED-MOUNTED CIRCUIT BREAKER | 15326.46
3WL1220-4CB32-1AA2 | FIXED-MOUNTED CIRCUIT BREAKER | 14264.82
3WL1220-4CB32-1AA4 | FIXED-MOUNTED CIRCUIT BREAKER | 14628.06
3WL1220-4CB32-4GA2 | FIXED-MOUNTED CIRCUIT BREAKER | 16592.58
3WL1220-4CB32-4GA4 | FIXED-MOUNTED CIRCUIT BREAKER | 16955.8
3WL1220-4CB32-4GF2-ZA05 | FIXED-MOUNTED CIRCUIT BREAKER | 19641.99
3WL1220-4CB32-4GN2 | FIXED-MOUNTED CIRCUIT BREAKER | 17012.74
3WL1220-4CB34-1GA2 | FIXED-MOUNTED CIRCUIT BREAKER | 15261.52
3WL1220-4CB34-4AN2 | FIXED-MOUNTED CIRCUIT BREAKER | 17299
3WL1220-4CB34-4AS2 | FIXED-MOUNTED CIRCUIT BREAKER | 17905.2
3WL1220-4CB34-4GN4 | FIXED-MOUNTED CIRCUIT BREAKER | 18017.46
3WL1220-4CB35-1AA2 | WITHDRAWABLE CIRCUIT BREAKER | 15868.51
3WL1220-4CB36-4BA2 | WITHDRAWABLE CIRCUIT BREAKER | 19960.32
3WL1220-4CB36-4GA2 | WITHDRAWABLE CIRCUIT BREAKER | 19960.32
3WL1220-4CB36-4GA4 | WITHDRAWABLE CIRCUIT BREAKER | 20323.57
3WL1220-4CB36-4GN2 | WITHDRAWABLE CIRCUIT BREAKER | 20380.48
3WL1220-4CB38-4AN2 | WITHDRAWABLE CIRCUIT BREAKER | 20025.28
3WL1220-4CB38-4AN4 | WITHDRAWABLE CIRCUIT BREAKER | 20388.51
3WL1220-4CB41-1AA2 | FIXED-MOUNTED CIRCUIT BREAKER | 18514.6
3WL1220-4CB42-1AA2 | FIXED-MOUNTED CIRCUIT BREAKER | 17792.93
3WL1220-4DG31-1AA2 | FIXED-MOUNTED CIRCUIT BREAKER | 15900.58
3WL1220-4DG32-1AA2 | FIXED-MOUNTED CIRCUIT BREAKER | 15259.1
3WL1220-4DG32-4GA2 | FIXED-MOUNTED CIRCUIT BREAKER | 17586.86
3WL1232-4EG41-1AA2 | FIXED-MOUNTED CIRCUIT BREAKER | 31857.29
3WL1232-4EG48-1GA4 | WITHDRAWABLE CIRCUIT BREAKER | 37306.63
3WL1232-4FB31-1AA2 | FIXED-MOUNTED CIRCUIT BREAKER | 23758.67
3WL1232-4FB32-1AA2 | FIXED-MOUNTED CIRCUIT BREAKER | 22636.07
3WL1232-4FB32-4GA2 | FIXED-MOUNTED CIRCUIT BREAKER | 24963.83
3WL1232-4FB36-1AA2 | WITHDRAWABLE CIRCUIT BREAKER | 27527.33
3WL1232-4FB36-1AA4 | WITHDRAWABLE CIRCUIT BREAKER | 27890.58
3WL1232-4FB36-4BA2 | WITHDRAWABLE CIRCUIT BREAKER | 29855.09
3WL1232-4FB36-4FG4 | WITHDRAWABLE CIRCUIT BREAKER | 30573.54
3WL1232-4FG31-1AA2 | FIXED-MOUNTED CIRCUIT BREAKER | 25017.56
3WL1232-4FG32-1AA2 | FIXED-MOUNTED CIRCUIT BREAKER | 23894.98
3WL1232-4FG32-4GA2 | FIXED-MOUNTED CIRCUIT BREAKER | 26222.74
3WL1232-4FG32-4GA4 | FIXED-MOUNTED CIRCUIT BREAKER | 26585.97
3WL1232-4FG36-4GA2-ZA05 | WITHDRAWABLE CIRCUIT BREAKER | 35131.23
3WL1232-4FG36-4GA4 | WITHDRAWABLE CIRCUIT BREAKER | 31477.23
3WL1216-4NG36-1GA2 | WITHDRAWABLE CIRCUIT BREAKER | 20056.54
3WL1216-4NG37-1AA2 | WITHDRAWABLE CIRCUIT BREAKER | 20182.44
3WL1216-4NG42-1AA2 | FIXED-MOUNTED CIRCUIT BREAKER | 19701.32
3WL1220-2AA31-1AA2 | FIXED-MOUNT NON-AUT. CIRCUIT-B. | 10824.91
3WL1220-2AA31-4AA2 | FIXED-MOUNT NON-AUT. CIRCUIT-B. | 12797.45
3WL1220-2AA32-1AN2 | FIXED-MOUNT NON-AUT. CIRCUIT-B. | 10763.97
3WL1220-2AA32-1BJ2 | FIXED-MOUNT NON-AUT. CIRCUIT-B. | 11119.19
3WL1220-2AA32-4AA4 | FIXED-MOUNT NON-AUT. CIRCUIT-B. | 12679.57
3WL1220-2AA32-4GA2 | FIXED-MOUNT NON-AUT. CIRCUIT-B. | 12671.55
3WL1220-2AA32-5AM2 | FIXED-MOUNT NON-AUT. CIRCUIT-B. | 12736.51
3WL1220-2AA33-1AA2 | FIXED-MOUNT NON-AUT. CIRCUIT-B. | 10824.91
3WL1220-2AA34-1AA2 | FIXED-MOUNT NON-AUT. CIRCUIT-B. | 10824.91
3WL1220-2AA34-1AN2 | FIXED-MOUNT NON-AUT. CIRCUIT-B. | 11245.07
3WL1220-2AA36-1AA2 | WITHDRAW. NON-AUT. CIRCUIT-B. | 13791.73
3WL1220-2AA36-1AA4-ZT40 | WITHDRAW. NON-AUT. CIRCUIT-B. | 14459.67
3WL1220-2AA36-1GG2 | WITHDRAW. NON-AUT. CIRCUIT-B. | 14502.17
3WL1220-2AA36-4AA4 | WITHDRAW. NON-AUT. CIRCUIT-B. | 16127.51
3WL1220-2AA36-6BJ4 | WITHDRAW. NON-AUT. CIRCUIT-B. | 16902.89
3WL1220-2AA37-4GA7 | WITHDRAW. NON-AUT. CIRCUIT-B. | 17044.02
3WL1220-2AA41-4GS8 | FIXED-MOUNT NON-AUT. CIRCUIT-B. | 18070.37
3WL1220-2AA42-1AA2-ZT40 | FIXED-MOUNT NON-AUT. CIRCUIT-B. | 13855.88
3WL1220-2AA42-1DA2 | FIXED-MOUNT NON-AUT. CIRCUIT-B. | 13931.25
3WL1220-2AA42-1GA2 | FIXED-MOUNT NON-AUT. CIRCUIT-B. | 13906.39
3WL1220-2AA42-5FM2 | FIXED-MOUNT NON-AUT. CIRCUIT-B. | 16299.11
3WL1220-2AA43-1GA2 | FIXED-MOUNT NON-AUT. CIRCUIT-B. | 14708.24
3WL1220-2AA46-1FA4 | WITHDRAW. NON-AUT. CIRCUIT-B. | 19080.7
3WL1220-2AA46-1GA4 | WITHDRAW. NON-AUT. CIRCUIT-B. | 19080.7
3WL1220-4BB31-1AA2 | FIXED-MOUNTED CIRCUIT BREAKER | 14673.76
3WL1220-4BB32-1AA2 | FIXED-MOUNTED CIRCUIT BREAKER | 14032.29
3WL1220-4BB32-4GA4 | FIXED-MOUNTED CIRCUIT BREAKER | 16723.27
3WL1220-4BB32-4GN4 | FIXED-MOUNTED CIRCUIT BREAKER | 17143.45
3WL1220-4BB35-1AA2 | WITHDRAWABLE CIRCUIT BREAKER | 15635.98
3WL1220-4BB36-1AA2 | WITHDRAWABLE CIRCUIT BREAKER | 17400.03
3WL1220-4BB36-4GA4 | WITHDRAWABLE CIRCUIT BREAKER | 20091.03
3WL1220-4BB36-4GN4 | WITHDRAWABLE CIRCUIT BREAKER | 20511.19
3WL1220-4BB42-1AA2 | FIXED-MOUNTED CIRCUIT BREAKER | 17560.4
3WL1220-4BB42-5AM2 | FIXED-MOUNTED CIRCUIT BREAKER | 19953.11
3WL1220-4BB47-1AA2 | WITHDRAWABLE CIRCUIT BREAKER | 22772.39
3WL1220-4BB62-4GM2-ZA05 | FIXED-MOUNTED CIRCUIT BREAKER | 19474.41
3WL1220-4CB32-1AJ2 | FIXED-MOUNTED CIRCUIT BREAKER | 14684.98
3WL1220-4CB32-1AP2 | FIXED-MOUNTED CIRCUIT BREAKER | 14733.91
3WL1220-4CB32-4AJ2-ZK07 | FIXED-MOUNTED CIRCUIT BREAKER | 16780.2
3WL1220-4CB32-4AP2 | FIXED-MOUNTED CIRCUIT BREAKER | 16706.43
3WL1220-4CB32-4GP2 | FIXED-MOUNTED CIRCUIT BREAKER | 17061.65
3WL1220-4CB32-5FM2 | FIXED-MOUNTED CIRCUIT BREAKER | 17012.74
3WL1220-4CB34-1AA4 | FIXED-MOUNTED CIRCUIT BREAKER | 15269.52
3WL1220-4CB34-1BA2 | FIXED-MOUNTED CIRCUIT BREAKER | 15261.52
3WL1220-4CB35-4AS4 | WITHDRAWABLE CIRCUIT BREAKER | 19230.65
3WL1220-4CB35-4GA4 | WITHDRAWABLE CIRCUIT BREAKER | 18559.49
3WL1220-4CB36-4AN4 | WITHDRAWABLE CIRCUIT BREAKER | 20388.51
3WL1220-4CB36-4AS4 | WITHDRAWABLE CIRCUIT BREAKER | 20994.7
3WL1220-4CB36-4GN2-ZT40 | WITHDRAWABLE CIRCUIT BREAKER | 20685.19
3WL1220-4CB36-4GP2 | WITHDRAWABLE CIRCUIT BREAKER | 20429.41
3WL1220-4CB36-4GS4 | WITHDRAWABLE CIRCUIT BREAKER | 21349.92
3WL1220-4CB38-1AA2 | WITHDRAWABLE CIRCUIT BREAKER | 17632.57
3WL1220-4CB38-1GA2 | WITHDRAWABLE CIRCUIT BREAKER | 17987.78
3WL1220-4CB42-4GA2 | FIXED-MOUNTED CIRCUIT BREAKER | 20120.69
3WL1220-4CB42-5FM2 | FIXED-MOUNTED CIRCUIT BREAKER | 20540.87
3WL1232-4FG36-4GN2 | WITHDRAWABLE CIRCUIT BREAKER | 31534.16
3WL1232-4FG36-4GN4 | WITHDRAWABLE CIRCUIT BREAKER | 31897.39
3WL1232-4FG36-4GP2 | WITHDRAWABLE CIRCUIT BREAKER | 31583.07
3WL1232-4FG46-5FA4 | WITHDRAWABLE CIRCUIT BREAKER | 39736.23
3WL1232-4NB31-1AA2 | FIXED-MOUNTED CIRCUIT BREAKER | 26108.08
3WL1232-4NB32-1AA2 | FIXED-MOUNTED CIRCUIT BREAKER | 24985.48
3WL1232-4NB33-1AA2 | FIXED-MOUNTED CIRCUIT BREAKER | 26108.08
3WL1232-4NG34-1AA2 | FIXED-MOUNTED CIRCUIT BREAKER | 27318.85
3WL1232-4NG35-1AA2 | WITHDRAWABLE CIRCUIT BREAKER | 26917.93
3WL1232-4NG36-1AA2 | WITHDRAWABLE CIRCUIT BREAKER | 31087.53
3WL1232-4NG36-4GG8 | WITHDRAWABLE CIRCUIT BREAKER | 34133.74
3WL1240-2AA41-1AA2 | FIXED-MOUNT NON-AUT. CIRCUIT-B. | 29106.97
3WL1240-2AA41-4AG2 | FIXED-MOUNT NON-AUT. CIRCUIT-B. | 31434.73
3WL1240-2AA41-4GA2 | FIXED-MOUNT NON-AUT. CIRCUIT-B. | 31434.73
3WL1240-2AA47-1AA2 | WITHDRAW. NON-AUT. CIRCUIT-B. | 41295.01
3WL1240-2CB31-1AA2 | FIXED-MOUNTED CIRCUIT BREAKER | 22924.75
3WL1240-2CB31-1AA4 | FIXED-MOUNTED CIRCUIT BREAKER | 23287.97
3WL1240-2CB31-1GA2 | FIXED-MOUNTED CIRCUIT BREAKER | 23279.97
3WL1240-2CB31-4AA2 | FIXED-MOUNTED CIRCUIT BREAKER | 24897.29
3WL1240-2CB41-1AA2 | FIXED-MOUNTED CIRCUIT BREAKER | 31183.75
3WL1240-2CB41-1AA4 | FIXED-MOUNTED CIRCUIT BREAKER | 31546.98
3WL1240-2CB41-1BA2 | FIXED-MOUNTED CIRCUIT BREAKER | 31538.97
3WL1240-2CB41-1GA2 | FIXED-MOUNTED CIRCUIT BREAKER | 31538.97
3WL1240-2EB31-4AN2 | FIXED-MOUNTED CIRCUIT BREAKER | 25742.44
3WL1240-2EB31-4GA4 | FIXED-MOUNTED CIRCUIT BREAKER | 26040.72
3WL1240-2EB31-4GN4 | FIXED-MOUNTED CIRCUIT BREAKER | 26460.88
3WL1240-2EB37-1AA2 | WITHDRAWABLE CIRCUIT BREAKER | 32811.49
3WL1240-2EG37-4AA2 | WITHDRAWABLE CIRCUIT BREAKER | 35994.82
3WL1240-2EG37-5FF4 | WITHDRAWABLE CIRCUIT BREAKER | 37068.49
3WL1240-2EG47-1FA2 | WITHDRAWABLE CIRCUIT BREAKER | 45362.78
3WL1240-2FB31-1AA2 | FIXED-MOUNTED CIRCUIT BREAKER | 23758.67
3WL1240-2FB31-6BB4 | FIXED-MOUNTED CIRCUIT BREAKER | 26804.87
3WL9211-1BC31-1BA1 | ACCESORIES FOR BREAKER 3WL | 3427.89
3WL9211-1BC41-0AA1 | ACCESORIES FOR BREAKER 3WL | 2737.5
3WL9211-1BC41-1BA1 | ACCESORIES FOR BREAKER 3WL | 3496.85
3WL9211-1BC41-2BA1 | ACCESORIES FOR BREAKER 3WL | 3696.5
3WL9211-1BE42-2BA1 | ACCESORIES FOR BREAKER 3WL | 3730.18
3WL9211-2AA00-0AA1 | ACCESORIES FOR BREAKER 3WL | 2846.55
3WL9211-2AA00-0BA1 | ACCESORIES FOR BREAKER 3WL | 3266.71
3WL9211-2AA10-0AA1 | ACCESORIES FOR BREAKER 3WL | 2913.42
3WL9211-2AB11-0AA1 | ACCESORIES FOR BREAKER 3WL | 3024.08
3WL9211-2AB11-0BA1 | ACCESORIES FOR BREAKER 3WL | 3444.24
3WL9211-2AB20-0AA1 | ACCESORIES FOR BREAKER 3WL | 2979.66
3WL9211-2AB21-0AA1 | ACCESORIES FOR BREAKER 3WL | 3090.32
3WL9211-2AC11-1AA1 | ACCESORIES FOR BREAKER 3WL | 2804.37
3WL9211-2AC11-1BA1 | ACCESORIES FOR BREAKER 3WL | 3224.54
3WL9211-2AC12-0AA1 | ACCESORIES FOR BREAKER 3WL | 2568.62
3WL9211-2AC20-0AA1 | ACCESORIES FOR BREAKER 3WL | 2490.52
3WL9211-2AC31-1AA1 | ACCESORIES FOR BREAKER 3WL | 2937.96
3WL9211-2AC31-1BA1 | ACCESORIES FOR BREAKER 3WL | 3358.12
3WL9211-2AC31-2AA1 | ACCESORIES FOR BREAKER 3WL | 3137.63
3WL9211-2AC31-2BA1 | ACCESORIES FOR BREAKER 3WL | 3557.79
3WL9211-2AD11-0AA1 | ACCESORIES FOR BREAKER 3WL | 3024.08
3WL9211-2AD11-0BA1 | ACCESORIES FOR BREAKER 3WL | 3444.24
3WL9211-2AD11-1AA1 | ACCESORIES FOR BREAKER 3WL | 3293.49
3WL9211-2AD21-0AA1 | ACCESORIES FOR BREAKER 3WL | 3090.32
3WL9211-2AE21-1BA1-ZR10 | ACCESORIES FOR BREAKER 3WL | 3645.98
3WL9211-2AE31-0BA1 | ACCESORIES FOR BREAKER 3WL | 3088.71
3WL9211-2AE31-0BA1-ZR30 | ACCESORIES FOR BREAKER 3WL | 3358.12
3WL9211-2AE31-1BA1 | ACCESORIES FOR BREAKER 3WL | 3358.12
3WL9211-2AE31-1BA1-ZR10 | ACCESORIES FOR BREAKER 3WL | 3713.34
3WL9211-2BA41-0BA1 | ACCESORIES FOR BREAKER 3WL | 4382.08
3WL9211-2BB00-0AA1 | ACCESORIES FOR BREAKER 3WL | 3512.08
3WL9211-2BB31-2BA1 | ACCESORIES FOR BREAKER 3WL | 4782.21
3WL9211-2BB41-0AA1 | ACCESORIES FOR BREAKER 3WL | 3892.16
3WL9211-2BC31-0AA1 | ACCESORIES FOR BREAKER 3WL | 3125.58
3WL9211-2BC31-0BA1 | ACCESORIES FOR BREAKER 3WL | 3615.51
3WL9211-2BC31-1BA1 | ACCESORIES FOR BREAKER 3WL | 3884.93
3WL9211-2BC31-2BA1 | ACCESORIES FOR BREAKER 3WL | 4084.6
3WL9211-2BE00-0AA1 | ACCESORIES FOR BREAKER 3WL | 2814.48
3WL9211-2BE00-0BA1 | ACCESORIES FOR BREAKER 3WL | 3304.41
3WL9211-2BE31-0AA1 | ACCESORIES FOR BREAKER 3WL | 3125.58
3WL9211-2BE31-0BA1 | ACCESORIES FOR BREAKER 3WL | 3615.51
3WL9211-3AD31-0BA1 | ACCESORIES FOR BREAKER 3WL | 3826.4
3WL9211-3AE11-0AA1 | ACCESORIES FOR BREAKER 3WL | 2791.53
3WL9211-3AE21-0BA1 | ACCESORIES FOR BREAKER 3WL | 3277.94
3WL9211-3AE31-0AA1 | ACCESORIES FOR BREAKER 3WL | 2925.12
3WL9212-3AB00-0BA1 | ACCESORIES FOR BREAKER 3WL | 3820.79
3WL9212-3AB20-0AA1 | ACCESORIES FOR BREAKER 3WL | 3444.73
3WL9212-3AB21-0AA1 | ACCESORIES FOR BREAKER 3WL | 3555.39
3WL9212-3AB21-0BA1 | ACCESORIES FOR BREAKER 3WL | 4064.55
3WL9212-3AC11-1AA1 | ACCESORIES FOR BREAKER 3WL | 3189.26
3WL9212-3AC11-1BA1 | ACCESORIES FOR BREAKER 3WL | 3698.43
3WL9212-3AC11-2AA1 | ACCESORIES FOR BREAKER 3WL | 3388.91
3WL9212-3AC12-0AA1 | ACCESORIES FOR BREAKER 3WL | 2953.52
6AG4114-3AQ01-0XX0 | SIMATIC IPC847E (Rack PC) | 4722.27
6AG4114-3EA00-1AX0 | SIMATIC IPC847E (Rack PC) | 4768.72
6AG4114-3ME33-4XX2 | SIMATIC IPC847E (Rack PC) | 9604.86
6AG4114-3MJ54-0DH2 | SIMATIC IPC847E (Rack PC) | 11453.61
6AG4114-3MP17-4BX1 | SIMATIC IPC847E (Rack PC) | 9943.45
6AG4114-3MT13-0BA1 | SIMATIC IPC847E (Rack PC) | 8980.11
6AU1400-2QA20-0AA0-ZF01M43 | SIMOTION D, CF CARD 2 GB for D4X5-2 | 3948.06
6AU1400-2QA20-0AA0-ZL02S44 | SIMOTION D, CF CARD 2 GB for D4X5-2 | 16317.16
6AU1400-2QA20-0AA0-ZM43M44 | SIMOTION D, CF CARD 2 GB for D4X5-2 | 8730.67
6AU1810-1BA54-0XH5 | SIMOTION SCOUT V5.4 FULL LICENSE DL | 4806.34
3WL1110-2FB36-4AN4 | WITHDRAWABLE CIRCUIT BREAKER | 11191.36
3WL1110-2FB36-4AP4 | WITHDRAWABLE CIRCUIT BREAKER | 11240.27
3WL1110-2FB36-4BA4 | WITHDRAWABLE CIRCUIT BREAKER | 11126.4
3WL1110-2FB36-4GA2 | WITHDRAWABLE CIRCUIT BREAKER | 10763.16
3WL1110-2FB41-1GA2 | FIXED-MOUNTED CIRCUIT BREAKER | 9953.31
3WL1110-2FB42-1AA2 | FIXED-MOUNTED CIRCUIT BREAKER | 8980.66
3WL1110-2FB42-1AA4 | FIXED-MOUNTED CIRCUIT BREAKER | 9343.9
3WL1110-2FB42-4GG2 | FIXED-MOUNTED CIRCUIT BREAKER | 11663.64
3WL1110-2FG32-2FA2-ZK07 | FIXED-MOUNTED CIRCUIT BREAKER | 8514.8
3WL1110-2FG32-4GA2 | FIXED-MOUNTED CIRCUIT BREAKER | 10009.43
3WL1110-2FG32-4GA4 | FIXED-MOUNTED CIRCUIT BREAKER | 10372.67
3WL1110-2FG32-4GN2 | FIXED-MOUNTED CIRCUIT BREAKER | 10429.59
3WL1110-2FG32-4GN4 | FIXED-MOUNTED CIRCUIT BREAKER | 10792.83
3WL1110-2FG36-4GA8 | WITHDRAWABLE CIRCUIT BREAKER | 12385.29
3WL1110-2FG36-4GN2 | WITHDRAWABLE CIRCUIT BREAKER | 12442.23
3WL1110-2FG36-4GN4 | WITHDRAWABLE CIRCUIT BREAKER | 12805.47
3WL1110-2FG36-4GP2 | WITHDRAWABLE CIRCUIT BREAKER | 12491.14
3WL1110-2NB36-1AA2 | WITHDRAWABLE CIRCUIT BREAKER | 10784.81
3WL1110-2NB36-4GN4-ZF02 | WITHDRAWABLE CIRCUIT BREAKER | 15652.02
3WL1110-2NB37-1AA2 | WITHDRAWABLE CIRCUIT BREAKER | 11273.95
3WL1110-2NB37-4AA2 | WITHDRAWABLE CIRCUIT BREAKER | 13246.49
3WL1110-2NG46-1AA2 | WITHDRAWABLE CIRCUIT BREAKER | 15211
3WL1110-2NG46-3GN2-ZF02 | WITHDRAWABLE CIRCUIT BREAKER | 18097.63
3WL1110-2NG46-4GS2 | WITHDRAWABLE CIRCUIT BREAKER | 18565.12
3WL1110-2NG46-5FF8 | WITHDRAWABLE CIRCUIT BREAKER | 18257.21
3WL1110-3AA32-4GA4 | FIXED-MOUNT NON-AUT. CIRCUIT-B. | 7028.98
3WL1110-3AA32-4GG4 | FIXED-MOUNT NON-AUT. CIRCUIT-B. | 7384.18
3WL1110-3AA33-1AA2 | FIXED-MOUNT NON-AUT. CIRCUIT-B. | 4811.07
3WL1110-3AA33-4AJ2 | FIXED-MOUNT NON-AUT. CIRCUIT-B. | 7203.77
3WL1110-3AA36-4GA4 | WITHDRAW. NON-AUT. CIRCUIT-B. | 9113.77
3WL1110-3AA36-4GN4 | WITHDRAW. NON-AUT. CIRCUIT-B. | 9533.94
3WL1110-3AA37-1AA2 | WITHDRAW. NON-AUT. CIRCUIT-B. | 6871.81
3WL1110-3AA38-1AA2 | WITHDRAW. NON-AUT. CIRCUIT-B. | 6422.78
3WL1110-3AA46-4GA2 | WITHDRAW. NON-AUT. CIRCUIT-B. | 13072.47
3WL1110-3AA46-4GA4 | WITHDRAW. NON-AUT. CIRCUIT-B. | 13435.72
3WL1110-3AA47-1AA2 | WITHDRAW. NON-AUT. CIRCUIT-B. | 11466.39
3WL1110-3AA48-1AA2 | WITHDRAW. NON-AUT. CIRCUIT-B. | 10744.72
3WL1110-3BB32-4AS2 | FIXED-MOUNTED CIRCUIT BREAKER | 9181.12
3WL1110-3BB32-4GA2 | FIXED-MOUNTED CIRCUIT BREAKER | 8509.98
3WL1110-3BB32-4GA4 | FIXED-MOUNTED CIRCUIT BREAKER | 8873.21
3WL1110-3BB32-4GN2 | FIXED-MOUNTED CIRCUIT BREAKER | 8930.14
3WL1110-3BB32-4GN4 | FIXED-MOUNTED CIRCUIT BREAKER | 9293.38
3WL1110-3BB35-4GA4 | WITHDRAWABLE CIRCUIT BREAKER | 9538.74
3WL1110-3BB36-1AA2 | WITHDRAWABLE CIRCUIT BREAKER | 8267.03
3WL1110-3BB36-1AA2-ZK07 | WITHDRAWABLE CIRCUIT BREAKER | 8389.7
3WL1110-3BB36-1AA4 | WITHDRAWABLE CIRCUIT BREAKER | 8630.25
3WL1110-3BB42-1AA2 | FIXED-MOUNTED CIRCUIT BREAKER | 9213.19
3WL1110-3BB42-1GA2 | FIXED-MOUNTED CIRCUIT BREAKER | 9568.41
3WL1110-3BB43-1AA2 | FIXED-MOUNTED CIRCUIT BREAKER | 9798.55
3WL1110-3BB44-1AA2 | FIXED-MOUNTED CIRCUIT BREAKER | 9798.55
3WL1110-3CB32-1AN2 | FIXED-MOUNTED CIRCUIT BREAKER | 6834.92
3WL1110-3CB32-1AT2 | FIXED-MOUNTED CIRCUIT BREAKER | 7545.36
3WL1110-3CB32-1BA2 | FIXED-MOUNTED CIRCUIT BREAKER | 6769.98
3WL1110-3CB32-1EA2 | FIXED-MOUNTED CIRCUIT BREAKER | 6794.84
3WL1110-3CB32-1FA2 | FIXED-MOUNTED CIRCUIT BREAKER | 6769.98
3WL1112-3DG36-4GN4 | WITHDRAWABLE CIRCUIT BREAKER | 13511.09
3WL1112-3DG36-4GP2 | WITHDRAWABLE CIRCUIT BREAKER | 13196.76
3WL1112-3DG36-4GP4 | WITHDRAWABLE CIRCUIT BREAKER | 13560.01
3WL1112-3DG36-4GT4 | WITHDRAWABLE CIRCUIT BREAKER | 14221.52
3WL1112-3DG46-4GN4 | WITHDRAWABLE CIRCUIT BREAKER | 17488.24
3WL1112-3DG46-5FF8 | WITHDRAWABLE CIRCUIT BREAKER | 17423.29
3WL1112-3DG47-1AA2 | WITHDRAWABLE CIRCUIT BREAKER | 15098.74
3WL1112-3DG47-5AA2 | WITHDRAWABLE CIRCUIT BREAKER | 17071.28
3WL1112-3EB32-4GA4 | FIXED-MOUNTED CIRCUIT BREAKER | 10629.26
3WL1112-3EB32-4GN2 | FIXED-MOUNTED CIRCUIT BREAKER | 10686.19
3WL1112-3EB32-4GN4 | FIXED-MOUNTED CIRCUIT BREAKER | 11049.42
3WL1112-3EB32-4GP2 | FIXED-MOUNTED CIRCUIT BREAKER | 10735.1
3WL1112-3EB35-4AG2-ZT40 | WITHDRAWABLE CIRCUIT BREAKER | 10963.62
3WL1112-3EB35-4AP2 | WITHDRAWABLE CIRCUIT BREAKER | 10772.79
3WL1112-3EB35-4GA2 | WITHDRAWABLE CIRCUIT BREAKER | 10658.92
3WL1112-3EB35-4GN2 | WITHDRAWABLE CIRCUIT BREAKER | 11079.09
3WL1112-3EB35-4GN4 | WITHDRAWABLE CIRCUIT BREAKER | 11442.33
3WL1112-3EB36-6BA4 | WITHDRAWABLE CIRCUIT BREAKER | 12521.61
3WL1112-3EB37-1AA2 | WITHDRAWABLE CIRCUIT BREAKER | 10279.65
3WL1112-3EB38-1AA2 | WITHDRAWABLE CIRCUIT BREAKER | 9830.62
3WL1112-3EB38-1AN2 | WITHDRAWABLE CIRCUIT BREAKER | 10250.78
3WL1112-3EB46-1AA2 | WITHDRAWABLE CIRCUIT BREAKER | 13807.77
3WL1112-3EB46-1AA4 | WITHDRAWABLE CIRCUIT BREAKER | 14171
3WL1112-3EB46-1BG2 | WITHDRAWABLE CIRCUIT BREAKER | 14518.2
3WL1112-3EB46-1BG2-ZK07 | WITHDRAWABLE CIRCUIT BREAKER | 14640.88
3WL1112-3EG32-4GA2 | FIXED-MOUNTED CIRCUIT BREAKER | 11476.81
3WL1112-3EG32-4GA4 | FIXED-MOUNTED CIRCUIT BREAKER | 11840.05
3WL1112-3EG32-4GN2 | FIXED-MOUNTED CIRCUIT BREAKER | 11896.97
3WL1112-3EG32-4GN4 | FIXED-MOUNTED CIRCUIT BREAKER | 12260.21
3WL1220-4CB46-1GA2 | WITHDRAWABLE CIRCUIT BREAKER | 22638.49
3WL1220-4CB46-4GA4 | WITHDRAWABLE CIRCUIT BREAKER | 24974.25
3WL1220-4CB48-1AA2 | WITHDRAWABLE CIRCUIT BREAKER | 22283.27
3WL1232-4EG42-1AA2 | FIXED-MOUNTED CIRCUIT BREAKER | 30734.71
3WL1232-4EG44-1AA2 | FIXED-MOUNTED CIRCUIT BREAKER | 31857.29
3WL1232-4EG46-4GT4 | WITHDRAWABLE CIRCUIT BREAKER | 40409.77
3WL1232-4EG48-1AA2 | WITHDRAWABLE CIRCUIT BREAKER | 36588.18
3WL1232-4FB32-4GA4 | FIXED-MOUNTED CIRCUIT BREAKER | 25327.07
3WL1232-4FB32-4GN4 | FIXED-MOUNTED CIRCUIT BREAKER | 25747.23
3WL1232-4FB32-4GP4 | FIXED-MOUNTED CIRCUIT BREAKER | 25796.15
3WL1232-4FB35-1AA2 | WITHDRAWABLE CIRCUIT BREAKER | 23357.74
3WL1232-4FB35-4GA4 | WITHDRAWABLE CIRCUIT BREAKER | 26048.73
3WL1232-4FB36-4GA4 | WITHDRAWABLE CIRCUIT BREAKER | 30218.33
3WL1232-4FB36-4GN4 | WITHDRAWABLE CIRCUIT BREAKER | 30638.49
3WL1232-4FB42-1AA2 | FIXED-MOUNTED CIRCUIT BREAKER | 29932.87
3WL1232-4FB46-1AA2 | WITHDRAWABLE CIRCUIT BREAKER | 35786.34
3WL1232-4FG32-4GN2 | FIXED-MOUNTED CIRCUIT BREAKER | 26642.9
3WL1232-4FG32-4GP2 | FIXED-MOUNTED CIRCUIT BREAKER | 26691.81
3WL1232-4FG35-4GN4 | WITHDRAWABLE CIRCUIT BREAKER | 27727.8
3WL1232-4FG36-4GA2 | WITHDRAWABLE CIRCUIT BREAKER | 31113.98
3WL1232-4FG36-5FR4 | WITHDRAWABLE CIRCUIT BREAKER | 32503.58
3WL1232-4FG37-4AT2 | WITHDRAWABLE CIRCUIT BREAKER | 32931.76
3WL1232-4FG46-1AA2 | WITHDRAWABLE CIRCUIT BREAKER | 37045.23
3WL1232-4FG46-1AT2 | WITHDRAWABLE CIRCUIT BREAKER | 38175.83
3WL1232-4NB35-1AA2 | WITHDRAWABLE CIRCUIT BREAKER | 25707.15
3WL1232-4NB36-4GA2 | WITHDRAWABLE CIRCUIT BREAKER | 32204.5
3WL1232-4NG31-1AA2 | FIXED-MOUNTED CIRCUIT BREAKER | 27318.85
3WL1232-4NG33-1AA2 | FIXED-MOUNTED CIRCUIT BREAKER | 27318.85
3WL1232-4NG36-4GN4 | WITHDRAWABLE CIRCUIT BREAKER | 34198.68
3WL1232-4NG38-1AA2 | WITHDRAWABLE CIRCUIT BREAKER | 31087.53
3WL1240-2AA31-6AJ2 | FIXED-MOUNT NON-AUT. CIRCUIT-B. | 23240.67
3WL1240-2AA37-4GA4 | WITHDRAW. NON-AUT. CIRCUIT-B. | 33000.72
3WL1240-2AA47-5FA2 | WITHDRAW. NON-AUT. CIRCUIT-B. | 43622.77
3WL1240-2BB31-1AN2 | FIXED-MOUNTED CIRCUIT BREAKER | 23112.37
3WL1240-2BB37-4GA2 | WITHDRAWABLE CIRCUIT BREAKER | 34481.73
3WL1240-2BB41-1FM2 | FIXED-MOUNTED CIRCUIT BREAKER | 31726.6
3WL1240-2CB31-4BB2 | FIXED-MOUNTED CIRCUIT BREAKER | 25607.73
3WL1240-2CB31-4GP4 | FIXED-MOUNTED CIRCUIT BREAKER | 26084.82
3WL1240-2CB37-4GN4 | WITHDRAWABLE CIRCUIT BREAKER | 35497.68
3WL1240-2CB37-5FA4 | WITHDRAWABLE CIRCUIT BREAKER | 35077.51
3WL1240-2CB41-4GA2 | FIXED-MOUNTED CIRCUIT BREAKER | 33511.5
3WL1240-2DG31-4GA2 | FIXED-MOUNTED CIRCUIT BREAKER | 26246.79
3WL1240-2DG41-1GA2 | FIXED-MOUNTED CIRCUIT BREAKER | 32533.26
3WL1240-2DG47-4GP2 | WITHDRAWABLE CIRCUIT BREAKER | 47162.91
3WL1240-2EB37-4AN4 | WITHDRAWABLE CIRCUIT BREAKER | 35567.44
3WL1240-2EB37-4GN2 | WITHDRAWABLE CIRCUIT BREAKER | 35559.41
3WL1240-2EB47-4GA2 | WITHDRAWABLE CIRCUIT BREAKER | 46124.53
3WL1240-2EG31-4GA4 | FIXED-MOUNTED CIRCUIT BREAKER | 27251.5
3WL1240-2FB37-1AA2 | WITHDRAWABLE CIRCUIT BREAKER | 33220.44
3WL1240-2FB37-4GA2 | WITHDRAWABLE CIRCUIT BREAKER | 35548.2
3WL9211-1BC31-0AA1 | ACCESORIES FOR BREAKER 3WL | 2668.54
3WL9211-1BC31-1AA1 | ACCESORIES FOR BREAKER 3WL | 2937.96
3WL9211-1BC42-0AA1 | ACCESORIES FOR BREAKER 3WL | 2771.18
3WL9211-1BD00-0AA1 | ACCESORIES FOR BREAKER 3WL | 3047.01
3WL9211-1BE31-0AA1 | ACCESORIES FOR BREAKER 3WL | 2668.54
3WL9211-1BE41-1BA1 | ACCESORIES FOR BREAKER 3WL | 3496.85
3WL9211-2AA20-0AA1 | ACCESORIES FOR BREAKER 3WL | 2979.66
3WL9211-2AA21-1BA1 | ACCESORIES FOR BREAKER 3WL | 3779.9
3WL9211-2AA31-1BA1 | ACCESORIES FOR BREAKER 3WL | 3847.25
3WL9211-2AA42-2AA1 | ACCESORIES FOR BREAKER 3WL | 3729.38
3WL9212-3AA00-0AA1 | ACCESORIES FOR BREAKER 3WL | 3311.62
3WL9212-3AA11-1AA1 | ACCESORIES FOR BREAKER 3WL | 3758.57
3WL9212-3AB32-0AA1 | ACCESORIES FOR BREAKER 3WL | 3656.42
3WL9212-3AB41-0BA1 | ACCESORIES FOR BREAKER 3WL | 4200.87
3WL9212-3AB41-1AA1 | ACCESORIES FOR BREAKER 3WL | 3961.11
3WL9212-3AC00-0BA1 | ACCESORIES FOR BREAKER 3WL | 3251.48
3WL9212-3AC00-1BA1 | ACCESORIES FOR BREAKER 3WL | 3520.9
6AG4114-3KD16-4BY0 | SIMATIC IPC847E (Rack PC) | 8455.76
6AG4114-3KD46-4BY2 | SIMATIC IPC847E (Rack PC) | 8464.73
6AG4114-3KE56-0BX2 | SIMATIC IPC847E (Rack PC) | 7751.6
6AG4114-3KQ01-2DX0 | SIMATIC IPC847E (Rack PC) | 6605.5
6AU1400-1QA20-0AA0-ZC01 | SIMOTION D, CF CARD 2 GB for D410-2 | 1676.91
6AU1810-1CA54-0XK5 | SIMOTION SCOUT SA V5.4 UPGR. LICENSE DL | 755.25
6AU1810-1CA54-3XA0 | SIMOTION SCOUT SA V5.4 SP3 DVD | 5440.12
3WL1110-2FB36-1GA4 | WITHDRAWABLE CIRCUIT BREAKER | 9153.86
3WL1110-2FB36-2GA4 | WITHDRAWABLE CIRCUIT BREAKER | 9509.08
3WL1110-2FB36-4GN4 | WITHDRAWABLE CIRCUIT BREAKER | 11546.56
3WL1110-2FB36-4GP2 | WITHDRAWABLE CIRCUIT BREAKER | 11232.25
3WL1110-2FB36-4GP4 | WITHDRAWABLE CIRCUIT BREAKER | 11595.47
3WL1110-2FB37-1AA2 | WITHDRAWABLE CIRCUIT BREAKER | 8924.54
3WL1110-2FB46-4GA2 | WITHDRAWABLE CIRCUIT BREAKER | 13978.56
3WL1110-2FB46-4GA4 | WITHDRAWABLE CIRCUIT BREAKER | 14341.8
3WL1110-2FB46-4GG4 | WITHDRAWABLE CIRCUIT BREAKER | 14697.02
3WL1110-2FB47-1AA2 | WITHDRAWABLE CIRCUIT BREAKER | 12372.47
3WL1110-2FG35-1AA2 | WITHDRAWABLE CIRCUIT BREAKER | 8419.37
3WL1110-2FG35-4GP2 | WITHDRAWABLE CIRCUIT BREAKER | 11216.2
3WL1110-2FG36-1AA2 | WITHDRAWABLE CIRCUIT BREAKER | 9694.31
3WL1110-2FG36-1AA2-ZR21 | WITHDRAWABLE CIRCUIT BREAKER | 10114.47
3WL1110-2FG42-1GA4 | FIXED-MOUNTED CIRCUIT BREAKER | 10958.01
3WL1110-2FG46-1AA2 | WITHDRAWABLE CIRCUIT BREAKER | 12909.71
3WL1110-2FG46-4GA2 | WITHDRAWABLE CIRCUIT BREAKER | 15237.45
3WL1110-2FG48-4GA4 | WITHDRAWABLE CIRCUIT BREAKER | 15600.69
3WL1110-2NB31-1AA2 | FIXED-MOUNTED CIRCUIT BREAKER | 9237.26
3WL1110-2NG32-1AA2 | FIXED-MOUNTED CIRCUIT BREAKER | 9982.97
3WL1110-2NG33-1AA2 | FIXED-MOUNTED CIRCUIT BREAKER | 10448.03
3WL1110-2NG34-1AA2 | FIXED-MOUNTED CIRCUIT BREAKER | 10448.03
3WL1110-2NG35-1AA2 | WITHDRAWABLE CIRCUIT BREAKER | 10720.66
3WL1110-3AA32-1AB2 | FIXED-MOUNT NON-AUT. CIRCUIT-B. | 4693.2
3WL1110-3AA32-1GA2 | FIXED-MOUNT NON-AUT. CIRCUIT-B. | 4693.2
3WL1110-3AA32-1GA4 | FIXED-MOUNT NON-AUT. CIRCUIT-B. | 5056.44
3WL1110-3AA32-4AG4 | FIXED-MOUNT NON-AUT. CIRCUIT-B. | 7028.98
3WL1110-3AA35-1AA2 | WITHDRAW. NON-AUT. CIRCUIT-B. | 5003.51
3WL1110-3AA35-5FA4 | WITHDRAW. NON-AUT. CIRCUIT-B. | 7694.51
3WL1110-3AA36-1AA2 | WITHDRAW. NON-AUT. CIRCUIT-B. | 6422.78
3WL1110-3AA36-1AG2 | WITHDRAW. NON-AUT. CIRCUIT-B. | 6778
3WL1110-3AA42-1GA2 | FIXED-MOUNT NON-AUT. CIRCUIT-B. | 7724.17
3WL1110-3AA42-4GA2 | FIXED-MOUNT NON-AUT. CIRCUIT-B. | 9696.71
3WL1110-3AA42-4GA4 | FIXED-MOUNT NON-AUT. CIRCUIT-B. | 10059.95
3WL1110-3AA43-1AA2 | FIXED-MOUNT NON-AUT. CIRCUIT-B. | 7954.3
3WL1110-3BB32-1AA2-ZT40 | FIXED-MOUNTED CIRCUIT BREAKER | 6486.93
3WL1110-3BB32-1AN2 | FIXED-MOUNTED CIRCUIT BREAKER | 6602.38
3WL1110-3BB32-1AP4 | FIXED-MOUNTED CIRCUIT BREAKER | 7014.54
3WL1110-3BB32-1GA2 | FIXED-MOUNTED CIRCUIT BREAKER | 6537.44
3WL1110-3BB33-4AN4 | FIXED-MOUNTED CIRCUIT BREAKER | 9411.26
3WL1110-3BB33-5AR2 | FIXED-MOUNTED CIRCUIT BREAKER | 9654.21
3WL1110-3BB33-6AJ2 | FIXED-MOUNTED CIRCUIT BREAKER | 9048.01
3WL1110-3BB34-1AA2 | FIXED-MOUNTED CIRCUIT BREAKER | 6655.32
3WL1110-3BB36-4GA4 | WITHDRAWABLE CIRCUIT BREAKER | 10958.01
3WL1110-3BB36-4GN2 | WITHDRAWABLE CIRCUIT BREAKER | 11014.95
3WL9211-2AB10-0AA1 | ACCESORIES FOR BREAKER 3WL | 2913.42
3WL9211-2AB21-0BA1 | ACCESORIES FOR BREAKER 3WL | 3510.48
3WL9211-2AB31-1BA1 | ACCESORIES FOR BREAKER 3WL | 3847.25
3WL9211-2AC10-0AA1 | ACCESORIES FOR BREAKER 3WL | 2424.29
3WL9211-2AC11-0BA1 | ACCESORIES FOR BREAKER 3WL | 2955.12
3WL9211-2AC20-0BA1 | ACCESORIES FOR BREAKER 3WL | 2910.7
3WL9211-2AC21-0BA1 | ACCESORIES FOR BREAKER 3WL | 3021.36
3WL9211-2AC21-2BA1 | ACCESORIES FOR BREAKER 3WL | 3490.43
3WL9211-2AC30-0BA1 | ACCESORIES FOR BREAKER 3WL | 2978.05
3WL9211-2AC31-0AA1 | ACCESORIES FOR BREAKER 3WL | 2668.54
3WL9211-2AC40-0AA1 | ACCESORIES FOR BREAKER 3WL | 2626.84
3WL9211-2AC40-1AA1 | ACCESORIES FOR BREAKER 3WL | 2896.26
3WL9211-2AC42-0BA1 | ACCESORIES FOR BREAKER 3WL | 3191.33
3WL9211-2AD10-0AA1 | ACCESORIES FOR BREAKER 3WL | 2913.42
3WL9211-2AD22-1BA1 | ACCESORIES FOR BREAKER 3WL | 3813.58
3WL9211-2AD31-0AA1 | ACCESORIES FOR BREAKER 3WL | 3157.66
3WL9211-2AE21-0AA1 | ACCESORIES FOR BREAKER 3WL | 2601.18
3WL9211-2AE21-1BA1 | ACCESORIES FOR BREAKER 3WL | 3290.78
3WL9211-2AE41-0BA1 | ACCESORIES FOR BREAKER 3WL | 3157.66
3WL9211-2AE41-2BA1 | ACCESORIES FOR BREAKER 3WL | 3626.75
3WL9211-2BA21-0BA1 | ACCESORIES FOR BREAKER 3WL | 4245.76
3WL9211-2BA31-0BA1 | ACCESORIES FOR BREAKER 3WL | 4313.12
3WL9211-2BC00-1BA1 | ACCESORIES FOR BREAKER 3WL | 3573.83
3WL9211-2BC11-0AA1 | ACCESORIES FOR BREAKER 3WL | 2991.99
3WL9211-2BC22-0BA1 | ACCESORIES FOR BREAKER 3WL | 3581.84
3WL9211-2BC30-0BA1 | ACCESORIES FOR BREAKER 3WL | 3504.87
3WL9211-2BC41-0AA1 | ACCESORIES FOR BREAKER 3WL | 3194.54
3WL9211-2BC41-1BA1 | ACCESORIES FOR BREAKER 3WL | 3953.89
3WL9211-2BD21-0BA1 | ACCESORIES FOR BREAKER 3WL | 4245.76
3WL9211-2BD41-0BA1 | ACCESORIES FOR BREAKER 3WL | 4382.08
3WL9211-2BE41-1BA1 | ACCESORIES FOR BREAKER 3WL | 3953.89
3WL9211-3AB00-0BA1 | ACCESORIES FOR BREAKER 3WL | 3515.29
3WL9211-3AC31-0BA1 | ACCESORIES FOR BREAKER 3WL | 3345.3
3WL9211-3AC41-0BA1 | ACCESORIES FOR BREAKER 3WL | 3414.26
3WL9211-3AE31-1BA1 | ACCESORIES FOR BREAKER 3WL | 3614.72
3WL9211-3AE41-1AA1 | ACCESORIES FOR BREAKER 3WL | 3263.5
3WL9212-3AA31-0AA1 | ACCESORIES FOR BREAKER 3WL | 3622.74
3WL9212-3AB00-0AA1 | ACCESORIES FOR BREAKER 3WL | 3311.62
3WL9212-3AB21-2AA1 | ACCESORIES FOR BREAKER 3WL | 4024.46
3WL9212-3AB31-1AA1 | ACCESORIES FOR BREAKER 3WL | 3892.16
3WL9212-3AC10-0AA1 | ACCESORIES FOR BREAKER 3WL | 2809.18
3WL9212-3AC11-0AA1 | ACCESORIES FOR BREAKER 3WL | 2919.84
3WL9212-3AC21-0AA1 | ACCESORIES FOR BREAKER 3WL | 2986.08
6AG4114-3EQ02-0XX1 | SIMATIC IPC847E (Rack PC) | 5681.11
6AG4114-3HG32-0HC0 | SIMATIC IPC847E (Rack PC) | 10845.36
6AG4114-3MA13-0BX1 | SIMATIC IPC847E (Rack PC) | 7038.48
6AG4114-3MA13-4BX2 | SIMATIC IPC847E (Rack PC) | 8159.11
6AG4114-3RN18-6XY2 | SIMATIC IPC847E (Rack PC) | 17112.26
6AU1400-2QA20-0AA0-ZC06 | SIMOTION D, CF CARD 2 GB for D4X5-2 | 8133.74
6AU1810-1BA54-3XA0 | SIMOTION SCOUT V5.4 SP3 DVD | 4806.34
6AU1810-1BA54-3XG7 | SIMOTION SCOUT V5.4 SP3 SOFTWARE DL | 123.2
3WL1110-2FB36-3GA4 | WITHDRAWABLE CIRCUIT BREAKER | 9509.08
3WL1110-2FB36-4AA2 | WITHDRAWABLE CIRCUIT BREAKER | 10407.94
3WL1110-2FB36-4GA4 | WITHDRAWABLE CIRCUIT BREAKER | 11126.4
3WL1110-2FB36-4GG8 | WITHDRAWABLE CIRCUIT BREAKER | 11481.62
3WL1110-2FB38-1AA4-ZF05 | WITHDRAWABLE CIRCUIT BREAKER | 10506.57
3WL1110-2FB38-4GA4 | WITHDRAWABLE CIRCUIT BREAKER | 11126.4
3WL1110-2FB46-1AA2-ZF23R21S05 | WITHDRAWABLE CIRCUIT BREAKER | 12549.68
3WL1110-2FB46-1GN4 | WITHDRAWABLE CIRCUIT BREAKER | 12789.42
3WL1110-2FB48-1AA2 | WITHDRAWABLE CIRCUIT BREAKER | 11650.8
3WL1110-2FG32-1AA2 | FIXED-MOUNTED CIRCUIT BREAKER | 7681.67
3WL1110-2FG32-4GP2 | FIXED-MOUNTED CIRCUIT BREAKER | 10478.5
3WL1110-2FG33-1AA2 | FIXED-MOUNTED CIRCUIT BREAKER | 8146.74
3WL1110-2FG36-4AN2 | WITHDRAWABLE CIRCUIT BREAKER | 12087.01
3WL1110-2FG36-4GA4 | WITHDRAWABLE CIRCUIT BREAKER | 12385.29
3WL1110-2FG36-4GP4 | WITHDRAWABLE CIRCUIT BREAKER | 12854.38
3WL1110-2FG38-1AA2 | WITHDRAWABLE CIRCUIT BREAKER | 9694.31
3WL1110-2NB32-1AA2 | FIXED-MOUNTED CIRCUIT BREAKER | 8772.18
3WL1110-2NB34-1AA2 | FIXED-MOUNTED CIRCUIT BREAKER | 9237.26
3WL1110-2NB42-1AA2 | FIXED-MOUNTED CIRCUIT BREAKER | 11330.07
3WL1110-2NG31-1AA2 | FIXED-MOUNTED CIRCUIT BREAKER | 10448.03
3WL1110-2NG35-1AA4 | WITHDRAWABLE CIRCUIT BREAKER | 11083.91
3WL1110-2NG37-1AA2 | WITHDRAWABLE CIRCUIT BREAKER | 12484.72
3WL1110-2NG42-1AA2 | FIXED-MOUNTED CIRCUIT BREAKER | 12540.86
3WL1110-3AA31-1AA2 | FIXED-MOUNT NON-AUT. CIRCUIT-B. | 4811.07
3WL1110-3AA31-4GN2 | FIXED-MOUNT NON-AUT. CIRCUIT-B. | 7558.99
3WL1110-3AA32-4AN2 | FIXED-MOUNT NON-AUT. CIRCUIT-B. | 6730.69
3WL1110-3AA32-4GA2 | FIXED-MOUNT NON-AUT. CIRCUIT-B. | 6665.74
3WL1110-3AA33-4AN2 | FIXED-MOUNT NON-AUT. CIRCUIT-B. | 7203.77
3WL1110-3AA34-4AN2 | FIXED-MOUNT NON-AUT. CIRCUIT-B. | 7203.77
3WL1110-3AA34-4GA2 | FIXED-MOUNT NON-AUT. CIRCUIT-B. | 7138.83
3WL1110-3AA36-1GA2 | WITHDRAW. NON-AUT. CIRCUIT-B. | 6778
3WL1110-3AA36-4BN4 | WITHDRAW. NON-AUT. CIRCUIT-B. | 9533.94
3WL1110-3AA38-4GA4 | WITHDRAW. NON-AUT. CIRCUIT-B. | 9113.77
3WL1110-3AA42-1AA2 | FIXED-MOUNT NON-AUT. CIRCUIT-B. | 7368.95
3WL1110-3AA44-1AA2 | FIXED-MOUNT NON-AUT. CIRCUIT-B. | 7954.3
3WL1110-3AA45-1EA4 | WITHDRAW. NON-AUT. CIRCUIT-B. | 9643.79
3WL1110-3AA46-1GA2 | WITHDRAW. NON-AUT. CIRCUIT-B. | 11099.93
3WL1110-3BB31-1AA2 | FIXED-MOUNTED CIRCUIT BREAKER | 6655.32
3WL1110-3BB31-4GN2 | FIXED-MOUNTED CIRCUIT BREAKER | 9403.23
3WL1110-3BB32-3BA2 | FIXED-MOUNTED CIRCUIT BREAKER | 6892.66
3WL1110-3BB32-4AN2 | FIXED-MOUNTED CIRCUIT BREAKER | 8574.92
3WL1110-3BB32-4GP4 | FIXED-MOUNTED CIRCUIT BREAKER | 9342.3
3WL1110-3BB33-1AA2 | FIXED-MOUNTED CIRCUIT BREAKER | 6655.32
3WL1110-3BB34-1EA4 | FIXED-MOUNTED CIRCUIT BREAKER | 7398.62
3WL1110-3BB35-1AJ2 | WITHDRAWABLE CIRCUIT BREAKER | 7267.91
3WL1110-3BB36-1GA2 | WITHDRAWABLE CIRCUIT BREAKER | 8622.23
3WL1110-3BB36-4GA2 | WITHDRAWABLE CIRCUIT BREAKER | 10594.77
3WL1110-3BB37-1AA2 | WITHDRAWABLE CIRCUIT BREAKER | 8716.05
3WL1110-3BB41-1AA2 | FIXED-MOUNTED CIRCUIT BREAKER | 9798.55
3WL1110-3BB45-1AA2 | WITHDRAWABLE CIRCUIT BREAKER | 10744.72
3WL1110-3BB47-1AA2 | WITHDRAWABLE CIRCUIT BREAKER | 13310.63
3WL1110-3CB31-4GA2-ZK07 | FIXED-MOUNTED CIRCUIT BREAKER | 9338.28
3WL1110-3CB32-1AA4 | FIXED-MOUNTED CIRCUIT BREAKER | 6778
3WL1110-3CB32-1GA2-ZK07 | FIXED-MOUNTED CIRCUIT BREAKER | 6892.66
3WL1110-3CB32-1GG2 | FIXED-MOUNTED CIRCUIT BREAKER | 7125.2
3WL1112-3DG36-4AN2 | WITHDRAWABLE CIRCUIT BREAKER | 12792.63
3WL1112-3DG36-4GA4 | WITHDRAWABLE CIRCUIT BREAKER | 13090.92
3WL1112-3DG36-5FA4 | WITHDRAWABLE CIRCUIT BREAKER | 13090.92
3WL1112-3DG38-1AA2 | WITHDRAWABLE CIRCUIT BREAKER | 10399.93
3WL1112-3DG46-1AA2 | WITHDRAWABLE CIRCUIT BREAKER | 14377.08
3WL1112-3DG46-1BA4 | WITHDRAWABLE CIRCUIT BREAKER | 15095.53
3WL1112-3DG48-1AA2 | WITHDRAWABLE CIRCUIT BREAKER | 14377.08
3WL1112-3EB31-1GN2 | FIXED-MOUNTED CIRCUIT BREAKER | 9170.7
3WL1112-3EB32-1GN2 | FIXED-MOUNTED CIRCUIT BREAKER | 8713.65
3WL1112-3EB32-4AN2 | FIXED-MOUNTED CIRCUIT BREAKER | 10330.97
3WL1112-3EB32-6AJ2 | FIXED-MOUNTED CIRCUIT BREAKER | 10330.97
3WL1112-3EB33-1AA2 | FIXED-MOUNTED CIRCUIT BREAKER | 8395.32
3WL1112-3EB35-1AA2 | WITHDRAWABLE CIRCUIT BREAKER | 8331.17
3WL1112-3EB35-1GA2 | WITHDRAWABLE CIRCUIT BREAKER | 8686.39
3WL1110-3BB36-4GN4 | WITHDRAWABLE CIRCUIT BREAKER | 11378.17
3WL1110-3BB36-4GP2 | WITHDRAWABLE CIRCUIT BREAKER | 11063.86
3WL1110-3BB36-4GP4 | WITHDRAWABLE CIRCUIT BREAKER | 11427.08
3WL1110-3CB31-1AA2 | FIXED-MOUNTED CIRCUIT BREAKER | 6887.85
3WL1110-3CB31-1GN2 | FIXED-MOUNTED CIRCUIT BREAKER | 7663.23
3WL1110-3CB31-4AN2 | FIXED-MOUNTED CIRCUIT BREAKER | 9280.55
3WL1110-3CB31-4AN4 | FIXED-MOUNTED CIRCUIT BREAKER | 9643.79
3WL1110-3CB32-2FA2 | FIXED-MOUNTED CIRCUIT BREAKER | 7125.2
3WL1112-3DG36-1FA2 | WITHDRAWABLE CIRCUIT BREAKER | 10755.15
3WL1112-3DG36-1GA2 | WITHDRAWABLE CIRCUIT BREAKER | 10755.15
3WL1112-3DG36-2FA2 | WITHDRAWABLE CIRCUIT BREAKER | 11110.36
3WL1112-3DG42-1AA2 | FIXED-MOUNTED CIRCUIT BREAKER | 10937.17
3WL1112-3DG43-1AA2 | FIXED-MOUNTED CIRCUIT BREAKER | 11570.63
3WL1112-3DG44-1AA2 | FIXED-MOUNTED CIRCUIT BREAKER | 11570.63
3WL1112-3DG45-1AA2 | WITHDRAWABLE CIRCUIT BREAKER | 12532.84
3WL1112-3EB32-1AA4-ZC22 | FIXED-MOUNTED CIRCUIT BREAKER | 8501.96
3WL1112-3EB32-1AN2 | FIXED-MOUNTED CIRCUIT BREAKER | 8358.43
3WL1112-3EB32-1AN4 | FIXED-MOUNTED CIRCUIT BREAKER | 8721.66
3WL1112-3EB32-1GA2 | FIXED-MOUNTED CIRCUIT BREAKER | 8293.48
3WL1112-3EB33-4AS4 | FIXED-MOUNTED CIRCUIT BREAKER | 11757.46
3WL1112-3EB33-5FM2-ZK07 | FIXED-MOUNTED CIRCUIT BREAKER | 11265.92
3WL1112-3EB34-1AA2 | FIXED-MOUNTED CIRCUIT BREAKER | 8395.32
3WL1112-3EB34-4AN2 | FIXED-MOUNTED CIRCUIT BREAKER | 10788.02
3WL1112-3EB36-4GA2 | WITHDRAWABLE CIRCUIT BREAKER | 12158.38
3WL1112-3EB36-4GA4 | WITHDRAWABLE CIRCUIT BREAKER | 12521.61
3WL1112-3EB36-4GG4 | WITHDRAWABLE CIRCUIT BREAKER | 12876.83
3WL1112-3EB36-4GN2 | WITHDRAWABLE CIRCUIT BREAKER | 12578.54
3WL1112-3EB38-5FA2 | WITHDRAWABLE CIRCUIT BREAKER | 12158.38
3WL1112-3EB41-1AA2 | FIXED-MOUNTED CIRCUIT BREAKER | 11001.32
3WL1112-3EB42-1AA2 | FIXED-MOUNTED CIRCUIT BREAKER | 10367.86
3WL1112-3EB42-1AA2-ZT40 | FIXED-MOUNTED CIRCUIT BREAKER | 10672.56
3WL1112-3EB42-4AN2 | FIXED-MOUNTED CIRCUIT BREAKER | 12760.56
3WL1112-3EB62-1AA2-ZK07 | FIXED-MOUNTED CIRCUIT BREAKER | 8060.94
3WL1112-3EB62-4GA2-ZK07 | FIXED-MOUNTED CIRCUIT BREAKER | 10388.7
3WL1112-3EB65-4GA4 | WITHDRAWABLE CIRCUIT BREAKER | 11022.16
3WL1112-3EB65-6BA4 | WITHDRAWABLE CIRCUIT BREAKER | 11022.16
3WL1112-3EG35-1AA2 | WITHDRAWABLE CIRCUIT BREAKER | 9541.95
3WL1112-3EG35-4GA2 | WITHDRAWABLE CIRCUIT BREAKER | 11869.71
3WL1112-3EG35-4GA4 | WITHDRAWABLE CIRCUIT BREAKER | 12232.95
3WL1112-3EG36-1AA2 | WITHDRAWABLE CIRCUIT BREAKER | 11041.41
3WL1112-3EG41-1GA2 | FIXED-MOUNTED CIRCUIT BREAKER | 12567.31
3WL1112-3EG42-1AA2 | FIXED-MOUNTED CIRCUIT BREAKER | 11578.63
3WL1112-3EG42-1GA2 | FIXED-MOUNTED CIRCUIT BREAKER | 11933.85
3WL1112-3EG43-1AA2 | FIXED-MOUNTED CIRCUIT BREAKER | 12212.09
3WL1112-3FB32-4GA4 | FIXED-MOUNTED CIRCUIT BREAKER | 11038.2
3WL1112-3FB32-4GN2 | FIXED-MOUNTED CIRCUIT BREAKER | 11095.12
3WL1112-3FB32-4GN4 | FIXED-MOUNTED CIRCUIT BREAKER | 11458.36
3WL1112-3FB32-4GP2 | FIXED-MOUNTED CIRCUIT BREAKER | 11144.03
3WL1112-3FB36-4AN2 | WITHDRAWABLE CIRCUIT BREAKER | 12632.27
3WL1112-3FB36-4GA2 | WITHDRAWABLE CIRCUIT BREAKER | 12567.31
3WL1112-3FB36-4GA4 | WITHDRAWABLE CIRCUIT BREAKER | 12930.55
3WL1112-3FB36-4GN2 | WITHDRAWABLE CIRCUIT BREAKER | 12987.49
3WL1112-3FG31-1AA2 | FIXED-MOUNTED CIRCUIT BREAKER | 10063.16
3WL1112-3FG32-1AA2 | FIXED-MOUNTED CIRCUIT BREAKER | 9606.09
3WL1112-3FG32-4GA2 | FIXED-MOUNTED CIRCUIT BREAKER | 11933.85
3WL1112-3FG32-4GA4 | FIXED-MOUNTED CIRCUIT BREAKER | 12297.09
3WL1112-3FG36-4GN4 | WITHDRAWABLE CIRCUIT BREAKER | 14609.62
3WL1112-3FG36-4GP2 | WITHDRAWABLE CIRCUIT BREAKER | 14295.29
3WL1112-3FG36-4GP4 | WITHDRAWABLE CIRCUIT BREAKER | 14658.53
3WL1112-3EG32-4GP2 | FIXED-MOUNTED CIRCUIT BREAKER | 11945.88
3WL1112-3EG36-4GP2 | WITHDRAWABLE CIRCUIT BREAKER | 13838.24
3WL1112-3EG36-4GP4 | WITHDRAWABLE CIRCUIT BREAKER | 14201.47
3WL1112-3EG36-5FA2 | WITHDRAWABLE CIRCUIT BREAKER | 13369.15
3WL1112-3EG36-5FF4 | WITHDRAWABLE CIRCUIT BREAKER | 14087.62
3WL1112-3EG46-1BA2 | WITHDRAWABLE CIRCUIT BREAKER | 15373.77
3WL1112-3EG46-6BJ4 | WITHDRAWABLE CIRCUIT BREAKER | 18129.71
3WL1112-3EG47-1AA2 | WITHDRAWABLE CIRCUIT BREAKER | 15740.22
3WL1112-3EG48-1AA2 | WITHDRAWABLE CIRCUIT BREAKER | 15018.55
3WL1112-3FB35-4GA4 | WITHDRAWABLE CIRCUIT BREAKER | 11431.1
3WL1112-3FB35-4GA4-ZC22K07 | WITHDRAWABLE CIRCUIT BREAKER | 11754.25
3WL1112-3FB35-4GG2 | WITHDRAWABLE CIRCUIT BREAKER | 11423.08
3WL1112-3FB35-4GS4 | WITHDRAWABLE CIRCUIT BREAKER | 12457.46
3WL1112-3FB36-5FA2 | WITHDRAWABLE CIRCUIT BREAKER | 12567.31
3WL1112-3FB37-1AA2 | WITHDRAWABLE CIRCUIT BREAKER | 10688.59
3WL1112-3FB38-1AA2 | WITHDRAWABLE CIRCUIT BREAKER | 10239.57
3WL1112-3FB38-1AA4-ZF02 | WITHDRAWABLE CIRCUIT BREAKER | 12358.84
3WL1112-3FB38-1GN4-ZR21 | WITHDRAWABLE CIRCUIT BREAKER | 11798.35
3WL1112-3FG33-1AA2 | FIXED-MOUNTED CIRCUIT BREAKER | 10063.16
3WL1112-3FG34-1AA2 | FIXED-MOUNTED CIRCUIT BREAKER | 10063.16
3WL1112-3FG35-1AA2 | WITHDRAWABLE CIRCUIT BREAKER | 9999.01
3WL1112-3FG36-1AA2 | WITHDRAWABLE CIRCUIT BREAKER | 11498.46
3WL1112-3NB32-1AA2 | FIXED-MOUNTED CIRCUIT BREAKER | 10696.61
3WL1112-3NB32-4AG2 | FIXED-MOUNTED CIRCUIT BREAKER | 13024.37
3WL1112-3NB32-4AN8 | FIXED-MOUNTED CIRCUIT BREAKER | 13452.55
3WL1112-3NB33-1AA2 | FIXED-MOUNTED CIRCUIT BREAKER | 11153.66
3WL1116-3FG32-4GN4 | FIXED-MOUNTED CIRCUIT BREAKER | 16341.6
3WL1116-3FG32-4GP2 | FIXED-MOUNTED CIRCUIT BREAKER | 16027.27
3WL1116-3FG32-4GP4 | FIXED-MOUNTED CIRCUIT BREAKER | 16390.51
3WL1116-3FG33-1AA2 | FIXED-MOUNTED CIRCUIT BREAKER | 13711.55
3WL1116-3FG34-1AA2 | FIXED-MOUNTED CIRCUIT BREAKER | 13711.55
3WL1116-3FG36-5FA4-ZC11 | WITHDRAWABLE CIRCUIT BREAKER | 18484.7
3WL1116-3FG36-5GA4 | WITHDRAWABLE CIRCUIT BREAKER | 18407.15
3WL1116-3FG36-5GA4-ZC11 | WITHDRAWABLE CIRCUIT BREAKER | 18484.7
3WL1116-3FG36-6AM4 | WITHDRAWABLE CIRCUIT BREAKER | 18472.11
3WL1116-3NB37-1AA2 | WITHDRAWABLE CIRCUIT BREAKER | 17367.96
3WL1116-3NB38-1AA2 | WITHDRAWABLE CIRCUIT BREAKER | 16806.67
3WL1116-3NB38-4GA4 | WITHDRAWABLE CIRCUIT BREAKER | 19497.65
3WL1116-3NB38-4GG4 | WITHDRAWABLE CIRCUIT BREAKER | 19852.87
3WL1116-4AA31-5FF4 | FIXED-MOUNT NON-AUT. CIRCUIT-B. | 13309.82
3WL1116-4AA31-6AJ4 | FIXED-MOUNT NON-AUT. CIRCUIT-B. | 13019.56
3WL1116-4AA32-1AA2 | FIXED-MOUNT NON-AUT. CIRCUIT-B. | 9702.33
3WL1116-4AA35-1AA2 | WITHDRAW. NON-AUT. CIRCUIT-B. | 10905.1
3WL1116-4CB34-4GA2 | FIXED-MOUNTED CIRCUIT BREAKER | 14668.14
3WL1116-4CB36-1AA2 | WITHDRAWABLE CIRCUIT BREAKER | 14665.74
3WL1116-4CB36-1AA2-ZR21 | WITHDRAWABLE CIRCUIT BREAKER | 15085.9
3WL1116-4CB36-3GA2-ZK07R21T40 | WITHDRAWABLE CIRCUIT BREAKER | 16223.73
3WL1116-4EB38-4GA4 | WITHDRAWABLE CIRCUIT BREAKER | 17781.72
3WL1116-4EB65-1AA4 | WITHDRAWABLE CIRCUIT BREAKER | 13770.08
3WL1116-4FB38-4GA4 | WITHDRAWABLE CIRCUIT BREAKER | 18190.66
3WL1120-2AA31-1AA2 | FIXED-MOUNT NON-AUT. CIRCUIT-B. | 9862.7
3WL1120-2AA37-5FF4 | WITHDRAW. NON-AUT. CIRCUIT-B. | 16036.1
3WL1120-2AA42-1AA2 | FIXED-MOUNT NON-AUT. CIRCUIT-B. | 12989.88
3WL1120-2AA42-1AN2-ZT40 | FIXED-MOUNT NON-AUT. CIRCUIT-B. | 13714.76
3WL1120-2AA46-1AA2 | WITHDRAW. NON-AUT. CIRCUIT-B. | 16758.55
3WL1120-2CB32-1AA2 | FIXED-MOUNTED CIRCUIT BREAKER | 11538.55
3WL1120-2CB32-1AA4 | FIXED-MOUNTED CIRCUIT BREAKER | 11901.78
3WL1120-2CB32-1AP2 | FIXED-MOUNTED CIRCUIT BREAKER | 12007.63
3WL1112-3EB35-5FA4 | WITHDRAWABLE CIRCUIT BREAKER | 11022.16
3WL1112-3EB36-1BM4 | WITHDRAWABLE CIRCUIT BREAKER | 10969.24
3WL1112-3EB36-4GP2 | WITHDRAWABLE CIRCUIT BREAKER | 12627.45
3WL1112-3EB36-4GS2-ZK07 | WITHDRAWABLE CIRCUIT BREAKER | 13307.42
3WL1112-3EB38-1GA4 | WITHDRAWABLE CIRCUIT BREAKER | 10549.07
3WL1112-3EB38-4GG4 | WITHDRAWABLE CIRCUIT BREAKER | 12876.83
3WL1112-3EB43-1AA2 | FIXED-MOUNTED CIRCUIT BREAKER | 11001.32
3WL1112-3EB45-1AA2 | WITHDRAWABLE CIRCUIT BREAKER | 11963.53
3WL1112-3EB47-1AA2 | WITHDRAWABLE CIRCUIT BREAKER | 14529.43
3WL1112-3EB48-1AA2 | WITHDRAWABLE CIRCUIT BREAKER | 13807.77
3WL1112-3EB66-1BA4 | WITHDRAWABLE CIRCUIT BREAKER | 10549.07
3WL1112-3EG31-1AA2 | FIXED-MOUNTED CIRCUIT BREAKER | 9606.09
3WL1112-3EG32-4GP4 | FIXED-MOUNTED CIRCUIT BREAKER | 12309.12
3WL1112-3EG34-1AA2 | FIXED-MOUNTED CIRCUIT BREAKER | 9606.09
3WL1112-3EG36-4GA4 | WITHDRAWABLE CIRCUIT BREAKER | 13732.4
3WL1112-3EG36-4GN4 | WITHDRAWABLE CIRCUIT BREAKER | 14152.56
3WL1112-3EG36-5FM4 | WITHDRAWABLE CIRCUIT BREAKER | 14152.56
3WL1112-3EG37-5AA2 | WITHDRAWABLE CIRCUIT BREAKER | 13462.98
3WL1112-3EG41-1AA2 | FIXED-MOUNTED CIRCUIT BREAKER | 12212.09
3WL1112-3EG44-1AA2 | FIXED-MOUNTED CIRCUIT BREAKER | 12212.09
3WL1112-3EG46-1AA2 | WITHDRAWABLE CIRCUIT BREAKER | 15018.55
3WL1112-3FB32-1AA2 | FIXED-MOUNTED CIRCUIT BREAKER | 8347.2
3WL1112-3FB32-4GA2 | FIXED-MOUNTED CIRCUIT BREAKER | 10674.96
3WL1112-3FB32-4GP4 | FIXED-MOUNTED CIRCUIT BREAKER | 11507.27
3WL1112-3FB34-1AA2 | FIXED-MOUNTED CIRCUIT BREAKER | 8804.25
3WL1112-3FB35-1GA2 | WITHDRAWABLE CIRCUIT BREAKER | 9095.32
3WL1112-3FB36-1AA2 | WITHDRAWABLE CIRCUIT BREAKER | 10239.57
3WL1112-3FB36-1FA2 | WITHDRAWABLE CIRCUIT BREAKER | 10594.77
3WL1112-3FB36-4GP2 | WITHDRAWABLE CIRCUIT BREAKER | 13036.4
3WL1112-3FB36-4GS2 | WITHDRAWABLE CIRCUIT BREAKER | 13593.68
3WL1112-3FB42-1AA2 | FIXED-MOUNTED CIRCUIT BREAKER | 10776.79
3WL1112-3FB48-5FA8 | WITHDRAWABLE CIRCUIT BREAKER | 16907.7
3WL1112-3FG32-4GN2 | FIXED-MOUNTED CIRCUIT BREAKER | 12354.03
3WL1112-3FG32-4GP2 | FIXED-MOUNTED CIRCUIT BREAKER | 12402.94
3WL1112-3FG36-4GA2 | WITHDRAWABLE CIRCUIT BREAKER | 13826.22
3WL1112-3FG36-4GN2 | WITHDRAWABLE CIRCUIT BREAKER | 14246.38
3WL1112-3FG46-1GA2 | WITHDRAWABLE CIRCUIT BREAKER | 15830.83
3WL1112-3NB31-4AG2 | FIXED-MOUNTED CIRCUIT BREAKER | 13481.42
3WL1112-3NB34-1AA2 | FIXED-MOUNTED CIRCUIT BREAKER | 11153.66
3WL1112-3NB35-4AS4 | WITHDRAWABLE CIRCUIT BREAKER | 14451.65
3WL1116-3FG32-4GA2 | FIXED-MOUNTED CIRCUIT BREAKER | 15558.2
3WL1116-3FG32-4GN2 | FIXED-MOUNTED CIRCUIT BREAKER | 15978.36
3WL1116-3FG35-4GA4 | WITHDRAWABLE CIRCUIT BREAKER | 17124.19
3WL1116-3FG36-1AA2 | WITHDRAWABLE CIRCUIT BREAKER | 15716.17
3WL1116-3FG36-4GN4 | WITHDRAWABLE CIRCUIT BREAKER | 18827.31
3WL1116-3FG36-4GP4 | WITHDRAWABLE CIRCUIT BREAKER | 18876.24
3WL1116-3FG38-1AA2 | WITHDRAWABLE CIRCUIT BREAKER | 15716.17
3WL1116-3FG46-1AA2 | WITHDRAWABLE CIRCUIT BREAKER | 19164.09
3WL1116-3NB35-1AA2 | WITHDRAWABLE CIRCUIT BREAKER | 15523.71
3WL1116-3NB36-1AA2 | WITHDRAWABLE CIRCUIT BREAKER | 16806.67
3WL1116-3NB46-4DA2 | WITHDRAWABLE CIRCUIT BREAKER | 22607.21
3WL1116-3NG32-1AA2 | FIXED-MOUNTED CIRCUIT BREAKER | 15531.73
3WL1116-3NG37-1AA2 | WITHDRAWABLE CIRCUIT BREAKER | 18578.75
3WL1116-3NG38-1AA2 | WITHDRAWABLE CIRCUIT BREAKER | 18017.46
3WL1116-4AA37-4GG4 | WITHDRAW. NON-AUT. CIRCUIT-B. | 16036.1
3WL1116-4AA42-1AA2 | FIXED-MOUNT NON-AUT. CIRCUIT-B. | 12829.52
3WL1116-4BB34-4AN2 | FIXED-MOUNTED CIRCUIT BREAKER | 14500.56
3WL1116-4CB32-1AA2 | FIXED-MOUNTED CIRCUIT BREAKER | 11779.09
3WL1116-4CB36-4GN2 | WITHDRAWABLE CIRCUIT BREAKER | 17413.66
3WL1116-3DG35-4GN2 | WITHDRAWABLE CIRCUIT BREAKER | 16082.6
3WL1116-3DG35-6BT4 | WITHDRAWABLE CIRCUIT BREAKER | 17156.27
3WL1116-3DG36-4FA2 | WITHDRAWABLE CIRCUIT BREAKER | 16945.38
3WL1116-3DG36-4GA4 | WITHDRAWABLE CIRCUIT BREAKER | 17308.63
3WL1116-3DG36-4GS4 | WITHDRAWABLE CIRCUIT BREAKER | 18334.98
3WL1116-3DG36-5FA4 | WITHDRAWABLE CIRCUIT BREAKER | 17308.63
3WL1116-3DG42-4BJ2 | FIXED-MOUNTED CIRCUIT BREAKER | 17766.48
3WL1116-3DG43-1AA2 | FIXED-MOUNTED CIRCUIT BREAKER | 15660.03
3WL1116-3DG46-1GA2 | WITHDRAWABLE CIRCUIT BREAKER | 18420.78
3WL1116-3DG46-4AA2 | WITHDRAWABLE CIRCUIT BREAKER | 20038.1
3WL1116-3DG48-1AA2 | WITHDRAWABLE CIRCUIT BREAKER | 18065.56
3WL1116-3EB32-1AA2 | FIXED-MOUNTED CIRCUIT BREAKER | 11562.6
3WL1116-3EB32-4AN2-ZK07 | FIXED-MOUNTED CIRCUIT BREAKER | 14077.99
3WL1116-3EB32-4GA4 | FIXED-MOUNTED CIRCUIT BREAKER | 14253.59
3WL1116-3EB32-5FR2 | FIXED-MOUNTED CIRCUIT BREAKER | 14916.72
3WL1208-3FG36-4GN4 | WITHDRAWABLE CIRCUIT BREAKER | 14673.76
3WL1208-3FG38-5FM2 | WITHDRAWABLE CIRCUIT BREAKER | 14310.52
3WL1208-3FG46-1AA2 | WITHDRAWABLE CIRCUIT BREAKER | 14994.5
3WL1208-3FG46-5FF4 | WITHDRAWABLE CIRCUIT BREAKER | 18040.72
3WL1208-3NB35-1AA2 | WITHDRAWABLE CIRCUIT BREAKER | 10873.02
3WL1208-3NB37-1AA2 | WITHDRAWABLE CIRCUIT BREAKER | 13126.2
3WL1208-3NG33-1AA2 | FIXED-MOUNTED CIRCUIT BREAKER | 11650.8
3WL1208-3NG35-1AA2 | WITHDRAWABLE CIRCUIT BREAKER | 12083.8
3WL1208-3NG46-1AA2 | WITHDRAWABLE CIRCUIT BREAKER | 17295.79
3WL1208-4AA32-1AA2 | FIXED-MOUNT NON-AUT. CIRCUIT-B. | 5059.65
3WL1208-4AA32-1GA2 | FIXED-MOUNT NON-AUT. CIRCUIT-B. | 5414.85
3WL1208-4AA34-3AA2 | FIXED-MOUNT NON-AUT. CIRCUIT-B. | 5887.94
3WL1208-4AA35-4GA2 | WITHDRAW. NON-AUT. CIRCUIT-B. | 8389.7
3WL1208-4AA41-1AA2 | FIXED-MOUNT NON-AUT. CIRCUIT-B. | 8339.18
3WL1208-4AA42-1GA2 | FIXED-MOUNT NON-AUT. CIRCUIT-B. | 8060.94
3WL1208-4AA44-1AA2 | FIXED-MOUNT NON-AUT. CIRCUIT-B. | 8339.18
3WL1208-4AA46-1AA2 | WITHDRAW. NON-AUT. CIRCUIT-B. | 11225.83
3WL1208-4AA46-4GA2 | WITHDRAW. NON-AUT. CIRCUIT-B. | 13553.59
3WL1208-4BB31-4GA2 | FIXED-MOUNTED CIRCUIT BREAKER | 9704.73
3WL1208-4BB32-4AN2 | FIXED-MOUNTED CIRCUIT BREAKER | 9296.59
3WL1208-4BB33-1AA2 | FIXED-MOUNTED CIRCUIT BREAKER | 7376.97
3WL1208-4BB34-1AN2 | FIXED-MOUNTED CIRCUIT BREAKER | 7797.15
3WL1208-4BB36-4GN4 | WITHDRAWABLE CIRCUIT BREAKER | 12805.47
3WL1208-4BB36-4GP4 | WITHDRAWABLE CIRCUIT BREAKER | 12854.38
3WL1208-4BB42-1AA2 | FIXED-MOUNTED CIRCUIT BREAKER | 9549.97
3WL1208-4BB43-1AA2 | FIXED-MOUNTED CIRCUIT BREAKER | 10183.43
3WL1208-4CB31-1GA2 | FIXED-MOUNTED CIRCUIT BREAKER | 7964.72
3WL1208-4CB32-1AA2 | FIXED-MOUNTED CIRCUIT BREAKER | 7136.41
3WL1210-3FB36-4GN4 | WITHDRAWABLE CIRCUIT BREAKER | 13799.75
3WL1210-3FB36-4GP4 | WITHDRAWABLE CIRCUIT BREAKER | 13848.66
3WL1210-3FB42-1AA2 | FIXED-MOUNTED CIRCUIT BREAKER | 10905.1
3WL1210-3FG31-1AA2 | FIXED-MOUNTED CIRCUIT BREAKER | 9726.38
3WL1210-3FG32-4GP4 | FIXED-MOUNTED CIRCUIT BREAKER | 12421.38
3WL1210-3FG34-1AA2 | FIXED-MOUNTED CIRCUIT BREAKER | 9726.38
3WL1210-3FG36-4GP2 | WITHDRAWABLE CIRCUIT BREAKER | 14744.33
3WL1210-3FG37-1AA2 | WITHDRAWABLE CIRCUIT BREAKER | 12428.6
3WL1210-3NB31-1AA2 | FIXED-MOUNTED CIRCUIT BREAKER | 10816.88
3WL1210-3NB33-1AA2 | FIXED-MOUNTED CIRCUIT BREAKER | 10816.88
3WL1210-3NB46-1AA2 | WITHDRAWABLE CIRCUIT BREAKER | 16726.48
3WL1210-3NG32-1AA2 | FIXED-MOUNTED CIRCUIT BREAKER | 11562.6
3WL1210-3NG38-1AA2 | WITHDRAWABLE CIRCUIT BREAKER | 14248.79
3WL1210-3NG46-1AA2 | WITHDRAWABLE CIRCUIT BREAKER | 17937.27
3WL1210-4AA32-1GA2 | FIXED-MOUNT NON-AUT. CIRCUIT-B. | 5912.01
3WL1210-4AA32-4GA2 | FIXED-MOUNT NON-AUT. CIRCUIT-B. | 7884.55
3WL1210-4AA36-1GA2 | WITHDRAW. NON-AUT. CIRCUIT-B. | 8694.4
3WL1210-4AA36-4GA4 | WITHDRAW. NON-AUT. CIRCUIT-B. | 11030.18
3WL1210-4AA42-4GA2 | FIXED-MOUNT NON-AUT. CIRCUIT-B. | 10747.13
3WL1210-4AA43-1AA2 | FIXED-MOUNT NON-AUT. CIRCUIT-B. | 8980.66
3WL1210-4AA46-4GA2 | WITHDRAW. NON-AUT. CIRCUIT-B. | 14355.43
3WL1212-3NB46-1AA2 | WITHDRAWABLE CIRCUIT BREAKER | 17287.78
3WL1212-3NG36-5FA4 | WITHDRAWABLE CIRCUIT BREAKER | 17901.99
3WL1212-3NG38-1AA2 | WITHDRAWABLE CIRCUIT BREAKER | 15211
3WL1212-4AA32-1GA2 | FIXED-MOUNT NON-AUT. CIRCUIT-B. | 6794.03
3WL1212-4AA32-4GA2 | FIXED-MOUNT NON-AUT. CIRCUIT-B. | 8766.57
3WL1212-4AA36-1AA2 | WITHDRAW. NON-AUT. CIRCUIT-B. | 9141.03
3WL1212-4AA36-1GA2 | WITHDRAW. NON-AUT. CIRCUIT-B. | 9496.24
3WL1212-4AA42-1GA2 | FIXED-MOUNT NON-AUT. CIRCUIT-B. | 9255.69
3WL1212-4AA42-4GA4 | FIXED-MOUNT NON-AUT. CIRCUIT-B. | 11591.47
3WL1212-4AA46-4GA4 | WITHDRAW. NON-AUT. CIRCUIT-B. | 15279.96
3WL1212-4AA48-1AA2 | WITHDRAW. NON-AUT. CIRCUIT-B. | 12588.96
3WL1212-4BB32-4AN2 | FIXED-MOUNTED CIRCUIT BREAKER | 10675.76
3WL1212-4BB32-4GA4 | FIXED-MOUNTED CIRCUIT BREAKER | 10974.06
3WL1212-4BB34-1AA2 | FIXED-MOUNTED CIRCUIT BREAKER | 8732.1
3WL1212-4BB34-4AG2 | FIXED-MOUNTED CIRCUIT BREAKER | 11059.84
3WL1212-4BB35-4GS4 | WITHDRAWABLE CIRCUIT BREAKER | 12978.67
3WL1212-4BB36-4GA2 | WITHDRAWABLE CIRCUIT BREAKER | 13313.03
3WL1212-4BB37-1AA2 | WITHDRAWABLE CIRCUIT BREAKER | 11466.39
3WL1212-4BB41-1AA2 | FIXED-MOUNTED CIRCUIT BREAKER | 11386.19
3WL1212-4BB43-1AA2 | FIXED-MOUNTED CIRCUIT BREAKER | 11386.19
3WL1212-4BB48-1AA2 | WITHDRAWABLE CIRCUIT BREAKER | 14433.21
3WL1212-4CB32-1AA2 | FIXED-MOUNTED CIRCUIT BREAKER | 8515.59
3WL1212-4CB32-4AN2-ZS07 | FIXED-MOUNTED CIRCUIT BREAKER | 11052.63
3WL1212-4CB32-4GA4 | FIXED-MOUNTED CIRCUIT BREAKER | 11206.59
3WL1212-4CB32-4GP4 | FIXED-MOUNTED CIRCUIT BREAKER | 11675.66
3WL1212-4CB33-1AA2 | FIXED-MOUNTED CIRCUIT BREAKER | 8964.63
3WL1212-4CB34-4AN2 | FIXED-MOUNTED CIRCUIT BREAKER | 11357.33
3WL1212-4CB35-4GA4 | WITHDRAWABLE CIRCUIT BREAKER | 12184.83
3WL1212-4CB35-5FM2 | WITHDRAWABLE CIRCUIT BREAKER | 12241.76
3WL1212-4CB36-4AN4 | WITHDRAWABLE CIRCUIT BREAKER | 13973.75
3WL1212-4CB36-4GA2 | WITHDRAWABLE CIRCUIT BREAKER | 13545.56
3WL1212-4CB36-5AM2 | WITHDRAWABLE CIRCUIT BREAKER | 13610.52
3WL1212-4CB36-5FA4 | WITHDRAWABLE CIRCUIT BREAKER | 13908.81
3WL1216-3DG35-1AA2 | WITHDRAWABLE CIRCUIT BREAKER | 13735.61
3WL1216-3DG35-5FA4 | WITHDRAWABLE CIRCUIT BREAKER | 16426.59
3WL1216-3DG36-4GP4 | WITHDRAWABLE CIRCUIT BREAKER | 18820.1
3WL1216-3DG36-5FA2 | WITHDRAWABLE CIRCUIT BREAKER | 17987.78
3WL1216-3DG43-1AA2 | FIXED-MOUNTED CIRCUIT BREAKER | 16381.7
3WL1216-3DG45-1AA2 | WITHDRAWABLE CIRCUIT BREAKER | 16782.62
3WL1216-3DG46-5FA2 | WITHDRAWABLE CIRCUIT BREAKER | 21596.09
3WL1216-3DG48-1AA2 | WITHDRAWABLE CIRCUIT BREAKER | 19268.33
3WL1216-3EB32-1GA4-ZK07 | FIXED-MOUNTED CIRCUIT BREAKER | 12965.02
3WL1220-2CB32-1GA4 | FIXED-MOUNTED CIRCUIT BREAKER | 13139.03
3WL1220-2CB32-3AS2 | FIXED-MOUNTED CIRCUIT BREAKER | 13802.15
3WL1220-2CB32-4AA2 | FIXED-MOUNTED CIRCUIT BREAKER | 14393.11
3WL1220-2CB32-4AP2 | FIXED-MOUNTED CIRCUIT BREAKER | 14862.2
3WL1220-2CB32-4AS4-ZK07 | FIXED-MOUNTED CIRCUIT BREAKER | 15905.4
3WL1220-2CB32-4GA4 | FIXED-MOUNTED CIRCUIT BREAKER | 15111.57
3WL1220-2CB32-4GJ2 | FIXED-MOUNTED CIRCUIT BREAKER | 15168.49
3WL1220-2CB32-4GS4 | FIXED-MOUNTED CIRCUIT BREAKER | 16137.93
3WL1220-2CB32-5AM4 | FIXED-MOUNTED CIRCUIT BREAKER | 15176.51
3WL1220-2CB32-5FR2 | FIXED-MOUNTED CIRCUIT BREAKER | 15774.69
3WL1220-2CB32-6AA4-ZK07 | FIXED-MOUNTED CIRCUIT BREAKER | 14879.04
3WL1220-2CB32-6BR4 | FIXED-MOUNTED CIRCUIT BREAKER | 16137.93
3WL1220-2CB33-1AM2 | FIXED-MOUNTED CIRCUIT BREAKER | 13321.85
3WL1220-2CB33-3AA2 | FIXED-MOUNTED CIRCUIT BREAKER | 13256.91
3WL1220-2CB33-4AN2 | FIXED-MOUNTED CIRCUIT BREAKER | 15294.39
3WL1220-2CB33-5GA2 | FIXED-MOUNTED CIRCUIT BREAKER | 15229.45
3WL1220-2CB34-1AA2 | FIXED-MOUNTED CIRCUIT BREAKER | 12901.69
3WL1220-2CB34-1FM2 | FIXED-MOUNTED CIRCUIT BREAKER | 13677.07
3WL1220-2CB34-1GA4 | FIXED-MOUNTED CIRCUIT BREAKER | 13620.13
3WL1220-2CB34-4AS2 | FIXED-MOUNTED CIRCUIT BREAKER | 15900.58
3WL1220-2CB34-4GN2 | FIXED-MOUNTED CIRCUIT BREAKER | 15649.61
3WL1220-2CB34-6AJ2 | FIXED-MOUNTED CIRCUIT BREAKER | 15294.39
3WL1220-2CB35-1AA2-ZK07 | WITHDRAWABLE CIRCUIT BREAKER | 14227.14
3WL1220-2CB35-4AA2 | WITHDRAWABLE CIRCUIT BREAKER | 16076.99
3WL1220-2CB35-4GA2 | WITHDRAWABLE CIRCUIT BREAKER | 16432.21
3WL1220-2CB36-1AA2 | WITHDRAWABLE CIRCUIT BREAKER | 15868.51
3WL1220-2CB36-1AB2 | WITHDRAWABLE CIRCUIT BREAKER | 16223.73
3WL1220-2CB36-1AN4 | WITHDRAWABLE CIRCUIT BREAKER | 16651.91
3WL1220-2CB36-1FA4 | WITHDRAWABLE CIRCUIT BREAKER | 16586.97
3WL1220-2CB36-1GS4 | WITHDRAWABLE CIRCUIT BREAKER | 17613.33
3WL1220-2CB36-3AA4 | WITHDRAWABLE CIRCUIT BREAKER | 16586.97
3WL1220-2CB36-4AS2 | WITHDRAWABLE CIRCUIT BREAKER | 18867.41
3WL1220-2CB36-4GA2 | WITHDRAWABLE CIRCUIT BREAKER | 18196.27
3WL1220-2CB36-4GN4 | WITHDRAWABLE CIRCUIT BREAKER | 18979.67
3WL1220-2CB36-4GP4 | WITHDRAWABLE CIRCUIT BREAKER | 19028.58
3WL1220-2CB36-5AM2 | WITHDRAWABLE CIRCUIT BREAKER | 18261.21
3WL1220-2CB36-5FR4 | WITHDRAWABLE CIRCUIT BREAKER | 19585.87
3WL1220-2CB36-6AA4-ZK07 | WITHDRAWABLE CIRCUIT BREAKER | 18326.96
3WL1220-2CB38-1AA2 | WITHDRAWABLE CIRCUIT BREAKER | 15868.51
3WL1220-2CB38-1GG4 | WITHDRAWABLE CIRCUIT BREAKER | 16942.17
3WL1220-2CB38-5FA2 | WITHDRAWABLE CIRCUIT BREAKER | 18196.27
3WL1220-2CB41-1GA2 | FIXED-MOUNTED CIRCUIT BREAKER | 16785.02
3WL1220-2CB41-4GS2 | FIXED-MOUNTED CIRCUIT BREAKER | 19783.91
3WL1220-2CB42-1AN2 | FIXED-MOUNTED CIRCUIT BREAKER | 16048.13
3WL1220-2CB42-1BA2 | FIXED-MOUNTED CIRCUIT BREAKER | 15983.17
3WL1220-3CB32-5FA2 | FIXED-MOUNTED CIRCUIT BREAKER | 15870.91
3WL1220-3CB32-5FM4 | FIXED-MOUNTED CIRCUIT BREAKER | 16654.33
3WL1220-3CB33-1AN2 | FIXED-MOUNTED CIRCUIT BREAKER | 14684.98
3WL1220-3CB33-1GA2 | FIXED-MOUNTED CIRCUIT BREAKER | 14620.04
3WL1220-3CB33-4AS2 | FIXED-MOUNTED CIRCUIT BREAKER | 17263.72
3WL1220-3CB34-1AN4 | FIXED-MOUNTED CIRCUIT BREAKER | 15048.22
3WL1220-3CB34-1FA2 | FIXED-MOUNTED CIRCUIT BREAKER | 14620.04
3WL1220-8AA42-1AA2-ZA05 | FIXED-MOUNT NON-AUT. CIRCUIT-B. | 21689.91
3WL1220-8AA42-4AN2-ZA05 | FIXED-MOUNT NON-AUT. CIRCUIT-B. | 24082.61
3WL1220-8AA46-4GA4 | WITHDRAW. NON-AUT. CIRCUIT-B. | 26746.33
3WL1220-8AA48-1AA2 | WITHDRAW. NON-AUT. CIRCUIT-B. | 24777
3WL1225-2AA31-1AA2 | FIXED-MOUNT NON-AUT. CIRCUIT-B. | 15475.61
3WL1225-2AA31-1GA2 | FIXED-MOUNT NON-AUT. CIRCUIT-B. | 15830.83
3WL1225-2AA32-1BJ2 | FIXED-MOUNT NON-AUT. CIRCUIT-B. | 15449.14
3WL1225-2AA32-1GA2 | FIXED-MOUNT NON-AUT. CIRCUIT-B. | 15028.98
3WL1225-2AA32-4AG7 | FIXED-MOUNT NON-AUT. CIRCUIT-B. | 17364.75
3WL1225-2AA32-4AJ4 | FIXED-MOUNT NON-AUT. CIRCUIT-B. | 17429.71
3WL1225-2AA32-4GA2 | FIXED-MOUNT NON-AUT. CIRCUIT-B. | 17001.52
3WL1225-2AA32-4GG4 | FIXED-MOUNT NON-AUT. CIRCUIT-B. | 17719.97
3WL1225-2AA33-1AA2-ZT40 | FIXED-MOUNT NON-AUT. CIRCUIT-B. | 15780.31
3WL1225-2AA34-1AA2 | FIXED-MOUNT NON-AUT. CIRCUIT-B. | 15475.61
3WL1225-2AA35-1AA2 | WITHDRAW. NON-AUT. CIRCUIT-B. | 15956.71
3WL1225-2AA35-4GA2 | WITHDRAW. NON-AUT. CIRCUIT-B. | 18284.47
3WL1225-2AA36-1AA4 | WITHDRAW. NON-AUT. CIRCUIT-B. | 18725.48
3WL1225-2AA36-1AG2 | WITHDRAW. NON-AUT. CIRCUIT-B. | 18717.46
3WL1225-2AA36-1GA4 | WITHDRAW. NON-AUT. CIRCUIT-B. | 19080.7
3WL1225-2AA36-4AA2 | WITHDRAW. NON-AUT. CIRCUIT-B. | 20334.78
3WL1225-2AA36-5AA2 | WITHDRAW. NON-AUT. CIRCUIT-B. | 20334.78
3WL1225-2AA36-5FA4 | WITHDRAW. NON-AUT. CIRCUIT-B. | 21053.24
3WL1225-2AA37-1GA2 | WITHDRAW. NON-AUT. CIRCUIT-B. | 19358.94
3WL1225-2AA38-1AA2 | WITHDRAW. NON-AUT. CIRCUIT-B. | 18362.24
3WL1225-2AA42-1AA4 | FIXED-MOUNT NON-AUT. CIRCUIT-B. | 19447.14
3WL1225-2AA42-1FA2 | FIXED-MOUNT NON-AUT. CIRCUIT-B. | 19439.13
3WL1225-2AA42-4GA2 | FIXED-MOUNT NON-AUT. CIRCUIT-B. | 21411.67
3WL1225-2AA42-4GN2 | FIXED-MOUNT NON-AUT. CIRCUIT-B. | 21831.83
3WL1225-2AA43-1GA2 | FIXED-MOUNT NON-AUT. CIRCUIT-B. | 20401.34
3WL1225-2AA44-1AA2 | FIXED-MOUNT NON-AUT. CIRCUIT-B. | 20046.12
3WL1225-2AA46-1AM4 | WITHDRAW. NON-AUT. CIRCUIT-B. | 24277.46
3WL1225-2AA46-1DA4 | WITHDRAW. NON-AUT. CIRCUIT-B. | 24237.36
3WL1225-2AA46-4BJ4 | WITHDRAW. NON-AUT. CIRCUIT-B. | 26605.22
3WL1225-2AA46-4GA4 | WITHDRAW. NON-AUT. CIRCUIT-B. | 26185.04
3WL1225-2AA46-5FA2 | WITHDRAW. NON-AUT. CIRCUIT-B. | 25821.82
3WL1225-2AA46-5FM4 | WITHDRAW. NON-AUT. CIRCUIT-B. | 26605.22
3WL1225-2AA62-1AJ2 | FIXED-MOUNT NON-AUT. CIRCUIT-B. | 15093.92
3WL1225-2BB31-1AN2 | FIXED-MOUNTED CIRCUIT BREAKER | 17740.02
3WL1225-2BB32-1AA2 | FIXED-MOUNTED CIRCUIT BREAKER | 16518.01
3WL1225-2BB32-1AG2 | FIXED-MOUNTED CIRCUIT BREAKER | 16873.21
3WL1225-2BB32-1AM4 | FIXED-MOUNTED CIRCUIT BREAKER | 17301.41
3WL1225-2BB32-1AN4 | FIXED-MOUNTED CIRCUIT BREAKER | 17301.41
3WL1225-2BB32-1AS2 | FIXED-MOUNTED CIRCUIT BREAKER | 17544.37
3WL1225-2BB32-1GA4 | FIXED-MOUNTED CIRCUIT BREAKER | 17236.46
3WL1225-2BB32-1GN2 | FIXED-MOUNTED CIRCUIT BREAKER | 17293.39
3WL1225-4BB38-4BA2 | WITHDRAWABLE CIRCUIT BREAKER | 24619.05
3WL1225-4BB38-4GG4 | WITHDRAWABLE CIRCUIT BREAKER | 25337.5
3WL1225-4BB44-1AA2 | FIXED-MOUNTED CIRCUIT BREAKER | 24456.27
3WL1225-4BB46-1AA2 | WITHDRAWABLE CIRCUIT BREAKER | 28385.3
3WL1225-4BB46-4GG2 | WITHDRAWABLE CIRCUIT BREAKER | 31068.28
3WL1225-4CB32-1AN2 | FIXED-MOUNTED CIRCUIT BREAKER | 19415.87
3WL1225-4CB32-1FA2 | FIXED-MOUNTED CIRCUIT BREAKER | 19350.92
3WL1225-4CB32-4EG4 | FIXED-MOUNTED CIRCUIT BREAKER | 22066.78
3WL1225-4CB32-4GA4 | FIXED-MOUNTED CIRCUIT BREAKER | 21686.7
3WL1225-4CB32-5FF2 | FIXED-MOUNTED CIRCUIT BREAKER | 21678.68
3WL1225-4CB32-6BJ4 | FIXED-MOUNTED CIRCUIT BREAKER | 22106.86
3WL1225-4CB34-1AA2 | FIXED-MOUNTED CIRCUIT BREAKER | 19797.54
3WL1225-4CB34-4BJ2 | FIXED-MOUNTED CIRCUIT BREAKER | 22545.48
3WL1225-4CB35-1AA2 | WITHDRAWABLE CIRCUIT BREAKER | 20519.21
3WL1225-4CB36-1GA2 | WITHDRAWABLE CIRCUIT BREAKER | 22879.05
3WL1225-4CB36-4AN2 | WITHDRAWABLE CIRCUIT BREAKER | 24916.52
3WL1225-4CB36-4GN2 | WITHDRAWABLE CIRCUIT BREAKER | 25271.74
3WL1225-4CB36-4GP2 | WITHDRAWABLE CIRCUIT BREAKER | 25320.66
3WL1225-4CB36-5FA4 | WITHDRAWABLE CIRCUIT BREAKER | 25214.81
3WL1225-4CB36-5FP4 | WITHDRAWABLE CIRCUIT BREAKER | 25683.9
3WL1225-4CB38-4AN2 | WITHDRAWABLE CIRCUIT BREAKER | 24916.52
3WL1225-4CB38-4GA2 | WITHDRAWABLE CIRCUIT BREAKER | 24851.58
3WL1225-4CB42-3GA2 | FIXED-MOUNTED CIRCUIT BREAKER | 24517.21
3WL1225-4CB42-4GA4 | FIXED-MOUNTED CIRCUIT BREAKER | 26497.77
3WL1225-4CB45-1AA2 | WITHDRAWABLE CIRCUIT BREAKER | 24929.36
3WL1225-4CB46-1DA2 | WITHDRAWABLE CIRCUIT BREAKER | 28997.92
3WL1225-4CB48-1AA2 | WITHDRAWABLE CIRCUIT BREAKER | 28617.84
3WL1225-4DG31-1AA2 | FIXED-MOUNTED CIRCUIT BREAKER | 20791.84
3WL1225-4DG32-4GP2 | FIXED-MOUNTED CIRCUIT BREAKER | 22786.83
3WL1225-4DG33-1AA2 | FIXED-MOUNTED CIRCUIT BREAKER | 20791.84
3WL1225-4DG36-1AA2 | WITHDRAWABLE CIRCUIT BREAKER | 23518.11
3WL1225-4DG36-4GA4 | WITHDRAWABLE CIRCUIT BREAKER | 26209.11
3WL1225-4DG37-1AA2 | WITHDRAWABLE CIRCUIT BREAKER | 24400.15
3WL1225-4DG38-1AA2 | WITHDRAWABLE CIRCUIT BREAKER | 23518.11
3WL1225-4DG42-4GA2 | FIXED-MOUNTED CIRCUIT BREAKER | 27128.83
3WL1225-4DG43-1GA2 | FIXED-MOUNTED CIRCUIT BREAKER | 26038.31
3WL1225-4DG46-5FP4 | WITHDRAWABLE CIRCUIT BREAKER | 32772.21
3WL1225-4DG48-1AA2 | WITHDRAWABLE CIRCUIT BREAKER | 29612.14
3WL1225-4EB32-4AA4 | FIXED-MOUNTED CIRCUIT BREAKER | 21756.45
3WL1225-4EB32-4GA2 | FIXED-MOUNTED CIRCUIT BREAKER | 21748.45
3WL1225-4EB32-4GP4 | FIXED-MOUNTED CIRCUIT BREAKER | 22580.76
3WL1225-4EB34-1AA2 | FIXED-MOUNTED CIRCUIT BREAKER | 20222.53
3WL1225-4EB35-2FA2 | WITHDRAWABLE CIRCUIT BREAKER | 21654.63
3WL1225-4EB35-4AN2-ZK07 | WITHDRAWABLE CIRCUIT BREAKER | 23459.57
3WL1225-4EB36-4GN2 | WITHDRAWABLE CIRCUIT BREAKER | 25696.72
3WL1225-4EB36-4GP2 | WITHDRAWABLE CIRCUIT BREAKER | 25745.63
3WL1225-4EB37-5FA4-ZR15 | WITHDRAWABLE CIRCUIT BREAKER | 26791.24
3WL1225-4EB38-1AN2 | WITHDRAWABLE CIRCUIT BREAKER | 23368.98
3WL1225-4EB41-1AA2 | FIXED-MOUNTED CIRCUIT BREAKER | 25113.78
3WL1225-4EB43-1AA2 | FIXED-MOUNTED CIRCUIT BREAKER | 25113.78
3WL1225-4EB48-1AA2 | WITHDRAWABLE CIRCUIT BREAKER | 29042.83
3WL1225-4EB62-1AA2-ZT40 | FIXED-MOUNTED CIRCUIT BREAKER | 19725.39
3WL1225-4EG32-4GA4 | FIXED-MOUNTED CIRCUIT BREAKER | 23322.46
3WL1225-4EG32-4GN4 | FIXED-MOUNTED CIRCUIT BREAKER | 23742.62
3WL1232-4EB46-1GA4 | WITHDRAWABLE CIRCUIT BREAKER | 36095.86
3WL1232-4EB47-1AA2 | WITHDRAWABLE CIRCUIT BREAKER | 36820.72
3WL1232-4EG32-4GA4 | FIXED-MOUNTED CIRCUIT BREAKER | 26128.92
3WL1232-4EG32-4GN4 | FIXED-MOUNTED CIRCUIT BREAKER | 26549.08
3WL1232-4EG36-1AA2 | WITHDRAWABLE CIRCUIT BREAKER | 28329.18
3WL1232-4EG36-4GA4 | WITHDRAWABLE CIRCUIT BREAKER | 31020.18
3WL1232-4EG37-1AA2 | WITHDRAWABLE CIRCUIT BREAKER | 29371.58
6FX8002-5DG41-1EA0 | POWER CABLE, PREASSEMBLED | 1410.1
6FX8002-5DG41-1JA0 | POWER CABLE, PREASSEMBLED | 2555.22
6FX8002-5DG42-1GJ0 | POWER CABLE PREASSEMBLED | 2211.65
6FX8002-5DG43-1BC0 | POWER CABLE, PREASSEMBLED | 2636.12
6FX8002-5DG51-1AK5 | POWER CABLE, PREASSEMBLED | 542.78
6FX8002-5DG51-1BF0 | POWER CABLE, PREASSEMBLED | 691.93
6FX8002-5DG51-1DB0 | POWER CABLE, PREASSEMBLED | 1157.84
6FX8002-5DG51-1FH0 | POWER CABLE, PREASSEMBLED | 1918.17
6FX8002-5DG51-1CH0 | POWER CABLE, PREASSEMBLED | 1039.45
6FX8002-5DG52-1DG0 | POWER CABLE PREASSEMBLED | 1309.34
6FX8002-5DG53-1CF0 | POWER CABLE, PREASSEMBLED | 5929.06
6FX8002-5DJ48-1AK0 | POWER CABLE, PREASSEMBLED | 1791.23
6FX8002-5DN01-1AA3 | POWER CABLE, PREASSEMBLED | 312.66
6FX8002-5DN01-1BC1 | POWER CABLE, PREASSEMBLED | 522.73
6FX8002-5DN01-1CG5 | POWER CABLE, PREASSEMBLED | 767.79
6FX8002-5DN01-1EC0 | POWER CABLE, PREASSEMBLED | 1030.34
6FX8002-5DN01-1EH0 | POWER CABLE, PREASSEMBLED | 1117.88
6FX8002-5DN01-1FK0 | POWER CABLE, PREASSEMBLED | 1327.96
6FX8002-5DN01-1GB0 | POWER CABLE, PREASSEMBLED | 1362.97
6FX8002-5DN01-1GK0 | POWER CABLE, PREASSEMBLED | 1503.03
6FX8002-5DN01-1HD0 | POWER CABLE, PREASSEMBLED | 1573.08
6FX8002-5DN01-1HK0 | POWER CABLE, PREASSEMBLED | 1678.09
6FX8002-5DN05-1AA5 | POWER CABLE PREASSEMBLED EXT. | 278.11
6FX8002-5DN05-1AD6 | POWER CABLE PREASSEMBLED EXT. | 328.46
6FX8002-5DN05-1AF7 | POWER CABLE PREASSEMBLED EXT. | 362.06
6FX8002-5DN05-1BD3 | POWER CABLE PREASSEMBLED EXT. | 496.35
6FX8002-5DN05-1CE7 | POWER CABLE PREASSEMBLED EXT. | 681.06
6FX8002-5DN05-1EC0 | POWER CABLE PREASSEMBLED EXT. | 966.44
6FX8002-5DN06-1AB5 | POWER CABLE PREASSEMBLED | 253.59
6FX8002-5DN06-1DH0 | POWER CABLE PREASSEMBLED | 736.24
6FX8002-5DN11-1AC5 | POWER CABLE PREASSEMBLED | 358.3
6FX8002-5DN11-1BA5 | POWER CABLE PREASSEMBLED | 520.29
6FX8002-5DN11-1BH5 | POWER CABLE PREASSEMBLED | 662.09
6FX8002-5DN11-1CD0 | POWER CABLE PREASSEMBLED | 763.48
6FX8002-5DN11-1CK0 | POWER CABLE PREASSEMBLED | 885.02
6FX8002-5DN11-1FC0 | POWER CABLE PREASSEMBLED | 1350.9
6FX8002-5DN11-1GA0 | POWER CABLE PREASSEMBLED | 1512.95
6FX8002-5DN16-1CE0 | POWER CABLE PREASSEMBLED | 610.82
6FX8002-5DN16-1DB5 | POWER CABLE PREASSEMBLED | 738.48
6FX8002-5DN20-1AG5 | POWER CABLE, PREASSEMBLED | 386.64
6FX8002-5DN20-1CC0 | POWER CABLE, PREASSEMBLED | 649.11
6FX8002-5DN21-1AH0 | POWER CABLE PREASSEMBLED | 493.87
6FX8002-5DN21-1AJ0 | POWER CABLE PREASSEMBLED | 511.37
6FX8002-5DN21-1CD0 | POWER CABLE PREASSEMBLED | 773.97
6FX8002-5DN21-1DB0 | POWER CABLE PREASSEMBLED | 913.98
7MB2124-0BF68-1DN0-ZA27 | ULTRAMAT 6E - 2K- 2R | 55326.67
7MB2124-0BG00-1DR1 | ULTRAMAT 6E - 2K- 2R | 44643.18
7MB2124-1AA00-0ND1-ZE20 | ULTRAMAT 6E - 2K- 2R | 51269.53
7MB2124-1AA02-1NE1 | ULTRAMAT 6E - 2K- 2R | 54890.51
7MB2124-1BA60-0DE1-ZE20 | ULTRAMAT 6E - 2K- 2R | 48642.7
7MB2124-1BC10-1PF1 | ULTRAMAT 6E - 2K- 2R | 47962.94
7MB2124-1BF00-0AE1 | ULTRAMAT 6E - 2K- 2R | 45500.7
7MB2124-1BF62-0DV1 | ULTRAMAT 6E - 2K- 2R | 51406.16
7MB2335-0AD00-3AA1-ZA31 | ULTRAMAT 23, Rack Device, 1 Channel | 15494.43
7MB2335-0AD10-1AA1-ZY11 | ULTRAMAT 23, Rack Device, 1 Channel | 19663.48
7MB2335-0AE00-6AA1 | ULTRAMAT 23, Rack Device, 1 Channel | 15222.85
7MB2335-0AE10-3AA3 | ULTRAMAT 23, Rack Device, 1 Channel | 19556.48
7MB2335-0AF10-3AA4 | ULTRAMAT 23, Rack Device, 1 Channel | 19556.48
7MB2335-0AG00-1AA1-ZY11 | ULTRAMAT 23, Rack Device, 1 Channel | 15329.85
7MB2335-0AG00-3AA0-ZA31 | ULTRAMAT 23, Rack Device, 1 Channel | 15494.43
7MB2335-0AG06-1AA1 | ULTRAMAT 23, Rack Device, 1 Channel | 15222.85
7MB2335-0AG10-3AA1-ZA31A32 | ULTRAMAT 23, Rack Device, 1 Channel | 19898.84
7MB2335-0AH00-3AA1-ZA31 | ULTRAMAT 23, Rack Device, 1 Channel | 15073.08
7MB2335-0AH00-3AA2 | ULTRAMAT 23, Rack Device, 1 Channel | 14801.51
7MB2335-0AH00-5AA1 | ULTRAMAT 23, Rack Device, 1 Channel | 14801.51
7MB2335-0AH10-3AA0 | ULTRAMAT 23, Rack Device, 1 Channel | 19135.14
7MB2335-0AH10-3AA1-ZA31 | ULTRAMAT 23, Rack Device, 1 Channel | 19406.72
7MB2335-0AJ00-3AA1 | ULTRAMAT 23, Rack Device, 1 Channel | 14801.51
7MB2335-0AJ00-3AA2 | ULTRAMAT 23, Rack Device, 1 Channel | 14801.51
7MB2335-0AJ10-3AA1-ZA13 | ULTRAMAT 23, Rack Device, 1 Channel | 20491.35
7MB2335-0AJ10-3AA3-ZA13 | ULTRAMAT 23, Rack Device, 1 Channel | 20491.35
7MB2335-0AJ16-1AA1 | ULTRAMAT 23, Rack Device, 1 Channel | 19135.14
7MB2335-0AK00-3AA1 | ULTRAMAT 23, Rack Device, 1 Channel | 14801.51
7MB2335-0AK00-3AA2 | ULTRAMAT 23, Rack Device, 1 Channel | 14801.51
7MB2335-0AK06-6AA1 | ULTRAMAT 23, Rack Device, 1 Channel | 14801.51
7MB2335-0AK10-3AA0 | ULTRAMAT 23, Rack Device, 1 Channel | 19135.14
7MB2335-0AK16-6AA1 | ULTRAMAT 23, Rack Device, 1 Channel | 19135.14
7MB2335-0AK86-1AA1 | ULTRAMAT 23, Rack Device, 1 Channel | 22810.43
7MB2335-0AL00-6AA3-ZA13 | ULTRAMAT 23, Rack Device, 1 Channel | 16157.72
7MB2335-0AL10-3AA1 | ULTRAMAT 23, Rack Device, 1 Channel | 19135.14
7MB2335-0AL80-3AA3-ZD15 | ULTRAMAT 23, Rack Device, 1 Channel | 22810.43
7MB2335-0AM00-0AA1 | ULTRAMAT 23, Rack Device, 1 Channel | 14371.93
7MB2335-0AM00-3AA1-ZY11 | ULTRAMAT 23, Rack Device, 1 Channel | 14478.91
7MB2335-0AM00-3AA3 | ULTRAMAT 23, Rack Device, 1 Channel | 14371.93
7MB2335-0AM10-3AA1 | ULTRAMAT 23, Rack Device, 1 Channel | 18705.57
7MB2335-0AM10-3AA1-ZA32 | ULTRAMAT 23, Rack Device, 1 Channel | 18776.34
7MB2335-0AM10-6AA3 | ULTRAMAT 23, Rack Device, 1 Channel | 18705.57
7MB2335-0AM16-6AA1 | ULTRAMAT 23, Rack Device, 1 Channel | 18705.57
7MB2335-0AN00-6AA1 | ULTRAMAT 23, Rack Device, 1 Channel | 14371.93
7MB2335-0AP00-1AA1 | ULTRAMAT 23, Rack Device, 1 Channel | 14371.93
7MB2335-0AQ10-3AA2 | ULTRAMAT 23, Rack Device, 1 Channel | 18705.57
7MB2335-0AR00-1AA1 | ULTRAMAT 23, Rack Device, 1 Channel | 14371.93
7MB2335-0AU00-0AA4 | ULTRAMAT 23, Rack Device, 1 Channel | 15222.85
7MB2335-0AU00-3AA0 | ULTRAMAT 23, Rack Device, 1 Channel | 15222.85
7MB2337-2CN80-3AH1-ZA13 | ULTRAMAT 23, Rack device, 2 Channel | 31816.74
7MB2337-2CP00-3AD1 | ULTRAMAT 23, Rack device, 2 Channel | 22560.24
7MB2337-2CP00-3AJ1 | ULTRAMAT 23, Rack device, 2 Channel | 22124.09
7MB2337-2CP00-3AK1 | ULTRAMAT 23, Rack device, 2 Channel | 22124.09
7MB2337-2CP00-3PH1 | ULTRAMAT 23, Rack device, 2 Channel | 23872.02
7MB2337-2CP10-3AG1-ZA31 | ULTRAMAT 23, Rack device, 2 Channel | 27326.74
7MB2337-2CP70-6PH1 | ULTRAMAT 23, Rack device, 2 Channel | 30070.45
7MB2337-2CQ00-3DR0 | ULTRAMAT 23, Rack device, 2 Channel | 21678.04
7MB2337-2CR10-3DR0 | ULTRAMAT 23, Rack device, 2 Channel | 26163.1
7MB2337-2CR10-3DR1-ZA13 | ULTRAMAT 23, Rack device, 2 Channel | 27567.04
7MB2337-2DE00-3AM1 | ULTRAMAT 23, Rack device, 2 Channel | 22560.24
7MB2337-2DL00-3DN1-ZA13 | ULTRAMAT 23, Rack device, 2 Channel | 23528.03
7MB2337-2DR10-3CQ1 | ULTRAMAT 23, Rack device, 2 Channel | 26163.1
7MB2337-2DR10-3CR1 | ULTRAMAT 23, Rack device, 2 Channel | 26163.1
7MB2337-2NF00-3PG1 | ULTRAMAT 23, Rack device, 2 Channel | 26938.32
7MB2337-2NF00-5PG1 | ULTRAMAT 23, Rack device, 2 Channel | 26938.32
7MB2337-2NG10-3PT0 | ULTRAMAT 23, Rack device, 2 Channel | 31704.82
7MB2337-2NH10-1PH1 | ULTRAMAT 23, Rack device, 2 Channel | 30551.04
7MB2337-2NJ10-3CP2 | ULTRAMAT 23, Rack device, 2 Channel | 28357.07
7MB2337-2NJ10-5PJ3 | ULTRAMAT 23, Rack device, 2 Channel | 30551.04
7MB2337-2NW10-1PJ1 | ULTRAMAT 23, Rack device, 2 Channel | 30987.21
7MB2337-2NW10-3NJ4 | ULTRAMAT 23, Rack device, 2 Channel | 30987.21
7MB2337-2PE10-3AD1 | ULTRAMAT 23, Rack device, 2 Channel | 29675.44
7MB2337-2PE70-6AD1 | ULTRAMAT 23, Rack device, 2 Channel | 31388.8
7MB2337-2PE80-3AH1 | ULTRAMAT 23, Rack device, 2 Channel | 33042.93
7MB2337-2PG10-3NH1 | ULTRAMAT 23, Rack device, 2 Channel | 30987.21
7MB2337-2PG10-6NG1 | ULTRAMAT 23, Rack device, 2 Channel | 31423.37
7MB2337-2PH10-3AK3 | ULTRAMAT 23, Rack device, 2 Channel | 28803.11
7MB2337-2PH10-3NH2 | ULTRAMAT 23, Rack device, 2 Channel | 30551.04
7MB2337-2PJ00-3NK1 | ULTRAMAT 23, Rack device, 2 Channel | 26065.99
7MB2337-2PJ10-1AG1-ZY11 | ULTRAMAT 23, Rack device, 2 Channel | 29349.56
7MB2337-2PJ10-3NK3 | ULTRAMAT 23, Rack device, 2 Channel | 30551.04
7MB2337-2PV00-3AU1 | ULTRAMAT 23, Rack device, 2 Channel | 25190.39
7MB2337-2PV00-3NW1 | ULTRAMAT 23, Rack device, 2 Channel | 26938.32
7MB2337-2PV10-3NW2 | ULTRAMAT 23, Rack device, 2 Channel | 31423.37
7MB2337-2PW00-3NG2 | ULTRAMAT 23, Rack device, 2 Channel | 26938.32
7MB2337-2PW00-3NW4 | ULTRAMAT 23, Rack device, 2 Channel | 26938.32
7MB2337-2PW10-1NH1-ZA31 | ULTRAMAT 23, Rack device, 2 Channel | 31268.66
7MB2337-2PW16-0NW1 | ULTRAMAT 23, Rack device, 2 Channel | 31423.37
7MB2337-3AD00-5CP1 | ULTRAMAT 23, Rack device, 2 Channel | 22560.24
7MB2337-3AE00-3CG1-ZC03 | ULTRAMAT 23, Rack device, 2 Channel | 24270.33
7MB2337-3AE10-5PE1 | ULTRAMAT 23, Rack device, 2 Channel | 29675.44
7MB2337-3AG00-5CP1-ZA31C01 | ULTRAMAT 23, Rack device, 2 Channel | 23091.87
7MB2337-3AH00-3AN2 | ULTRAMAT 23, Rack device, 2 Channel | 22124.09
7MB2337-3AH00-3DP1 | ULTRAMAT 23, Rack device, 2 Channel | 22124.09
7MB2337-3AH10-5CP1 | ULTRAMAT 23, Rack device, 2 Channel | 26609.14
7MB2337-3AJ00-3CN1-ZA31 | ULTRAMAT 23, Rack device, 2 Channel | 22405.53
7MB2337-3AK10-5PJ3 | ULTRAMAT 23, Rack device, 2 Channel | 28803.11
7MB2337-3AK10-6PJ3-ZA31A32 | ULTRAMAT 23, Rack device, 2 Channel | 29158.62
7ME3400-2AC00-4DA4 | SITRANS FUS380 | 4335.89
7ME3400-2AC00-6BA7 | SITRANS FUS380 | 4199.46
7ME3400-2AC20-4BA2-ZE21 | SITRANS FUS380 | 4276.62
7ME3400-2AC30-3BA2 | SITRANS FUS380 | 4348.19
7ME3400-2AE00-2BA2 | SITRANS FUS380 | 4607.66
7ME3400-2AE00-3BA2 | SITRANS FUS380 | 4607.66
7ME3400-2AE30-4EA3 | SITRANS FUS380 | 4853.69
7ME3400-2CC00-3BA2 | SITRANS FUS380 | 4199.46
7ME3400-2CC00-4DA2 | SITRANS FUS380 | 4335.89
7ME3400-2CC00-4DA6 | SITRANS FUS380 | 4335.89
7ME3400-2CC00-8EA2 | SITRANS FUS380 | 4296.75
7ME3400-2CC20-3EA2 | SITRANS FUS380 | 4373.91
7ME3400-2CC20-4EA2 | SITRANS FUS380 | 4373.91
7ME3400-2CC30-3BA2 | SITRANS FUS380 | 4348.19
7ME3400-2CC30-5GA5 | SITRANS FUS380 | 4338.12
7ME3400-2CC40-3EA2 | SITRANS FUS380 | 4590.88
7ME3400-2CE00-6BA6 | SITRANS FUS380 | 4607.66
7ME3400-2CE20-3EA2 | SITRANS FUS380 | 4779.89
7ME3400-2CE30-3DA2 | SITRANS FUS380 | 4892.83
7ME3400-2CE30-4BA2 | SITRANS FUS380 | 4756.4
7ME3400-2CE50-4BA2 | SITRANS FUS380 | 5048.29
7ME3400-2DC00-1DA2 | SITRANS FUS380 | 4335.89
7ME3400-2DC20-3BA2 | SITRANS FUS380 | 4276.62
7ME3400-2DC20-3DA2 | SITRANS FUS380 | 4413.06
7ME3400-2DC20-8EA2 | SITRANS FUS380 | 4373.91
7ME3400-2DC30-4BA2 | SITRANS FUS380 | 4348.19
7ME3400-2DE30-3EA2 | SITRANS FUS380 | 4853.69
7ME3400-2EC00-2BA2 | SITRANS FUS380 | 4755.29
7ME3400-2EC00-7BA8 | SITRANS FUS380 | 4755.29
7ME3400-2EC20-3EA2 | SITRANS FUS380 | 4929.74
7ME3400-2EC20-5BA5 | SITRANS FUS380 | 4832.45
7ME3400-2EC30-3BA2 | SITRANS FUS380 | 4902.9
7ME3400-2ED20-4BA2 | SITRANS FUS380 | 5129.94
7ME3400-2ED20-4EA2 | SITRANS FUS380 | 5227.23
7ME3400-2GC00-3EA2 | SITRANS FUS380 | 4852.57
7ME3400-2GC00-4BA3 | SITRANS FUS380 | 4755.29
7ME3400-2GC00-5DA5 | SITRANS FUS380 | 4891.71
7ME3400-2GC00-6DA5 | SITRANS FUS380 | 4891.71
7ME3400-2GC20-4EA2 | SITRANS FUS380 | 4929.74
7ME3400-2GC20-6EA6 | SITRANS FUS380 | 4929.74
7ME3400-2GC30-4DA2 | SITRANS FUS380 | 5039.34
7ME3400-2GC30-4EA4 | SITRANS FUS380 | 5000.2
7ME3400-2GC30-6EA5 | SITRANS FUS380 | 5000.2
7ME3400-2GC40-4EA2 | SITRANS FUS380 | 5145.59
7ME3400-2GD20-3EA2 | SITRANS FUS380 | 5227.23
7ME3400-2GD20-4EA2 | SITRANS FUS380 | 5227.23
7ME3400-2GE20-4EA2 | SITRANS FUS380 | 5393.86
7ME3400-2GE20-6EA6 | SITRANS FUS380 | 5393.86
7ME3400-2HC00-3BA2 | SITRANS FUS380 | 4755.29
7ME3400-2HC00-3EA2 | SITRANS FUS380 | 4852.57
7ME3400-2HC00-4DA2 | SITRANS FUS380 | 4891.71
7ME3400-2HC20-3BA2 | SITRANS FUS380 | 4832.45
7ME3400-2HC20-3EA2 | SITRANS FUS380 | 4929.74
7ME3400-2HC30-4EA2 | SITRANS FUS380 | 5000.2
7ME3400-2HC50-4EA2 | SITRANS FUS380 | 5292.09
7ME3400-2JC00-3BA3 | SITRANS FUS380 | 5589.58
7ME3400-2JC00-4BA2 | SITRANS FUS380 | 5589.58
7ME3400-2JC00-4DA2 | SITRANS FUS380 | 5726.02
7ME3400-2JC20-4BA2-ZE21 | SITRANS FUS380 | 5662.26
7ME3400-2JC30-3BA2 | SITRANS FUS380 | 5737.2
7ME6310-2DJ27-2LB1-ZC14Y17 | SITRANS F M MAG 3100 | 3809.96
7ME6310-2DJ33-1AA3-ZC14 | SITRANS F M MAG 3100 | 2379.07
7ME6310-2DJ43-1CB2 | SITRANS F M MAG 3100 | 3873.48
7ME6310-2DK12-1AA2 | SITRANS F M MAG 3100 | 1706.73
7ME6310-2DK12-2LA1-ZY17 | SITRANS F M MAG 3100 | 3271.01
7ME6310-2DK17-2DB1-ZC14Y17Y20 | SITRANS F M MAG 3100 | 5203.66
7ME6310-2DM11-2AA1 | SITRANS F M MAG 3100 | 1596.02
7ME6310-2RF11-1CB1 | SITRANS F M MAG 3100 | 3496.02
7ME6310-2RF11-1HF1 | SITRANS F M MAG 3100 | 3422.52
7ME6310-2RF12-1LA1 | SITRANS F M MAG 3100 | 2957.96
7ME6310-2RF12-2CA1-ZC15 | SITRANS F M MAG 3100 | 3673.86
7ME6310-2RF13-1AA2 | SITRANS F M MAG 3100 | 1649.57
7ME6310-2RF13-1CB2 | SITRANS F M MAG 3100 | 3698.36
7ME6310-2RF13-1LA1-ZY17 | SITRANS F M MAG 3100 | 3096.78
7ME6310-2RF13-2AA1-ZC14 | SITRANS F M MAG 3100 | 1844.65
7ME6310-2RF13-2AA2 | SITRANS F M MAG 3100 | 1766.62
7ME6310-2RF13-2BA1 | SITRANS F M MAG 3100 | 1914.5
7ME6310-2RF13-2LA1 | SITRANS F M MAG 3100 | 3088.62
7ME6310-2RF13-3AA1 | SITRANS F M MAG 3100 | 2773.77
7ME6310-2RF13-5JG1-ZY17 | SITRANS F M MAG 3100 | 4250.02
7ME6310-2RF13-5LA1 | SITRANS F M MAG 3100 | 3471.52
7ME6310-2RF15-4AA1 | SITRANS F M MAG 3100 | 2035.19
7ME6310-2RF21-1AA1 | SITRANS F M MAG 3100 | 1691.3
7ME6310-2RF23-2AA1 | SITRANS F M MAG 3100 | 1948.08
7ME6310-2RF23-2AA3-ZC14Y17Y20 | SITRANS F M MAG 3100 | 2415.37
7ME6310-2RF23-5CA1 | SITRANS F M MAG 3100 | 4173.82
7ME6310-2RF24-1KA1 | SITRANS F M MAG 3100 | 3202.96
7ME6310-2RF33-2DB1-ZC15Y17 | SITRANS F M MAG 3100 | 5416.88
7ME6310-2RF33-3AA3-ZY17 | SITRANS F M MAG 3100 | 3596.75
7ME6310-2RF43-2AA1 | SITRANS F M MAG 3100 | 1972.59
7ME6310-2RH11-1LB1 | SITRANS F M MAG 3100 | 3811.78
7ME6310-2RJ12-1AA2 | SITRANS F M MAG 3100 | 1635.96
7ME6310-2RJ12-2AA2 | SITRANS F M MAG 3100 | 1753
7ME6310-2RJ13-1AA2-ZY17 | SITRANS F M MAG 3100 | 1774.78
7ME6310-2RJ13-1CA2-ZC14C15 | SITRANS F M MAG 3100 | 3648.46
7ME6310-2RJ13-1DB2-ZY20 | SITRANS F M MAG 3100 | 4662.87
7ME6310-2RJ13-1KA2-ZY17 | SITRANS F M MAG 3100 | 3096.78
7ME6310-2RJ13-2DB1 | SITRANS F M MAG 3100 | 4679.21
7ME6310-2RJ13-3DB1-ZY17 | SITRANS F M MAG 3100 | 5811.58
7ME6310-2RJ22-2CA2 | SITRANS F M MAG 3100 | 3782.75
7ME6310-2RJ23-1AA2 | SITRANS F M MAG 3100 | 1772.06
7ME6310-2RJ27-6AA2 | SITRANS F M MAG 3100 | 2262.93
7ME6310-2RJ31-2AA3 | SITRANS F M MAG 3100 | 2311.92
7ME6310-2RJ33-2CF2-ZY17 | SITRANS F M MAG 3100 | 4675.58
7ME6310-2RJ33-5AA1 | SITRANS F M MAG 3100 | 2671.24
7ME6310-2RK13-2LB2-ZC15Y17 | SITRANS F M MAG 3100 | 3594.02
7ME6310-2RM11-1AA1 | SITRANS F M MAG 3100 | 1495.32
7ME6310-2YF11-1AA4-ZY17 | SITRANS F M MAG 3100 | 1782.05
7ME6310-2YF11-1BA4-ZY17 | SITRANS F M MAG 3100 | 1929.93
7ME6310-2YF11-2AA1 | SITRANS F M MAG 3100 | 1610.55
7ME6310-2YF11-2DF1-ZC14Y17 | SITRANS F M MAG 3100 | 4939.62
7ME6310-2YF12-2AA1-ZY17 | SITRANS F M MAG 3100 | 1926.3
7ME6310-2YF12-2CA1-ZC15 | SITRANS F M MAG 3100 | 3721.96
7ME6310-2YF12-5AA1 | SITRANS F M MAG 3100 | 2183.99
7ME6310-2YF13-1AA1-ZC14 | SITRANS F M MAG 3100 | 1752.09
7ME6310-5YC13-3AA2 | SITRANS F M MAG 3100 | 13439.69
7ME6310-5YC14-1AA1 | SITRANS F M MAG 3100 | 7883.06
7ME6310-5YC15-4AA1 | SITRANS F M MAG 3100 | 9450.06
7ME6310-5YE13-1AA1-ZC14 | SITRANS F M MAG 3100 | 14063.94
7ME6310-5YE13-2AA1 | SITRANS F M MAG 3100 | 14102.95
7ME6310-5YJ11-1CA2-ZY17Y20 | SITRANS F M MAG 3100 | 9734.06
7ME6310-5YJ11-2AA2-ZC12Y17 | SITRANS F M MAG 3100 | 8124.42
7ME6310-5YJ12-1AA2 | SITRANS F M MAG 3100 | 8152.54
7ME6310-5YJ13-2AA2-ZY17 | SITRANS F M MAG 3100 | 12838.11
7ME6310-5YJ13-5AA1 | SITRANS F M MAG 3100 | 13095.8
7ME6310-5YJ15-2AA2-ZY17 | SITRANS F M MAG 3100 | 9734.97
7ME6310-5YJ22-2CF2-ZY17 | SITRANS F M MAG 3100 | 17550.88
7ME6310-5YR11-2KA1-ZC14 | SITRANS F M MAG 3100 | 8853.02
7ME6310-6FA14-1AA1-ZY17 | SITRANS F M MAG 3100 | 8603.5
7ME6310-6FB11-1AA2 | SITRANS F M MAG 3100 | 7941.13
7ME6310-6FB11-2AA1 | SITRANS F M MAG 3100 | 8058.19
7ME6310-6FB13-1LA1 | SITRANS F M MAG 3100 | 14832.46
7ME6310-6FB13-2AA1-ZY17 | SITRANS F M MAG 3100 | 13752.72
7ME6310-6FB13-5AA1 | SITRANS F M MAG 3100 | 14010.41
7ME6310-6FB13-5AA1-ZY41 | SITRANS F M MAG 3100 | 14554.81
7ME6310-6FB14-1AB1-ZC14Y17Y20 | SITRANS F M MAG 3100 | 8988.21
7ME6310-6FB21-1AA1 | SITRANS F M MAG 3100 | 14392.4
7ME6310-6FC11-1AA2-ZY41 | SITRANS F M MAG 3100 | 8981.86
7ME6310-6FC11-2AA1 | SITRANS F M MAG 3100 | 8554.5
7ME6310-6FC13-1AA2 | SITRANS F M MAG 3100 | 14109.3
7ME6310-6FC13-2AA1 | SITRANS F M MAG 3100 | 14226.35
7ME6310-6FC13-3AA2 | SITRANS F M MAG 3100 | 15233.51
7ME6310-6FC13-4AA2 | SITRANS F M MAG 3100 | 14334.33
7ME6310-6FC21-1BA1-ZC14Y17 | SITRANS F M MAG 3100 | 17239.67
7ME6310-6FE11-1AA1 | SITRANS F M MAG 3100 | 10165.96
7ME6310-6FE12-2AA1-ZN02 | SITRANS F M MAG 3100 | 10831.05
7ME6310-6FE14-1AA1-ZY17 | SITRANS F M MAG 3100 | 10829.23
7ME6310-6FF11-1HE1-ZY20 | SITRANS F M MAG 3100 | 14253.57
7ME6310-6FJ11-1AA1-ZC14 | SITRANS F M MAG 3100 | 8909.29
7ME6310-6FJ13-1AA1 | SITRANS F M MAG 3100 | 14438.67
7ME6310-6FJ13-1AA2 | SITRANS F M MAG 3100 | 14438.67
7ME6310-6FJ14-1AA2-ZC14 | SITRANS F M MAG 3100 | 9447.33
7ME6310-6FK12-2AA2 | SITRANS F M MAG 3100 | 15271.62
7ME6310-6PB11-1AA1 | SITRANS F M MAG 3100 | 9643.32
7ME6310-6PB11-1AA1-ZY17Y41 | SITRANS F M MAG 3100 | 10312.95
7ME6310-6PB12-1BA3-ZC14Y17 | SITRANS F M MAG 3100 | 10744.84
7ME6310-6PB13-1AA1-ZC15 | SITRANS F M MAG 3100 | 18352.08
7ME6310-6PB13-4AA2 | SITRANS F M MAG 3100 | 18499.08
7ME6310-6PB13-5AA2 | SITRANS F M MAG 3100 | 18773.99
7ME6310-6PB22-1AA1-ZY17Y20 | SITRANS F M MAG 3100 | 18685.99
7ME6310-6PB41-2CF1 | SITRANS F M MAG 3100 | 12800.01
7ME6310-6PC12-1AA1-ZC14 | SITRANS F M MAG 3100 | 10929.94
7ME6310-6PC12-2AA1-ZC14 | SITRANS F M MAG 3100 | 11047
7ME6310-6PC13-2AA2 | SITRANS F M MAG 3100 | 19041.66
7ME6310-6PC13-3AA2 | SITRANS F M MAG 3100 | 20048.83
7ME6310-6PC14-1AA1 | SITRANS F M MAG 3100 | 10851.92
7ME6310-6PC15-4AA1 | SITRANS F M MAG 3100 | 13457.82
7ME6310-6PE11-1AA1-ZY41 | SITRANS F M MAG 3100 | 13525.87
7ME6310-6PE12-1AA1 | SITRANS F M MAG 3100 | 13563.99
3WL1112-2EB46-1BA4 | WITHDRAWABLE CIRCUIT BREAKER | 12762.16
3WL1112-2EB46-1DA4 | WITHDRAWABLE CIRCUIT BREAKER | 12787.02
3WL1112-2EB46-4GA2 | WITHDRAWABLE CIRCUIT BREAKER | 14371.46
3WL1112-2EB46-5FA4 | WITHDRAWABLE CIRCUIT BREAKER | 14734.7
3WL1112-2EB47-1AA2 | WITHDRAWABLE CIRCUIT BREAKER | 12524.82
3WL1112-2EB48-5FA4 | WITHDRAWABLE CIRCUIT BREAKER | 14734.7
3WL1112-2EG31-1AA2 | FIXED-MOUNTED CIRCUIT BREAKER | 8732.1
3WL1112-2EG32-4GN4 | FIXED-MOUNTED CIRCUIT BREAKER | 11402.24
3WL1112-2EG32-4GP4 | FIXED-MOUNTED CIRCUIT BREAKER | 11451.15
3WL1112-2EG34-5AM2 | FIXED-MOUNTED CIRCUIT BREAKER | 11124.8
3WL1112-2EG36-1AA2 | WITHDRAWABLE CIRCUIT BREAKER | 9958.91
3WL1112-2EG36-1GA4 | WITHDRAWABLE CIRCUIT BREAKER | 10677.36
3WL1112-2EG36-4GP2 | WITHDRAWABLE CIRCUIT BREAKER | 12755.75
3WL1112-2EG36-6AN4 | WITHDRAWABLE CIRCUIT BREAKER | 12714.86
3WL1112-2EG44-1AA2 | FIXED-MOUNTED CIRCUIT BREAKER | 11378.17
3WL1112-2EG46-1AA2 | WITHDRAWABLE CIRCUIT BREAKER | 13254.49
3WL1112-2FB31-3AA2 | FIXED-MOUNTED CIRCUIT BREAKER | 8285.47
3WL1112-2FB32-1AA2 | FIXED-MOUNTED CIRCUIT BREAKER | 7489.23
3WL1112-2FB32-3AA2 | FIXED-MOUNTED CIRCUIT BREAKER | 7844.45
3WL1112-2FB32-4GA4 | FIXED-MOUNTED CIRCUIT BREAKER | 10180.22
3WL1112-2FB35-1AA2 | WITHDRAWABLE CIRCUIT BREAKER | 7906.18
3WL1112-2FB35-4GA4 | WITHDRAWABLE CIRCUIT BREAKER | 10597.19
3WL1112-2FB36-4FA2 | WITHDRAWABLE CIRCUIT BREAKER | 11484.83
3WL1112-2FB36-4GA4 | WITHDRAWABLE CIRCUIT BREAKER | 11848.05
3WL1112-2FB36-4GT4 | WITHDRAWABLE CIRCUIT BREAKER | 12978.67
3WL1112-2FB36-5FA4 | WITHDRAWABLE CIRCUIT BREAKER | 11848.05
3WL1112-2FB38-4GG2 | WITHDRAWABLE CIRCUIT BREAKER | 11840.05
3WL1112-2FB42-1AA4 | FIXED-MOUNTED CIRCUIT BREAKER | 10314.13
3WL1112-2FB46-1AA4 | WITHDRAWABLE CIRCUIT BREAKER | 12815.89
3WL1112-2FB46-1FA2 | WITHDRAWABLE CIRCUIT BREAKER | 12807.87
3WL1112-2FG32-1AA2 | FIXED-MOUNTED CIRCUIT BREAKER | 8748.13
3WL1112-2FG32-1AN2 | FIXED-MOUNTED CIRCUIT BREAKER | 9168.3
3WL1112-2FG32-4GP4 | FIXED-MOUNTED CIRCUIT BREAKER | 11908.2
3WL1112-2FG34-1AA2 | FIXED-MOUNTED CIRCUIT BREAKER | 9189.14
3WL1112-2FG36-4GN2 | WITHDRAWABLE CIRCUIT BREAKER | 13163.88
3WL1112-2FG36-4GN4 | WITHDRAWABLE CIRCUIT BREAKER | 13527.12
3WL1112-2FG38-1AA2 | WITHDRAWABLE CIRCUIT BREAKER | 10415.96
3WL1112-2FG41-1AA2 | FIXED-MOUNTED CIRCUIT BREAKER | 11835.23
3WL1112-2FG46-4GA2 | WITHDRAWABLE CIRCUIT BREAKER | 16039.3
3WL1112-2NB31-1AA2 | FIXED-MOUNTED CIRCUIT BREAKER | 10279.65
3WL1112-2NB37-1AA2 | WITHDRAWABLE CIRCUIT BREAKER | 11995.6
3WL1112-2NB42-1AA2 | FIXED-MOUNTED CIRCUIT BREAKER | 12300.3
3WL1112-2NG32-4GN2 | FIXED-MOUNTED CIRCUIT BREAKER | 13797.35
3WL1112-2NG34-1AA2 | FIXED-MOUNTED CIRCUIT BREAKER | 11490.44
3WL1112-2NG46-1AA2 | WITHDRAWABLE CIRCUIT BREAKER | 16012.85
3WL1112-3AA31-1AA2 | FIXED-MOUNT NON-AUT. CIRCUIT-B. | 5893.57
3WL1112-3AA32-4AN2 | FIXED-MOUNT NON-AUT. CIRCUIT-B. | 7829.22
3WL1112-3AA32-4GA4 | FIXED-MOUNT NON-AUT. CIRCUIT-B. | 8127.5
3WL1112-3AA34-1AA2-ZT40 | FIXED-MOUNT NON-AUT. CIRCUIT-B. | 6198.25
3WL1112-3AA34-4GA4 | FIXED-MOUNT NON-AUT. CIRCUIT-B. | 8584.55
3WL1112-3AA36-1GA2 | WITHDRAW. NON-AUT. CIRCUIT-B. | 7684.09
3WL1112-3AA36-4GA4 | WITHDRAW. NON-AUT. CIRCUIT-B. | 10019.85
3WL1112-3AA42-1AA2 | FIXED-MOUNT NON-AUT. CIRCUIT-B. | 7866.11
3WL1112-3AA42-4GA2 | FIXED-MOUNT NON-AUT. CIRCUIT-B. | 10193.85
3WL1116-3BB32-1AN2 | FIXED-MOUNTED CIRCUIT BREAKER | 11325.26
3WL1116-3BB32-1BJ2 | FIXED-MOUNTED CIRCUIT BREAKER | 11680.48
3WL1116-3BB32-4AN4 | FIXED-MOUNTED CIRCUIT BREAKER | 13661.04
3WL1116-3BB32-4AP2 | FIXED-MOUNTED CIRCUIT BREAKER | 13346.71
3WL1116-3BB32-4GP4 | FIXED-MOUNTED CIRCUIT BREAKER | 14065.17
3WL1116-3BB32-6AS2 | FIXED-MOUNTED CIRCUIT BREAKER | 13903.99
3WL1116-3BB34-1AN2 | FIXED-MOUNTED CIRCUIT BREAKER | 11806.37
7ML5731-5AH43-2FA0-ZY01 | SITRANS LVS200 - STANDARD | 2956.53
7ML5731-5AJ41-2FA0-ZY01 | SITRANS LVS200 - STANDARD | 2960.52
7ML5731-5CA24-1FA0-ZY01 | SITRANS LVS200 - STANDARD | 2602.92
7ML5731-6AA11-1BA0 | SITRANS LVS200 - STANDARD | 1187.13
7ML5731-6AE11-1CA0 | SITRANS LVS200 - STANDARD | 1290.82
7ML5731-7AA11-1AA0 | SITRANS LVS200 - STANDARD | 906.64
7ML5731-7AA11-1EA0 | SITRANS LVS200 - STANDARD | 906.64
7NG3135-0AB00 | SITRANS TF Temperature Transmitter | 958.43
7NG3135-0AB10-ZU03Y01 | SITRANS TF Temperature Transmitter | 1334.2
7NG3135-0AB10-ZY01 | SITRANS TF Temperature Transmitter | 1334.2
7NG3135-0AB11-ZC11U03Y01 | SITRANS TF Temperature Transmitter | 1471.77
7NG3135-0AB11-ZC11Y01 | SITRANS TF Temperature Transmitter | 1471.77
7NG3135-0AB11-ZU02Y01 | SITRANS TF Temperature Transmitter | 1397.96
7NG3135-0AB11-ZY01 | SITRANS TF Temperature Transmitter | 1397.96
7NG3135-0AB11-ZY01Y22 | SITRANS TF Temperature Transmitter | 1413.62
7NG3135-0AB12-ZC11U03Y01 | SITRANS TF Temperature Transmitter | 1509.79
7NG3135-0AB12-ZC11U04Y01 | SITRANS TF Temperature Transmitter | 1509.79
7NG3135-0AB12-ZY01Y22 | SITRANS TF Temperature Transmitter | 1451.64
7NG3135-0AC02 | SITRANS TF Temperature Transmitter | 1060.21
7NG3135-0AC11 | SITRANS TF Temperature Transmitter | 1350.98
7NG3135-0AC11-ZC11U03Y01Y23 | SITRANS TF Temperature Transmitter | 1487.42
7NG3135-0AC11-ZU03Y01Y23 | SITRANS TF Temperature Transmitter | 1413.62
7NG3135-0AC11-ZU25Y01 | SITRANS TF Temperature Transmitter | 1397.96
7NG3135-0AC12-ZC11 | SITRANS TF Temperature Transmitter | 1462.82
7NG3135-0AC12-ZY01 | SITRANS TF Temperature Transmitter | 1435.98
7NG3135-0EB11 | SITRANS TF Temperature Transmitter | 2496.18
7NG3135-0EC10-ZU02 | SITRANS TF Temperature Transmitter | 2432.44
7NG3135-1AB02-ZC11U02Y01Y17 | SITRANS TF Temperature Transmitter | 1242.51
7NG3135-1AB10-ZU04Y01Y17 | SITRANS TF Temperature Transmitter | 1395.71
7NG3135-1AB11-ZU03Y01Y23 | SITRANS TF Temperature Transmitter | 1475.12
7NG3135-1AB11-ZY01 | SITRANS TF Temperature Transmitter | 1459.47
7NG3135-1AB12 | SITRANS TF Temperature Transmitter | 1450.52
7NG3135-1AB12-ZC11U25Y01Y09 | SITRANS TF Temperature Transmitter | 1638.4
7NG3135-1AC11-ZU03Y01 | SITRANS TF Temperature Transmitter | 1459.47
7NG3135-1EB00 | SITRANS TF Temperature Transmitter | 2165.16
7NG3135-2AB11 | SITRANS TF Temperature Transmitter | 1412.5
7NG3135-2AC11-ZU03Y01 | SITRANS TF Temperature Transmitter | 1459.47
7NG3135-4AB02 | SITRANS TF Temperature Transmitter | 1131.78
7NG3135-4AB10 | SITRANS TF Temperature Transmitter | 1358.81
7NG3135-4AB12-ZC11 | SITRANS TF Temperature Transmitter | 1534.39
7NG3135-4AB12-ZU03Y01 | SITRANS TF Temperature Transmitter | 1507.55
7NG3135-4AC10 | SITRANS TF Temperature Transmitter | 1358.81
7NG3135-4AC11-ZC11F55U03Y01 | SITRANS TF Temperature Transmitter | 1655.18
7NG3135-4AC11-ZU25Y01Y17 | SITRANS TF Temperature Transmitter | 1469.53
7NG3135-4AC12-ZY22Y23 | SITRANS TF Temperature Transmitter | 1491.9
7NG3135-5AC11-ZU03Y01 | SITRANS TF Temperature Transmitter | 1469.53
7NG3135-5AC12-ZC11 | SITRANS TF Temperature Transmitter | 1534.39
7NG3136-0AB01-ZC11U04Y01Y23 | SITRANS TF Temperature Transmitter | 1279.41
7NG3136-0AB01-ZU04Y01 | SITRANS TF Temperature Transmitter | 1189.93
7NG3136-0AB02-ZC11Y01 | SITRANS TF Temperature Transmitter | 1301.77
7NG3136-0AB10 | SITRANS TF Temperature Transmitter | 1408.03
7NG3136-0AB10-ZC11U04Y01Y17 | SITRANS TF Temperature Transmitter | 1528.8
7NG3136-5AC12-ZC11Y01 | SITRANS TF Temperature Transmitter | 1702.15
7NG3136-5AC12-ZU03Y01 | SITRANS TF Temperature Transmitter | 1628.34
7NG3136-5AC12-ZU25Y24 | SITRANS TF Temperature Transmitter | 1597.03
7NG3136-5EC10-ZU20Y01Y23 | SITRANS TF Temperature Transmitter | 2687.42
7NG3136-5EC12-ZE25U04Y01 | SITRANS TF Temperature Transmitter | 2793.67
7NG3211-0AN00-ZC11Y01 | SITRANS TH100 Temperature transmitter | 249.39
7NG3211-0AN00-ZU03 | SITRANS TH100 Temperature transmitter | 159.93
7NG3211-0NN00-ZC11 | SITRANS TH100 Temperature transmitter | 165.52
7NG3211-0NN00-ZC11U02Y01 | SITRANS TH100 Temperature transmitter | 200.19
7NG3211-0NN00-ZF01 | SITRANS TH100 Temperature transmitter | 110.72
7NG3211-0NN00-ZU02Y01Y17 | SITRANS TH100 Temperature transmitter | 145.39
7NG3211-0NN00-ZU03Y01Y17 | SITRANS TH100 Temperature transmitter | 145.39
7NG3211-0NN00-ZY01Y17 | SITRANS TH100 Temperature transmitter | 145.39
7NG3211-1AN00-ZC11 | SITRANS TH200 Temperature transmitter | 458.52
7NG3211-1AN00-ZC23U03Y01 | SITRANS TH200 Temperature transmitter | 493.2
7NG3211-1AN00-ZU25Y01 | SITRANS TH200 Temperature transmitter | 436.16
7NG3211-1NN00-ZC11U02Y01 | SITRANS TH200 Temperature transmitter | 426.09
7NG3211-1NN00-ZC11U03Y01Y23 | SITRANS TH200 Temperature transmitter | 426.09
7NG3211-1NN00-ZC11Y01 | SITRANS TH200 Temperature transmitter | 426.09
7NG3211-1NN00-ZC20U04Y01 | SITRANS TH200 Temperature transmitter | 403.73
7NG3211-1NN00-ZC20U25Y01 | SITRANS TH200 Temperature transmitter | 403.73
7NG3211-1NN00-ZU03Y01 | SITRANS TH200 Temperature transmitter | 364.59
7NG3211-1NN00-ZU03Y01Y23 | SITRANS TH200 Temperature transmitter | 364.59
7NG3211-1NN00-ZU25Y01Y17Y23 | SITRANS TH200 Temperature transmitter | 364.59
7NG3211-1NN00-ZU26Y01 | SITRANS TH200 Temperature transmitter | 364.59
7NG3211-1NN00-ZY01Y09 | SITRANS TH200 Temperature transmitter | 421.62
7NG3211-1NN00-ZY09 | SITRANS TH200 Temperature transmitter | 382.48
7NG3212-0AN00-ZC11C20U25Y01 | SITRANS TH300 Temperature transmitter | 676.62
7NG3212-0AN00-ZC11C23 | SITRANS TH300 Temperature transmitter | 677.73
7NG3212-0AN00-ZC11U04Y01Y17 | SITRANS TH300 Temperature transmitter | 637.46
7NG3212-0AN00-ZC11U25Y01 | SITRANS TH300 Temperature transmitter | 637.46
7NG3212-0AN00-ZC20U03U36Y01 | SITRANS TH300 Temperature transmitter | 615.09
7NG3212-0AN00-ZC20U03Y01Y17 | SITRANS TH300 Temperature transmitter | 615.09
7NG3212-0AN00-ZC23U03Y01 | SITRANS TH300 Temperature transmitter | 655.37
7NG3212-0AN00-ZU02Y01 | SITRANS TH300 Temperature transmitter | 575.96
7NG3212-0AN00-ZU04W01Y01Y17 | SITRANS TH300 Temperature transmitter | 632.99
7NG3212-0AN00-ZU20Y01 | SITRANS TH300 Temperature transmitter | 575.96
7NG3212-0AN00-ZY01Y17 | SITRANS TH300 Temperature transmitter | 575.96
7NG3212-0AN00-ZY23 | SITRANS TH300 Temperature transmitter | 536.82
7NG3212-0BN00-ZC11U25Y01 | SITRANS TH300 Temperature transmitter | 637.46
7NG3212-0BN00-ZC20 | SITRANS TH300 Temperature transmitter | 575.96
7NG3212-0NN00-ZC11C20Y01 | SITRANS TH300 Temperature transmitter | 605.03
7NG3212-0NN00-ZC11C23U04 | SITRANS TH300 Temperature transmitter | 606.15
7NG3212-0NN00-ZC11U03Y01 | SITRANS TH300 Temperature transmitter | 565.89
7NG3212-0NN00-ZC11U03Y01Y23 | SITRANS TH300 Temperature transmitter | 565.89
7NG3212-0NN00-ZC11U25Y01Y23 | SITRANS TH300 Temperature transmitter | 565.89
3WL1340-4AA36-4GA4 | WITHDRAW. NON-AUT. CIRCUIT-B. | 40056.96
3WL1340-4AA36-4GG4 | WITHDRAW. NON-AUT. CIRCUIT-B. | 40412.18
3WL1340-4AA36-5FF4 | WITHDRAW. NON-AUT. CIRCUIT-B. | 40412.18
3WL1340-4AA37-4GS2 | WITHDRAW. NON-AUT. CIRCUIT-B. | 42644.52
3WL1340-4AA41-1AA2 | FIXED-MOUNT NON-AUT. CIRCUIT-B. | 38007.44
3WL1340-4AA42-1AA2 | FIXED-MOUNT NON-AUT. CIRCUIT-B. | 35601.91
3WL1340-4AA42-4GN2 | FIXED-MOUNT NON-AUT. CIRCUIT-B. | 38349.84
3WL1340-4AA42-5FA2 | FIXED-MOUNT NON-AUT. CIRCUIT-B. | 37929.67
3WL1340-4AA45-5FA2 | WITHDRAW. NON-AUT. CIRCUIT-B. | 48995.13
3WL1340-4AA46-1AA2 | WITHDRAW. NON-AUT. CIRCUIT-B. | 53563.24
3WL1340-4AA46-1DA4 | WITHDRAW. NON-AUT. CIRCUIT-B. | 54306.55
3WL1340-4AA46-1GA2 | WITHDRAW. NON-AUT. CIRCUIT-B. | 53918.46
3WL1340-4AA46-5FA8 | WITHDRAW. NON-AUT. CIRCUIT-B. | 56254.23
3WL1340-4AA47-1AA2 | WITHDRAW. NON-AUT. CIRCUIT-B. | 55888.59
3WL1340-4CB32-1AA2 | FIXED-MOUNTED CIRCUIT BREAKER | 29980.99
3WL1340-4CB32-1AA7 | FIXED-MOUNTED CIRCUIT BREAKER | 30344.21
3WL1340-4CB32-1BA4 | FIXED-MOUNTED CIRCUIT BREAKER | 30699.43
3WL1340-4CB32-1GA2 | FIXED-MOUNTED CIRCUIT BREAKER | 30336.21
3WL1340-4CB32-3AG2 | FIXED-MOUNTED CIRCUIT BREAKER | 30691.41
3WL9212-3AC21-1AA1 | ACCESORIES FOR BREAKER 3WL | 3255.5
3WL9212-3AC31-0BA1-ZR10 | ACCESORIES FOR BREAKER 3WL | 3982.76
3WL9212-3AC31-1BA1 | ACCESORIES FOR BREAKER 3WL | 3832.02
3WL9212-3AC40-2BA1 | ACCESORIES FOR BREAKER 3WL | 3989.99
3WL9212-3AC41-0BA1 | ACCESORIES FOR BREAKER 3WL | 3631.56
3WL9212-3AC42-1BA1-ZP18 | ACCESORIES FOR BREAKER 3WL | 4240.15
3WL9212-3AD10-0AA1 | ACCESORIES FOR BREAKER 3WL | 3378.49
3WL9212-3AD31-2BA1 | ACCESORIES FOR BREAKER 3WL | 4600.98
3WL9212-3AD41-2AA1 | ACCESORIES FOR BREAKER 3WL | 4160.77
3WL9212-3AE11-1BA1 | ACCESORIES FOR BREAKER 3WL | 3698.43
3WL9212-3AE21-0BA1 | ACCESORIES FOR BREAKER 3WL | 3495.24
3WL9212-3AE31-0AA1 | ACCESORIES FOR BREAKER 3WL | 3053.43
3WL9212-3AE31-2BA1 | ACCESORIES FOR BREAKER 3WL | 4031.67
3WL9212-3AE41-0AA1 | ACCESORIES FOR BREAKER 3WL | 3122.39
3WL9212-3BA42-1AA1 | ACCESORIES FOR BREAKER 3WL | 5021.16
3WL9212-3BC00-0AA1 | ACCESORIES FOR BREAKER 3WL | 3552.18
3WL9212-3BC21-0BA1 | ACCESORIES FOR BREAKER 3WL | 4395.71
3WL9212-3BC21-1BA1 | ACCESORIES FOR BREAKER 3WL | 4665.13
3WL9212-3BC22-0BA1 | ACCESORIES FOR BREAKER 3WL | 4429.38
3WL9212-3BC41-0BA1 | ACCESORIES FOR BREAKER 3WL | 4532.02
3WL9212-3BC41-2BA1 | ACCESORIES FOR BREAKER 3WL | 5001.11
3WL9212-3BD31-1BA1 | ACCESORIES FOR BREAKER 3WL | 5518.3
3WL9212-3BD42-0BA1 | ACCESORIES FOR BREAKER 3WL | 5351.52
3WL9212-3DB00-0AA1 | ACCESORIES FOR BREAKER 3WL | 3913.01
3WL9212-3DC32-0AA1 | ACCESORIES FOR BREAKER 3WL | 3640.38
3WL9212-3EC00-0AA1 | ACCESORIES FOR BREAKER 3WL | 4129.49
3WL9212-3EE00-0AA1 | ACCESORIES FOR BREAKER 3WL | 5059.65
3WL9212-4AB21-0AA1 | ACCESORIES FOR BREAKER 3WL | 4421.38
3WL9212-4AB31-0AA1 | ACCESORIES FOR BREAKER 3WL | 4488.73
3WL9212-4AC00-1BA1 | ACCESORIES FOR BREAKER 3WL | 4306.72
3WL9212-4AC11-0AA1 | ACCESORIES FOR BREAKER 3WL | 3705.64
3WL9212-4AC20-0BA1 | ACCESORIES FOR BREAKER 3WL | 4170.4
3WL9212-4AC21-0BA1 | ACCESORIES FOR BREAKER 3WL | 4281.04
3WL9212-4AC31-0AA1 | ACCESORIES FOR BREAKER 3WL | 3839.23
3WL9212-4AC31-1AA1 | ACCESORIES FOR BREAKER 3WL | 4108.65
3WL9212-4AC41-0BA1-ZR30 | ACCESORIES FOR BREAKER 3WL | 4686.78
3WL9212-4AC41-1BA1 | ACCESORIES FOR BREAKER 3WL | 4686.78
3WL9212-4AD00-0AA1 | ACCESORIES FOR BREAKER 3WL | 4073.37
3WL9212-4AD21-0BA1 | ACCESORIES FOR BREAKER 3WL | 4826.3
3WL9212-4AE11-0AA1 | ACCESORIES FOR BREAKER 3WL | 3705.64
3WL9212-4AE11-1BA1 | ACCESORIES FOR BREAKER 3WL | 4484.23
3WL9212-4AE31-1BA1 | ACCESORIES FOR BREAKER 3WL | 4617.82
3WL9212-4AE41-0BA1 | ACCESORIES FOR BREAKER 3WL | 4417.36
3WL9212-4BA31-0BA1 | ACCESORIES FOR BREAKER 3WL | 6138.92
3WL9212-4BB00-0AA1 | ACCESORIES FOR BREAKER 3WL | 5228.04
3WL9212-4BC11-0BA1 | ACCESORIES FOR BREAKER 3WL | 5211.51
3WL9212-4BC21-1AA1 | ACCESORIES FOR BREAKER 3WL | 4947.38
3WL9212-4BC32-0BA1 | ACCESORIES FOR BREAKER 3WL | 5378.78
3WL9212-4BC41-0BA1 | ACCESORIES FOR BREAKER 3WL | 5414.06
3WL9212-4BD00-0AA1 | ACCESORIES FOR BREAKER 3WL | 5228.04
3WL9212-4BD21-1BA1 | ACCESORIES FOR BREAKER 3WL | 6340.99
3WL9212-5AA11-1BA1 | ACCESORIES FOR BREAKER 3WL | 7378.9
3WL9212-5AB00-0AA1 | ACCESORIES FOR BREAKER 3WL | 6422.78
3WL1108-4EB32-1BA2-ZK07 | FIXED-MOUNTED CIRCUIT BREAKER | 7357.73
3WL1108-4EB38-4GA4 | WITHDRAWABLE CIRCUIT BREAKER | 11799.95
3WL1110-2AA31-4AN2 | FIXED-MOUNT NON-AUT. CIRCUIT-B. | 6369.85
3WL1110-2AA31-4GA2 | FIXED-MOUNT NON-AUT. CIRCUIT-B. | 6304.91
3WL1110-2AA32-1BJ4 | FIXED-MOUNT NON-AUT. CIRCUIT-B. | 4650.7
3WL1110-2AA32-1GA2 | FIXED-MOUNT NON-AUT. CIRCUIT-B. | 3867.3
3WL1110-2AA32-4AS2 | FIXED-MOUNT NON-AUT. CIRCUIT-B. | 6510.98
3WL1110-2AA32-4BA7 | FIXED-MOUNT NON-AUT. CIRCUIT-B. | 6203.07
3WL1110-2AA32-4GJ2 | FIXED-MOUNT NON-AUT. CIRCUIT-B. | 6260
3WL1110-2AA32-5AA2 | FIXED-MOUNT NON-AUT. CIRCUIT-B. | 5484.62
3WL1110-2AA33-4AK2 | FIXED-MOUNT NON-AUT. CIRCUIT-B. | 6418.76
3WL1110-2AA33-4BA4 | FIXED-MOUNT NON-AUT. CIRCUIT-B. | 6668.14
3WL1110-2AA34-4GN2 | FIXED-MOUNT NON-AUT. CIRCUIT-B. | 6725.07
3WL1110-2AA34-4GS4 | FIXED-MOUNT NON-AUT. CIRCUIT-B. | 7694.51
3WL1110-2AA34-6AJ2-ZK10 | FIXED-MOUNT NON-AUT. CIRCUIT-B. | 6918.32
3WL1110-2AA35-1AN2 | WITHDRAW. NON-AUT. CIRCUIT-B. | 4669.94
3WL1110-2AA35-1GA2 | WITHDRAW. NON-AUT. CIRCUIT-B. | 4605
3WL1110-2AA36-1AN2 | WITHDRAW. NON-AUT. CIRCUIT-B. | 5944.88
3WL1110-2AA36-1GA2 | WITHDRAW. NON-AUT. CIRCUIT-B. | 5879.94
3WL1110-2AA36-4GA2 | WITHDRAW. NON-AUT. CIRCUIT-B. | 7852.46
3WL1110-2AA36-4GB4 | WITHDRAW. NON-AUT. CIRCUIT-B. | 8570.92
3WL1110-2AA36-6BA4 | WITHDRAW. NON-AUT. CIRCUIT-B. | 8215.7
3WL1110-2AA37-1AA4 | WITHDRAW. NON-AUT. CIRCUIT-B. | 6377.08
3WL1110-2AA37-4GA2 | WITHDRAW. NON-AUT. CIRCUIT-B. | 8341.6
3WL1110-2AA42-1AA4 | FIXED-MOUNT NON-AUT. CIRCUIT-B. | 6433.2
3WL1110-2AA42-1GA2 | FIXED-MOUNT NON-AUT. CIRCUIT-B. | 6425.18
3WL1110-2AA42-4GN4 | FIXED-MOUNT NON-AUT. CIRCUIT-B. | 9181.12
3WL1110-2AA44-1AA2 | FIXED-MOUNT NON-AUT. CIRCUIT-B. | 6687.39
3WL1110-2AA46-1AA2 | WITHDRAW. NON-AUT. CIRCUIT-B. | 8740.1
3WL1110-2AA46-1GA2 | WITHDRAW. NON-AUT. CIRCUIT-B. | 9095.32
3WL1110-2AA46-4GA4 | WITHDRAW. NON-AUT. CIRCUIT-B. | 11431.1
3WL1110-2AA48-4GA4 | WITHDRAW. NON-AUT. CIRCUIT-B. | 11431.1
3WL1110-2BB31-1AA2 | FIXED-MOUNTED CIRCUIT BREAKER | 5821.4
3WL1110-2BB32-1AJ2 | FIXED-MOUNTED CIRCUIT BREAKER | 5776.49
3WL1110-2BB32-1AM2 | FIXED-MOUNTED CIRCUIT BREAKER | 5776.49
3WL1110-2BB32-1FA2 | FIXED-MOUNTED CIRCUIT BREAKER | 5711.55
3WL1110-2BB32-1GA4 | FIXED-MOUNTED CIRCUIT BREAKER | 6074.77
3WL1110-2BB32-4AA2 | FIXED-MOUNTED CIRCUIT BREAKER | 7328.87
3WL1110-2BB32-4AG2 | FIXED-MOUNTED CIRCUIT BREAKER | 7684.09
3WL1110-2BB32-4GG2 | FIXED-MOUNTED CIRCUIT BREAKER | 8039.29
3WL1110-2BB32-4GN2 | FIXED-MOUNTED CIRCUIT BREAKER | 8104.25
3WL1110-2BB33-1AA2-ZS55 | FIXED-MOUNTED CIRCUIT BREAKER | 6783.61
3WL1110-2BB33-1AL4 | FIXED-MOUNTED CIRCUIT BREAKER | 6653.71
3WL1110-2BB33-4BA4 | FIXED-MOUNTED CIRCUIT BREAKER | 8512.38
3WL1110-2BB34-1AA2 | FIXED-MOUNTED CIRCUIT BREAKER | 5821.4
3WL1110-2BB34-4AN2-ZC01C22F31 | FIXED-MOUNTED CIRCUIT BREAKER | 10251.59
3WL1110-2BB34-4AS2 | FIXED-MOUNTED CIRCUIT BREAKER | 8820.29
3WL1110-2BB35-4AA2 | WITHDRAWABLE CIRCUIT BREAKER | 8066.57
3WL1110-2BB36-1AG2 | WITHDRAWABLE CIRCUIT BREAKER | 7724.17
3WL1110-2BB36-1GA2 | WITHDRAWABLE CIRCUIT BREAKER | 7724.17
3WL1110-2BB36-4AA2 | WITHDRAWABLE CIRCUIT BREAKER | 9341.49
3WL1110-2BB36-4GN4 | WITHDRAWABLE CIRCUIT BREAKER | 10480.11
3WL1110-2BB36-4GP4 | WITHDRAWABLE CIRCUIT BREAKER | 10529.02
3WL1110-2BB41-1AA2 | FIXED-MOUNTED CIRCUIT BREAKER | 8531.64
3WL1110-2BB41-1FA2 | FIXED-MOUNTED CIRCUIT BREAKER | 8886.86
3WL1110-3CB32-3GN4 | FIXED-MOUNTED CIRCUIT BREAKER | 7908.6
3WL1110-3CB32-4AG2 | FIXED-MOUNTED CIRCUIT BREAKER | 8742.52
3WL1110-3CB32-4GN2 | FIXED-MOUNTED CIRCUIT BREAKER | 9162.68
3WL1110-3CB32-4GP2 | FIXED-MOUNTED CIRCUIT BREAKER | 9211.59
3WL1110-3CB33-1AA2 | FIXED-MOUNTED CIRCUIT BREAKER | 6887.85
3WL1110-3CB33-1AJ2 | FIXED-MOUNTED CIRCUIT BREAKER | 7308.01
3WL1110-3CB33-4AS2-ZC22 | FIXED-MOUNTED CIRCUIT BREAKER | 10087.21
3WL1110-3CB33-4GS4 | FIXED-MOUNTED CIRCUIT BREAKER | 10605.21
3WL1110-3CB34-1GA4 | FIXED-MOUNTED CIRCUIT BREAKER | 7606.3
3WL1110-3CB34-4AN4 | FIXED-MOUNTED CIRCUIT BREAKER | 9643.79
3WL1110-3CB35-1GA2 | WITHDRAWABLE CIRCUIT BREAKER | 7435.51
3WL1110-3CB35-3GA4-ZK07 | WITHDRAWABLE CIRCUIT BREAKER | 8276.64
3WL1110-3CB35-4GA4 | WITHDRAWABLE CIRCUIT BREAKER | 9771.29
3WL1110-3CB35-5AA2 | WITHDRAWABLE CIRCUIT BREAKER | 9052.83
3WL1110-3CB36-1AM2 | WITHDRAWABLE CIRCUIT BREAKER | 8919.72
3WL1110-3CB36-1BA2 | WITHDRAWABLE CIRCUIT BREAKER | 8854.77
3WL1110-3CB36-1GA2 | WITHDRAWABLE CIRCUIT BREAKER | 8854.77
3WL1110-3CB36-1GN2 | WITHDRAWABLE CIRCUIT BREAKER | 9274.94
3WL1110-3CB36-3GS2 | WITHDRAWABLE CIRCUIT BREAKER | 10236.36
3WL1110-3CB36-4AN2 | WITHDRAWABLE CIRCUIT BREAKER | 10892.26
3WL1110-3CB36-4GA4 | WITHDRAWABLE CIRCUIT BREAKER | 11190.55
3WL1110-3CB36-4GG2 | WITHDRAWABLE CIRCUIT BREAKER | 11182.52
3WL1110-3CB36-5AA2 | WITHDRAWABLE CIRCUIT BREAKER | 10472.1
3WL1110-3CB36-5FA4 | WITHDRAWABLE CIRCUIT BREAKER | 11190.55
3WL1120-2CB32-1GA2 | FIXED-MOUNTED CIRCUIT BREAKER | 11893.77
3WL1120-2CB32-1GA4 | FIXED-MOUNTED CIRCUIT BREAKER | 12257
3WL1120-2DG42-1AA2 | FIXED-MOUNTED CIRCUIT BREAKER | 16060.95
3WL1120-2EB32-1AA2 | FIXED-MOUNTED CIRCUIT BREAKER | 11963.53
3WL1120-2EB32-1AA2-ZT40 | FIXED-MOUNTED CIRCUIT BREAKER | 12268.23
3WL1120-2EB32-1GA2 | FIXED-MOUNTED CIRCUIT BREAKER | 12318.75
3WL1120-2EB64-1AA2-ZT40 | FIXED-MOUNTED CIRCUIT BREAKER | 12669.15
3WL1120-2EB76-1AA2 | WITHDRAWABLE CIRCUIT BREAKER | 19260.32
3WL1120-2EG31-4AB2 | FIXED-MOUNTED CIRCUIT BREAKER | 15903
3WL1120-2FB32-4GA4 | FIXED-MOUNTED CIRCUIT BREAKER | 15063.46
3WL1120-3BB32-1AN2 | FIXED-MOUNTED CIRCUIT BREAKER | 12528.02
3WL1120-3BB34-4AG2 | FIXED-MOUNTED CIRCUIT BREAKER | 14916.72
3WL1120-3BB42-1AN2 | FIXED-MOUNTED CIRCUIT BREAKER | 15735.4
3WL1120-3BB64-4GA4-ZT40 | FIXED-MOUNTED CIRCUIT BREAKER | 15584.67
3WL1120-3EB35-4BA2-ZK07 | WITHDRAWABLE CIRCUIT BREAKER | 16418.58
3WL1120-3EB46-4AN4 | WITHDRAWABLE CIRCUIT BREAKER | 22096.44
3WL1120-3EB46-4BA4 | WITHDRAWABLE CIRCUIT BREAKER | 22031.5
3WL1120-3FB31-4AA2-ZF02 | FIXED-MOUNTED CIRCUIT BREAKER | 17384
3WL1120-4BB32-1GA2 | FIXED-MOUNTED CIRCUIT BREAKER | 13024.37
3WL1120-4BB34-1AA2 | FIXED-MOUNTED CIRCUIT BREAKER | 13310.63
3WL1120-4BB36-1AA2 | WITHDRAWABLE CIRCUIT BREAKER | 15876.53
3WL1120-4BB36-1AA4-ZT40 | WITHDRAWABLE CIRCUIT BREAKER | 16544.46
3WL1210-4FB31-1AA2 | FIXED-MOUNTED CIRCUIT BREAKER | 8972.64
3WL1210-4FB31-1GA2-ZK07 | FIXED-MOUNTED CIRCUIT BREAKER | 9450.54
3WL1210-4FB32-1AA2 | FIXED-MOUNTED CIRCUIT BREAKER | 8467.49
3WL1210-4FB32-1GA2-ZS07 | FIXED-MOUNTED CIRCUIT BREAKER | 8967.03
3WL1210-4FB35-4GS2 | WITHDRAWABLE CIRCUIT BREAKER | 12735.7
3WL1210-4FB36-1AA2 | WITHDRAWABLE CIRCUIT BREAKER | 11249.88
3WL1210-4FB36-3GA2 | WITHDRAWABLE CIRCUIT BREAKER | 11960.32
3WL1210-4FB36-4GA2 | WITHDRAWABLE CIRCUIT BREAKER | 13577.64
3WL1210-4FB36-4GA4 | WITHDRAWABLE CIRCUIT BREAKER | 13940.88
3WL1210-4FG32-4GA4 | FIXED-MOUNTED CIRCUIT BREAKER | 12417.36
3WL1210-4FG32-4GN2 | FIXED-MOUNTED CIRCUIT BREAKER | 12474.3
3WL1210-4FG32-4GN4 | FIXED-MOUNTED CIRCUIT BREAKER | 12837.54
3WL1210-4FG32-4GP2 | FIXED-MOUNTED CIRCUIT BREAKER | 12523.21
3WL1210-4FG42-1AA2 | FIXED-MOUNTED CIRCUIT BREAKER | 12588.96
3WL1210-4FG46-1AA2 | WITHDRAWABLE CIRCUIT BREAKER | 16197.26
3WL1210-4NB31-1AA2 | FIXED-MOUNTED CIRCUIT BREAKER | 11322.05
3WL1210-4NB32-1AA2 | FIXED-MOUNTED CIRCUIT BREAKER | 10816.88
3WL1210-4NG36-1AA2 | WITHDRAWABLE CIRCUIT BREAKER | 14810.08
3WL1210-4NG36-4GT4 | WITHDRAWABLE CIRCUIT BREAKER | 18631.66
3WL1210-4NG37-1AA2 | WITHDRAWABLE CIRCUIT BREAKER | 15211
3WL1210-4NG38-1AA2 | WITHDRAWABLE CIRCUIT BREAKER | 14810.08
3WL1210-8AA32-5FA4 | FIXED-MOUNT NON-AUT. CIRCUIT-B. | 10460.87
3WL1210-8AA32-5FF4 | FIXED-MOUNT NON-AUT. CIRCUIT-B. | 10816.09
3WL1210-8AA32-6AJ2 | FIXED-MOUNT NON-AUT. CIRCUIT-B. | 10162.59
3WL1210-8AA32-6BA2 | FIXED-MOUNT NON-AUT. CIRCUIT-B. | 10097.63
3WL1210-8AA41-1AA2-ZA05 | FIXED-MOUNT NON-AUT. CIRCUIT-B. | 15275.15
3WL1210-8AA42-1AA2 | FIXED-MOUNT NON-AUT. CIRCUIT-B. | 11706.94
3WL1210-8AA42-1GA2 | FIXED-MOUNT NON-AUT. CIRCUIT-B. | 12062.15
3WL1210-8AA42-4AA4 | FIXED-MOUNT NON-AUT. CIRCUIT-B. | 14042.71
3WL1212-2AA33-4GA2 | FIXED-MOUNT NON-AUT. CIRCUIT-B. | 8566.11
3WL1212-2AA34-1AA2 | FIXED-MOUNT NON-AUT. CIRCUIT-B. | 6238.35
3WL1212-2AA35-1AA2 | WITHDRAW. NON-AUT. CIRCUIT-B. | 5997.79
3WL1212-2AA36-1AA2 | WITHDRAW. NON-AUT. CIRCUIT-B. | 7769.87
3WL1212-2BB32-1BA2-ZT40 | FIXED-MOUNTED CIRCUIT BREAKER | 8261.4
3WL1212-2BB32-1GA2 | FIXED-MOUNTED CIRCUIT BREAKER | 7956.7
3WL1212-2BB33-1AA2 | FIXED-MOUNTED CIRCUIT BREAKER | 8082.6
3WL1116-4CB42-1AA2 | FIXED-MOUNTED CIRCUIT BREAKER | 14906.3
3WL1116-4EB35-4GA2 | WITHDRAWABLE CIRCUIT BREAKER | 15734.61
3WL1116-4EB38-4GA2 | WITHDRAWABLE CIRCUIT BREAKER | 17418.47
3WL1120-2AA31-4AB2 | FIXED-MOUNT NON-AUT. CIRCUIT-B. | 12190.45
3WL1120-2AA31-5FF4 | FIXED-MOUNT NON-AUT. CIRCUIT-B. | 12908.9
3WL1120-2AA35-6AB2 | WITHDRAW. NON-AUT. CIRCUIT-B. | 13072.47
3WL1120-2AA36-6AB2 | WITHDRAW. NON-AUT. CIRCUIT-B. | 14916.72
3WL1120-2BB31-1AA2 | FIXED-MOUNTED CIRCUIT BREAKER | 11706.94
3WL1120-2BB32-1AA2 | FIXED-MOUNTED CIRCUIT BREAKER | 11306.02
3WL1120-2BB48-1AA2 | WITHDRAWABLE CIRCUIT BREAKER | 18602.8
3WL1120-2CB31-1AA2 | FIXED-MOUNTED CIRCUIT BREAKER | 11939.48
3WL1120-2CB32-1GP2 | FIXED-MOUNTED CIRCUIT BREAKER | 12362.85
3WL1120-2CB32-4AN4-ZK07 | FIXED-MOUNTED CIRCUIT BREAKER | 14417.16
3WL1120-2CB38-1AA2-ZR21 | WITHDRAWABLE CIRCUIT BREAKER | 15085.9
3WL1120-2CB46-1AA2 | WITHDRAWABLE CIRCUIT BREAKER | 18835.33
3WL1120-2EB34-3GA2-ZK07 | FIXED-MOUNTED CIRCUIT BREAKER | 13197.56
3WL1120-2EB36-1AA2 | WITHDRAWABLE CIRCUIT BREAKER | 15090.72
3WL1120-2EB36-1GA2 | WITHDRAWABLE CIRCUIT BREAKER | 15445.94
3WL1120-2EB45-1AA2 | WITHDRAWABLE CIRCUIT BREAKER | 17255.71
3WL1120-2EB48-1BA2-ZK07 | WITHDRAWABLE CIRCUIT BREAKER | 19738.21
3WL1120-2FG32-4GN2 | FIXED-MOUNTED CIRCUIT BREAKER | 16379.28
3WL1120-3AA32-1AN2 | FIXED-MOUNT NON-AUT. CIRCUIT-B. | 10683.78
3WL1120-3AA42-1AA2 | FIXED-MOUNT NON-AUT. CIRCUIT-B. | 13471
3WL1120-3BB31-4AA2 | FIXED-MOUNTED CIRCUIT BREAKER | 14561.5
3WL1120-3BB32-1AA2-ZM06 | FIXED-MOUNTED CIRCUIT BREAKER | 13751.63
3WL1120-3CB32-1AA2 | FIXED-MOUNTED CIRCUIT BREAKER | 12340.4
3WL1120-3CB32-4GN2-ZC22 | FIXED-MOUNTED CIRCUIT BREAKER | 15288.78
3WL1120-3CB66-3GA2 | WITHDRAWABLE CIRCUIT BREAKER | 16017.66
3WL1120-3EB34-1AA2 | FIXED-MOUNTED CIRCUIT BREAKER | 13246.49
3WL1120-3FB32-4AA2-ZF02 | FIXED-MOUNTED CIRCUIT BREAKER | 16902.89
3WL1120-3FB36-3GA2 | WITHDRAWABLE CIRCUIT BREAKER | 16851.58
3WL1120-4AA31-5FF4 | FIXED-MOUNT NON-AUT. CIRCUIT-B. | 14512.59
3WL1120-4AA37-5FF4 | WITHDRAW. NON-AUT. CIRCUIT-B. | 17479.41
3WL1120-4AA46-1AA2 | WITHDRAW. NON-AUT. CIRCUIT-B. | 18201.88
3WL1120-4CB32-1AA2 | FIXED-MOUNTED CIRCUIT BREAKER | 12901.69
3WL1210-4EG37-1AA2 | WITHDRAWABLE CIRCUIT BREAKER | 12452.65
3WL1210-4EG46-1AA2 | WITHDRAWABLE CIRCUIT BREAKER | 15740.22
3WL1210-4EG48-1AA2 | WITHDRAWABLE CIRCUIT BREAKER | 15740.22
3WL1210-4FB32-4GA2 | FIXED-MOUNTED CIRCUIT BREAKER | 10795.23
3WL1210-4FB32-4GN2 | FIXED-MOUNTED CIRCUIT BREAKER | 11215.41
3WL1210-4FB34-4GG4 | FIXED-MOUNTED CIRCUIT BREAKER | 12018.86
3WL1210-4FB35-1FA2 | WITHDRAWABLE CIRCUIT BREAKER | 9736.8
3WL1210-4FB36-4GN4 | WITHDRAWABLE CIRCUIT BREAKER | 14361.04
3WL1210-4FB36-4GP4 | WITHDRAWABLE CIRCUIT BREAKER | 14409.95
3WL1210-4FB46-1AA2 | WITHDRAWABLE CIRCUIT BREAKER | 14938.37
3WL1210-4FG32-1AA2 | FIXED-MOUNTED CIRCUIT BREAKER | 9726.38
3WL1210-4FG33-1AA2 | FIXED-MOUNTED CIRCUIT BREAKER | 10231.54
3WL1210-4FG35-1AA2 | WITHDRAWABLE CIRCUIT BREAKER | 10640.49
3WL1210-4FG36-4GP4 | WITHDRAWABLE CIRCUIT BREAKER | 15668.86
3WL1210-4FG38-1AA2 | WITHDRAWABLE CIRCUIT BREAKER | 12508.79
3WL1210-4NB33-1AA2 | FIXED-MOUNTED CIRCUIT BREAKER | 11322.05
3WL1210-4NB35-1AA2 | WITHDRAWABLE CIRCUIT BREAKER | 11730.99
3WL1210-4NG32-1AA2 | FIXED-MOUNTED CIRCUIT BREAKER | 12027.67
3WL1210-4NG34-1AA2 | FIXED-MOUNTED CIRCUIT BREAKER | 12532.84
3WL1210-4NG46-1AA2 | WITHDRAWABLE CIRCUIT BREAKER | 18498.56
3WL1210-8AA32-1AA2 | FIXED-MOUNT NON-AUT. CIRCUIT-B. | 7769.87
3WL1210-8AA32-4GA2-ZA05 | FIXED-MOUNT NON-AUT. CIRCUIT-B. | 12791.84
3WL1210-8AA32-4GG4 | FIXED-MOUNT NON-AUT. CIRCUIT-B. | 10816.09
3WL1112-3FG37-1AA2 | WITHDRAWABLE CIRCUIT BREAKER | 11947.48
3WL1112-3FG37-4GG4 | WITHDRAWABLE CIRCUIT BREAKER | 14993.7
3WL1116-3FB47-4GA2 | WITHDRAWABLE CIRCUIT BREAKER | 20954.61
3WL1116-3FB48-4GA2 | WITHDRAWABLE CIRCUIT BREAKER | 20232.95
3WL1116-3FG31-1AA2 | FIXED-MOUNTED CIRCUIT BREAKER | 13711.55
3WL1116-3FG32-1AA2 | FIXED-MOUNTED CIRCUIT BREAKER | 13230.44
3WL1116-3FG36-1GA4 | WITHDRAWABLE CIRCUIT BREAKER | 16434.61
3WL1116-3FG36-4GA2 | WITHDRAWABLE CIRCUIT BREAKER | 18043.91
3WL1116-3FG36-4GA4 | WITHDRAWABLE CIRCUIT BREAKER | 18407.15
3WL1116-3FG36-4GN2 | WITHDRAWABLE CIRCUIT BREAKER | 18464.08
3WL1116-3FG46-4AN2 | WITHDRAWABLE CIRCUIT BREAKER | 21556.8
3WL1116-3NB31-1AA2 | FIXED-MOUNTED CIRCUIT BREAKER | 14802.06
3WL1116-3NB32-1AA2 | FIXED-MOUNTED CIRCUIT BREAKER | 14320.94
3WL1116-3NB33-1AA2 | FIXED-MOUNTED CIRCUIT BREAKER | 14802.06
3WL1116-3NG33-1AA2 | FIXED-MOUNTED CIRCUIT BREAKER | 16012.85
3WL1116-3NG34-1AA2 | FIXED-MOUNTED CIRCUIT BREAKER | 16012.85
3WL1116-3NG35-1AA2 | WITHDRAWABLE CIRCUIT BREAKER | 16734.5
3WL1116-3NG36-1AA2 | WITHDRAWABLE CIRCUIT BREAKER | 18017.46
3WL1116-4AA46-1AA2 | WITHDRAW. NON-AUT. CIRCUIT-B. | 16036.9
3WL1116-4AA67-6BA2-ZR21T40 | WITHDRAW. NON-AUT. CIRCUIT-B. | 16042.51
3WL1116-4BB32-1AA2-ZA05 | FIXED-MOUNTED CIRCUIT BREAKER | 13222.42
3WL1116-4BB32-4AN2 | FIXED-MOUNTED CIRCUIT BREAKER | 13939.28
3WL1116-4CB64-1GA2-ZA05 | FIXED-MOUNTED CIRCUIT BREAKER | 14371.46
3WL1116-4DG32-1GA2-ZT40 | FIXED-MOUNTED CIRCUIT BREAKER | 13433.3
3WL1116-4EB32-4AJ4-ZK07 | FIXED-MOUNTED CIRCUIT BREAKER | 15082.71
3WL1116-4EB32-4GA4 | FIXED-MOUNTED CIRCUIT BREAKER | 14895.07
3WL1120-2AA32-4AA4-ZT40 | FIXED-MOUNT NON-AUT. CIRCUIT-B. | 12102.24
3WL1120-2AA34-1AN2-ZS07 | FIXED-MOUNT NON-AUT. CIRCUIT-B. | 10427.19
3WL1120-2AA34-4BA2 | FIXED-MOUNT NON-AUT. CIRCUIT-B. | 12190.45
3WL1120-2AA34-4GN2 | FIXED-MOUNT NON-AUT. CIRCUIT-B. | 12610.61
3WL1120-2AA34-6BA2 | FIXED-MOUNT NON-AUT. CIRCUIT-B. | 12190.45
3WL1120-2BB32-4AG2 | FIXED-MOUNTED CIRCUIT BREAKER | 13633.76
3WL1120-2BB32-4AJ2 | FIXED-MOUNTED CIRCUIT BREAKER | 13698.72
3WL1120-2BB34-4GN2 | FIXED-MOUNTED CIRCUIT BREAKER | 14454.86
3WL1120-2BB42-1AA2 | FIXED-MOUNTED CIRCUIT BREAKER | 14834.13
3WL1120-2CB32-4BJ2 | FIXED-MOUNTED CIRCUIT BREAKER | 14286.47
3WL1120-2CB32-4BJ2-ZM21 | FIXED-MOUNTED CIRCUIT BREAKER | 14641.69
3WL1120-2CB34-1AP2 | FIXED-MOUNTED CIRCUIT BREAKER | 12408.55
3WL1120-2CB36-1AA2 | WITHDRAWABLE CIRCUIT BREAKER | 14665.74
3WL1120-2EB38-1GA2 | WITHDRAWABLE CIRCUIT BREAKER | 15445.94
3WL1120-2EB38-4GA4 | WITHDRAWABLE CIRCUIT BREAKER | 17781.72
3WL1120-2EB42-1AS2 | FIXED-MOUNTED CIRCUIT BREAKER | 16518.01
3WL1120-2EB42-4GA2 | FIXED-MOUNTED CIRCUIT BREAKER | 17819.4
3WL1120-3AA34-1AN2-ZS07 | FIXED-MOUNT NON-AUT. CIRCUIT-B. | 11309.23
3WL1120-3AA34-4AN2-ZS07 | FIXED-MOUNT NON-AUT. CIRCUIT-B. | 13281.75
3WL1120-3AA34-6BA2 | FIXED-MOUNT NON-AUT. CIRCUIT-B. | 13072.47
3WL1120-3AA36-1AA2 | WITHDRAW. NON-AUT. CIRCUIT-B. | 13230.44
3WL1120-3CB36-1AA2 | WITHDRAWABLE CIRCUIT BREAKER | 15307.22
3WL1120-3CB36-4AN2 | WITHDRAWABLE CIRCUIT BREAKER | 17699.92
3WL1120-3CB42-1AA2 | FIXED-MOUNTED CIRCUIT BREAKER | 15547.78
3WL1120-3CB46-1AA2 | WITHDRAWABLE CIRCUIT BREAKER | 18915.52
3WL1120-4AA32-1AA2 | FIXED-MOUNT NON-AUT. CIRCUIT-B. | 10824.91
3WL1120-4AA32-1AA2-ZT40 | FIXED-MOUNT NON-AUT. CIRCUIT-B. | 11129.61
3WL1120-4AA36-1AA2 | WITHDRAW. NON-AUT. CIRCUIT-B. | 14032.29
3WL1120-4AA37-4GG4 | WITHDRAW. NON-AUT. CIRCUIT-B. | 17479.41
3WL1210-4EG38-1AA2 | WITHDRAWABLE CIRCUIT BREAKER | 12051.72
3WL1210-4EG41-1AA2 | FIXED-MOUNTED CIRCUIT BREAKER | 12693.2
3WL1210-4EG42-1AA2 | FIXED-MOUNTED CIRCUIT BREAKER | 12131.92
3WL1110-3CB37-1GA2 | WITHDRAWABLE CIRCUIT BREAKER | 9303.81
3WL1110-3CB38-1AN4 | WITHDRAWABLE CIRCUIT BREAKER | 9282.96
3WL1110-3CB38-4AN4 | WITHDRAWABLE CIRCUIT BREAKER | 11255.5
3WL1110-3CB42-1AN2-ZK07 | FIXED-MOUNTED CIRCUIT BREAKER | 9988.59
3WL1110-3CB42-1GA2 | FIXED-MOUNTED CIRCUIT BREAKER | 9800.95
3WL1110-3CB43-1AA2 | FIXED-MOUNTED CIRCUIT BREAKER | 10031.08
3WL1110-3CB43-4GA2 | FIXED-MOUNTED CIRCUIT BREAKER | 12358.84
3WL1110-3CB46-1GA2 | WITHDRAWABLE CIRCUIT BREAKER | 13176.72
3WL1110-3CB46-4GA2 | WITHDRAWABLE CIRCUIT BREAKER | 15149.25
3WL1110-3CB47-1AA2 | WITHDRAWABLE CIRCUIT BREAKER | 13543.17
3WL1110-3DG32-1AA4 | FIXED-MOUNTED CIRCUIT BREAKER | 7772.28
3WL1110-3DG32-4BJ2 | FIXED-MOUNTED CIRCUIT BREAKER | 10156.96
3WL1110-3DG32-6AA2 | FIXED-MOUNTED CIRCUIT BREAKER | 9381.58
3WL1110-3DG33-1AA2 | FIXED-MOUNTED CIRCUIT BREAKER | 7882.13
3WL1110-3DG36-1GA2 | WITHDRAWABLE CIRCUIT BREAKER | 9849.07
3WL1110-3DG36-4AN2 | WITHDRAWABLE CIRCUIT BREAKER | 11886.55
3WL1110-3DG36-4GP2 | WITHDRAWABLE CIRCUIT BREAKER | 12290.68
3WL1110-3DG36-6BA2 | WITHDRAWABLE CIRCUIT BREAKER | 11821.6
3WL1110-3DG44-1AA2 | FIXED-MOUNTED CIRCUIT BREAKER | 11025.37
3WL1110-3DG46-1AA2 | WITHDRAWABLE CIRCUIT BREAKER | 13815.78
3WL1110-3DG47-1AA2 | WITHDRAWABLE CIRCUIT BREAKER | 14537.45
3WL1110-3EB31-1AA2 | FIXED-MOUNTED CIRCUIT BREAKER | 7312.82
3WL1110-3EB32-1GP8 | FIXED-MOUNTED CIRCUIT BREAKER | 8027.27
3WL1110-3EB32-4GA4 | FIXED-MOUNTED CIRCUIT BREAKER | 9530.73
3WL1110-3EB34-1AA2 | FIXED-MOUNTED CIRCUIT BREAKER | 7312.82
3WL1110-3EB35-1BA2 | WITHDRAWABLE CIRCUIT BREAKER | 7860.48
3WL1110-3EB36-1DA4 | WITHDRAWABLE CIRCUIT BREAKER | 9667.84
3WL1110-3EB36-1GA4 | WITHDRAWABLE CIRCUIT BREAKER | 9642.98
3WL1110-3EB36-4GN2 | WITHDRAWABLE CIRCUIT BREAKER | 11672.45
3WL1110-3EB36-4GP2 | WITHDRAWABLE CIRCUIT BREAKER | 11721.37
3WL1112-3NG32-1AA2 | FIXED-MOUNTED CIRCUIT BREAKER | 11907.4
3WL1112-3NG34-1AA2 | FIXED-MOUNTED CIRCUIT BREAKER | 12364.45
3WL1112-3NG37-5FA4 | WITHDRAWABLE CIRCUIT BREAKER | 16939.78
3WL1112-3NG46-1BA2 | WITHDRAWABLE CIRCUIT BREAKER | 18132.12
3WL1112-4AA46-1AA2 | WITHDRAW. NON-AUT. CIRCUIT-B. | 12107.86
3WL1112-4BB34-4AN2 | FIXED-MOUNTED CIRCUIT BREAKER | 10515.39
3WL1112-4CB36-3AA2 | WITHDRAWABLE CIRCUIT BREAKER | 10282.06
3WL1112-4CB36-4BS2-ZR21 | WITHDRAWABLE CIRCUIT BREAKER | 13701.12
3WL1112-4EB35-1GA2-ZK07 | WITHDRAWABLE CIRCUIT BREAKER | 9209.99
3WL1112-4EB35-4GS4 | WITHDRAWABLE CIRCUIT BREAKER | 12449.44
3WL1112-4EG46-1GG2 | WITHDRAWABLE CIRCUIT BREAKER | 16530.83
3WL1112-4NB32-4AN8 | FIXED-MOUNTED CIRCUIT BREAKER | 13805.36
3WL1116-2AA32-1AA4-ZT40 | FIXED-MOUNT NON-AUT. CIRCUIT-B. | 9007.13
3WL1116-2AA32-1AN2 | FIXED-MOUNT NON-AUT. CIRCUIT-B. | 8759.36
3WL1116-2AA32-3AS2 | FIXED-MOUNT NON-AUT. CIRCUIT-B. | 9720.77
3WL1116-2AA32-4AA4 | FIXED-MOUNT NON-AUT. CIRCUIT-B. | 10674.96
3WL1116-2AA32-4BJ2 | FIXED-MOUNT NON-AUT. CIRCUIT-B. | 11087.12
3WL1116-2AA32-4GA2 | FIXED-MOUNT NON-AUT. CIRCUIT-B. | 10666.94
3WL1116-2AA32-6AJ2 | FIXED-MOUNT NON-AUT. CIRCUIT-B. | 10731.9
3WL1116-2AA33-1BA2 | FIXED-MOUNT NON-AUT. CIRCUIT-B. | 9095.32
3WL1116-2AA34-1AA2 | FIXED-MOUNT NON-AUT. CIRCUIT-B. | 8740.1
3WL1116-2AA34-4GN2 | FIXED-MOUNT NON-AUT. CIRCUIT-B. | 11488.04
3WL1116-2AA36-1AA2 | WITHDRAW. NON-AUT. CIRCUIT-B. | 11065.46
3WL1116-2AA36-1AA4 | WITHDRAW. NON-AUT. CIRCUIT-B. | 11428.69
3WL1116-2AA36-3GA2 | WITHDRAW. NON-AUT. CIRCUIT-B. | 11775.9
3WL1116-2AA36-4AA2 | WITHDRAW. NON-AUT. CIRCUIT-B. | 13038
3WL1116-2AA36-4GB4 | WITHDRAW. NON-AUT. CIRCUIT-B. | 14111.67
3WL1116-2AA36-4GG7 | WITHDRAW. NON-AUT. CIRCUIT-B. | 14111.67
3WL1210-4EG43-1AA2 | FIXED-MOUNTED CIRCUIT BREAKER | 12693.2
3WL1210-4EG44-1AA2 | FIXED-MOUNTED CIRCUIT BREAKER | 12693.2
3WL1210-4FB32-4GP2 | FIXED-MOUNTED CIRCUIT BREAKER | 11264.32
3WL1210-4FB32-4GP4 | FIXED-MOUNTED CIRCUIT BREAKER | 11627.55
3WL1210-4FB33-1AA2 | FIXED-MOUNTED CIRCUIT BREAKER | 8972.64
3WL1210-4FB33-5AM2 | FIXED-MOUNTED CIRCUIT BREAKER | 11365.35
3WL1210-4FB37-1AA2 | WITHDRAWABLE CIRCUIT BREAKER | 11650.8
3WL1210-4FB38-1AA2 | WITHDRAWABLE CIRCUIT BREAKER | 11249.88
3WL1210-4FB38-4GA2 | WITHDRAWABLE CIRCUIT BREAKER | 13577.64
3WL1210-4FB42-1AA2 | FIXED-MOUNTED CIRCUIT BREAKER | 11330.07
3WL1210-4FG36-4GA2 | WITHDRAWABLE CIRCUIT BREAKER | 14836.53
3WL1210-4FG36-4GA4 | WITHDRAWABLE CIRCUIT BREAKER | 15199.77
3WL1210-4FG36-4GN2 | WITHDRAWABLE CIRCUIT BREAKER | 15256.71
3WL1210-4FG36-4GN4 | WITHDRAWABLE CIRCUIT BREAKER | 15619.93
3WL1210-4NB37-1AA2 | WITHDRAWABLE CIRCUIT BREAKER | 14000.21
3WL1210-4NB38-1AA2 | WITHDRAWABLE CIRCUIT BREAKER | 13599.29
3WL1210-4NB42-1AA2 | FIXED-MOUNTED CIRCUIT BREAKER | 13679.48
3WL1210-4NB46-1AA2 | WITHDRAWABLE CIRCUIT BREAKER | 17287.78
3WL1210-8AA32-1AN2-ZA05 | FIXED-MOUNT NON-AUT. CIRCUIT-B. | 10884.24
3WL1210-8AA32-3GA2 | FIXED-MOUNT NON-AUT. CIRCUIT-B. | 8480.31
3WL1210-8AA32-4AN2 | FIXED-MOUNT NON-AUT. CIRCUIT-B. | 10162.59
3WL1210-8AA32-4AN2-ZA05 | FIXED-MOUNT NON-AUT. CIRCUIT-B. | 12856.78
3WL1210-8AA35-1AA2 | WITHDRAW. NON-AUT. CIRCUIT-B. | 9060.85
3WL1210-8AA36-1AA2 | WITHDRAW. NON-AUT. CIRCUIT-B. | 11466.39
3WL1210-8AA36-3DL4 | WITHDRAW. NON-AUT. CIRCUIT-B. | 13033.98
3WL1210-8AA36-4GN4 | WITHDRAW. NON-AUT. CIRCUIT-B. | 14577.55
3WL1210-8AA44-1AA2 | FIXED-MOUNT NON-AUT. CIRCUIT-B. | 12428.6
3WL1210-8AA45-1AA2 | WITHDRAW. NON-AUT. CIRCUIT-B. | 13070.08
3WL1210-8AA46-1AA2 | WITHDRAW. NON-AUT. CIRCUIT-B. | 16678.38
3WL1210-8AA47-1AA2 | WITHDRAW. NON-AUT. CIRCUIT-B. | 17079.3
3WL1210-8AA48-1AA2 | WITHDRAW. NON-AUT. CIRCUIT-B. | 17079.3
3WL1212-2AA43-1AA2 | FIXED-MOUNT NON-AUT. CIRCUIT-B. | 8900.48
3WL1212-2AA44-1AA2 | FIXED-MOUNT NON-AUT. CIRCUIT-B. | 8900.48
3WL1212-2AA45-1AA2 | WITHDRAW. NON-AUT. CIRCUIT-B. | 9461.77
3WL1212-2AA46-1AA2 | WITHDRAW. NON-AUT. CIRCUIT-B. | 11947.48
3WL1212-2BB38-1AA2 | WITHDRAWABLE CIRCUIT BREAKER | 9614.12
3WL1212-2BB41-1AA2 | FIXED-MOUNTED CIRCUIT BREAKER | 10744.72
3WL1212-2BB42-1AA2 | FIXED-MOUNTED CIRCUIT BREAKER | 10103.25
3WL1212-2BB43-1AA2 | FIXED-MOUNTED CIRCUIT BREAKER | 10744.72
3WL1212-2CB32-4AA2 | FIXED-MOUNTED CIRCUIT BREAKER | 9806.56
3WL1212-2CB32-4AA2-ZK07 | FIXED-MOUNTED CIRCUIT BREAKER | 9929.24
3WL1212-2CB32-4AN2 | FIXED-MOUNTED CIRCUIT BREAKER | 10226.73
3WL1212-2CB32-4GA2 | FIXED-MOUNTED CIRCUIT BREAKER | 10161.77
3WL1212-2CB36-1GA2 | WITHDRAWABLE CIRCUIT BREAKER | 10201.87
3WL1212-2CB36-3GA2 | WITHDRAWABLE CIRCUIT BREAKER | 10557.09
3WL1212-2CB36-3GA2-ZR21 | WITHDRAWABLE CIRCUIT BREAKER | 11034.18
3WL1212-2CB36-4AN2 | WITHDRAWABLE CIRCUIT BREAKER | 12239.37
3WL1212-2CB47-1AA2 | WITHDRAWABLE CIRCUIT BREAKER | 14665.74
3WL1212-2CB48-1AA2 | WITHDRAWABLE CIRCUIT BREAKER | 14024.26
3WL1212-2DG31-1AA2 | FIXED-MOUNTED CIRCUIT BREAKER | 9309.41
3WL1212-2DG32-1AA2 | FIXED-MOUNTED CIRCUIT BREAKER | 8828.32
3WL1216-4BB32-4GN4 | FIXED-MOUNTED CIRCUIT BREAKER | 15219.01
3WL1216-4BB32-4GP2 | FIXED-MOUNTED CIRCUIT BREAKER | 14904.69
3WL1216-4BB32-4GP4 | FIXED-MOUNTED CIRCUIT BREAKER | 15267.94
3WL1216-4BB33-1AA2 | FIXED-MOUNTED CIRCUIT BREAKER | 12508.79
3WL1216-4BB36-1GA2 | WITHDRAWABLE CIRCUIT BREAKER | 15429.91
3WL1216-4BB36-4AN2-ZC22 | WITHDRAWABLE CIRCUIT BREAKER | 17667.85
3WL1216-4BB36-4GA2 | WITHDRAWABLE CIRCUIT BREAKER | 17402.45
3WL1212-2BB34-1AA2 | FIXED-MOUNTED CIRCUIT BREAKER | 8082.6
3WL1212-2BB34-4AN2 | FIXED-MOUNTED CIRCUIT BREAKER | 10475.29
3WL1212-2BB48-1AA2 | WITHDRAWABLE CIRCUIT BREAKER | 13791.73
3WL1212-2CB31-1AA2 | FIXED-MOUNTED CIRCUIT BREAKER | 8315.13
3WL1212-2CB32-1AA2 | FIXED-MOUNTED CIRCUIT BREAKER | 7834.03
3WL1212-2CB32-1AJ4 | FIXED-MOUNTED CIRCUIT BREAKER | 8617.43
3WL1212-2CB33-4AN2 | FIXED-MOUNTED CIRCUIT BREAKER | 10707.84
3WL1212-2CB33-4GA2 | FIXED-MOUNTED CIRCUIT BREAKER | 10642.89
3WL1212-2CB34-1AA2 | FIXED-MOUNTED CIRCUIT BREAKER | 8315.13
3WL1212-2CB34-1GA2-ZK07 | FIXED-MOUNTED CIRCUIT BREAKER | 8793.03
3WL1212-2CB38-1AA2 | WITHDRAWABLE CIRCUIT BREAKER | 9846.65
3WL1212-2CB41-1AA2 | FIXED-MOUNTED CIRCUIT BREAKER | 10977.25
3WL1212-2CB42-1AA2 | FIXED-MOUNTED CIRCUIT BREAKER | 10335.79
3WL1212-2CB43-1AA2 | FIXED-MOUNTED CIRCUIT BREAKER | 10977.25
3WL1212-2DG35-1GN2 | WITHDRAWABLE CIRCUIT BREAKER | 9844.25
3WL1212-2DG36-1AA2 | WITHDRAWABLE CIRCUIT BREAKER | 10840.95
3WL1212-2DG36-4GA2 | WITHDRAWABLE CIRCUIT BREAKER | 13168.69
3WL1212-2DG37-1AA2 | WITHDRAWABLE CIRCUIT BREAKER | 11330.07
3WL1216-4BB34-4AN4 | FIXED-MOUNTED CIRCUIT BREAKER | 15264.73
3WL1216-4BB34-4AN4-ZC20 | FIXED-MOUNTED CIRCUIT BREAKER | 15409.05
3WL1216-4BB34-4BP2 | FIXED-MOUNTED CIRCUIT BREAKER | 15305.62
3WL1216-4BB34-4GA2 | FIXED-MOUNTED CIRCUIT BREAKER | 14836.53
3WL1216-4BB37-4AG4 | WITHDRAWABLE CIRCUIT BREAKER | 18246.78
3WL1216-4BB38-1AA2 | WITHDRAWABLE CIRCUIT BREAKER | 15074.69
3WL1216-4BB41-1AA2 | FIXED-MOUNTED CIRCUIT BREAKER | 15635.98
3WL1216-4BB42-1AA2 | FIXED-MOUNTED CIRCUIT BREAKER | 15074.69
3WL1216-4CB32-1AA4 | FIXED-MOUNTED CIRCUIT BREAKER | 12703.62
3WL1216-4CB32-1AF2 | FIXED-MOUNTED CIRCUIT BREAKER | 12695.62
3WL1216-4CB32-1AJ2 | FIXED-MOUNTED CIRCUIT BREAKER | 12760.56
3WL1216-4CB32-1AP2 | FIXED-MOUNTED CIRCUIT BREAKER | 12809.47
3WL1216-4CB32-1BA2 | FIXED-MOUNTED CIRCUIT BREAKER | 12695.62
3WL1216-4CB32-4GA4 | FIXED-MOUNTED CIRCUIT BREAKER | 15031.38
3WL1216-4CB32-4GG2 | FIXED-MOUNTED CIRCUIT BREAKER | 15023.36
3WL1216-4CB32-4GN2 | FIXED-MOUNTED CIRCUIT BREAKER | 15088.32
3WL1216-4CB32-4GN4 | FIXED-MOUNTED CIRCUIT BREAKER | 15451.56
3WL1216-4CB34-1FA2 | FIXED-MOUNTED CIRCUIT BREAKER | 13096.54
3WL1216-4CB34-4AN2 | FIXED-MOUNTED CIRCUIT BREAKER | 15134.02
3WL1216-4CB34-4AS2 | FIXED-MOUNTED CIRCUIT BREAKER | 15740.22
3WL1216-4CB34-5AM2 | FIXED-MOUNTED CIRCUIT BREAKER | 15134.02
3WL1216-4CB36-4GA2 | WITHDRAWABLE CIRCUIT BREAKER | 17634.98
3WL1216-4CB36-4GA4 | WITHDRAWABLE CIRCUIT BREAKER | 17998.21
3WL1216-4CB36-4GG2 | WITHDRAWABLE CIRCUIT BREAKER | 17990.2
3WL1216-4CB36-4GG4 | WITHDRAWABLE CIRCUIT BREAKER | 18353.43
3WL1216-4CB38-1GA4-ZT40 | WITHDRAWABLE CIRCUIT BREAKER | 16330.37
3WL1216-4CB38-4AJ2 | WITHDRAWABLE CIRCUIT BREAKER | 17699.92
3WL1216-4CB38-4AN2 | WITHDRAWABLE CIRCUIT BREAKER | 17699.92
3WL1216-4CB38-4AN4 | WITHDRAWABLE CIRCUIT BREAKER | 18063.16
3WL1216-4CB46-4GA2 | WITHDRAWABLE CIRCUIT BREAKER | 21082.9
3WL1216-4CB46-4GA4 | WITHDRAWABLE CIRCUIT BREAKER | 21446.14
3WL1216-4CB47-1AA2 | WITHDRAWABLE CIRCUIT BREAKER | 19156.08
3WL1216-4CB48-1AA2 | WITHDRAWABLE CIRCUIT BREAKER | 18755.16
3WL1216-4DG35-1AA2 | WITHDRAWABLE CIRCUIT BREAKER | 14377.08
3WL1216-4DG36-1AA2 | WITHDRAWABLE CIRCUIT BREAKER | 16301.51
3WL1216-4DG36-4AA2 | WITHDRAWABLE CIRCUIT BREAKER | 18274.04
3WL1216-4DG36-4GA2 | WITHDRAWABLE CIRCUIT BREAKER | 18629.26
3WL1216-4DG43-1AA2 | FIXED-MOUNTED CIRCUIT BREAKER | 16862.79
3WL1216-4DG44-1AA2 | FIXED-MOUNTED CIRCUIT BREAKER | 16862.79
3WL1216-4DG45-1AA2 | WITHDRAWABLE CIRCUIT BREAKER | 17183.54
3WL1216-4DG46-1AA2 | WITHDRAWABLE CIRCUIT BREAKER | 19749.44
3WL1210-8AA33-4GA2 | FIXED-MOUNT NON-AUT. CIRCUIT-B. | 10586.76
3WL1210-8AA33-5GG4-ZC11 | FIXED-MOUNT NON-AUT. CIRCUIT-B. | 11382.76
3WL1210-8AA37-1AA2-ZA05 | WITHDRAW. NON-AUT. CIRCUIT-B. | 14802.06
3WL1210-8AA41-1AA2 | FIXED-MOUNT NON-AUT. CIRCUIT-B. | 12428.6
3WL1210-8AA42-4AN2 | FIXED-MOUNT NON-AUT. CIRCUIT-B. | 14099.64
3WL1210-8AA43-4AN2-ZA05 | FIXED-MOUNT NON-AUT. CIRCUIT-B. | 17667.85
3WL1212-2AA31-1AA2 | FIXED-MOUNT NON-AUT. CIRCUIT-B. | 6238.35
3WL1212-2AA32-4GG4 | FIXED-MOUNT NON-AUT. CIRCUIT-B. | 8803.46
3WL1212-2AA38-1AA2 | WITHDRAW. NON-AUT. CIRCUIT-B. | 7769.87
3WL1212-2AA42-1AA2 | FIXED-MOUNT NON-AUT. CIRCUIT-B. | 8259.01
3WL1212-2AA47-1AA2 | WITHDRAW. NON-AUT. CIRCUIT-B. | 12588.96
3WL1212-2BB31-1AA2 | FIXED-MOUNTED CIRCUIT BREAKER | 8082.6
3WL1212-2BB35-1AA2 | WITHDRAWABLE CIRCUIT BREAKER | 7842.04
3WL1212-2BB36-4AA2 | WITHDRAWABLE CIRCUIT BREAKER | 11586.66
3WL1212-2BB45-1AA2 | WITHDRAWABLE CIRCUIT BREAKER | 11306.02
3WL1212-2BB47-1AA2 | WITHDRAWABLE CIRCUIT BREAKER | 14433.21
3WL1212-2CB32-1AJ4-ZK07 | FIXED-MOUNTED CIRCUIT BREAKER | 8740.1
3WL1212-2CB32-1GA2 | FIXED-MOUNTED CIRCUIT BREAKER | 8189.24
3WL1212-2CB32-3GA2-ZK07 | FIXED-MOUNTED CIRCUIT BREAKER | 8667.14
3WL1212-2CB32-4GA4 | FIXED-MOUNTED CIRCUIT BREAKER | 10525.02
3WL1212-2CB32-5AM2 | FIXED-MOUNTED CIRCUIT BREAKER | 10226.73
3WL1212-2CB36-1AA2 | WITHDRAWABLE CIRCUIT BREAKER | 9846.65
3WL1212-2CB36-1AN2 | WITHDRAWABLE CIRCUIT BREAKER | 10266.83
3WL1212-2CB36-4AN2-ZK07 | WITHDRAWABLE CIRCUIT BREAKER | 12362.03
3WL1212-2CB36-4GG4 | WITHDRAWABLE CIRCUIT BREAKER | 12892.87
3WL1212-2CB37-1AA2 | WITHDRAWABLE CIRCUIT BREAKER | 10335.79
3WL1212-2CB44-1AA2 | FIXED-MOUNTED CIRCUIT BREAKER | 10977.25
3WL1212-2CB46-1AA2 | WITHDRAWABLE CIRCUIT BREAKER | 14024.26
3WL1212-2DG33-1AA2 | FIXED-MOUNTED CIRCUIT BREAKER | 9309.41
3WL1212-2DG35-1AA2 | WITHDRAWABLE CIRCUIT BREAKER | 9068.87
3WL1216-4BB32-4AN2 | FIXED-MOUNTED CIRCUIT BREAKER | 14500.56
3WL1216-4BB32-4GA2 | FIXED-MOUNTED CIRCUIT BREAKER | 14435.61
3WL1216-4BB32-4GN2 | FIXED-MOUNTED CIRCUIT BREAKER | 14855.78
3WL1216-4BB34-1AA2 | FIXED-MOUNTED CIRCUIT BREAKER | 12508.79
3WL1216-4BB34-4AN2 | FIXED-MOUNTED CIRCUIT BREAKER | 14901.49
3WL1216-4BB35-1AA2 | WITHDRAWABLE CIRCUIT BREAKER | 13150.25
3WL1216-4BB36-1AN2 | WITHDRAWABLE CIRCUIT BREAKER | 15494.85
3WL1216-4BB36-4GP2 | WITHDRAWABLE CIRCUIT BREAKER | 17871.52
3WL1216-4BB37-1AA2 | WITHDRAWABLE CIRCUIT BREAKER | 15555.78
3WL1216-4BB42-4GA2 | FIXED-MOUNTED CIRCUIT BREAKER | 17402.45
3WL1216-4BB44-1AA2 | FIXED-MOUNTED CIRCUIT BREAKER | 15635.98
3WL1216-4CB31-4GA4 | FIXED-MOUNTED CIRCUIT BREAKER | 15432.31
3WL1216-4CB32-1AA2 | FIXED-MOUNTED CIRCUIT BREAKER | 12340.4
3WL1216-4CB32-1FM2 | FIXED-MOUNTED CIRCUIT BREAKER | 13115.78
3WL1216-4CB32-1GA2-ZA05 | FIXED-MOUNTED CIRCUIT BREAKER | 15389.81
3WL1216-4CB32-4AN4 | FIXED-MOUNTED CIRCUIT BREAKER | 15096.34
3WL1216-4CB32-4BA2 | FIXED-MOUNTED CIRCUIT BREAKER | 14668.14
3WL1216-4CB32-4GP4 | FIXED-MOUNTED CIRCUIT BREAKER | 15500.47
3WL1216-4CB32-6BJ2 | FIXED-MOUNTED CIRCUIT BREAKER | 15088.32
3WL1216-4CB34-1AA4-ZA05 | FIXED-MOUNTED CIRCUIT BREAKER | 15798.76
3WL1216-4CB34-1AN2 | FIXED-MOUNTED CIRCUIT BREAKER | 13161.48
3WL1216-4CB34-6AJ2-ZC22 | FIXED-MOUNTED CIRCUIT BREAKER | 15334.48
3WL1216-4CB35-4AN2 | WITHDRAWABLE CIRCUIT BREAKER | 15775.5
3WL1216-4CB36-1AA4 | WITHDRAWABLE CIRCUIT BREAKER | 15670.45
3WL1216-4CB36-4AN2 | WITHDRAWABLE CIRCUIT BREAKER | 17699.92
3WL1216-4CB36-4GN4 | WITHDRAWABLE CIRCUIT BREAKER | 18418.38
3WL1216-4CB36-4GP4 | WITHDRAWABLE CIRCUIT BREAKER | 18467.29
3WL1216-4CB36-5FM2 | WITHDRAWABLE CIRCUIT BREAKER | 18055.14
3WL1216-4BB36-4GA4 | WITHDRAWABLE CIRCUIT BREAKER | 17765.67
3WL1216-4BB36-4GN2 | WITHDRAWABLE CIRCUIT BREAKER | 17822.61
3WL1216-4BB46-1AA2 | WITHDRAWABLE CIRCUIT BREAKER | 18522.62
3WL1216-4BB47-1AA2 | WITHDRAWABLE CIRCUIT BREAKER | 18923.55
3WL1216-4BB48-1AA2 | WITHDRAWABLE CIRCUIT BREAKER | 18522.62
3WL1216-4CB31-1AA2 | FIXED-MOUNTED CIRCUIT BREAKER | 12741.32
3WL1216-4CB32-1GA4-ZK07 | FIXED-MOUNTED CIRCUIT BREAKER | 13181.53
3WL1216-4CB32-3GA2 | FIXED-MOUNTED CIRCUIT BREAKER | 13050.82
3WL1216-4CB32-4AM2 | FIXED-MOUNTED CIRCUIT BREAKER | 14733.1
3WL1216-4CB32-4AN2 | FIXED-MOUNTED CIRCUIT BREAKER | 14733.1
3WL1216-4CB33-1AA2 | FIXED-MOUNTED CIRCUIT BREAKER | 12741.32
3WL1216-4CB33-4AN4 | FIXED-MOUNTED CIRCUIT BREAKER | 15497.26
3WL1216-4CB33-6AJ2-ZC22 | FIXED-MOUNTED CIRCUIT BREAKER | 15334.48
3WL1216-4CB34-1AA2 | FIXED-MOUNTED CIRCUIT BREAKER | 12741.32
3WL1216-4CB34-1AA2-ZB12 | FIXED-MOUNTED CIRCUIT BREAKER | 12741.32
3WL1216-4CB35-4GA4 | WITHDRAWABLE CIRCUIT BREAKER | 16073.78
3WL1216-4CB35-4GN4 | WITHDRAWABLE CIRCUIT BREAKER | 16493.94
3WL1216-4CB35-5FJ4 | WITHDRAWABLE CIRCUIT BREAKER | 16493.94
3WL1216-4CB35-6AJ2 | WITHDRAWABLE CIRCUIT BREAKER | 15775.5
3WL1216-4CB36-4GS4 | WITHDRAWABLE CIRCUIT BREAKER | 19024.58
3WL1216-4CB36-5AM2 | WITHDRAWABLE CIRCUIT BREAKER | 17699.92
3WL1216-4CB36-5AM4 | WITHDRAWABLE CIRCUIT BREAKER | 18063.16
3WL1216-4CB36-5FA4 | WITHDRAWABLE CIRCUIT BREAKER | 17998.21
3WL1216-4CB42-1GG2 | FIXED-MOUNTED CIRCUIT BREAKER | 16017.66
3WL1216-4CB42-4GA2 | FIXED-MOUNTED CIRCUIT BREAKER | 17634.98
3WL1216-4CB42-4GA4 | FIXED-MOUNTED CIRCUIT BREAKER | 17998.21
3WL1216-4CB43-1AA2 | FIXED-MOUNTED CIRCUIT BREAKER | 15868.51
3WL1216-4DG32-4GA4 | FIXED-MOUNTED CIRCUIT BREAKER | 16025.67
3WL1216-4DG32-4GN2 | FIXED-MOUNTED CIRCUIT BREAKER | 16082.6
3WL1216-4DG32-4GN4 | FIXED-MOUNTED CIRCUIT BREAKER | 16445.84
3WL1216-4DG32-4GP2 | FIXED-MOUNTED CIRCUIT BREAKER | 16131.51
3WL1216-4DG32-4GP4 | FIXED-MOUNTED CIRCUIT BREAKER | 16494.75
3WL1216-4DG36-4GP2 | WITHDRAWABLE CIRCUIT BREAKER | 19098.34
3WL1216-4DG36-4GP4 | WITHDRAWABLE CIRCUIT BREAKER | 19461.58
3WL1216-4DG36-4GS2 | WITHDRAWABLE CIRCUIT BREAKER | 19655.62
3WL1216-4DG36-5AM2 | WITHDRAWABLE CIRCUIT BREAKER | 18694.2
3WL1216-4EB32-1AS4 | FIXED-MOUNTED CIRCUIT BREAKER | 14154.97
3WL1216-4EB32-1GA2 | FIXED-MOUNTED CIRCUIT BREAKER | 13120.59
3WL1216-4EB32-4AN2 | FIXED-MOUNTED CIRCUIT BREAKER | 15158.07
3WL1216-4EB32-4GA2 | FIXED-MOUNTED CIRCUIT BREAKER | 15093.13
3WL1216-4EB35-1AA2 | WITHDRAWABLE CIRCUIT BREAKER | 13807.77
3WL1216-4EB35-4GA2 | WITHDRAWABLE CIRCUIT BREAKER | 16135.53
3WL1216-4EB36-1AA2 | WITHDRAWABLE CIRCUIT BREAKER | 15732.2
3WL1216-4EB36-1GA2 | WITHDRAWABLE CIRCUIT BREAKER | 16087.41
3WL1216-4EB36-4AN4 | WITHDRAWABLE CIRCUIT BREAKER | 18488.14
3WL1216-4EB42-1AA2 | FIXED-MOUNTED CIRCUIT BREAKER | 15732.2
3WL1216-4EB43-1AA2 | FIXED-MOUNTED CIRCUIT BREAKER | 16293.48
3WL1216-4EB44-1AA2 | FIXED-MOUNTED CIRCUIT BREAKER | 16293.48
3WL1216-4EB45-1AA2 | WITHDRAWABLE CIRCUIT BREAKER | 16614.23
3WL1220-3EB45-1AA2 | WITHDRAWABLE CIRCUIT BREAKER | 19340.5
3WL1220-3EB45-4BA4 | WITHDRAWABLE CIRCUIT BREAKER | 22031.5
3WL1220-3EB45-4GA2 | WITHDRAWABLE CIRCUIT BREAKER | 21668.26
3WL1220-3EB45-5FA2 | WITHDRAWABLE CIRCUIT BREAKER | 21668.26
3WL1220-3EG31-1AA4 | FIXED-MOUNTED CIRCUIT BREAKER | 16263.82
3WL1220-3EG32-1AA2 | FIXED-MOUNTED CIRCUIT BREAKER | 15178.93
3WL1220-3EG32-1AA4 | FIXED-MOUNTED CIRCUIT BREAKER | 15542.15
3WL1220-3EG32-1GA2 | FIXED-MOUNTED CIRCUIT BREAKER | 15534.15
3WL1116-3BB36-1AN2 | WITHDRAWABLE CIRCUIT BREAKER | 13810.98
3WL1116-3BB36-1BA2 | WITHDRAWABLE CIRCUIT BREAKER | 13746.03
3WL1116-2AA37-1FA2 | WITHDRAW. NON-AUT. CIRCUIT-B. | 11821.6
3WL1116-2AA38-1AA2 | WITHDRAW. NON-AUT. CIRCUIT-B. | 11065.46
3WL1116-2AA41-4GA2 | FIXED-MOUNT NON-AUT. CIRCUIT-B. | 14435.61
3WL1116-2AA42-4AA2 | FIXED-MOUNT NON-AUT. CIRCUIT-B. | 13358.73
3WL1116-2AA42-4GA2 | FIXED-MOUNT NON-AUT. CIRCUIT-B. | 13713.95
3WL1116-2AA43-4GA4 | FIXED-MOUNT NON-AUT. CIRCUIT-B. | 14798.85
3WL1116-2AA45-1AA2 | WITHDRAW. NON-AUT. CIRCUIT-B. | 13070.08
3WL1116-2AA46-1BA2-ZR21S08 | WITHDRAW. NON-AUT. CIRCUIT-B. | 16024.06
3WL1116-2AA46-1DA4 | WITHDRAW. NON-AUT. CIRCUIT-B. | 15577.44
3WL1116-2AA46-1GA2-ZR21S05 | WITHDRAW. NON-AUT. CIRCUIT-B. | 15887.75
3WL1116-2AA46-4GA4 | WITHDRAW. NON-AUT. CIRCUIT-B. | 17525.11
3WL1116-2AA46-5AA7 | WITHDRAW. NON-AUT. CIRCUIT-B. | 17169.91
3WL1116-2AA47-1AA4 | WITHDRAW. NON-AUT. CIRCUIT-B. | 15919.03
3WL1116-2AA47-4GA2 | WITHDRAW. NON-AUT. CIRCUIT-B. | 17883.54
3WL1116-2BB31-1AA2 | FIXED-MOUNTED CIRCUIT BREAKER | 10584.35
3WL1116-2BB31-4AA2 | FIXED-MOUNTED CIRCUIT BREAKER | 12556.89
3WL1116-2BB31-4BA2 | FIXED-MOUNTED CIRCUIT BREAKER | 12912.11
3WL1116-2BB32-1AA2 | FIXED-MOUNTED CIRCUIT BREAKER | 10183.43
3WL1116-2BB32-1AM2 | FIXED-MOUNTED CIRCUIT BREAKER | 10603.6
3WL1116-2BB32-1EA4 | FIXED-MOUNTED CIRCUIT BREAKER | 10926.73
3WL1116-2BB32-1GA2 | FIXED-MOUNTED CIRCUIT BREAKER | 10538.65
3WL1116-2BB32-4AG2 | FIXED-MOUNTED CIRCUIT BREAKER | 12511.19
3WL1116-2BB32-4AN2 | FIXED-MOUNTED CIRCUIT BREAKER | 12576.14
3WL1116-2BB32-4AS2-ZC22 | FIXED-MOUNTED CIRCUIT BREAKER | 13382.78
3WL1116-2BB32-4BJ2 | FIXED-MOUNTED CIRCUIT BREAKER | 12931.35
3WL1116-2BB32-4GP2 | FIXED-MOUNTED CIRCUIT BREAKER | 12980.26
3WL1120-4CB32-1GA2-ZK07 | FIXED-MOUNTED CIRCUIT BREAKER | 13379.59
3WL1120-4EB35-4GA2 | WITHDRAWABLE CIRCUIT BREAKER | 17097.74
3WL1120-4EB38-4AA2 | WITHDRAWABLE CIRCUIT BREAKER | 18506.58
3WL1120-8AA41-4GG4-ZS07 | FIXED-MOUNT NON-AUT. CIRCUIT-B. | 19387.8
3WL1208-2AA31-1AA2 | FIXED-MOUNT NON-AUT. CIRCUIT-B. | 4915.31
3WL1208-2AA38-1AA2 | WITHDRAW. NON-AUT. CIRCUIT-B. | 6879.83
3WL1208-2AA42-1AA2 | FIXED-MOUNT NON-AUT. CIRCUIT-B. | 7112.36
3WL1208-2AA48-1AA2 | WITHDRAW. NON-AUT. CIRCUIT-B. | 10664.54
3WL1208-2BB32-1AA2 | FIXED-MOUNTED CIRCUIT BREAKER | 6286.47
3WL1208-2BB34-4AN4-ZC22 | FIXED-MOUNTED CIRCUIT BREAKER | 9715.96
3WL1208-2BB36-1AA2 | WITHDRAWABLE CIRCUIT BREAKER | 8724.07
3WL1208-2BB44-1AA2 | FIXED-MOUNTED CIRCUIT BREAKER | 9582.04
3WL1208-2BB46-1AA2 | WITHDRAWABLE CIRCUIT BREAKER | 12508.79
3WL1208-2CB32-4AA2 | FIXED-MOUNTED CIRCUIT BREAKER | 8491.54
3WL1208-2CB33-1AA2 | FIXED-MOUNTED CIRCUIT BREAKER | 6992.09
3WL1208-2CB36-1AN2 | WITHDRAWABLE CIRCUIT BREAKER | 9376.77
3WL1208-2CB36-4AA2 | WITHDRAWABLE CIRCUIT BREAKER | 10929.15
3WL1208-2CB44-1AA2 | FIXED-MOUNTED CIRCUIT BREAKER | 9814.58
3WL1208-2CB46-1AA2 | WITHDRAWABLE CIRCUIT BREAKER | 12741.32
3WL1208-2DG35-1AA2 | WITHDRAWABLE CIRCUIT BREAKER | 7970.33
3WL1208-2DG37-1AA2 | WITHDRAWABLE CIRCUIT BREAKER | 10448.03
3WL1208-2DG44-1AA2 | FIXED-MOUNTED CIRCUIT BREAKER | 10808.86
3WL1208-2DG46-1AA2 | WITHDRAWABLE CIRCUIT BREAKER | 13735.61
3WL1208-2EB35-1AA2 | WITHDRAWABLE CIRCUIT BREAKER | 7401.02
3WL1208-2EB37-1AA2 | WITHDRAWABLE CIRCUIT BREAKER | 9878.72
3WL1208-2EB45-1AA2 | WITHDRAWABLE CIRCUIT BREAKER | 10840.95
3WL1208-2EB46-4CG2 | WITHDRAWABLE CIRCUIT BREAKER | 15874.12
3WL1208-2EG33-1AA2 | FIXED-MOUNTED CIRCUIT BREAKER | 8627.86
3WL1208-2EG35-1AA2 | WITHDRAWABLE CIRCUIT BREAKER | 8611.81
3WL1208-2EG43-1AA2 | FIXED-MOUNTED CIRCUIT BREAKER | 11450.34
3WL1208-2EG45-1AA2 | WITHDRAWABLE CIRCUIT BREAKER | 12051.72
3WL1208-3AA31-1AA2 | FIXED-MOUNT NON-AUT. CIRCUIT-B. | 5179.92
3WL1216-4DG46-4GA4 | WITHDRAWABLE CIRCUIT BREAKER | 22440.43
3WL1216-4EB32-4GP2 | FIXED-MOUNTED CIRCUIT BREAKER | 15562.2
3WL1216-4EB32-4GP4 | FIXED-MOUNTED CIRCUIT BREAKER | 15925.44
3WL1216-4EB33-1AA2 | FIXED-MOUNTED CIRCUIT BREAKER | 13166.29
3WL1216-4EB34-1AA2 | FIXED-MOUNTED CIRCUIT BREAKER | 13166.29
3WL1216-4EB36-4GN4 | WITHDRAWABLE CIRCUIT BREAKER | 18843.36
3WL1216-4EB36-4GP2 | WITHDRAWABLE CIRCUIT BREAKER | 18529.03
3WL1216-4EB36-4GP4 | WITHDRAWABLE CIRCUIT BREAKER | 18892.27
3WL1216-4EB36-5FA2 | WITHDRAWABLE CIRCUIT BREAKER | 18059.95
3WL1216-4EG32-4GA2 | FIXED-MOUNTED CIRCUIT BREAKER | 16303.92
3WL1216-4EG32-4GA4 | FIXED-MOUNTED CIRCUIT BREAKER | 16667.15
3WL1220-3EB42-1GA4 | FIXED-MOUNTED CIRCUIT BREAKER | 18695.81
3WL1220-3EB42-1GA8 | FIXED-MOUNTED CIRCUIT BREAKER | 18695.81
3WL1220-3EB46-4AG4 | WITHDRAWABLE CIRCUIT BREAKER | 24757.76
3WL1220-3EB46-4GA2 | WITHDRAWABLE CIRCUIT BREAKER | 24394.52
3WL1220-3EB46-4GG7 | WITHDRAWABLE CIRCUIT BREAKER | 25112.98
3WL1220-3EB46-5FA2 | WITHDRAWABLE CIRCUIT BREAKER | 24394.52
3WL1116-3BB34-4AS2 | FIXED-MOUNTED CIRCUIT BREAKER | 14385.09
3WL1116-3BB34-4AS4 | FIXED-MOUNTED CIRCUIT BREAKER | 14748.33
3WL1116-3BB35-1AA2 | WITHDRAWABLE CIRCUIT BREAKER | 12107.86
3WL1116-3BB35-1AA2-ZK07 | WITHDRAWABLE CIRCUIT BREAKER | 12230.53
3WL1116-3BB36-4GA2 | WITHDRAWABLE CIRCUIT BREAKER | 15718.57
3WL1116-3BB36-4GA2-ZC11 | WITHDRAWABLE CIRCUIT BREAKER | 15796.11
3WL1116-3BB36-4GA4 | WITHDRAWABLE CIRCUIT BREAKER | 16081.81
3WL1116-3BB36-4GN2 | WITHDRAWABLE CIRCUIT BREAKER | 16138.73
3WL1116-3BB42-1GA2 | FIXED-MOUNTED CIRCUIT BREAKER | 14146.95
3WL1116-3BB42-1GN2 | FIXED-MOUNTED CIRCUIT BREAKER | 14567.11
3WL1116-3BB42-4AN2-ZC22 | FIXED-MOUNTED CIRCUIT BREAKER | 16384.91
3WL1116-3BB43-1AA2 | FIXED-MOUNTED CIRCUIT BREAKER | 14433.21
3WL1116-3BB44-1AA2 | FIXED-MOUNTED CIRCUIT BREAKER | 14433.21
3WL1116-3CB31-1GA2-ZK07 | FIXED-MOUNTED CIRCUIT BREAKER | 12096.63
3WL1116-3CB31-4AN2 | FIXED-MOUNTED CIRCUIT BREAKER | 14011.44
3WL1116-3CB31-4GA2 | FIXED-MOUNTED CIRCUIT BREAKER | 13946.49
3WL1116-3CB31-4GA4 | FIXED-MOUNTED CIRCUIT BREAKER | 14309.73
3WL1116-3CB32-1FA2 | FIXED-MOUNTED CIRCUIT BREAKER | 11492.85
3WL1116-3CB32-1FR4 | FIXED-MOUNTED CIRCUIT BREAKER | 12882.43
3WL1116-3CB32-1GA2 | FIXED-MOUNTED CIRCUIT BREAKER | 11492.85
3WL1116-3CB32-1GA2-ZK07 | FIXED-MOUNTED CIRCUIT BREAKER | 11615.52
3WL1116-3CB32-4AN2-ZK07T40 | FIXED-MOUNTED CIRCUIT BREAKER | 13957.72
3WL1116-3CB32-4AS2 | FIXED-MOUNTED CIRCUIT BREAKER | 14136.53
3WL1116-3CB32-4GA2 | FIXED-MOUNTED CIRCUIT BREAKER | 13465.37
3WL1116-3CB32-4GA4 | FIXED-MOUNTED CIRCUIT BREAKER | 13828.62
3WL1116-3CB33-1GA2-ZK07 | FIXED-MOUNTED CIRCUIT BREAKER | 12096.63
3WL1116-3CB33-4AA2 | FIXED-MOUNTED CIRCUIT BREAKER | 13591.27
3WL1116-3CB33-4AJ2 | FIXED-MOUNTED CIRCUIT BREAKER | 14011.44
3WL1116-3CB33-4AJ2-ZC22 | FIXED-MOUNTED CIRCUIT BREAKER | 14211.91
3WL1116-3CB34-1GG4 | FIXED-MOUNTED CIRCUIT BREAKER | 12692.41
3WL1116-3CB34-1GS2 | FIXED-MOUNTED CIRCUIT BREAKER | 13000.31
3WL1116-3CB34-3GN8 | FIXED-MOUNTED CIRCUIT BREAKER | 13112.57
3WL1116-3CB34-4AG4 | FIXED-MOUNTED CIRCUIT BREAKER | 14309.73
3WL1116-3CB35-1GA2 | WITHDRAWABLE CIRCUIT BREAKER | 12695.62
3WL1116-3CB35-4AA2 | WITHDRAWABLE CIRCUIT BREAKER | 14312.94
3WL1116-3CB35-4AG2 | WITHDRAWABLE CIRCUIT BREAKER | 14668.14
3WL1116-3CB35-4AN2 | WITHDRAWABLE CIRCUIT BREAKER | 14733.1
3WL1116-3CB36-1EA4 | WITHDRAWABLE CIRCUIT BREAKER | 14366.65
3WL1116-3CB36-1FA2 | WITHDRAWABLE CIRCUIT BREAKER | 13978.56
3WL1116-3CB36-1GA2 | WITHDRAWABLE CIRCUIT BREAKER | 13978.56
3WL1116-3CB36-1GA4 | WITHDRAWABLE CIRCUIT BREAKER | 14341.8
3WL1216-4CB38-1AA2 | WITHDRAWABLE CIRCUIT BREAKER | 15307.22
3WL1216-4CB41-1AA2 | FIXED-MOUNTED CIRCUIT BREAKER | 15868.51
3WL1216-4CB42-1AA2 | FIXED-MOUNTED CIRCUIT BREAKER | 15307.22
3WL1216-4CB45-1AA2 | WITHDRAWABLE CIRCUIT BREAKER | 16189.24
3WL1216-4CB46-1GA2 | WITHDRAWABLE CIRCUIT BREAKER | 19110.38
3WL1216-4CB48-4GA2 | WITHDRAWABLE CIRCUIT BREAKER | 21082.9
3WL1216-4DG32-1AA2 | FIXED-MOUNTED CIRCUIT BREAKER | 13334.68
3WL1216-4DG32-5FR4 | FIXED-MOUNTED CIRCUIT BREAKER | 17052.04
3WL1216-4DG34-1AA2 | FIXED-MOUNTED CIRCUIT BREAKER | 13735.61
3WL1216-4DG36-4GA8 | WITHDRAWABLE CIRCUIT BREAKER | 18992.51
3WL1216-4DG36-4GN4 | WITHDRAWABLE CIRCUIT BREAKER | 19412.67
3WL1216-4DG37-1AA2 | WITHDRAWABLE CIRCUIT BREAKER | 16782.62
3WL1216-4DG41-1AA2 | FIXED-MOUNTED CIRCUIT BREAKER | 16862.79
3WL1216-4DG47-1AA2 | WITHDRAWABLE CIRCUIT BREAKER | 20150.36
3WL1216-4EB31-1AA2 | FIXED-MOUNTED CIRCUIT BREAKER | 13166.29
3WL1216-4EB32-4GG4 | FIXED-MOUNTED CIRCUIT BREAKER | 15811.58
3WL1216-4EB32-4GN4 | FIXED-MOUNTED CIRCUIT BREAKER | 15876.53
3WL1216-4EB34-1AN2 | FIXED-MOUNTED CIRCUIT BREAKER | 13586.45
3WL1216-4EB34-3AN2-ZK07 | FIXED-MOUNTED CIRCUIT BREAKER | 14064.36
3WL1216-4EB36-4GA2 | WITHDRAWABLE CIRCUIT BREAKER | 18059.95
3WL1216-4EB36-4GG4 | WITHDRAWABLE CIRCUIT BREAKER | 18778.4
3WL1216-4EB37-1AA2 | WITHDRAWABLE CIRCUIT BREAKER | 16213.31
3WL1216-4EB41-1AA2 | FIXED-MOUNTED CIRCUIT BREAKER | 16293.48
3WL1216-4EB46-1AA2 | WITHDRAWABLE CIRCUIT BREAKER | 19180.13
3WL1216-4EB48-1AA2 | WITHDRAWABLE CIRCUIT BREAKER | 19180.13
3WL1216-4EG32-1AA2 | FIXED-MOUNTED CIRCUIT BREAKER | 13976.16
3WL1220-3EB42-3GG2 | FIXED-MOUNTED CIRCUIT BREAKER | 19043.02
3WL1220-3EB43-1AA2 | FIXED-MOUNTED CIRCUIT BREAKER | 18538.65
3WL1220-3EB46-1DA4 | WITHDRAWABLE CIRCUIT BREAKER | 22810.09
3WL1220-3EB46-1GA2 | WITHDRAWABLE CIRCUIT BREAKER | 22421.98
3WL1220-3EB46-5FA4 | WITHDRAWABLE CIRCUIT BREAKER | 24757.76
3WL1220-3EB48-1AA2 | WITHDRAWABLE CIRCUIT BREAKER | 22066.78
3WL1220-3EG31-1AA2 | FIXED-MOUNTED CIRCUIT BREAKER | 15900.58
3WL1116-3BB34-1GG4 | FIXED-MOUNTED CIRCUIT BREAKER | 12459.87
3WL1116-3BB34-4AN2-ZC22 | FIXED-MOUNTED CIRCUIT BREAKER | 13979.37
3WL1116-3BB35-4AN2 | WITHDRAWABLE CIRCUIT BREAKER | 14500.56
3WL1116-3BB36-1AA2-ZR21T40 | WITHDRAWABLE CIRCUIT BREAKER | 14115.69
3WL1116-3BB36-4AJ2 | WITHDRAWABLE CIRCUIT BREAKER | 15783.52
3WL1116-3BB36-4FM2 | WITHDRAWABLE CIRCUIT BREAKER | 16138.73
3WL1116-3BB36-4GN4 | WITHDRAWABLE CIRCUIT BREAKER | 16501.97
3WL1116-3BB36-4GP4 | WITHDRAWABLE CIRCUIT BREAKER | 16550.88
3WL1116-3BB41-1AA2 | FIXED-MOUNTED CIRCUIT BREAKER | 14433.21
3WL1116-3BB42-1DA2 | FIXED-MOUNTED CIRCUIT BREAKER | 14171.81
3WL1116-3BB45-4AN2-ZC22 | WITHDRAWABLE CIRCUIT BREAKER | 17667.85
3WL1116-3BB46-1AN2 | WITHDRAWABLE CIRCUIT BREAKER | 17258.9
3WL1116-3BB47-1AA2 | WITHDRAWABLE CIRCUIT BREAKER | 17560.4
3WL1116-3CB31-1AA2 | FIXED-MOUNTED CIRCUIT BREAKER | 11618.73
3WL1116-3CB31-6AJ2 | FIXED-MOUNTED CIRCUIT BREAKER | 14011.44
3WL1116-3CB32-1AA4 | FIXED-MOUNTED CIRCUIT BREAKER | 11500.86
3WL1116-3CB32-1BA2 | FIXED-MOUNTED CIRCUIT BREAKER | 11492.85
3WL1116-3CB32-1EA2 | FIXED-MOUNTED CIRCUIT BREAKER | 11517.7
3WL1116-3CB32-1GA4 | FIXED-MOUNTED CIRCUIT BREAKER | 11856.08
3WL1116-3CB32-1GG2 | FIXED-MOUNTED CIRCUIT BREAKER | 11848.05
3WL1116-3CB32-4AA2-ZB12 | FIXED-MOUNTED CIRCUIT BREAKER | 13110.17
3WL1116-3CB32-4AJ4-ZC22 | FIXED-MOUNTED CIRCUIT BREAKER | 14094.03
3WL1116-3CB32-4GG4 | FIXED-MOUNTED CIRCUIT BREAKER | 14183.84
3WL1116-3CB32-4GN4 | FIXED-MOUNTED CIRCUIT BREAKER | 14248.79
3WL1116-3CB32-5FM2 | FIXED-MOUNTED CIRCUIT BREAKER | 13885.55
3WL1116-3CB32-6BA2 | FIXED-MOUNTED CIRCUIT BREAKER | 13465.37
3WL1116-3BB36-1FA2 | WITHDRAWABLE CIRCUIT BREAKER | 13746.03
3WL1116-3BB36-1GA2 | WITHDRAWABLE CIRCUIT BREAKER | 13746.03
3WL1116-3BB36-1GN2 | WITHDRAWABLE CIRCUIT BREAKER | 14166.19
3WL1116-3BB37-1AA2 | WITHDRAWABLE CIRCUIT BREAKER | 13952.09
3WL1116-3BB38-1AA2 | WITHDRAWABLE CIRCUIT BREAKER | 13390.81
3WL1116-3BB38-1EA4 | WITHDRAWABLE CIRCUIT BREAKER | 14134.11
3WL1116-3BB38-4GA4 | WITHDRAWABLE CIRCUIT BREAKER | 16081.81
3WL1116-3BB46-1GA2 | WITHDRAWABLE CIRCUIT BREAKER | 17193.96
3WL1116-3BB46-4AA2 | WITHDRAWABLE CIRCUIT BREAKER | 18811.28
3WL1116-3BB46-4GA2 | WITHDRAWABLE CIRCUIT BREAKER | 19166.5
3WL1116-3BB46-4GG4 | WITHDRAWABLE CIRCUIT BREAKER | 19884.95
3WL1116-3CB32-1AG2 | FIXED-MOUNTED CIRCUIT BREAKER | 11492.85
3WL1116-3CB32-1AM2 | FIXED-MOUNTED CIRCUIT BREAKER | 11557.79
3WL1116-3CB32-1AN2 | FIXED-MOUNTED CIRCUIT BREAKER | 11557.79
3WL1116-3CB32-1AN4 | FIXED-MOUNTED CIRCUIT BREAKER | 11921.03
3WL1116-3CB32-1AS2 | FIXED-MOUNTED CIRCUIT BREAKER | 12163.99
3WL1116-3CB32-3AA2 | FIXED-MOUNTED CIRCUIT BREAKER | 11492.85
3WL1116-3CB32-3AA2-ZT40 | FIXED-MOUNTED CIRCUIT BREAKER | 11797.54
3WL1116-3CB32-3GA2 | FIXED-MOUNTED CIRCUIT BREAKER | 11848.05
3WL1116-3CB32-3GA4 | FIXED-MOUNTED CIRCUIT BREAKER | 12211.3
3WL1116-3CB32-4GP2 | FIXED-MOUNTED CIRCUIT BREAKER | 13934.46
3WL1116-3CB32-4GP4 | FIXED-MOUNTED CIRCUIT BREAKER | 14297.7
3WL1116-3CB32-4GS2 | FIXED-MOUNTED CIRCUIT BREAKER | 14491.75
3WL1116-3CB32-5AM2 | FIXED-MOUNTED CIRCUIT BREAKER | 13530.33
3WL1116-3CB33-6AJ2-ZC22 | FIXED-MOUNTED CIRCUIT BREAKER | 14211.91
3WL1116-3CB34-1AA2 | FIXED-MOUNTED CIRCUIT BREAKER | 11618.73
3WL1116-3CB34-1AA2-ZK07 | FIXED-MOUNTED CIRCUIT BREAKER | 11741.41
3WL1116-3CB34-1AM2 | FIXED-MOUNTED CIRCUIT BREAKER | 12038.9
3WL1116-3CB34-4GA2 | FIXED-MOUNTED CIRCUIT BREAKER | 13946.49
3WL1116-3CB34-4GA2-ZK07 | FIXED-MOUNTED CIRCUIT BREAKER | 14069.17
3WL1116-3CB34-4GN2 | FIXED-MOUNTED CIRCUIT BREAKER | 14366.65
3WL1116-3CB34-5AM2 | FIXED-MOUNTED CIRCUIT BREAKER | 14011.44
3WL1116-3CB35-4GG4-ZK07 | WITHDRAWABLE CIRCUIT BREAKER | 15509.29
3WL1116-3CB35-4GN4 | WITHDRAWABLE CIRCUIT BREAKER | 15451.56
3WL1116-3CB35-4GS4 | WITHDRAWABLE CIRCUIT BREAKER | 16057.74
3WL1116-3CB36-1AA2 | WITHDRAWABLE CIRCUIT BREAKER | 13623.34
3WL1116-3CB36-4AA4-ZR15 | WITHDRAWABLE CIRCUIT BREAKER | 16228.54
3WL1116-3CB36-4AG2 | WITHDRAWABLE CIRCUIT BREAKER | 15951.1
3WL1116-3CB36-4AN2 | WITHDRAWABLE CIRCUIT BREAKER | 16016.06
3WL1116-3CB36-4AN4 | WITHDRAWABLE CIRCUIT BREAKER | 16379.28
3WL1116-3CB36-5AM2 | WITHDRAWABLE CIRCUIT BREAKER | 16016.06
3WL1116-3CB36-5FA2 | WITHDRAWABLE CIRCUIT BREAKER | 15951.1
3WL1116-3CB36-5FA4 | WITHDRAWABLE CIRCUIT BREAKER | 16314.34
3WL1116-3CB36-5FM2 | WITHDRAWABLE CIRCUIT BREAKER | 16371.26
3WL1116-3CB36-5FR2 | WITHDRAWABLE CIRCUIT BREAKER | 16977.46
3WL1210-3BB36-4GA2 | WITHDRAWABLE CIRCUIT BREAKER | 11949.9
3WL1210-3BB36-4GA4 | WITHDRAWABLE CIRCUIT BREAKER | 12313.12
3WL1210-3BB36-4GN2 | WITHDRAWABLE CIRCUIT BREAKER | 12370.06
3WL1210-3BB36-4GN4 | WITHDRAWABLE CIRCUIT BREAKER | 12733.3
3WL1210-3CB31-1AA2 | FIXED-MOUNTED CIRCUIT BREAKER | 7633.57
3WL1210-3CB31-1AN2 | FIXED-MOUNTED CIRCUIT BREAKER | 8053.73
3WL1210-3CB31-4GA2 | FIXED-MOUNTED CIRCUIT BREAKER | 9961.31
3WL1210-3CB31-4GN2 | FIXED-MOUNTED CIRCUIT BREAKER | 10381.49
3WL1210-3CB32-4GA4 | FIXED-MOUNTED CIRCUIT BREAKER | 9859.49
3WL1210-3CB32-4GB4 | FIXED-MOUNTED CIRCUIT BREAKER | 10214.71
3WL1210-3CB32-4GG2 | FIXED-MOUNTED CIRCUIT BREAKER | 9851.46
3WL1210-3CB32-4GN2 | FIXED-MOUNTED CIRCUIT BREAKER | 9916.42
3WL1210-3CB35-4AT2-ZT40 | WITHDRAWABLE CIRCUIT BREAKER | 11530.53
3WL1210-3CB35-4GA4 | WITHDRAWABLE CIRCUIT BREAKER | 10813.67
3WL1208-3AA32-1AA2 | FIXED-MOUNT NON-AUT. CIRCUIT-B. | 4690.8
3WL1208-3AA32-4AA4 | FIXED-MOUNT NON-AUT. CIRCUIT-B. | 7026.56
3WL1208-3AA32-4GA4 | FIXED-MOUNT NON-AUT. CIRCUIT-B. | 7381.78
3WL1208-3AA34-1AA2 | FIXED-MOUNT NON-AUT. CIRCUIT-B. | 5179.92
3WL1208-3AA36-1GA2-ZM26 | WITHDRAW. NON-AUT. CIRCUIT-B. | 8103.44
3WL1208-3AA36-4AA2 | WITHDRAW. NON-AUT. CIRCUIT-B. | 9365.55
3WL1208-3AA38-1AA2 | WITHDRAW. NON-AUT. CIRCUIT-B. | 7393.01
3WL1208-3AA42-1AA2 | FIXED-MOUNT NON-AUT. CIRCUIT-B. | 7376.97
3WL1208-3AA43-1AA2 | FIXED-MOUNT NON-AUT. CIRCUIT-B. | 7962.33
3WL1208-3AA45-1AA2 | WITHDRAW. NON-AUT. CIRCUIT-B. | 8339.18
3WL1208-3AA46-1GA2 | WITHDRAW. NON-AUT. CIRCUIT-B. | 11180.13
3WL1208-3AA47-1AA2 | WITHDRAW. NON-AUT. CIRCUIT-B. | 11466.39
3WL1208-3AA48-1AA2 | WITHDRAW. NON-AUT. CIRCUIT-B. | 10824.91
3WL1208-3BB32-3AA4 | FIXED-MOUNTED CIRCUIT BREAKER | 7253.49
3WL1208-3BB32-4AN2 | FIXED-MOUNTED CIRCUIT BREAKER | 8927.74
3WL1208-3BB32-4GP2 | FIXED-MOUNTED CIRCUIT BREAKER | 9331.88
3WL1208-3BB33-1AA2 | FIXED-MOUNTED CIRCUIT BREAKER | 7024.17
3WL1208-3BB33-4AS2-ZC22 | FIXED-MOUNTED CIRCUIT BREAKER | 10223.52
3WL1208-3BB36-1AA4 | WITHDRAWABLE CIRCUIT BREAKER | 9600.49
3WL1208-3BB36-4BA2 | WITHDRAWABLE CIRCUIT BREAKER | 11565
3WL1208-3BB37-1AA2 | WITHDRAWABLE CIRCUIT BREAKER | 9710.34
3WL1208-3BB41-1AA2 | FIXED-MOUNTED CIRCUIT BREAKER | 9806.56
3WL1212-2DG37-5FM2 | WITHDRAWABLE CIRCUIT BREAKER | 14077.99
3WL1212-2DG41-1AA2 | FIXED-MOUNTED CIRCUIT BREAKER | 11971.55
3WL1212-2DG45-1AA2 | WITHDRAWABLE CIRCUIT BREAKER | 12532.84
3WL1212-2DG46-1AA4 | WITHDRAWABLE CIRCUIT BREAKER | 15381.79
3WL1212-2EB33-1AA2 | FIXED-MOUNTED CIRCUIT BREAKER | 8740.1
3WL1212-2EB35-1AA2 | WITHDRAWABLE CIRCUIT BREAKER | 8499.56
3WL1212-2EB43-1AA2 | FIXED-MOUNTED CIRCUIT BREAKER | 11402.24
3WL1212-2EB45-1AA2 | WITHDRAWABLE CIRCUIT BREAKER | 11963.53
3WL1212-2EG31-1AA2 | FIXED-MOUNTED CIRCUIT BREAKER | 9950.89
3WL1212-2EG33-1AA2 | FIXED-MOUNTED CIRCUIT BREAKER | 9950.89
3WL1212-2EG38-1AA2 | WITHDRAWABLE CIRCUIT BREAKER | 11482.41
3WL1212-2EG42-1AA2 | FIXED-MOUNTED CIRCUIT BREAKER | 11971.55
3WL1212-2FB33-4AA2-ZF05 | FIXED-MOUNTED CIRCUIT BREAKER | 12829.52
3WL1212-2FG37-4AA2 | WITHDRAWABLE CIRCUIT BREAKER | 14401.14
3WL1212-3AA32-1AA2 | FIXED-MOUNT NON-AUT. CIRCUIT-B. | 5997.79
3WL1212-3AA32-1GA2 | FIXED-MOUNT NON-AUT. CIRCUIT-B. | 6353.01
3WL1212-3AA33-1AA2 | FIXED-MOUNT NON-AUT. CIRCUIT-B. | 6446.83
3WL1212-3AA34-1AA2 | FIXED-MOUNT NON-AUT. CIRCUIT-B. | 6446.83
3WL1212-3AA36-4AA2 | WITHDRAW. NON-AUT. CIRCUIT-B. | 10712.64
3WL1212-3AA36-4AN2 | WITHDRAW. NON-AUT. CIRCUIT-B. | 11132.82
3WL1212-3AA38-1AA2 | WITHDRAW. NON-AUT. CIRCUIT-B. | 8740.1
3WL1212-3AA42-1AA2 | FIXED-MOUNT NON-AUT. CIRCUIT-B. | 8579.74
3WL1212-3AA45-5FA4 | WITHDRAW. NON-AUT. CIRCUIT-B. | 12232.95
3WL1212-3AA46-1GA2 | WITHDRAW. NON-AUT. CIRCUIT-B. | 12382.89
3WL1212-3BB31-5AM2 | FIXED-MOUNTED CIRCUIT BREAKER | 10683.78
3WL1212-3BB32-1AA2-ZK07 | FIXED-MOUNTED CIRCUIT BREAKER | 7964.72
3WL1212-3BB32-4GA2-ZK07 | FIXED-MOUNTED CIRCUIT BREAKER | 10292.48
3WL1212-3BB32-4GN2 | FIXED-MOUNTED CIRCUIT BREAKER | 10589.97
3WL1212-3BB33-1AJ2 | FIXED-MOUNTED CIRCUIT BREAKER | 8711.24
3WL1212-3BB33-4AS2 | FIXED-MOUNTED CIRCUIT BREAKER | 11289.97
3WL1212-3BB36-1AA2 | WITHDRAWABLE CIRCUIT BREAKER | 10584.35
3WL1212-3BB36-4AA2 | WITHDRAWABLE CIRCUIT BREAKER | 12556.89
3WL1212-3BB36-4GN2 | WITHDRAWABLE CIRCUIT BREAKER | 13332.27
3WL1212-3BB36-4GP2 | WITHDRAWABLE CIRCUIT BREAKER | 13381.18
3WL1212-3BB43-1AA2 | FIXED-MOUNTED CIRCUIT BREAKER | 10985.27
3WL1212-3BB45-1AA2 | WITHDRAWABLE CIRCUIT BREAKER | 11386.19
3WL1116-3CB33-4AN2-ZK07T40 | FIXED-MOUNTED CIRCUIT BREAKER | 14438.82
3WL1116-3CB33-4GA2 | FIXED-MOUNTED CIRCUIT BREAKER | 13946.49
3WL1116-3CB34-1AP2 | FIXED-MOUNTED CIRCUIT BREAKER | 12087.82
3WL1116-3CB34-1GA2-ZK07 | FIXED-MOUNTED CIRCUIT BREAKER | 12096.63
3WL1116-3CB34-4AN2 | FIXED-MOUNTED CIRCUIT BREAKER | 14011.44
3WL1116-3CB34-4AS2 | FIXED-MOUNTED CIRCUIT BREAKER | 14617.62
3WL1116-3CB34-5FA4 | FIXED-MOUNTED CIRCUIT BREAKER | 14309.73
3WL1116-3CB35-1AA2-ZM06 | WITHDRAWABLE CIRCUIT BREAKER | 13984.17
3WL1116-3CB35-4GA2 | WITHDRAWABLE CIRCUIT BREAKER | 14668.14
3WL1116-3CB35-4GA4 | WITHDRAWABLE CIRCUIT BREAKER | 15031.38
3WL1116-3CB36-1AA4 | WITHDRAWABLE CIRCUIT BREAKER | 13986.58
3WL1116-3CB36-1AN2 | WITHDRAWABLE CIRCUIT BREAKER | 14043.52
3WL1116-3CB36-1GN4 | WITHDRAWABLE CIRCUIT BREAKER | 14761.96
3WL1116-3CB36-4AA2 | WITHDRAWABLE CIRCUIT BREAKER | 15595.88
3WL1116-3CB36-4FA2 | WITHDRAWABLE CIRCUIT BREAKER | 15951.1
3WL1116-3CB36-4GA2 | WITHDRAWABLE CIRCUIT BREAKER | 15951.1
3WL1116-3CB36-4GN4 | WITHDRAWABLE CIRCUIT BREAKER | 16734.5
3WL1116-3CB36-4GP4 | WITHDRAWABLE CIRCUIT BREAKER | 16783.41
3WL1116-3CB36-5GN4 | WITHDRAWABLE CIRCUIT BREAKER | 16734.5
3WL1116-3CB37-1AA2 | WITHDRAWABLE CIRCUIT BREAKER | 14184.63
3WL1210-3BB36-1AA2 | WITHDRAWABLE CIRCUIT BREAKER | 9622.14
3WL1210-3BB36-4BA2 | WITHDRAWABLE CIRCUIT BREAKER | 11949.9
3WL1210-3BB36-4GP2 | WITHDRAWABLE CIRCUIT BREAKER | 12418.97
3WL1210-3BB36-5FM2 | WITHDRAWABLE CIRCUIT BREAKER | 12370.06
3WL1210-3BB38-1AA2 | WITHDRAWABLE CIRCUIT BREAKER | 9622.14
3WL1210-3BB45-1AA2 | WITHDRAWABLE CIRCUIT BREAKER | 10824.91
3WL1210-3BB47-1AA2 | WITHDRAWABLE CIRCUIT BREAKER | 14032.29
3WL1210-3CB32-1AA2 | FIXED-MOUNTED CIRCUIT BREAKER | 7168.49
3WL1210-3CB32-1AA4 | FIXED-MOUNTED CIRCUIT BREAKER | 7531.73
3WL1210-3CB32-4AA2 | FIXED-MOUNTED CIRCUIT BREAKER | 9141.03
3WL1210-3CB32-4AN2 | FIXED-MOUNTED CIRCUIT BREAKER | 9561.2
3WL1210-3CB32-4GA2 | FIXED-MOUNTED CIRCUIT BREAKER | 9496.24
3WL1210-3CB32-4GN4 | FIXED-MOUNTED CIRCUIT BREAKER | 10279.65
3WL1210-3CB32-4GP4 | FIXED-MOUNTED CIRCUIT BREAKER | 10328.56
3WL1210-3CB35-1AA2 | WITHDRAWABLE CIRCUIT BREAKER | 8122.69
3WL1210-3CB35-3AN2 | WITHDRAWABLE CIRCUIT BREAKER | 8898.07
3WL1210-3CB36-1AA4 | WITHDRAWABLE CIRCUIT BREAKER | 10217.91
3WL1210-3CB36-1AG2 | WITHDRAWABLE CIRCUIT BREAKER | 10209.89
3WL1210-3CB36-1GA2 | WITHDRAWABLE CIRCUIT BREAKER | 10209.89
3WL1210-3CB36-4AN4 | WITHDRAWABLE CIRCUIT BREAKER | 12610.61
3WL1210-3CB36-4GA4 | WITHDRAWABLE CIRCUIT BREAKER | 12545.66
3WL1210-3CB36-5AM2 | WITHDRAWABLE CIRCUIT BREAKER | 12247.37
3WL1210-3CB36-5FA2 | WITHDRAWABLE CIRCUIT BREAKER | 12182.43
3WL1210-3CB42-1GA2 | FIXED-MOUNTED CIRCUIT BREAKER | 10426.38
3WL1210-3CB42-4GA2 | FIXED-MOUNTED CIRCUIT BREAKER | 12398.92
3WL1210-3CB46-1AA2 | WITHDRAWABLE CIRCUIT BREAKER | 13543.17
3WL1210-3CB46-1AA4-ZS05 | WITHDRAWABLE CIRCUIT BREAKER | 14114.88
3WL1210-3DG32-1AA2 | FIXED-MOUNTED CIRCUIT BREAKER | 8162.79
3WL1210-3DG32-4GA4 | FIXED-MOUNTED CIRCUIT BREAKER | 10853.77
3WL1210-3DG35-1AA2 | WITHDRAWABLE CIRCUIT BREAKER | 9116.97
3WL1210-3DG36-1AA4 | WITHDRAWABLE CIRCUIT BREAKER | 11212.2
3WL1210-3DG36-4GP2 | WITHDRAWABLE CIRCUIT BREAKER | 13645.8
3WL1210-3DG37-1AA2 | WITHDRAWABLE CIRCUIT BREAKER | 11330.07
3WL1210-3DG46-1AA2 | WITHDRAWABLE CIRCUIT BREAKER | 14537.45
3WL1210-3DG47-1AA2 | WITHDRAWABLE CIRCUIT BREAKER | 15259.1
3WL1210-3EB32-1GA4 | FIXED-MOUNTED CIRCUIT BREAKER | 8311.92
3WL1210-3EB32-4GA4 | FIXED-MOUNTED CIRCUIT BREAKER | 10284.46
3WL1210-3EB33-1AA2 | FIXED-MOUNTED CIRCUIT BREAKER | 8058.54
3WL1210-3EB34-1AA2 | FIXED-MOUNTED CIRCUIT BREAKER | 8058.54
3WL1116-3CB36-1GN2 | WITHDRAWABLE CIRCUIT BREAKER | 14398.74
3WL1116-3CB36-4GA4 | WITHDRAWABLE CIRCUIT BREAKER | 16314.34
3WL1116-3CB36-4GA7 | WITHDRAWABLE CIRCUIT BREAKER | 16314.34
3WL1116-3CB36-4GG2 | WITHDRAWABLE CIRCUIT BREAKER | 16306.32
3WL1116-3CB36-4GN2 | WITHDRAWABLE CIRCUIT BREAKER | 16371.26
3WL1116-3CB37-4AA2-ZK07 | WITHDRAWABLE CIRCUIT BREAKER | 16279.85
3WL1210-3BB33-4AS2-ZC22 | FIXED-MOUNTED CIRCUIT BREAKER | 10600.39
3WL1210-3BB33-4GA2-ZK07 | FIXED-MOUNTED CIRCUIT BREAKER | 9851.46
3WL1210-3BB34-1AA2 | FIXED-MOUNTED CIRCUIT BREAKER | 7401.02
3WL1210-3BB41-1AA2 | FIXED-MOUNTED CIRCUIT BREAKER | 10504.17
3WL1210-3BB42-1AA2 | FIXED-MOUNTED CIRCUIT BREAKER | 9838.64
3WL1210-3BB43-1AA2 | FIXED-MOUNTED CIRCUIT BREAKER | 10504.17
3WL1210-3BB44-1AA2 | FIXED-MOUNTED CIRCUIT BREAKER | 10504.17
3WL1210-3CB32-1AJ2 | FIXED-MOUNTED CIRCUIT BREAKER | 7588.66
3WL1210-3CB32-1FA2 | FIXED-MOUNTED CIRCUIT BREAKER | 7523.71
3WL1210-3CB32-1GA2 | FIXED-MOUNTED CIRCUIT BREAKER | 7523.71
3WL1210-3CB32-1GA4 | FIXED-MOUNTED CIRCUIT BREAKER | 7886.95
3WL1210-3CB33-1AA2 | FIXED-MOUNTED CIRCUIT BREAKER | 7633.57
3WL1210-3CB33-4AN2 | FIXED-MOUNTED CIRCUIT BREAKER | 10026.27
3WL1210-3CB33-4GA2 | FIXED-MOUNTED CIRCUIT BREAKER | 9961.31
3WL1210-3CB34-1AA2 | FIXED-MOUNTED CIRCUIT BREAKER | 7633.57
3WL1210-3CB36-1GA4 | WITHDRAWABLE CIRCUIT BREAKER | 10573.13
3WL1210-3CB36-4AA2 | WITHDRAWABLE CIRCUIT BREAKER | 11827.21
3WL1210-3CB36-4AA4 | WITHDRAWABLE CIRCUIT BREAKER | 12190.45
3WL1210-3CB36-4AN2 | WITHDRAWABLE CIRCUIT BREAKER | 12247.37
3WL1210-3CB36-5FA4 | WITHDRAWABLE CIRCUIT BREAKER | 12545.66
3WL1210-3CB37-1AA2 | WITHDRAWABLE CIRCUIT BREAKER | 10335.79
3WL1210-3CB37-5AM2 | WITHDRAWABLE CIRCUIT BREAKER | 12728.49
3WL1210-3CB38-1AA2 | WITHDRAWABLE CIRCUIT BREAKER | 9854.67
3WL1210-3CB41-1AA2 | FIXED-MOUNTED CIRCUIT BREAKER | 10736.71
3WL1210-3CB46-4GA2 | WITHDRAWABLE CIRCUIT BREAKER | 15870.91
3WL1210-3CB46-4GA4 | WITHDRAWABLE CIRCUIT BREAKER | 16234.15
3WL1210-3CB47-1AA2 | WITHDRAWABLE CIRCUIT BREAKER | 14264.82
3WL1210-3CB48-1AA2 | WITHDRAWABLE CIRCUIT BREAKER | 13543.17
3WL1210-3DG36-4GA2 | WITHDRAWABLE CIRCUIT BREAKER | 13176.72
3WL1210-3DG36-4GA4 | WITHDRAWABLE CIRCUIT BREAKER | 13539.96
3WL1210-3DG36-4GN2 | WITHDRAWABLE CIRCUIT BREAKER | 13596.89
3WL1210-3DG36-4GN4 | WITHDRAWABLE CIRCUIT BREAKER | 13960.12
3WL1210-3EB31-1AA2 | FIXED-MOUNTED CIRCUIT BREAKER | 8058.54
3WL1210-3EB31-4AJ2 | FIXED-MOUNTED CIRCUIT BREAKER | 10451.24
3WL1210-3EB32-1AA2 | FIXED-MOUNTED CIRCUIT BREAKER | 7593.48
3WL1210-3EB32-1AA2-ZT40 | FIXED-MOUNTED CIRCUIT BREAKER | 7898.18
3WL1210-3EB35-4GA2 | WITHDRAWABLE CIRCUIT BREAKER | 10875.42
3WL1210-3EB35-4GN4 | WITHDRAWABLE CIRCUIT BREAKER | 11658.82
3WL1210-3EB36-1AA2 | WITHDRAWABLE CIRCUIT BREAKER | 10279.65
3WL1210-3EB36-1GA2 | WITHDRAWABLE CIRCUIT BREAKER | 10634.87
3WL1210-3EB44-1AA2 | FIXED-MOUNTED CIRCUIT BREAKER | 11161.68
3WL1210-3EB45-1AA2 | WITHDRAWABLE CIRCUIT BREAKER | 11482.41
3WL1210-3EB46-1AA2 | WITHDRAWABLE CIRCUIT BREAKER | 13968.14
3WL1210-3EB47-1AA2 | WITHDRAWABLE CIRCUIT BREAKER | 14689.79
3WL1210-3EG36-1AA2 | WITHDRAWABLE CIRCUIT BREAKER | 11490.44
3WL1210-3EG36-4GA2 | WITHDRAWABLE CIRCUIT BREAKER | 13818.19
3WL1210-3EG36-4GA4 | WITHDRAWABLE CIRCUIT BREAKER | 14181.44
3WL1210-3EG36-4GN2 | WITHDRAWABLE CIRCUIT BREAKER | 14238.35
3WL1210-3EG47-1AA2 | WITHDRAWABLE CIRCUIT BREAKER | 15900.58
3WL1210-3EG48-1AA2 | WITHDRAWABLE CIRCUIT BREAKER | 15178.93
3WL1210-3FB31-1AA2 | FIXED-MOUNTED CIRCUIT BREAKER | 8467.49
3WL1210-3FB32-1AA2 | FIXED-MOUNTED CIRCUIT BREAKER | 8002.4
3WL1210-3FB32-4GA2 | FIXED-MOUNTED CIRCUIT BREAKER | 10330.16
3WL1210-3CB35-4GN4 | WITHDRAWABLE CIRCUIT BREAKER | 11233.85
3WL1210-3CB36-1AA2 | WITHDRAWABLE CIRCUIT BREAKER | 9854.67
3WL1210-3CB36-4GN2 | WITHDRAWABLE CIRCUIT BREAKER | 12602.59
3WL1210-3CB36-4GN4 | WITHDRAWABLE CIRCUIT BREAKER | 12965.83
3WL1210-3CB36-4GP2 | WITHDRAWABLE CIRCUIT BREAKER | 12651.5
3WL1210-3CB36-4GP4 | WITHDRAWABLE CIRCUIT BREAKER | 13014.75
3WL1210-3CB42-4GA4 | FIXED-MOUNTED CIRCUIT BREAKER | 12762.16
3WL1210-3CB43-1AA2 | FIXED-MOUNTED CIRCUIT BREAKER | 10736.71
3WL1210-3CB44-1AA2 | FIXED-MOUNTED CIRCUIT BREAKER | 10736.71
3WL1210-3CB45-1AA2 | WITHDRAWABLE CIRCUIT BREAKER | 11057.44
3WL1210-3DG32-4GN2 | FIXED-MOUNTED CIRCUIT BREAKER | 10910.7
3WL1210-3DG32-4GN4 | FIXED-MOUNTED CIRCUIT BREAKER | 11273.95
3WL1210-3DG32-4GP2 | FIXED-MOUNTED CIRCUIT BREAKER | 10959.62
3WL1210-3DG32-4GP4 | FIXED-MOUNTED CIRCUIT BREAKER | 11322.86
3WL1210-3DG33-1AA2 | FIXED-MOUNTED CIRCUIT BREAKER | 8627.86
3WL1210-3DG41-1AA2 | FIXED-MOUNTED CIRCUIT BREAKER | 11730.99
3WL1210-3DG42-1AA2 | FIXED-MOUNTED CIRCUIT BREAKER | 11065.46
3WL1210-3DG43-1AA2 | FIXED-MOUNTED CIRCUIT BREAKER | 11730.99
3WL1210-3DG44-1AA2 | FIXED-MOUNTED CIRCUIT BREAKER | 11730.99
3WL1210-3EB32-4GN2 | FIXED-MOUNTED CIRCUIT BREAKER | 10341.39
3WL1210-3EB32-4GN4 | FIXED-MOUNTED CIRCUIT BREAKER | 10704.64
3WL1210-3EB32-4GP2 | FIXED-MOUNTED CIRCUIT BREAKER | 10390.31
3WL1210-3EB32-4GP4 | FIXED-MOUNTED CIRCUIT BREAKER | 10753.55
3WL1210-3EB36-4GP4 | WITHDRAWABLE CIRCUIT BREAKER | 13439.72
3WL1210-3EB36-5FA4 | WITHDRAWABLE CIRCUIT BREAKER | 12970.65
3WL1210-3EB37-1AA2 | WITHDRAWABLE CIRCUIT BREAKER | 10760.76
3WL1210-3EB38-1AA2 | WITHDRAWABLE CIRCUIT BREAKER | 10279.65
3WL1210-3EG32-4GA4 | FIXED-MOUNTED CIRCUIT BREAKER | 11495.25
3WL1210-3EG32-4GN2 | FIXED-MOUNTED CIRCUIT BREAKER | 11552.18
3WL1210-3EG32-4GN4 | FIXED-MOUNTED CIRCUIT BREAKER | 11915.41
3WL1210-3EG32-4GP2 | FIXED-MOUNTED CIRCUIT BREAKER | 11601.1
3WL1210-3EG38-1AA2 | WITHDRAWABLE CIRCUIT BREAKER | 11490.44
3WL1210-3EG38-1AA2-ZR21T40 | WITHDRAWABLE CIRCUIT BREAKER | 12272.23
3WL1210-3EG41-1AA2 | FIXED-MOUNTED CIRCUIT BREAKER | 12372.47
3WL1210-3EG42-1AA2 | FIXED-MOUNTED CIRCUIT BREAKER | 11706.94
3WL1210-3FB32-4GP4 | FIXED-MOUNTED CIRCUIT BREAKER | 11162.48
3WL1210-3FB33-1AA2 | FIXED-MOUNTED CIRCUIT BREAKER | 8467.49
3WL1210-3FB34-1AA2 | FIXED-MOUNTED CIRCUIT BREAKER | 8467.49
3WL1210-3FB35-1AA2 | WITHDRAWABLE CIRCUIT BREAKER | 8956.61
3WL1216-3AA41-1AA2 | FIXED-MOUNT NON-AUT. CIRCUIT-B. | 13310.63
3WL1216-3AA41-4GA2 | FIXED-MOUNT NON-AUT. CIRCUIT-B. | 15638.37
3WL1216-3AA42-1AA2 | FIXED-MOUNT NON-AUT. CIRCUIT-B. | 12829.52
3WL1216-3AA42-1DA4 | FIXED-MOUNT NON-AUT. CIRCUIT-B. | 13572.82
3WL1216-3AA42-1GA2 | FIXED-MOUNT NON-AUT. CIRCUIT-B. | 13184.74
3WL1216-3AA46-4AN2-ZS24 | WITHDRAW. NON-AUT. CIRCUIT-B. | 18991.7
3WL1216-3AA46-4GA2 | WITHDRAW. NON-AUT. CIRCUIT-B. | 18525.02
3WL1216-3AA46-4GA4 | WITHDRAW. NON-AUT. CIRCUIT-B. | 18888.26
3WL1216-3AA47-1AA2 | WITHDRAW. NON-AUT. CIRCUIT-B. | 16758.55
3WL1216-3BB32-4GA2 | FIXED-MOUNTED CIRCUIT BREAKER | 13794.14
3WL1216-3BB32-4GA2-ZK07 | FIXED-MOUNTED CIRCUIT BREAKER | 13916.81
3WL1216-3BB32-4GA4 | FIXED-MOUNTED CIRCUIT BREAKER | 14157.37
3WL1216-3BB32-4GN2 | FIXED-MOUNTED CIRCUIT BREAKER | 14214.3
3WL1216-3BB34-4GN2 | FIXED-MOUNTED CIRCUIT BREAKER | 14615.23
3WL1216-3BB35-1AA2 | WITHDRAWABLE CIRCUIT BREAKER | 12508.79
3WL1216-3BB35-1AA2-ZK07 | WITHDRAWABLE CIRCUIT BREAKER | 12631.46
3WL1216-3BB35-1AN2 | WITHDRAWABLE CIRCUIT BREAKER | 12928.95
3WL1216-3BB36-5FM2 | WITHDRAWABLE CIRCUIT BREAKER | 17181.13
3WL1216-3BB37-1AA2 | WITHDRAWABLE CIRCUIT BREAKER | 14834.13
3WL1212-3CB31-4GB2 | FIXED-MOUNTED CIRCUIT BREAKER | 11206.59
3WL1212-3CB32-1AA2 | FIXED-MOUNTED CIRCUIT BREAKER | 8074.57
3WL1212-3CB32-1GA2 | FIXED-MOUNTED CIRCUIT BREAKER | 8429.79
3WL1212-3CB32-1GS2 | FIXED-MOUNTED CIRCUIT BREAKER | 9456.15
3WL1212-3CB32-4GA4 | FIXED-MOUNTED CIRCUIT BREAKER | 10765.57
3WL1212-3CB32-4GN4 | FIXED-MOUNTED CIRCUIT BREAKER | 11185.73
3WL1212-3CB32-5FA4 | FIXED-MOUNTED CIRCUIT BREAKER | 10765.57
3WL1212-3CB33-3GA2-ZT40 | FIXED-MOUNTED CIRCUIT BREAKER | 9538.74
3WL1212-3CB33-5AS2 | FIXED-MOUNTED CIRCUIT BREAKER | 11522.51
3WL1212-3CB34-1AA4 | FIXED-MOUNTED CIRCUIT BREAKER | 8886.86
3WL1212-3CB34-3GA2 | FIXED-MOUNTED CIRCUIT BREAKER | 9234.05
3WL1212-3CB34-5AM4 | FIXED-MOUNTED CIRCUIT BREAKER | 11279.55
3WL1212-3CB34-6AJ2 | FIXED-MOUNTED CIRCUIT BREAKER | 10916.31
3WL1212-3CB36-1AA2-ZK07 | WITHDRAWABLE CIRCUIT BREAKER | 10939.57
3WL1212-3CB36-1AG2 | WITHDRAWABLE CIRCUIT BREAKER | 11172.1
3WL1212-3CB36-4AA2 | WITHDRAWABLE CIRCUIT BREAKER | 12789.42
3WL1212-3CB36-4AN2 | WITHDRAWABLE CIRCUIT BREAKER | 13209.6
3WL1212-3CB36-4AS4 | WITHDRAWABLE CIRCUIT BREAKER | 14179.02
3WL1216-4EG32-4GN2 | FIXED-MOUNTED CIRCUIT BREAKER | 16724.08
3WL1216-4EG32-4GP2 | FIXED-MOUNTED CIRCUIT BREAKER | 16772.99
3WL1216-4EG36-4GA4 | WITHDRAWABLE CIRCUIT BREAKER | 19633.97
3WL1216-4EG36-4GN4 | WITHDRAWABLE CIRCUIT BREAKER | 20054.14
3WL1216-4EG43-1AA2 | FIXED-MOUNTED CIRCUIT BREAKER | 17504.27
3WL1216-4EG45-1AA2 | WITHDRAWABLE CIRCUIT BREAKER | 17825
3WL1216-4EG47-1AA2 | WITHDRAWABLE CIRCUIT BREAKER | 20791.84
3WL1216-4FB31-1AA2 | FIXED-MOUNTED CIRCUIT BREAKER | 13575.24
3WL1216-4FB32-4GN4 | FIXED-MOUNTED CIRCUIT BREAKER | 16285.48
3WL1216-4FB32-4GP4 | FIXED-MOUNTED CIRCUIT BREAKER | 16334.39
3WL1216-4FB36-3GG2 | WITHDRAWABLE CIRCUIT BREAKER | 17206.78
3WL1216-4FB36-4GA4 | WITHDRAWABLE CIRCUIT BREAKER | 18832.12
3WL1216-4FB36-4GP4 | WITHDRAWABLE CIRCUIT BREAKER | 19301.21
3WL1216-4FB36-6AN4 | WITHDRAWABLE CIRCUIT BREAKER | 18897.08
3WL1216-4FB45-1AA2 | WITHDRAWABLE CIRCUIT BREAKER | 17023.16
3WL1216-4FB46-1AA2 | WITHDRAWABLE CIRCUIT BREAKER | 19589.08
3WL1216-4FG32-4GP2 | FIXED-MOUNTED CIRCUIT BREAKER | 17230.04
3WL1216-4FG33-1AA2 | FIXED-MOUNTED CIRCUIT BREAKER | 14834.13
3WL1216-4FG36-4GA4 | WITHDRAWABLE CIRCUIT BREAKER | 20091.03
3WL1216-4FG36-4GN4 | WITHDRAWABLE CIRCUIT BREAKER | 20511.19
3WL1216-4FG42-4GA2 | FIXED-MOUNTED CIRCUIT BREAKER | 19727.79
3WL1216-4FG45-1AA2 | WITHDRAWABLE CIRCUIT BREAKER | 18282.07
3WL1216-4NB33-1AA2-ZN61 | FIXED-MOUNTED CIRCUIT BREAKER | 16068.97
3WL1216-4NB35-1AA2 | WITHDRAWABLE CIRCUIT BREAKER | 16566.11
3WL1216-4NB42-1AA2 | FIXED-MOUNTED CIRCUIT BREAKER | 18490.55
3WL1216-4NG31-1AA2 | FIXED-MOUNTED CIRCUIT BREAKER | 17135.42
3WL1216-4NG36-5FA4 | WITHDRAWABLE CIRCUIT BREAKER | 22392.32
3WL1216-4NG38-1AA2 | WITHDRAWABLE CIRCUIT BREAKER | 19701.32
3WL1220-2AA31-1AA2-ZS01 | FIXED-MOUNT NON-AUT. CIRCUIT-B. | 11133.61
3WL1220-2AA31-4GN4 | FIXED-MOUNT NON-AUT. CIRCUIT-B. | 13936.07
3WL1220-2AA32-1AJ4 | FIXED-MOUNT NON-AUT. CIRCUIT-B. | 11127.19
3WL1220-2AA32-1BA2 | FIXED-MOUNT NON-AUT. CIRCUIT-B. | 10699.01
3WL1220-2AA32-4AA2 | FIXED-MOUNT NON-AUT. CIRCUIT-B. | 12316.33
3WL1220-2AA32-4AN2 | FIXED-MOUNT NON-AUT. CIRCUIT-B. | 12736.51
3WL1220-2AA32-6BA2 | FIXED-MOUNT NON-AUT. CIRCUIT-B. | 12671.55
3WL1220-2AA33-1AN2 | FIXED-MOUNT NON-AUT. CIRCUIT-B. | 11245.07
3WL1220-2AA33-4GA2 | FIXED-MOUNT NON-AUT. CIRCUIT-B. | 13152.66
3WL1220-2AA34-1AA2-ZS55 | FIXED-MOUNT NON-AUT. CIRCUIT-B. | 11787.12
3WL1220-2AA35-1AA4 | WITHDRAW. NON-AUT. CIRCUIT-B. | 12390.92
3WL1220-2AA36-1AA4 | WITHDRAW. NON-AUT. CIRCUIT-B. | 14154.97
3WL1216-3AA36-4AA4 | WITHDRAW. NON-AUT. CIRCUIT-B. | 14924.74
3WL1216-3AA36-4AN4 | WITHDRAW. NON-AUT. CIRCUIT-B. | 15344.9
3WL1216-3AA36-4BA2 | WITHDRAW. NON-AUT. CIRCUIT-B. | 14916.72
3WL1216-3AA36-4GA2 | WITHDRAW. NON-AUT. CIRCUIT-B. | 14916.72
3WL1216-3AA42-4GG4 | FIXED-MOUNT NON-AUT. CIRCUIT-B. | 15875.72
3WL1216-3AA43-1AA2 | FIXED-MOUNT NON-AUT. CIRCUIT-B. | 13310.63
3WL1216-3AA44-1AA2 | FIXED-MOUNT NON-AUT. CIRCUIT-B. | 13310.63
3WL1216-3AA45-1AA2 | WITHDRAW. NON-AUT. CIRCUIT-B. | 13711.55
3WL1216-3BB32-1AJ2 | FIXED-MOUNTED CIRCUIT BREAKER | 11886.55
3WL1216-3BB32-1AM2 | FIXED-MOUNTED CIRCUIT BREAKER | 11886.55
3WL1216-3BB32-1AP2 | FIXED-MOUNTED CIRCUIT BREAKER | 11935.46
3WL1216-3BB32-1BA2 | FIXED-MOUNTED CIRCUIT BREAKER | 11821.6
3WL1216-3BB32-1GA2 | FIXED-MOUNTED CIRCUIT BREAKER | 11821.6
3WL1216-3BB32-6AA2 | FIXED-MOUNTED CIRCUIT BREAKER | 13438.92
3WL1216-3BB33-1AA2 | FIXED-MOUNTED CIRCUIT BREAKER | 11867.31
3WL1216-3BB33-4AS2 | FIXED-MOUNTED CIRCUIT BREAKER | 14866.2
3WL1216-3BB33-4AS2-ZC22 | FIXED-MOUNTED CIRCUIT BREAKER | 15066.67
3WL1216-3BB36-4AJ2 | WITHDRAWABLE CIRCUIT BREAKER | 16825.91
3WL1216-3BB36-4GA2 | WITHDRAWABLE CIRCUIT BREAKER | 16760.97
3WL1216-3BB36-4GA4 | WITHDRAWABLE CIRCUIT BREAKER | 17124.19
3WL1216-3BB36-4GN2 | WITHDRAWABLE CIRCUIT BREAKER | 17181.13
3WL1216-3BB45-1AA2 | WITHDRAWABLE CIRCUIT BREAKER | 15555.78
3WL1216-3BB46-1AA2 | WITHDRAWABLE CIRCUIT BREAKER | 18041.51
3WL1216-3BB46-1AN2 | WITHDRAWABLE CIRCUIT BREAKER | 18461.67
3WL1216-3BB47-1AA2 | WITHDRAWABLE CIRCUIT BREAKER | 18602.8
3WL1216-3CB32-1BJ4 | FIXED-MOUNTED CIRCUIT BREAKER | 12837.54
3WL1216-3CB32-1FA2 | FIXED-MOUNTED CIRCUIT BREAKER | 12054.14
3WL1216-3CB32-1GA2 | FIXED-MOUNTED CIRCUIT BREAKER | 12054.14
3WL1216-3CB32-1GA4 | FIXED-MOUNTED CIRCUIT BREAKER | 12417.36
3WL1216-3CB32-4AA2 | FIXED-MOUNTED CIRCUIT BREAKER | 13671.46
3WL1216-3CB32-4GP2 | FIXED-MOUNTED CIRCUIT BREAKER | 14495.75
3WL1216-3CB32-4GP4 | FIXED-MOUNTED CIRCUIT BREAKER | 14858.99
3WL1216-3CB32-5AR2 | FIXED-MOUNTED CIRCUIT BREAKER | 14697.82
3WL1216-3CB32-5FA2 | FIXED-MOUNTED CIRCUIT BREAKER | 14026.68
3WL1216-3CB34-5AM2 | FIXED-MOUNTED CIRCUIT BREAKER | 14492.54
3WL1216-3CB34-5AR2 | FIXED-MOUNTED CIRCUIT BREAKER | 15098.74
3WL1216-3CB34-5FM2 | FIXED-MOUNTED CIRCUIT BREAKER | 14847.76
3WL1216-3CB35-1AA2 | WITHDRAWABLE CIRCUIT BREAKER | 12741.32
3WL1216-3CB36-1FT4 | WITHDRAWABLE CIRCUIT BREAKER | 16514.8
3WL1216-3CB36-1GA2 | WITHDRAWABLE CIRCUIT BREAKER | 15020.96
3WL1216-3CB36-1GA4 | WITHDRAWABLE CIRCUIT BREAKER | 15384.2
3WL1216-3CB36-1GN4 | WITHDRAWABLE CIRCUIT BREAKER | 15804.36
3WL1216-3CB36-3AG2 | WITHDRAWABLE CIRCUIT BREAKER | 15376.18
3WL1216-3CB36-4GN4 | WITHDRAWABLE CIRCUIT BREAKER | 17776.9
3WL1216-3CB36-4GP2 | WITHDRAWABLE CIRCUIT BREAKER | 17462.57
3WL1216-3CB36-4GP4 | WITHDRAWABLE CIRCUIT BREAKER | 17825.81
3WL1216-3CB36-4GS2 | WITHDRAWABLE CIRCUIT BREAKER | 18019.86
3WL1216-3CB38-4EA4 | WITHDRAWABLE CIRCUIT BREAKER | 17381.59
3WL1216-3CB38-6BJ2 | WITHDRAWABLE CIRCUIT BREAKER | 17413.66
3WL1216-3CB41-1AA2 | FIXED-MOUNTED CIRCUIT BREAKER | 15387.4
3WL1216-3CB41-4GA2 | FIXED-MOUNTED CIRCUIT BREAKER | 17715.16
3WL1216-3CB46-4GA4 | WITHDRAWABLE CIRCUIT BREAKER | 20965.03
3WL1216-3CB46-4GN4 | WITHDRAWABLE CIRCUIT BREAKER | 21385.2
3WL1216-3CB46-5FA7 | WITHDRAWABLE CIRCUIT BREAKER | 20965.03
3WL1216-3CB47-1AA2 | WITHDRAWABLE CIRCUIT BREAKER | 18835.33
3WL1220-2NB36-1AA2 | WITHDRAWABLE CIRCUIT BREAKER | 19051.84
3WL1220-2NB36-1DD4 | WITHDRAWABLE CIRCUIT BREAKER | 20175.23
3WL1220-2NB36-4AS4 | WITHDRAWABLE CIRCUIT BREAKER | 22413.98
3WL1220-2NB37-1AA2 | WITHDRAWABLE CIRCUIT BREAKER | 19613.13
3WL1210-3EB36-4GA4 | WITHDRAWABLE CIRCUIT BREAKER | 12970.65
3WL1210-3EB36-4GN4 | WITHDRAWABLE CIRCUIT BREAKER | 13390.81
3WL1210-3EB42-1AA2 | FIXED-MOUNTED CIRCUIT BREAKER | 10496.15
3WL1210-3EB43-1AA2 | FIXED-MOUNTED CIRCUIT BREAKER | 11161.68
3WL1210-3EB48-1AA2 | WITHDRAWABLE CIRCUIT BREAKER | 13968.14
3WL1210-3EG32-1AA2 | FIXED-MOUNTED CIRCUIT BREAKER | 8804.25
3WL1210-3EG32-5AA2 | FIXED-MOUNTED CIRCUIT BREAKER | 10776.79
3WL1210-3EG34-1AA2 | FIXED-MOUNTED CIRCUIT BREAKER | 9269.33
3WL1210-3EG36-4GP2 | WITHDRAWABLE CIRCUIT BREAKER | 14287.27
3WL1210-3EG37-1AA2 | WITHDRAWABLE CIRCUIT BREAKER | 11971.55
3WL1210-3EG43-1AA2 | FIXED-MOUNTED CIRCUIT BREAKER | 12372.47
3WL1210-3EG45-1AA2 | WITHDRAWABLE CIRCUIT BREAKER | 12693.2
3WL1210-3FB32-4GA4 | FIXED-MOUNTED CIRCUIT BREAKER | 10693.4
3WL1210-3FB32-4GN4 | FIXED-MOUNTED CIRCUIT BREAKER | 11113.56
3WL1210-3FB35-4GA4 | WITHDRAWABLE CIRCUIT BREAKER | 11647.59
3WL1210-3FB36-4BA4 | WITHDRAWABLE CIRCUIT BREAKER | 13379.59
3WL1216-3AA36-4GA4 | WITHDRAW. NON-AUT. CIRCUIT-B. | 15279.96
3WL1216-3AA37-1AA2 | WITHDRAW. NON-AUT. CIRCUIT-B. | 12989.88
3WL1216-3AA42-1GA4 | FIXED-MOUNT NON-AUT. CIRCUIT-B. | 13547.96
3WL1216-3AA42-4GA2 | FIXED-MOUNT NON-AUT. CIRCUIT-B. | 15157.28
3WL1216-3AA46-1DA4 | WITHDRAW. NON-AUT. CIRCUIT-B. | 16940.57
3WL1216-3AA46-1GN2 | WITHDRAW. NON-AUT. CIRCUIT-B. | 16972.64
3WL1216-3AA48-1AA2 | WITHDRAW. NON-AUT. CIRCUIT-B. | 16197.26
3WL1216-3BB31-1GA2 | FIXED-MOUNTED CIRCUIT BREAKER | 12222.53
3WL1216-3BB32-1GA2-ZK07 | FIXED-MOUNTED CIRCUIT BREAKER | 11944.27
3WL1216-3BB32-4AA2 | FIXED-MOUNTED CIRCUIT BREAKER | 13438.92
3WL1216-3BB32-4GP2 | FIXED-MOUNTED CIRCUIT BREAKER | 14263.22
3WL1216-3BB32-5AR2 | FIXED-MOUNTED CIRCUIT BREAKER | 14465.28
3WL1216-3BB33-4GA2-ZK07 | FIXED-MOUNTED CIRCUIT BREAKER | 14317.74
3WL1216-3BB34-4AA2 | FIXED-MOUNTED CIRCUIT BREAKER | 13839.85
3WL1216-3BB34-4AP2 | FIXED-MOUNTED CIRCUIT BREAKER | 14308.92
3WL1216-3BB35-5FR2 | WITHDRAWABLE CIRCUIT BREAKER | 15862.9
3WL1216-3BB36-1AA2-ZK07 | WITHDRAWABLE CIRCUIT BREAKER | 14555.89
3WL1216-3BB36-4GP2 | WITHDRAWABLE CIRCUIT BREAKER | 17230.04
3WL1216-3BB36-4GS2 | WITHDRAWABLE CIRCUIT BREAKER | 17787.32
3WL1216-3BB42-1AA2 | FIXED-MOUNTED CIRCUIT BREAKER | 14673.76
3WL1216-3BB43-1AA2 | FIXED-MOUNTED CIRCUIT BREAKER | 15154.86
3WL1216-3BB44-1AA2 | FIXED-MOUNTED CIRCUIT BREAKER | 15154.86
3WL1216-3BB48-1AA2 | WITHDRAWABLE CIRCUIT BREAKER | 18041.51
3WL1216-3CB31-1AM2 | FIXED-MOUNTED CIRCUIT BREAKER | 12520
3WL1216-3CB32-1AN2 | FIXED-MOUNTED CIRCUIT BREAKER | 12119.08
3WL1216-3CB32-1BA2 | FIXED-MOUNTED CIRCUIT BREAKER | 12054.14
3WL1216-3CB32-4AN2 | FIXED-MOUNTED CIRCUIT BREAKER | 14091.62
3WL1216-3CB32-4AN4 | FIXED-MOUNTED CIRCUIT BREAKER | 14454.86
3WL1216-3CB32-4GB4 | FIXED-MOUNTED CIRCUIT BREAKER | 14745.12
3WL1216-3CB32-4GN4 | FIXED-MOUNTED CIRCUIT BREAKER | 14810.08
3WL1216-3CB32-6AA2 | FIXED-MOUNTED CIRCUIT BREAKER | 13671.46
3WL1216-3CB33-1GA2 | FIXED-MOUNTED CIRCUIT BREAKER | 12455.06
3WL1216-3CB34-1AN2 | FIXED-MOUNTED CIRCUIT BREAKER | 12520
3WL1216-3CB34-4AS2 | FIXED-MOUNTED CIRCUIT BREAKER | 15098.74
3WL1216-3CB35-1GA2 | WITHDRAWABLE CIRCUIT BREAKER | 13096.54
3WL1216-3CB35-4GA4 | WITHDRAWABLE CIRCUIT BREAKER | 15432.31
3WL1216-3CB36-1BA2 | WITHDRAWABLE CIRCUIT BREAKER | 15020.96
3WL1216-3CB36-1FA4 | WITHDRAWABLE CIRCUIT BREAKER | 15384.2
3WL1216-3CB36-3GS2 | WITHDRAWABLE CIRCUIT BREAKER | 16402.54
3WL1216-3CB36-4AA4 | WITHDRAWABLE CIRCUIT BREAKER | 17001.52
3WL1216-3CB36-4GA2 | WITHDRAWABLE CIRCUIT BREAKER | 16993.5
3WL1216-3CB36-4GG4 | WITHDRAWABLE CIRCUIT BREAKER | 17711.95
3WL1216-3CB36-5AM2 | WITHDRAWABLE CIRCUIT BREAKER | 17058.44
3WL1216-3BB38-1AA2 | WITHDRAWABLE CIRCUIT BREAKER | 14433.21
3WL1216-3BB41-1AA2 | FIXED-MOUNTED CIRCUIT BREAKER | 15154.86
3WL1216-3CB31-4GN2 | FIXED-MOUNTED CIRCUIT BREAKER | 14847.76
3WL1216-3CB32-1AA2 | FIXED-MOUNTED CIRCUIT BREAKER | 11698.92
3WL1216-3CB32-1AA4 | FIXED-MOUNTED CIRCUIT BREAKER | 12062.15
3WL1216-3CB32-1AJ2 | FIXED-MOUNTED CIRCUIT BREAKER | 12119.08
3WL1216-3CB32-4AP4 | FIXED-MOUNTED CIRCUIT BREAKER | 14503.77
3WL1216-3CB32-4BA2 | FIXED-MOUNTED CIRCUIT BREAKER | 14026.68
3WL1216-3CB32-4GA2 | FIXED-MOUNTED CIRCUIT BREAKER | 14026.68
3WL1216-3CB32-4GA4 | FIXED-MOUNTED CIRCUIT BREAKER | 14389.9
3WL1216-3CB33-4AA2 | FIXED-MOUNTED CIRCUIT BREAKER | 14072.38
3WL1216-3CB33-4AG4 | FIXED-MOUNTED CIRCUIT BREAKER | 14790.83
3WL1216-3CB33-4AN2 | FIXED-MOUNTED CIRCUIT BREAKER | 14492.54
3WL1216-3CB33-4AS2-ZC22 | FIXED-MOUNTED CIRCUIT BREAKER | 15299.2
3WL1216-3CB34-1AA2 | FIXED-MOUNTED CIRCUIT BREAKER | 12099.84
3WL1216-3CB35-4GN4-ZK07 | WITHDRAWABLE CIRCUIT BREAKER | 15975.15
3WL1216-3CB35-5FA2 | WITHDRAWABLE CIRCUIT BREAKER | 15069.06
3WL1216-3CB36-1AA2 | WITHDRAWABLE CIRCUIT BREAKER | 14665.74
3WL1216-3CB36-1AA4 | WITHDRAWABLE CIRCUIT BREAKER | 15028.98
3WL1216-3CB36-4AN2 | WITHDRAWABLE CIRCUIT BREAKER | 17058.44
3WL1216-3CB36-4AN4 | WITHDRAWABLE CIRCUIT BREAKER | 17421.68
3WL1216-3CB36-4AS2 | WITHDRAWABLE CIRCUIT BREAKER | 17664.64
3WL1216-3CB36-4CG2 | WITHDRAWABLE CIRCUIT BREAKER | 17373.57
3WL1216-3CB37-1AA2 | WITHDRAWABLE CIRCUIT BREAKER | 15066.67
3WL1216-3CB37-1AA2-ZT40 | WITHDRAWABLE CIRCUIT BREAKER | 15371.37
3WL1216-3CB37-1BB4 | WITHDRAWABLE CIRCUIT BREAKER | 16140.33
3WL1216-3CB37-5AM2 | WITHDRAWABLE CIRCUIT BREAKER | 17459.36
3WL1216-3CB42-4GA4 | FIXED-MOUNTED CIRCUIT BREAKER | 17597.28
3WL1216-3CB43-1AA2 | FIXED-MOUNTED CIRCUIT BREAKER | 15387.4
3WL1216-3CB44-1AA2 | FIXED-MOUNTED CIRCUIT BREAKER | 15387.4
3WL1216-3CB45-1AA2 | WITHDRAWABLE CIRCUIT BREAKER | 15788.32
3WL1216-3DG32-1GA2 | FIXED-MOUNTED CIRCUIT BREAKER | 13048.42
3WL1216-3DG32-1GA7 | FIXED-MOUNTED CIRCUIT BREAKER | 13411.66
3WL1216-3DG32-4GA2 | FIXED-MOUNTED CIRCUIT BREAKER | 15020.96
3WL1216-3DG32-4GA4 | FIXED-MOUNTED CIRCUIT BREAKER | 15384.2
3WL1220-2NB46-1GA4 | WITHDRAWABLE CIRCUIT BREAKER | 24340.8
3WL1220-2NB46-4GN2 | WITHDRAWABLE CIRCUIT BREAKER | 26370.27
3WL1220-2NG31-1AA2 | FIXED-MOUNTED CIRCUIT BREAKER | 17295.79
3WL1220-2NG31-4GN2 | FIXED-MOUNTED CIRCUIT BREAKER | 20043.72
3WL1220-2NG48-5FM2 | WITHDRAWABLE CIRCUIT BREAKER | 27581.06
3WL1220-3AA31-1AA2 | FIXED-MOUNT NON-AUT. CIRCUIT-B. | 12188.04
3WL1220-3AA31-1AJ2 | FIXED-MOUNT NON-AUT. CIRCUIT-B. | 12608.22
3WL1220-3AA31-1FA2 | FIXED-MOUNT NON-AUT. CIRCUIT-B. | 12543.26
3WL1220-3AA31-4AS2 | FIXED-MOUNT NON-AUT. CIRCUIT-B. | 15186.94
3WL1220-3AA34-1AA2 | FIXED-MOUNT NON-AUT. CIRCUIT-B. | 12188.04
3WL1220-3AA34-4AA4 | FIXED-MOUNT NON-AUT. CIRCUIT-B. | 14523.82
3WL1220-3AA34-5FA2 | FIXED-MOUNT NON-AUT. CIRCUIT-B. | 14515.8
3WL1220-3AA35-1AA2 | WITHDRAW. NON-AUT. CIRCUIT-B. | 13310.63
3WL1220-3AA36-4GN7 | WITHDRAW. NON-AUT. CIRCUIT-B. | 18105.66
3WL1220-3AA36-4GT4 | WITHDRAW. NON-AUT. CIRCUIT-B. | 18816.1
3WL1220-3AA36-6BA4 | WITHDRAW. NON-AUT. CIRCUIT-B. | 17685.5
3WL1220-3AA37-1AA2 | WITHDRAW. NON-AUT. CIRCUIT-B. | 15716.17
3WL1220-3AA45-1AA2 | WITHDRAW. NON-AUT. CIRCUIT-B. | 16838.74
3WL1220-3AA45-4BA2 | WITHDRAW. NON-AUT. CIRCUIT-B. | 19166.5
3WL1220-3AA45-5FA4 | WITHDRAW. NON-AUT. CIRCUIT-B. | 19529.73
3WL1220-3AA46-1AA2 | WITHDRAW. NON-AUT. CIRCUIT-B. | 19565.01
3WL1220-3BB31-4AN2 | FIXED-MOUNTED CIRCUIT BREAKER | 16424.98
3WL1220-3BB31-4GA2-ZK07 | FIXED-MOUNTED CIRCUIT BREAKER | 16482.73
3WL1220-2AA36-4AA2 | WITHDRAW. NON-AUT. CIRCUIT-B. | 15764.27
3WL1220-2AA36-4AN2 | WITHDRAW. NON-AUT. CIRCUIT-B. | 16184.44
3WL1220-2AA36-5AM2 | WITHDRAW. NON-AUT. CIRCUIT-B. | 16184.44
3WL1220-2AA37-1AA2 | WITHDRAW. NON-AUT. CIRCUIT-B. | 14353.02
3WL1220-2AA41-4FA2 | FIXED-MOUNT NON-AUT. CIRCUIT-B. | 16680.78
3WL1220-2AA42-1AA2 | FIXED-MOUNT NON-AUT. CIRCUIT-B. | 13551.17
3WL1220-2AA42-1FA2 | FIXED-MOUNT NON-AUT. CIRCUIT-B. | 13906.39
3WL1220-2AA42-4AA2 | FIXED-MOUNT NON-AUT. CIRCUIT-B. | 15523.71
3WL1220-2AA42-5FA4 | FIXED-MOUNT NON-AUT. CIRCUIT-B. | 16242.17
3WL1220-2AA43-1AA2 | FIXED-MOUNT NON-AUT. CIRCUIT-B. | 14353.02
3WL1220-2AA44-1AA2 | FIXED-MOUNT NON-AUT. CIRCUIT-B. | 14353.02
3WL1220-2AA46-1DD4 | WITHDRAW. NON-AUT. CIRCUIT-B. | 19485.63
3WL1220-2AA46-1GA2 | WITHDRAW. NON-AUT. CIRCUIT-B. | 18717.46
3WL1220-4BB31-4AA2 | FIXED-MOUNTED CIRCUIT BREAKER | 16646.3
3WL1220-4BB32-1AN2 | FIXED-MOUNTED CIRCUIT BREAKER | 14452.45
3WL1220-4BB32-4GA2 | FIXED-MOUNTED CIRCUIT BREAKER | 16360.04
3WL1220-4BB32-4GN2 | FIXED-MOUNTED CIRCUIT BREAKER | 16780.2
3WL1220-4BB32-4GP2 | FIXED-MOUNTED CIRCUIT BREAKER | 16829.12
3WL1220-4BB34-1AA2-ZT40 | FIXED-MOUNTED CIRCUIT BREAKER | 14978.47
3WL1220-4BB35-4GA4 | WITHDRAWABLE CIRCUIT BREAKER | 18326.96
3WL1220-4BB36-4GN2 | WITHDRAWABLE CIRCUIT BREAKER | 20147.95
3WL1220-4BB36-4GP2 | WITHDRAWABLE CIRCUIT BREAKER | 20196.86
3WL1220-4BB41-1AA2 | FIXED-MOUNTED CIRCUIT BREAKER | 18282.07
3WL1220-4BB42-4GN2 | FIXED-MOUNTED CIRCUIT BREAKER | 20308.33
3WL1220-4BB43-1AA2 | FIXED-MOUNTED CIRCUIT BREAKER | 18282.07
3WL1220-4BB46-4GG2 | WITHDRAWABLE CIRCUIT BREAKER | 24733.71
3WL1220-4BB48-1AA2 | WITHDRAWABLE CIRCUIT BREAKER | 22050.73
3WL1220-4CB32-1AM4 | FIXED-MOUNTED CIRCUIT BREAKER | 15048.22
3WL1220-4CB32-1BA2 | FIXED-MOUNTED CIRCUIT BREAKER | 14620.04
3WL1220-4CB32-4AN2 | FIXED-MOUNTED CIRCUIT BREAKER | 16657.52
3WL1220-4CB32-4AS4 | FIXED-MOUNTED CIRCUIT BREAKER | 17626.96
3WL1220-4CB32-4GN4 | FIXED-MOUNTED CIRCUIT BREAKER | 17375.98
3WL1220-4CB32-4GP4 | FIXED-MOUNTED CIRCUIT BREAKER | 17424.89
3WL1220-4CB34-1AJ2 | FIXED-MOUNTED CIRCUIT BREAKER | 15326.46
3WL1220-4CB34-1FA2 | FIXED-MOUNTED CIRCUIT BREAKER | 15261.52
3WL1220-4CB35-4GA2 | WITHDRAWABLE CIRCUIT BREAKER | 18196.27
3WL1220-4CB36-1AA2 | WITHDRAWABLE CIRCUIT BREAKER | 17632.57
3WL1220-4CB36-4AN2 | WITHDRAWABLE CIRCUIT BREAKER | 20025.28
3WL1220-4CB36-4AS2 | WITHDRAWABLE CIRCUIT BREAKER | 20631.46
3WL1220-4CB36-4GN4 | WITHDRAWABLE CIRCUIT BREAKER | 20743.73
3WL1220-4CB36-4GP4 | WITHDRAWABLE CIRCUIT BREAKER | 20792.64
3WL1220-4CB38-1AN4 | WITHDRAWABLE CIRCUIT BREAKER | 18415.97
3WL1220-4CB38-4AJ2 | WITHDRAWABLE CIRCUIT BREAKER | 20025.28
3WL1220-4CB42-1GA2 | FIXED-MOUNTED CIRCUIT BREAKER | 18148.15
3WL1220-4CB42-4GA4 | FIXED-MOUNTED CIRCUIT BREAKER | 20483.93
3WL1220-4CB46-4GA2 | WITHDRAWABLE CIRCUIT BREAKER | 24611.03
3WL1220-4CB47-1AA2 | WITHDRAWABLE CIRCUIT BREAKER | 23004.92
3WL1232-4EG43-1AA2 | FIXED-MOUNTED CIRCUIT BREAKER | 31857.29
3WL1232-4EG45-1AA2 | WITHDRAWABLE CIRCUIT BREAKER | 30895.08
3WL1232-4EG46-4GA4 | WITHDRAWABLE CIRCUIT BREAKER | 39279.17
3WL1232-4EG47-1AA2 | WITHDRAWABLE CIRCUIT BREAKER | 38031.51
3WL1232-4FB32-4GN2 | FIXED-MOUNTED CIRCUIT BREAKER | 25384.01
3WL1232-4FB32-4GP2 | FIXED-MOUNTED CIRCUIT BREAKER | 25432.92
3WL1232-4FB35-4GA2 | WITHDRAWABLE CIRCUIT BREAKER | 25685.5
3WL1232-4FB35-4GN4 | WITHDRAWABLE CIRCUIT BREAKER | 26468.9
3WL1232-4FB36-4GA2 | WITHDRAWABLE CIRCUIT BREAKER | 29855.09
3WL1232-4FB36-4GN2 | WITHDRAWABLE CIRCUIT BREAKER | 30275.25
3WL1232-4FB38-4GS2 | WITHDRAWABLE CIRCUIT BREAKER | 30881.45
3WL1232-4FB42-4GA2 | FIXED-MOUNTED CIRCUIT BREAKER | 32260.63
3WL1220-2NB38-1AA2 | WITHDRAWABLE CIRCUIT BREAKER | 19051.84
3WL1220-2NG35-4GA4 | WITHDRAWABLE CIRCUIT BREAKER | 21189.56
3WL1220-2NG36-1AA2 | WITHDRAWABLE CIRCUIT BREAKER | 20262.63
3WL1220-2NG36-5FA2 | WITHDRAWABLE CIRCUIT BREAKER | 22590.37
3WL1220-2NG36-5FA2-ZK07 | WITHDRAWABLE CIRCUIT BREAKER | 22713.06
3WL1220-3AA32-1GA2 | FIXED-MOUNT NON-AUT. CIRCUIT-B. | 11821.6
3WL1220-3AA32-1GA4 | FIXED-MOUNT NON-AUT. CIRCUIT-B. | 12184.83
3WL1220-3AA32-4AA2 | FIXED-MOUNT NON-AUT. CIRCUIT-B. | 13438.92
3WL1220-3AA32-4AA4 | FIXED-MOUNT NON-AUT. CIRCUIT-B. | 13802.15
3WL1220-3AA36-1GA2 | WITHDRAW. NON-AUT. CIRCUIT-B. | 15349.72
3WL1220-3AA36-1GA4 | WITHDRAW. NON-AUT. CIRCUIT-B. | 15712.96
3WL1220-3AA36-4AA2 | WITHDRAW. NON-AUT. CIRCUIT-B. | 16967.04
3WL1220-3AA36-4AA4 | WITHDRAW. NON-AUT. CIRCUIT-B. | 17330.28
3WL1220-3AA36-4AS4 | WITHDRAW. NON-AUT. CIRCUIT-B. | 18356.63
3WL1220-3AA42-1AA2 | FIXED-MOUNT NON-AUT. CIRCUIT-B. | 15475.61
3WL1220-3AA42-1GA2 | FIXED-MOUNT NON-AUT. CIRCUIT-B. | 15830.83
3WL1220-3AA42-3GA2 | FIXED-MOUNT NON-AUT. CIRCUIT-B. | 16186.05
3WL1220-3AA42-4AA2 | FIXED-MOUNT NON-AUT. CIRCUIT-B. | 17448.15
3WL1220-3AA46-4AN2-ZS24 | WITHDRAW. NON-AUT. CIRCUIT-B. | 22359.44
3WL1220-3AA46-4AS2 | WITHDRAW. NON-AUT. CIRCUIT-B. | 22563.92
3WL1220-3AA46-4GA2 | WITHDRAW. NON-AUT. CIRCUIT-B. | 21892.77
3WL1220-3AA46-4GA4 | WITHDRAW. NON-AUT. CIRCUIT-B. | 22256.01
3WL1220-3BB32-1AS2 | FIXED-MOUNTED CIRCUIT BREAKER | 14336.99
3WL1220-3BB32-1BA2 | FIXED-MOUNTED CIRCUIT BREAKER | 13665.84
3WL1220-3BB32-1GA2 | FIXED-MOUNTED CIRCUIT BREAKER | 13665.84
3WL1220-3BB32-1GN2-ZK07 | FIXED-MOUNTED CIRCUIT BREAKER | 14208.7
3WL1220-3BB32-5AR2 | FIXED-MOUNTED CIRCUIT BREAKER | 16309.53
3WL1220-3BB32-6AA2 | FIXED-MOUNTED CIRCUIT BREAKER | 15283.17
3WL1220-3BB33-1AA2 | FIXED-MOUNTED CIRCUIT BREAKER | 14032.29
3WL1220-3BB33-1GA2 | FIXED-MOUNTED CIRCUIT BREAKER | 14387.51
3WL1220-3BB34-4GA2 | FIXED-MOUNTED CIRCUIT BREAKER | 16360.04
3WL1220-3BB34-4GA4 | FIXED-MOUNTED CIRCUIT BREAKER | 16723.27
3WL1220-3BB34-4GN2 | FIXED-MOUNTED CIRCUIT BREAKER | 16780.2
3WL1220-3BB35-1AA2 | WITHDRAWABLE CIRCUIT BREAKER | 15154.86
3WL1220-3BB36-4GN2 | WITHDRAWABLE CIRCUIT BREAKER | 19586.66
3WL1220-3BB36-4GN4 | WITHDRAWABLE CIRCUIT BREAKER | 19949.9
3WL1220-3BB36-4GP2 | WITHDRAWABLE CIRCUIT BREAKER | 19635.57
3WL1220-3BB36-4GP4 | WITHDRAWABLE CIRCUIT BREAKER | 19998.82
3WL1220-3BB44-1AA2 | FIXED-MOUNTED CIRCUIT BREAKER | 17881.14
3WL1220-3BB45-1AA2 | WITHDRAWABLE CIRCUIT BREAKER | 18682.99
3WL1220-3BB46-1AA2 | WITHDRAWABLE CIRCUIT BREAKER | 21409.26
3WL1220-3BB46-1DD4 | WITHDRAWABLE CIRCUIT BREAKER | 22532.64
3WL1220-3BB46-1GA2 | WITHDRAWABLE CIRCUIT BREAKER | 21764.48
3WL1220-3CB32-1AA2 | FIXED-MOUNTED CIRCUIT BREAKER | 13543.17
3WL1220-3CB32-1AA4 | FIXED-MOUNTED CIRCUIT BREAKER | 13906.39
3WL1220-3CB32-1AG2 | FIXED-MOUNTED CIRCUIT BREAKER | 13898.39
3WL1220-3CB32-1AJ2 | FIXED-MOUNTED CIRCUIT BREAKER | 13963.33
3WL1220-3CB32-2FA4 | FIXED-MOUNTED CIRCUIT BREAKER | 14616.83
3WL1220-3CB32-3GA2 | FIXED-MOUNTED CIRCUIT BREAKER | 14253.59
3WL1220-3CB32-4AA2 | FIXED-MOUNTED CIRCUIT BREAKER | 15515.71
3WL1220-3CB32-4AA4 | FIXED-MOUNTED CIRCUIT BREAKER | 15878.93
3WL1225-2DG46-4AA2 | WITHDRAWABLE CIRCUIT BREAKER | 28537.66
3WL1225-2DG46-4BP4 | WITHDRAWABLE CIRCUIT BREAKER | 29725.2
3WL1225-2DG46-4GA2 | WITHDRAWABLE CIRCUIT BREAKER | 28892.88
3WL1225-2DG46-4GA4 | WITHDRAWABLE CIRCUIT BREAKER | 29256.11
3WL1225-2EB32-1AA2 | FIXED-MOUNTED CIRCUIT BREAKER | 17175.52
3WL1225-2EB32-1AN2 | FIXED-MOUNTED CIRCUIT BREAKER | 17595.68
3WL1225-2EB32-1AN2-ZT40 | FIXED-MOUNTED CIRCUIT BREAKER | 17900.38
3WL1216-3CB36-5FA2 | WITHDRAWABLE CIRCUIT BREAKER | 16993.5
3WL1216-3CB38-1AN4 | WITHDRAWABLE CIRCUIT BREAKER | 15449.14
3WL1216-3CB38-4AN4 | WITHDRAWABLE CIRCUIT BREAKER | 17421.68
3WL1216-3CB42-1AA2 | FIXED-MOUNTED CIRCUIT BREAKER | 14906.3
3WL1216-3CB42-4AN4 | FIXED-MOUNTED CIRCUIT BREAKER | 17662.24
3WL1216-3CB46-1AA2 | WITHDRAWABLE CIRCUIT BREAKER | 18274.04
3WL1216-3CB46-4AN2-ZS24 | WITHDRAWABLE CIRCUIT BREAKER | 21068.48
3WL1216-3CB48-5BM4 | WITHDRAWABLE CIRCUIT BREAKER | 21385.2
3WL1216-3DG32-1AA2 | FIXED-MOUNTED CIRCUIT BREAKER | 12693.2
3WL1216-3DG32-4GN2 | FIXED-MOUNTED CIRCUIT BREAKER | 15441.12
3WL1216-3DG32-4GP2 | FIXED-MOUNTED CIRCUIT BREAKER | 15490.03
3WL1220-2NB38-4GA4 | WITHDRAWABLE CIRCUIT BREAKER | 21742.82
3WL1220-2NB42-1AA2 | FIXED-MOUNTED CIRCUIT BREAKER | 18811.28
3WL1220-2NG33-1AA2 | FIXED-MOUNTED CIRCUIT BREAKER | 17295.79
3WL1220-2NG35-1AA2 | WITHDRAWABLE CIRCUIT BREAKER | 18498.56
3WL1220-2NG37-1AA2 | WITHDRAWABLE CIRCUIT BREAKER | 20823.92
3WL1220-2NG42-1AA2 | FIXED-MOUNTED CIRCUIT BREAKER | 20022.07
3WL1220-3AA31-4GN2 | FIXED-MOUNT NON-AUT. CIRCUIT-B. | 14935.96
3WL1220-3AA32-1AA4 | FIXED-MOUNT NON-AUT. CIRCUIT-B. | 11829.61
3WL1220-3AA32-4GA4 | FIXED-MOUNT NON-AUT. CIRCUIT-B. | 14157.37
3WL1220-3AA33-4AN4 | FIXED-MOUNT NON-AUT. CIRCUIT-B. | 14943.98
3WL1220-3AA35-5FA4 | WITHDRAW. NON-AUT. CIRCUIT-B. | 16001.62
3WL1220-3AA36-1AA4 | WITHDRAW. NON-AUT. CIRCUIT-B. | 15357.74
3WL1220-3AA36-4GA2 | WITHDRAW. NON-AUT. CIRCUIT-B. | 17322.25
3WL1220-3AA36-4GA4-ZF02 | WITHDRAW. NON-AUT. CIRCUIT-B. | 19441.53
3WL1220-3AA38-4AS4 | WITHDRAW. NON-AUT. CIRCUIT-B. | 18356.63
3WL1220-3AA41-1AA2 | FIXED-MOUNT NON-AUT. CIRCUIT-B. | 16036.9
3WL1220-3AA42-4GA2 | FIXED-MOUNT NON-AUT. CIRCUIT-B. | 17803.37
3WL1220-3AA42-4GN2 | FIXED-MOUNT NON-AUT. CIRCUIT-B. | 18223.53
3WL1220-3AA44-1AA2 | FIXED-MOUNT NON-AUT. CIRCUIT-B. | 16036.9
3WL1220-3AA46-1BA2 | WITHDRAW. NON-AUT. CIRCUIT-B. | 19920.23
3WL1220-3AA46-1GA2 | WITHDRAW. NON-AUT. CIRCUIT-B. | 19920.23
3WL1220-3AA47-1AA2 | WITHDRAW. NON-AUT. CIRCUIT-B. | 20447.04
3WL1220-3BB31-1AA2 | FIXED-MOUNTED CIRCUIT BREAKER | 14032.29
3WL1220-3BB32-1AG4 | FIXED-MOUNTED CIRCUIT BREAKER | 14029.08
3WL1220-3BB32-1AM2 | FIXED-MOUNTED CIRCUIT BREAKER | 13730.79
3WL1220-3BB32-1AP2 | FIXED-MOUNTED CIRCUIT BREAKER | 13779.7
3WL1220-3BB32-4AA2 | FIXED-MOUNTED CIRCUIT BREAKER | 15283.17
3WL1220-3BB32-4AS2 | FIXED-MOUNTED CIRCUIT BREAKER | 16309.53
3WL1220-3BB32-4GP2 | FIXED-MOUNTED CIRCUIT BREAKER | 16107.46
3WL1220-3BB32-5AM2 | FIXED-MOUNTED CIRCUIT BREAKER | 15703.33
3WL1220-3BB33-1GG2 | FIXED-MOUNTED CIRCUIT BREAKER | 14742.72
3WL1220-3BB33-4GA2 | FIXED-MOUNTED CIRCUIT BREAKER | 16360.04
3WL1220-3BB34-1AN2 | FIXED-MOUNTED CIRCUIT BREAKER | 14452.45
3WL1220-3BB34-1GG4 | FIXED-MOUNTED CIRCUIT BREAKER | 15105.95
3WL1220-3BB34-4AN2 | FIXED-MOUNTED CIRCUIT BREAKER | 16424.98
3WL1220-3BB35-1AG2 | WITHDRAWABLE CIRCUIT BREAKER | 15510.08
3WL1220-3BB36-1AA2-ZK07 | WITHDRAWABLE CIRCUIT BREAKER | 16961.43
3WL1220-3BB36-4GA2 | WITHDRAWABLE CIRCUIT BREAKER | 19166.5
3WL1220-3BB36-4GA4-ZT40 | WITHDRAWABLE CIRCUIT BREAKER | 19834.43
3WL1220-3BB36-5FA4 | WITHDRAWABLE CIRCUIT BREAKER | 19529.73
3WL1220-3BB38-1AA2 | WITHDRAWABLE CIRCUIT BREAKER | 16838.74
3WL1220-3BB43-1AA2 | FIXED-MOUNTED CIRCUIT BREAKER | 17881.14
3WL1220-3BB43-1GA2 | FIXED-MOUNTED CIRCUIT BREAKER | 18236.36
3WL1220-3BB47-1AA2 | WITHDRAWABLE CIRCUIT BREAKER | 22291.29
3WL1220-3BB48-1AA2 | WITHDRAWABLE CIRCUIT BREAKER | 21409.26
3WL1220-3CB31-1AN2 | FIXED-MOUNTED CIRCUIT BREAKER | 14684.98
3WL1220-3CB31-4FA4 | FIXED-MOUNTED CIRCUIT BREAKER | 16955.8
3WL1220-3BB31-5AM2 | FIXED-MOUNTED CIRCUIT BREAKER | 16424.98
3WL1220-3BB32-1AA2 | FIXED-MOUNTED CIRCUIT BREAKER | 13310.63
3WL1220-3BB32-4GA2 | FIXED-MOUNTED CIRCUIT BREAKER | 15638.37
3WL1220-3BB32-4GA2-ZK07 | FIXED-MOUNTED CIRCUIT BREAKER | 15761.06
3WL1220-3BB32-4GA4 | FIXED-MOUNTED CIRCUIT BREAKER | 16001.62
3WL1220-3BB32-4GN2 | FIXED-MOUNTED CIRCUIT BREAKER | 16058.55
3WL1220-3BB34-1AN4 | FIXED-MOUNTED CIRCUIT BREAKER | 14815.69
3WL1220-3BB34-1AS2 | FIXED-MOUNTED CIRCUIT BREAKER | 15058.64
3WL1220-3BB34-1AS4 | FIXED-MOUNTED CIRCUIT BREAKER | 15421.88
3WL1220-3BB34-1GA2 | FIXED-MOUNTED CIRCUIT BREAKER | 14387.51
3WL1220-3BB36-1AA4-ZT40 | WITHDRAWABLE CIRCUIT BREAKER | 17506.69
3WL1220-3BB36-1FA2 | WITHDRAWABLE CIRCUIT BREAKER | 17193.96
3WL1220-3BB36-1GA2 | WITHDRAWABLE CIRCUIT BREAKER | 17193.96
3WL1220-3BB36-1GG2 | WITHDRAWABLE CIRCUIT BREAKER | 17549.18
3WL1220-3BB36-4BA2 | WITHDRAWABLE CIRCUIT BREAKER | 19166.5
3WL1220-3BB42-1AA2 | FIXED-MOUNTED CIRCUIT BREAKER | 17319.86
3WL1220-3BB42-1GA2 | FIXED-MOUNTED CIRCUIT BREAKER | 17675.06
3WL1220-3BB42-3GA2 | FIXED-MOUNTED CIRCUIT BREAKER | 18030.28
3WL1220-3BB42-4GN4 | FIXED-MOUNTED CIRCUIT BREAKER | 20431
3WL1220-3BB63-4AS2-ZC22 | FIXED-MOUNTED CIRCUIT BREAKER | 17231.64
3WL1220-3BB64-4GA4-ZT40 | FIXED-MOUNTED CIRCUIT BREAKER | 17027.97
3WL1220-3CB31-1AA2 | FIXED-MOUNTED CIRCUIT BREAKER | 14264.82
3WL1220-3CB31-1AA2-ZS01 | FIXED-MOUNTED CIRCUIT BREAKER | 14573.53
3WL1220-3CB32-1BA2 | FIXED-MOUNTED CIRCUIT BREAKER | 13898.39
3WL1220-3CB32-1BJ4 | FIXED-MOUNTED CIRCUIT BREAKER | 14681.79
3WL1220-3CB32-1DA2 | FIXED-MOUNTED CIRCUIT BREAKER | 13923.23
3WL1220-3CB32-1DA4 | FIXED-MOUNTED CIRCUIT BREAKER | 14286.47
3WL1220-3CB32-4AS2 | FIXED-MOUNTED CIRCUIT BREAKER | 16542.06
3WL1220-3CB32-4BA2 | FIXED-MOUNTED CIRCUIT BREAKER | 15870.91
3WL1220-3CB32-4GA2 | FIXED-MOUNTED CIRCUIT BREAKER | 15870.91
3WL1220-3CB32-4GA4 | FIXED-MOUNTED CIRCUIT BREAKER | 16234.15
3WL1225-2DG48-1AA2 | WITHDRAWABLE CIRCUIT BREAKER | 26565.12
3WL1225-2DG48-4GP2 | WITHDRAWABLE CIRCUIT BREAKER | 29361.95
3WL1225-2DG66-1AA2 | WITHDRAWABLE CIRCUIT BREAKER | 21433.31
3WL1225-2EB31-1AA2 | FIXED-MOUNTED CIRCUIT BREAKER | 17977.36
3WL1225-2EB32-1GN4 | FIXED-MOUNTED CIRCUIT BREAKER | 18314.14
3WL1225-2EB32-4AA2-ZT40 | FIXED-MOUNTED CIRCUIT BREAKER | 19452.76
3WL1225-2EB32-4AJ2-ZK07 | FIXED-MOUNTED CIRCUIT BREAKER | 19690.9
3WL1225-2EB32-4AN2 | FIXED-MOUNTED CIRCUIT BREAKER | 19568.22
3WL1225-2EB33-4AA2-ZF02 | FIXED-MOUNTED CIRCUIT BREAKER | 21705.94
3WL1225-2EB34-1AA2 | FIXED-MOUNTED CIRCUIT BREAKER | 17977.36
3WL1225-2EB34-1GA2 | FIXED-MOUNTED CIRCUIT BREAKER | 18332.58
3WL1225-2EB34-2AA2 | FIXED-MOUNTED CIRCUIT BREAKER | 18332.58
3WL1225-2EB34-3AA2 | FIXED-MOUNTED CIRCUIT BREAKER | 18332.58
3WL1225-2EB36-1AA2-ZT40 | WITHDRAWABLE CIRCUIT BREAKER | 21168.7
3WL1225-2EB36-1AA4 | WITHDRAWABLE CIRCUIT BREAKER | 21227.24
3WL1225-2EB36-1BB2 | WITHDRAWABLE CIRCUIT BREAKER | 21574.43
3WL1225-2EB36-1BM2 | WITHDRAWABLE CIRCUIT BREAKER | 21639.39
3WL1225-2EB36-4GN4 | WITHDRAWABLE CIRCUIT BREAKER | 23975.16
3WL1225-2EB36-4GP2 | WITHDRAWABLE CIRCUIT BREAKER | 23660.84
3WL1225-2EB36-4GP4 | WITHDRAWABLE CIRCUIT BREAKER | 24024.07
3WL1225-2EB37-1AA2 | WITHDRAWABLE CIRCUIT BREAKER | 21505.48
3WL1225-2EB38-6BA2 | WITHDRAWABLE CIRCUIT BREAKER | 23191.75
3WL1225-2EB41-1AA2 | FIXED-MOUNTED CIRCUIT BREAKER | 22547.88
3WL1225-2EB41-1GA2 | FIXED-MOUNTED CIRCUIT BREAKER | 22903.1
3WL1225-2EB42-1AA2 | FIXED-MOUNTED CIRCUIT BREAKER | 21585.67
3WL1225-2EB44-1AA2 | FIXED-MOUNTED CIRCUIT BREAKER | 22547.88
3WL1225-2EB44-1GG2 | FIXED-MOUNTED CIRCUIT BREAKER | 23258.32
3WL1232-4FG32-4GN4 | FIXED-MOUNTED CIRCUIT BREAKER | 27006.14
3WL1232-4FG32-4GP4 | FIXED-MOUNTED CIRCUIT BREAKER | 27055.05
3WL1232-4FG35-4GA2 | WITHDRAWABLE CIRCUIT BREAKER | 26944.39
3WL1232-4FG36-1AA2 | WITHDRAWABLE CIRCUIT BREAKER | 28786.23
3WL1232-4FG36-4GP4 | WITHDRAWABLE CIRCUIT BREAKER | 31946.3
3WL1232-4FG37-1AA2 | WITHDRAWABLE CIRCUIT BREAKER | 29828.63
3WL1232-4FG46-1AA4 | WITHDRAWABLE CIRCUIT BREAKER | 37408.47
3WL1232-4FG46-1DA4 | WITHDRAWABLE CIRCUIT BREAKER | 37788.54
3WL1232-4NB34-1AA2 | FIXED-MOUNTED CIRCUIT BREAKER | 26108.08
3WL1232-4NB36-1AA2 | WITHDRAWABLE CIRCUIT BREAKER | 29876.74
3WL1232-4NB37-1AA2 | WITHDRAWABLE CIRCUIT BREAKER | 30919.15
3WL1232-4NB46-4GA2 | WITHDRAWABLE CIRCUIT BREAKER | 40463.49
3WL1232-4NG32-1AA2 | FIXED-MOUNTED CIRCUIT BREAKER | 26196.27
3WL1232-4NG37-1AA2 | WITHDRAWABLE CIRCUIT BREAKER | 32129.92
3WL1232-4NG42-1AA2 | FIXED-MOUNTED CIRCUIT BREAKER | 33493.07
3WL1240-2AA31-4GA2 | FIXED-MOUNT NON-AUT. CIRCUIT-B. | 23175.73
3WL1240-2AA37-1AA2 | WITHDRAW. NON-AUT. CIRCUIT-B. | 30309.74
3WL1240-2AA37-5FA4 | WITHDRAW. NON-AUT. CIRCUIT-B. | 33000.72
3WL1240-2AA47-1GA2 | WITHDRAW. NON-AUT. CIRCUIT-B. | 41650.23
3WL1240-2BB31-1AA2 | FIXED-MOUNTED CIRCUIT BREAKER | 22692.21
3WL1240-2BB41-1BA2 | FIXED-MOUNTED CIRCUIT BREAKER | 31306.42
3WL1240-2BB41-1GA2 | FIXED-MOUNTED CIRCUIT BREAKER | 31306.42
3WL1240-2CB31-4AN2 | FIXED-MOUNTED CIRCUIT BREAKER | 25317.45
3WL1240-2CB31-4GA2 | FIXED-MOUNTED CIRCUIT BREAKER | 25252.51
3WL1240-2CB37-1AA2 | WITHDRAWABLE CIRCUIT BREAKER | 32386.52
3WL1240-2CB37-4GG2 | WITHDRAWABLE CIRCUIT BREAKER | 35069.48
3WL1240-2CB37-4GS4 | WITHDRAWABLE CIRCUIT BREAKER | 36103.86
3WL1240-2CB47-1AA4 | WITHDRAWABLE CIRCUIT BREAKER | 43735.02
3WL1240-2DG31-6GA4 | FIXED-MOUNTED CIRCUIT BREAKER | 26610.03
3WL1240-2DG47-1AA4 | WITHDRAWABLE CIRCUIT BREAKER | 44729.32
3WL1240-2EB31-1AA2 | FIXED-MOUNTED CIRCUIT BREAKER | 23349.72
3WL1240-2EB37-1FA2 | WITHDRAWABLE CIRCUIT BREAKER | 33166.71
3WL1240-2EB37-4GA2 | WITHDRAWABLE CIRCUIT BREAKER | 35139.25
3WL1240-2EB61-1AA2 | FIXED-MOUNTED CIRCUIT BREAKER | 23349.72
3WL1240-2EG37-1AA4 | WITHDRAWABLE CIRCUIT BREAKER | 34385.51
3WL1240-2FB37-1AA4 | WITHDRAWABLE CIRCUIT BREAKER | 33583.67
3WL1240-2FB37-5FA4 | WITHDRAWABLE CIRCUIT BREAKER | 35911.42
3WL9211-1BC30-0BA1 | ACCESORIES FOR BREAKER 3WL | 3047.81
3WL9211-1BC31-0BA1 | ACCESORIES FOR BREAKER 3WL | 3158.47
3WL9211-1BC42-0BA1 | ACCESORIES FOR BREAKER 3WL | 3261.1
3WL9211-1BD21-0BA1 | ACCESORIES FOR BREAKER 3WL | 3780.69
3WL9211-1BE31-0BA1 | ACCESORIES FOR BREAKER 3WL | 3158.47
3WL9211-1BE41-1BA1-ZR30 | ACCESORIES FOR BREAKER 3WL | 3766.27
3WL9211-2AA11-1AA1 | ACCESORIES FOR BREAKER 3WL | 3293.49
3WL9211-2AA21-0AA1 | ACCESORIES FOR BREAKER 3WL | 3090.32
3WL9211-2AA32-2BA1 | ACCESORIES FOR BREAKER 3WL | 4080.58
3WL9211-2AB00-0AA1 | ACCESORIES FOR BREAKER 3WL | 2846.55
3WL9211-2AB21-1BA1 | ACCESORIES FOR BREAKER 3WL | 3779.9
3WL9211-2AB31-2BA1 | ACCESORIES FOR BREAKER 3WL | 4046.91
3WL9211-2AC00-0BA1 | ACCESORIES FOR BREAKER 3WL | 2777.59
3WL9211-2AC11-0AA1 | ACCESORIES FOR BREAKER 3WL | 2534.95
3WL9211-2AC21-0AA1 | ACCESORIES FOR BREAKER 3WL | 2601.18
3WL9211-2AC21-1BA1 | ACCESORIES FOR BREAKER 3WL | 3290.78
3WL9211-2AC30-1AA1 | ACCESORIES FOR BREAKER 3WL | 2827.3
3WL9211-2AC31-0BA1 | ACCESORIES FOR BREAKER 3WL | 3088.71
3WL9211-2AC32-0BA1 | ACCESORIES FOR BREAKER 3WL | 3122.39
3WL9211-2AC40-0BA1 | ACCESORIES FOR BREAKER 3WL | 3047.01
3WL9211-2AC42-0AA1 | ACCESORIES FOR BREAKER 3WL | 2771.18
3WL9211-2AD00-0AA1 | ACCESORIES FOR BREAKER 3WL | 2846.55
3WL9211-2AD30-0AA1 | ACCESORIES FOR BREAKER 3WL | 3047.01
3WL1225-2EB32-1AN4 | FIXED-MOUNTED CIRCUIT BREAKER | 17958.92
3WL1225-2EB32-4GN4 | FIXED-MOUNTED CIRCUIT BREAKER | 20286.68
3WL1225-2EB32-4GP2 | FIXED-MOUNTED CIRCUIT BREAKER | 19972.35
3WL1225-2EB32-4GP4 | FIXED-MOUNTED CIRCUIT BREAKER | 20335.59
3WL1225-2EB32-6BA4 | FIXED-MOUNTED CIRCUIT BREAKER | 19866.5
3WL1225-2EB35-4AA2 | WITHDRAWABLE CIRCUIT BREAKER | 20431
3WL1225-2EB35-4AJ4 | WITHDRAWABLE CIRCUIT BREAKER | 21214.42
3WL1225-2EB35-4BA4 | WITHDRAWABLE CIRCUIT BREAKER | 21149.46
3WL1225-2EB35-4GA2 | WITHDRAWABLE CIRCUIT BREAKER | 20786.22
3WL1225-2EB36-3GA2-ZK07 | WITHDRAWABLE CIRCUIT BREAKER | 21697.12
3WL1225-2EB36-4AN2 | WITHDRAWABLE CIRCUIT BREAKER | 23256.71
3WL1225-2EB36-4BA2 | WITHDRAWABLE CIRCUIT BREAKER | 23191.75
3WL1225-2EB36-4GA2 | WITHDRAWABLE CIRCUIT BREAKER | 23191.75
3WL1225-2EB36-4GA4 | WITHDRAWABLE CIRCUIT BREAKER | 23555
3WL1225-2EB37-4GG7 | WITHDRAWABLE CIRCUIT BREAKER | 24551.69
3WL1225-2EB38-1AA2 | WITHDRAWABLE CIRCUIT BREAKER | 20864.01
3WL1225-2EB38-1AA4 | WITHDRAWABLE CIRCUIT BREAKER | 21227.24
3WL1225-2EB38-1AN2 | WITHDRAWABLE CIRCUIT BREAKER | 21284.17
3WL1225-2EB42-1GA7 | FIXED-MOUNTED CIRCUIT BREAKER | 22304.11
3WL1225-2EB42-4AA2 | FIXED-MOUNTED CIRCUIT BREAKER | 23558.21
3WL1225-2EB42-4AN2 | FIXED-MOUNTED CIRCUIT BREAKER | 23978.36
3WL1225-2EB42-4GA2 | FIXED-MOUNTED CIRCUIT BREAKER | 23913.42
3WL1225-2EB46-1FA7 | WITHDRAWABLE CIRCUIT BREAKER | 26714.26
3WL1225-2EB46-1GA2 | WITHDRAWABLE CIRCUIT BREAKER | 26351.03
3WL1225-2EB46-1GA4 | WITHDRAWABLE CIRCUIT BREAKER | 26714.26
3WL1225-2EB46-3GA4 | WITHDRAWABLE CIRCUIT BREAKER | 27069.48
3WL1225-2EB48-1AA2 | WITHDRAWABLE CIRCUIT BREAKER | 25995.81
3WL1225-2EB48-1FM2 | WITHDRAWABLE CIRCUIT BREAKER | 26771.19
3WL1225-2EB62-1AA2-ZT40 | FIXED-MOUNTED CIRCUIT BREAKER | 17480.22
3WL1225-2EB62-1AP2 | FIXED-MOUNTED CIRCUIT BREAKER | 17644.59
3WL1225-2EG32-5AA4 | FIXED-MOUNTED CIRCUIT BREAKER | 20722.07
3WL1225-2EG32-5FA4 | FIXED-MOUNTED CIRCUIT BREAKER | 21077.29
3WL1225-2EG33-1AA2 | FIXED-MOUNTED CIRCUIT BREAKER | 19188.15
3WL1225-2EG34-1AA2 | FIXED-MOUNTED CIRCUIT BREAKER | 19188.15
3WL1225-2EG36-4GP2 | WITHDRAWABLE CIRCUIT BREAKER | 24871.63
3WL1225-2EG36-4GP4 | WITHDRAWABLE CIRCUIT BREAKER | 25234.86
3WL1225-2EG36-6BA4 | WITHDRAWABLE CIRCUIT BREAKER | 24765.79
3WL1225-2EG37-1AA2 | WITHDRAWABLE CIRCUIT BREAKER | 22716.26
3WL1225-2EG45-4AA2 | WITHDRAWABLE CIRCUIT BREAKER | 26132.13
3WL1225-2EG46-1AA2 | WITHDRAWABLE CIRCUIT BREAKER | 27206.6
3WL1225-2EG46-1AA4 | WITHDRAWABLE CIRCUIT BREAKER | 27569.83
3WL1225-2EG46-1FA4 | WITHDRAWABLE CIRCUIT BREAKER | 27925.05
3WL1225-2EG46-1GA2 | WITHDRAWABLE CIRCUIT BREAKER | 27561.82
3WL1225-4BB36-1GA2 | WITHDRAWABLE CIRCUIT BREAKER | 22646.51
3WL1225-4BB36-2FA7 | WITHDRAWABLE CIRCUIT BREAKER | 23364.96
3WL1225-4BB36-4GA2 | WITHDRAWABLE CIRCUIT BREAKER | 24619.05
3WL1225-4BB36-4GA4 | WITHDRAWABLE CIRCUIT BREAKER | 24982.28
3WL1232-3AA36-1AA2 | WITHDRAW. NON-AUT. CIRCUIT-B. | 23894.98
3WL1232-3AA36-1AA4 | WITHDRAW. NON-AUT. CIRCUIT-B. | 24258.21
3WL1232-3AA36-1AG2 | WITHDRAW. NON-AUT. CIRCUIT-B. | 24250.2
3WL1232-3AA36-1GA2 | WITHDRAW. NON-AUT. CIRCUIT-B. | 24250.2
3WL1232-3AA36-5FA8 | WITHDRAW. NON-AUT. CIRCUIT-B. | 26585.97
3WL1232-3AA36-6BB4 | WITHDRAW. NON-AUT. CIRCUIT-B. | 26941.18
3WL1232-3AA37-1AA2 | WITHDRAW. NON-AUT. CIRCUIT-B. | 24777
3WL1232-3AA37-1AA2-ZT40 | WITHDRAW. NON-AUT. CIRCUIT-B. | 25081.7
3WL1232-3AA42-4GA2 | FIXED-MOUNT NON-AUT. CIRCUIT-B. | 26944.39
3WL1232-3AA42-4GA4 | FIXED-MOUNT NON-AUT. CIRCUIT-B. | 27307.64
3WL1232-3AA42-5FA2 | FIXED-MOUNT NON-AUT. CIRCUIT-B. | 26944.39
3WL1232-3AA43-1AA2 | FIXED-MOUNT NON-AUT. CIRCUIT-B. | 26220.33
3WL1220-3CB32-1AN2 | FIXED-MOUNTED CIRCUIT BREAKER | 13963.33
3WL1220-3CB32-1AP2 | FIXED-MOUNTED CIRCUIT BREAKER | 14012.24
3WL1220-3CB32-1GA2 | FIXED-MOUNTED CIRCUIT BREAKER | 13898.39
3WL1220-3CB32-1GN4 | FIXED-MOUNTED CIRCUIT BREAKER | 14681.79
3WL1220-3CB32-4AJ2 | FIXED-MOUNTED CIRCUIT BREAKER | 15935.87
3WL1220-3CB32-4AN4 | FIXED-MOUNTED CIRCUIT BREAKER | 16299.11
3WL1220-3CB32-4GN2 | FIXED-MOUNTED CIRCUIT BREAKER | 16291.08
3WL1225-2DG46-1GA4 | WITHDRAWABLE CIRCUIT BREAKER | 27283.57
3WL1225-2DG46-4GN4 | WITHDRAWABLE CIRCUIT BREAKER | 29676.28
3WL1225-2DG47-1AA2 | WITHDRAWABLE CIRCUIT BREAKER | 27447.14
3WL1225-2EB31-4AG2 | FIXED-MOUNTED CIRCUIT BREAKER | 20305.12
3WL1225-2EB31-4GS2 | FIXED-MOUNTED CIRCUIT BREAKER | 21331.48
3WL1225-2EB32-1GA2 | FIXED-MOUNTED CIRCUIT BREAKER | 17530.74
3WL1225-2EB32-1GA4-ZK07 | FIXED-MOUNTED CIRCUIT BREAKER | 18016.65
3WL1225-2EB32-4GA4 | FIXED-MOUNTED CIRCUIT BREAKER | 19866.5
3WL1225-2EB32-4GN2 | FIXED-MOUNTED CIRCUIT BREAKER | 19923.44
3WL1225-2EB33-1AA2 | FIXED-MOUNTED CIRCUIT BREAKER | 17977.36
3WL1225-2EB33-1GA2 | FIXED-MOUNTED CIRCUIT BREAKER | 18332.58
3WL1225-2EB34-3AA2-ZS55 | FIXED-MOUNTED CIRCUIT BREAKER | 19294.79
3WL1225-2EB35-1AA4 | WITHDRAWABLE CIRCUIT BREAKER | 18821.7
3WL1225-2EB35-5FA2 | WITHDRAWABLE CIRCUIT BREAKER | 20786.22
3WL1225-2EB36-1AA2-ZK07 | WITHDRAWABLE CIRCUIT BREAKER | 20986.68
3WL1225-2EB36-1DA2 | WITHDRAWABLE CIRCUIT BREAKER | 21244.08
3WL1225-2EB36-1GA2 | WITHDRAWABLE CIRCUIT BREAKER | 21219.22
3WL1225-2EB36-4GA8 | WITHDRAWABLE CIRCUIT BREAKER | 23555
3WL1225-2EB36-4GG4 | WITHDRAWABLE CIRCUIT BREAKER | 23910.22
3WL1225-2EB37-4AN4 | WITHDRAWABLE CIRCUIT BREAKER | 24261.42
3WL1225-2EB37-4GG4 | WITHDRAWABLE CIRCUIT BREAKER | 24551.69
3WL1225-2EB38-1GA2 | WITHDRAWABLE CIRCUIT BREAKER | 21219.22
3WL1225-2EB38-4GA2 | WITHDRAWABLE CIRCUIT BREAKER | 23191.75
3WL1225-2EB38-5FA4 | WITHDRAWABLE CIRCUIT BREAKER | 23555
3WL1225-2EB42-1AM2 | FIXED-MOUNTED CIRCUIT BREAKER | 22005.83
3WL1225-2EB42-1GA2 | FIXED-MOUNTED CIRCUIT BREAKER | 21940.89
3WL1225-2EB42-6BA4 | FIXED-MOUNTED CIRCUIT BREAKER | 24276.65
3WL1225-2EB43-1BA2 | FIXED-MOUNTED CIRCUIT BREAKER | 22903.1
3WL1225-2EB46-1AJ2 | WITHDRAWABLE CIRCUIT BREAKER | 26415.97
3WL1225-2EB46-1DA4 | WITHDRAWABLE CIRCUIT BREAKER | 26739.12
3WL1225-2EB46-1FA4 | WITHDRAWABLE CIRCUIT BREAKER | 26714.26
3WL1225-2EB46-4AA4 | WITHDRAWABLE CIRCUIT BREAKER | 28331.59
3WL1225-2EB46-4GA2 | WITHDRAWABLE CIRCUIT BREAKER | 28323.57
3WL1225-2EB46-5FA4 | WITHDRAWABLE CIRCUIT BREAKER | 28686.8
3WL1225-2EB47-4GA2 | WITHDRAWABLE CIRCUIT BREAKER | 29205.59
3WL1225-2EB62-1GA2-ZT40 | FIXED-MOUNTED CIRCUIT BREAKER | 17835.44
3WL1225-2EB66-1AA2 | WITHDRAWABLE CIRCUIT BREAKER | 20864.01
3WL1225-2EG31-1AA2 | FIXED-MOUNTED CIRCUIT BREAKER | 19188.15
3WL1225-2EG32-4GN2 | FIXED-MOUNTED CIRCUIT BREAKER | 21134.23
3WL1225-2EG32-4GP2 | FIXED-MOUNTED CIRCUIT BREAKER | 21183.14
3WL1225-2EG35-1AA2 | WITHDRAWABLE CIRCUIT BREAKER | 19669.25
3WL1225-2EG35-4GN4 | WITHDRAWABLE CIRCUIT BREAKER | 22780.41
3WL1225-2EG36-4GA8 | WITHDRAWABLE CIRCUIT BREAKER | 24765.79
3WL1225-2EG36-4GN4 | WITHDRAWABLE CIRCUIT BREAKER | 25185.95
3WL1225-2EG37-4GA4 | WITHDRAWABLE CIRCUIT BREAKER | 25407.27
3WL1225-2EG38-4GN4 | WITHDRAWABLE CIRCUIT BREAKER | 25185.95
3WL1225-2EG44-1AA2 | FIXED-MOUNTED CIRCUIT BREAKER | 23758.67
3WL1225-2EG45-1AA2 | WITHDRAWABLE CIRCUIT BREAKER | 24159.59
3WL1225-2EG46-4GA4 | WITHDRAWABLE CIRCUIT BREAKER | 29897.59
3WL1225-2EG46-4GN4 | WITHDRAWABLE CIRCUIT BREAKER | 30317.76
3WL1225-2EG48-1AA2 | WITHDRAWABLE CIRCUIT BREAKER | 27206.6
3WL1225-4BB35-4GN2 | WITHDRAWABLE CIRCUIT BREAKER | 23034.6
3WL1225-2EB45-1AA2 | WITHDRAWABLE CIRCUIT BREAKER | 22948.8
3WL1225-2EB46-1AA2 | WITHDRAWABLE CIRCUIT BREAKER | 25995.81
3WL1225-2EB46-4GA7 | WITHDRAWABLE CIRCUIT BREAKER | 28686.8
3WL1225-2EB46-4GA8 | WITHDRAWABLE CIRCUIT BREAKER | 28686.8
3WL1225-2EB46-4GG7 | WITHDRAWABLE CIRCUIT BREAKER | 29042.02
3WL1225-2EB46-4GN4 | WITHDRAWABLE CIRCUIT BREAKER | 29106.97
3WL1225-2EG32-1AA2 | FIXED-MOUNTED CIRCUIT BREAKER | 18386.31
3WL1225-2EG32-1AA4 | FIXED-MOUNTED CIRCUIT BREAKER | 18749.53
3WL1225-2EG32-4GA2 | FIXED-MOUNTED CIRCUIT BREAKER | 20714.07
3WL1225-2EG32-4GA4 | FIXED-MOUNTED CIRCUIT BREAKER | 21077.29
3WL1225-2EG36-1AA2 | WITHDRAWABLE CIRCUIT BREAKER | 22074.79
3WL1225-2EG36-1AA4 | WITHDRAWABLE CIRCUIT BREAKER | 22438.03
3WL1225-2EG36-1AN4 | WITHDRAWABLE CIRCUIT BREAKER | 22858.19
3WL1225-2EG36-4FM4 | WITHDRAWABLE CIRCUIT BREAKER | 25185.95
3WL1225-2EG36-4GA2 | WITHDRAWABLE CIRCUIT BREAKER | 24402.54
3WL1225-2EG41-1GA2 | FIXED-MOUNTED CIRCUIT BREAKER | 24113.89
3WL1225-2EG42-1AA2 | FIXED-MOUNTED CIRCUIT BREAKER | 22796.46
3WL1225-2EG42-1GA2 | FIXED-MOUNTED CIRCUIT BREAKER | 23151.68
3WL1225-2EG42-4GA2 | FIXED-MOUNTED CIRCUIT BREAKER | 25124.21
3WL1225-2EG46-5FA4 | WITHDRAWABLE CIRCUIT BREAKER | 29897.59
3WL1225-2EG46-5FF8 | WITHDRAWABLE CIRCUIT BREAKER | 30252.81
3WL1225-2EG46-5FM4 | WITHDRAWABLE CIRCUIT BREAKER | 30317.76
3WL1225-2EG47-1AA2 | WITHDRAWABLE CIRCUIT BREAKER | 28088.62
3WL1225-4BB36-4GP4 | WITHDRAWABLE CIRCUIT BREAKER | 25451.36
3WL1225-4BB36-5FA4 | WITHDRAWABLE CIRCUIT BREAKER | 24982.28
3WL1225-4BB37-1AA2 | WITHDRAWABLE CIRCUIT BREAKER | 23173.31
3WL1225-4BB37-4AS4 | WITHDRAWABLE CIRCUIT BREAKER | 26535.45
3WL1225-4BB38-1AA2 | WITHDRAWABLE CIRCUIT BREAKER | 22291.29
3WL1232-3AA36-4AA4 | WITHDRAW. NON-AUT. CIRCUIT-B. | 26230.75
3WL1232-3AA36-4AN2 | WITHDRAW. NON-AUT. CIRCUIT-B. | 26287.68
3WL1232-3AA36-4GA2 | WITHDRAW. NON-AUT. CIRCUIT-B. | 26222.74
3WL1232-3AA36-4GA4 | WITHDRAW. NON-AUT. CIRCUIT-B. | 26585.97
3WL1232-3AA41-2GN2 | FIXED-MOUNT NON-AUT. CIRCUIT-B. | 27350.92
3WL1232-3AA41-4GN2 | FIXED-MOUNT NON-AUT. CIRCUIT-B. | 28968.24
3WL1232-3AA42-1AA2 | FIXED-MOUNT NON-AUT. CIRCUIT-B. | 24616.64
3WL1232-3AA42-1AA4 | FIXED-MOUNT NON-AUT. CIRCUIT-B. | 24979.88
3WL1232-3AA45-5FA4 | WITHDRAW. NON-AUT. CIRCUIT-B. | 29232.06
3WL1232-3AA46-1AA2 | WITHDRAW. NON-AUT. CIRCUIT-B. | 31753.06
3WL1232-3AA46-1DA2 | WITHDRAW. NON-AUT. CIRCUIT-B. | 32133.13
3WL1232-3AA46-1DA4 | WITHDRAW. NON-AUT. CIRCUIT-B. | 32496.37
3WL1232-3AA47-1AA2 | WITHDRAW. NON-AUT. CIRCUIT-B. | 32875.64
3WL1232-3AA47-1FA7 | WITHDRAW. NON-AUT. CIRCUIT-B. | 33594.09
3WL1232-3AA48-1AA2 | WITHDRAW. NON-AUT. CIRCUIT-B. | 31753.06
3WL1232-3BB31-1AA2 | FIXED-MOUNTED CIRCUIT BREAKER | 20847.97
3WL1232-3BB31-1GA4 | FIXED-MOUNTED CIRCUIT BREAKER | 21566.41
3WL1232-3BB32-2AM2 | FIXED-MOUNTED CIRCUIT BREAKER | 20821.5
3WL1232-3BB32-4AN2 | FIXED-MOUNTED CIRCUIT BREAKER | 22438.82
3WL1232-3BB32-4AS2 | FIXED-MOUNTED CIRCUIT BREAKER | 23045.02
3WL1232-3BB32-4BM2-ZC11 | FIXED-MOUNTED CIRCUIT BREAKER | 22871.59
3WL1232-3BB33-4GA2 | FIXED-MOUNTED CIRCUIT BREAKER | 23175.73
3WL1232-3BB34-1AA2 | FIXED-MOUNTED CIRCUIT BREAKER | 20847.97
3WL1232-3BB34-1AJ2 | FIXED-MOUNTED CIRCUIT BREAKER | 21268.13
3WL1232-3BB34-1AN2 | FIXED-MOUNTED CIRCUIT BREAKER | 21268.13
3WL1232-3BB36-1AA4 | WITHDRAWABLE CIRCUIT BREAKER | 26102.45
3WL1232-3BB36-1AS2 | WITHDRAWABLE CIRCUIT BREAKER | 26765.58
3WL1232-3BB36-1GA2 | WITHDRAWABLE CIRCUIT BREAKER | 26094.43
3WL1232-3BB36-1GN4 | WITHDRAWABLE CIRCUIT BREAKER | 26877.85
3WL1232-3BB36-4AN2 | WITHDRAWABLE CIRCUIT BREAKER | 28131.93
3WL1232-3BB36-5FM4-ZR16 | WITHDRAWABLE CIRCUIT BREAKER | 29319.46
3WL1225-4BB36-4GN2 | WITHDRAWABLE CIRCUIT BREAKER | 25039.21
3WL1225-4BB36-4GP2 | WITHDRAWABLE CIRCUIT BREAKER | 25088.12
3WL1232-3AA35-1AA4 | WITHDRAW. NON-AUT. CIRCUIT-B. | 20088.62
3WL1232-3AA35-4GS2 | WITHDRAW. NON-AUT. CIRCUIT-B. | 23079.51
3WL1232-3AA36-1GA4 | WITHDRAW. NON-AUT. CIRCUIT-B. | 24613.43
3WL1232-3AA36-3GA2 | WITHDRAW. NON-AUT. CIRCUIT-B. | 24605.42
3WL1232-3AA36-5AA2 | WITHDRAW. NON-AUT. CIRCUIT-B. | 25867.52
3WL1232-3AA36-5FA4 | WITHDRAW. NON-AUT. CIRCUIT-B. | 26585.97
3WL1232-3AA37-4GS2 | WITHDRAW. NON-AUT. CIRCUIT-B. | 28131.13
3WL1232-3AA41-1AA2 | FIXED-MOUNT NON-AUT. CIRCUIT-B. | 26220.33
3WL1232-3AA42-1AN2 | FIXED-MOUNT NON-AUT. CIRCUIT-B. | 25036.81
3WL1232-3AA42-1GA4 | FIXED-MOUNT NON-AUT. CIRCUIT-B. | 25335.1
3WL1232-3AA44-1BA2 | FIXED-MOUNT NON-AUT. CIRCUIT-B. | 26575.54
3WL1232-3AA45-4GA2 | WITHDRAW. NON-AUT. CIRCUIT-B. | 28868.82
3WL1232-3AA46-4AA2 | WITHDRAW. NON-AUT. CIRCUIT-B. | 33725.6
3WL1232-3AA46-4GA4 | WITHDRAW. NON-AUT. CIRCUIT-B. | 34444.05
3WL1232-3AA46-5AA2 | WITHDRAW. NON-AUT. CIRCUIT-B. | 33725.6
3WL1232-3AA46-5FA4 | WITHDRAW. NON-AUT. CIRCUIT-B. | 34444.05
3WL1232-3BB31-4GA4 | FIXED-MOUNTED CIRCUIT BREAKER | 23538.95
3WL1232-3BB32-1AG4 | FIXED-MOUNTED CIRCUIT BREAKER | 20764.57
3WL1232-3BB32-1BA4 | FIXED-MOUNTED CIRCUIT BREAKER | 20764.57
3WL1232-3BB32-1GA4 | FIXED-MOUNTED CIRCUIT BREAKER | 20764.57
3WL1232-3BB32-4BN2 | FIXED-MOUNTED CIRCUIT BREAKER | 22794.04
3WL1232-3BB32-4GA2 | FIXED-MOUNTED CIRCUIT BREAKER | 22373.88
3WL1232-3BB32-6AA2 | FIXED-MOUNTED CIRCUIT BREAKER | 22018.66
3WL1232-3BB33-1GA2 | FIXED-MOUNTED CIRCUIT BREAKER | 21203.19
3WL1232-3BB34-4AN2 | FIXED-MOUNTED CIRCUIT BREAKER | 23240.67
3WL1232-3BB35-1AA2 | WITHDRAWABLE CIRCUIT BREAKER | 21569.62
3WL1232-3BB35-5AR2 | WITHDRAWABLE CIRCUIT BREAKER | 24568.53
3WL1232-3BB36-1AA2 | WITHDRAWABLE CIRCUIT BREAKER | 25739.23
3WL1232-3BB36-4BA2 | WITHDRAWABLE CIRCUIT BREAKER | 28066.97
3WL1232-3BB36-4GA2 | WITHDRAWABLE CIRCUIT BREAKER | 28066.97
3WL1232-3BB36-5AM2 | WITHDRAWABLE CIRCUIT BREAKER | 28131.93
3WL1232-3BB36-5FM2 | WITHDRAWABLE CIRCUIT BREAKER | 28487.15
3WL1232-3BB37-6BA4 | WITHDRAWABLE CIRCUIT BREAKER | 29312.25
3WL1232-3BB38-2FA2 | WITHDRAWABLE CIRCUIT BREAKER | 26449.65
3WL1232-3BB41-4GN2 | FIXED-MOUNTED CIRCUIT BREAKER | 30812.49
3WL1232-3BB42-1GA2 | FIXED-MOUNTED CIRCUIT BREAKER | 26816.1
3WL1232-3BB42-4GA2 | FIXED-MOUNTED CIRCUIT BREAKER | 28788.64
3WL1232-3BB45-1AA2 | WITHDRAWABLE CIRCUIT BREAKER | 28385.3
3WL1232-3BB46-1AA2 | WITHDRAWABLE CIRCUIT BREAKER | 33597.29
3WL1232-3BB46-4GN4 | WITHDRAWABLE CIRCUIT BREAKER | 36708.46
3WL1232-3BB46-5FP2 | WITHDRAWABLE CIRCUIT BREAKER | 36394.14
3WL1232-3BB47-1AA2 | WITHDRAWABLE CIRCUIT BREAKER | 34719.89
3WL1232-3CB31-1AA7 | FIXED-MOUNTED CIRCUIT BREAKER | 21443.74
3WL1232-3CB31-1GA2 | FIXED-MOUNTED CIRCUIT BREAKER | 21435.72
3WL1232-3CB31-4GN2 | FIXED-MOUNTED CIRCUIT BREAKER | 23828.42
3WL1232-3CB32-1AA4 | FIXED-MOUNTED CIRCUIT BREAKER | 20641.9
3WL1232-4EB35-5FA4 | WITHDRAWABLE CIRCUIT BREAKER | 25639.8
3WL1232-4EB36-1AA2 | WITHDRAWABLE CIRCUIT BREAKER | 27118.39
3WL1232-4EB36-4AN2 | WITHDRAWABLE CIRCUIT BREAKER | 29511.1
3WL1232-4EB36-4GA4 | WITHDRAWABLE CIRCUIT BREAKER | 29809.39
3WL1232-4EB36-5FA4 | WITHDRAWABLE CIRCUIT BREAKER | 29809.39
3WL1232-4EB37-3GG4 | WITHDRAWABLE CIRCUIT BREAKER | 29589.67
3WL1232-4EB42-1GA2 | FIXED-MOUNTED CIRCUIT BREAKER | 29879.14
3WL1232-4EB43-1AA2 | FIXED-MOUNTED CIRCUIT BREAKER | 30646.52
3WL1340-4DG43-1AA2 | FIXED-MOUNTED CIRCUIT BREAKER | 41078.51
3WL1340-4DG45-1AA2 | WITHDRAWABLE CIRCUIT BREAKER | 49738.43
3WL1340-4DG46-1GA2 | WITHDRAWABLE CIRCUIT BREAKER | 56989.53
3WL1232-3AA46-4GG2 | WITHDRAW. NON-AUT. CIRCUIT-B. | 34436.03
3WL1232-3AA46-4GN2 | WITHDRAW. NON-AUT. CIRCUIT-B. | 34500.98
3WL1232-3AA46-4GN4 | WITHDRAW. NON-AUT. CIRCUIT-B. | 34864.21
3WL1232-3AA46-4GN8 | WITHDRAW. NON-AUT. CIRCUIT-B. | 34864.21
3WL1232-3BB32-1AJ2-ZS33 | FIXED-MOUNTED CIRCUIT BREAKER | 20710.05
3WL1232-3BB32-1AM2 | FIXED-MOUNTED CIRCUIT BREAKER | 20466.28
3WL1232-3BB32-1AN2 | FIXED-MOUNTED CIRCUIT BREAKER | 20466.28
3WL1232-3BB32-1AP2 | FIXED-MOUNTED CIRCUIT BREAKER | 20515.19
3WL1232-3BB32-4GN2 | FIXED-MOUNTED CIRCUIT BREAKER | 22794.04
3WL1232-3BB32-4GN4 | FIXED-MOUNTED CIRCUIT BREAKER | 23157.28
3WL1232-3BB32-4GP2 | FIXED-MOUNTED CIRCUIT BREAKER | 22842.95
3WL1232-3BB32-4GP4 | FIXED-MOUNTED CIRCUIT BREAKER | 23206.19
3WL1232-3BB32-5FA4 | FIXED-MOUNTED CIRCUIT BREAKER | 22737.11
3WL1232-3BB35-1AM2 | WITHDRAWABLE CIRCUIT BREAKER | 21989.8
3WL1232-3BB35-1GA2 | WITHDRAWABLE CIRCUIT BREAKER | 21924.84
3WL1232-3BB35-4AA2 | WITHDRAWABLE CIRCUIT BREAKER | 23542.16
3WL1232-3BB35-5AM2 | WITHDRAWABLE CIRCUIT BREAKER | 23962.34
3WL1232-3BB36-4GG2 | WITHDRAWABLE CIRCUIT BREAKER | 28422.19
3WL1232-3BB36-4GN2 | WITHDRAWABLE CIRCUIT BREAKER | 28487.15
3WL1232-3BB36-4GN4 | WITHDRAWABLE CIRCUIT BREAKER | 28850.37
3WL1232-3BB36-4GP2 | WITHDRAWABLE CIRCUIT BREAKER | 28536.06
3WL1232-3BB42-1AA2 | FIXED-MOUNTED CIRCUIT BREAKER | 26460.88
3WL1232-3BB42-1BB2 | FIXED-MOUNTED CIRCUIT BREAKER | 27171.32
3WL1232-3BB42-1BJ2 | FIXED-MOUNTED CIRCUIT BREAKER | 27236.26
3WL1232-3BB42-1FA2 | FIXED-MOUNTED CIRCUIT BREAKER | 26816.1
3WL1232-3BB46-1DD4 | WITHDRAWABLE CIRCUIT BREAKER | 34720.68
3WL1232-3BB46-1GA2 | WITHDRAWABLE CIRCUIT BREAKER | 33952.51
3WL1232-3BB46-4GA2 | WITHDRAWABLE CIRCUIT BREAKER | 35925.05
3WL1232-3BB46-4GA4 | WITHDRAWABLE CIRCUIT BREAKER | 36288.3
3WL1232-3CB31-4AN2 | FIXED-MOUNTED CIRCUIT BREAKER | 23473.2
3WL1232-3CB31-4AS2 | FIXED-MOUNTED CIRCUIT BREAKER | 24079.4
3WL1232-3CB31-4GA2 | FIXED-MOUNTED CIRCUIT BREAKER | 23408.26
3WL1232-3CB31-4GA4 | FIXED-MOUNTED CIRCUIT BREAKER | 23771.49
3WL1232-4EB36-1AG2 | WITHDRAWABLE CIRCUIT BREAKER | 27473.61
3WL1232-4EB36-1AP2 | WITHDRAWABLE CIRCUIT BREAKER | 27587.48
3WL1232-4EB36-1FA4 | WITHDRAWABLE CIRCUIT BREAKER | 27836.85
3WL1232-4EB36-1GA2 | WITHDRAWABLE CIRCUIT BREAKER | 27473.61
3WL1232-4EB37-4GG4 | WITHDRAWABLE CIRCUIT BREAKER | 31206.99
3WL1232-4EB38-1AA2 | WITHDRAWABLE CIRCUIT BREAKER | 27118.39
3WL1232-4EB38-4GA2 | WITHDRAWABLE CIRCUIT BREAKER | 29446.15
3WL1232-4EB38-4GA4 | WITHDRAWABLE CIRCUIT BREAKER | 29809.39
3WL1232-4EB41-1AA2 | FIXED-MOUNTED CIRCUIT BREAKER | 30646.52
3WL1340-4DG45-5FA4 | WITHDRAWABLE CIRCUIT BREAKER | 52429.43
3WL1340-4DG45-5FA4-ZK07 | WITHDRAWABLE CIRCUIT BREAKER | 52552.12
3WL1340-4DG46-1AA2 | WITHDRAWABLE CIRCUIT BREAKER | 56634.31
3WL1340-4DG46-1AA4 | WITHDRAWABLE CIRCUIT BREAKER | 56997.55
3WL1340-4EB31-6BA2 | FIXED-MOUNTED CIRCUIT BREAKER | 34738.33
3WL1340-4EB32-1AA2 | FIXED-MOUNTED CIRCUIT BREAKER | 30405.96
3WL1340-4EB32-1AG2 | FIXED-MOUNTED CIRCUIT BREAKER | 30761.18
3WL1340-4EB32-1AN2 | FIXED-MOUNTED CIRCUIT BREAKER | 30826.12
3WL1340-4EB34-1AA2 | FIXED-MOUNTED CIRCUIT BREAKER | 32410.57
3WL1340-4EB34-1GA4 | FIXED-MOUNTED CIRCUIT BREAKER | 33129.02
3WL1340-4EB34-4AA4 | FIXED-MOUNTED CIRCUIT BREAKER | 34746.35
3WL1340-4EB35-1AA2 | WITHDRAWABLE CIRCUIT BREAKER | 34495.38
3WL1340-4EB36-4GA2 | WITHDRAWABLE CIRCUIT BREAKER | 42195.49
3WL1340-4EB36-4GA4 | WITHDRAWABLE CIRCUIT BREAKER | 42558.72
3WL1340-4EB36-4GG4 | WITHDRAWABLE CIRCUIT BREAKER | 42913.94
3WL1340-4EB36-4GN2 | WITHDRAWABLE CIRCUIT BREAKER | 42615.65
3WL1340-4EB38-1GA4-ZR21 | WITHDRAWABLE CIRCUIT BREAKER | 41412.07
3WL1232-3BB37-1AA2 | WITHDRAWABLE CIRCUIT BREAKER | 26621.25
3WL1232-3BB37-4AS4 | WITHDRAWABLE CIRCUIT BREAKER | 29983.39
3WL1232-3BB37-4GA4 | WITHDRAWABLE CIRCUIT BREAKER | 29312.25
3WL1232-3BB42-5AM2 | FIXED-MOUNTED CIRCUIT BREAKER | 28853.58
3WL1232-3BB42-5FM2 | FIXED-MOUNTED CIRCUIT BREAKER | 29208.8
3WL1232-3BB42-6BJ4 | FIXED-MOUNTED CIRCUIT BREAKER | 29572.04
3WL1232-3BB43-1AA2 | FIXED-MOUNTED CIRCUIT BREAKER | 28064.57
3WL1232-3BB47-4GA2 | WITHDRAWABLE CIRCUIT BREAKER | 37047.65
3WL1232-3BB48-1AA2 | WITHDRAWABLE CIRCUIT BREAKER | 33597.29
3WL1232-3CB31-1AA2 | FIXED-MOUNTED CIRCUIT BREAKER | 21080.5
3WL1232-3CB31-1AA4 | FIXED-MOUNTED CIRCUIT BREAKER | 21443.74
3WL1232-4EB34-1AA2 | FIXED-MOUNTED CIRCUIT BREAKER | 23349.72
3WL1232-4EB35-1AA2 | WITHDRAWABLE CIRCUIT BREAKER | 22948.8
3WL1232-4EB35-1GT4 | WITHDRAWABLE CIRCUIT BREAKER | 24797.86
3WL1232-4EB35-4AA2 | WITHDRAWABLE CIRCUIT BREAKER | 24921.34
3WL1232-4EB35-4GA4 | WITHDRAWABLE CIRCUIT BREAKER | 25639.8
3WL1232-4EB36-4GN4 | WITHDRAWABLE CIRCUIT BREAKER | 30229.55
3WL1232-4EB36-4GP2 | WITHDRAWABLE CIRCUIT BREAKER | 29915.24
3WL1232-4EB36-4GP4 | WITHDRAWABLE CIRCUIT BREAKER | 30278.46
3WL1232-4EB36-4GS4 | WITHDRAWABLE CIRCUIT BREAKER | 30835.75
3WL1232-4EB44-1AA2 | FIXED-MOUNTED CIRCUIT BREAKER | 30646.52
3WL1232-4EB45-1AA2 | WITHDRAWABLE CIRCUIT BREAKER | 29684.31
3WL1232-4EB46-1AA2 | WITHDRAWABLE CIRCUIT BREAKER | 35377.4
3WL1340-4DG42-4GN2 | FIXED-MOUNTED CIRCUIT BREAKER | 41420.91
3WL1340-4DG46-4GA4 | WITHDRAWABLE CIRCUIT BREAKER | 59325.29
3WL1340-4DG46-4GG7 | WITHDRAWABLE CIRCUIT BREAKER | 59680.51
3WL1340-4DG46-4GT4 | WITHDRAWABLE CIRCUIT BREAKER | 60455.89
3WL1340-4DG46-5FA2 | WITHDRAWABLE CIRCUIT BREAKER | 58962.07
3WL1340-4DG46-5FA4 | WITHDRAWABLE CIRCUIT BREAKER | 59325.29
3WL1340-4EB32-4GA2 | FIXED-MOUNTED CIRCUIT BREAKER | 32733.72
3WL1340-4EB32-4GA4 | FIXED-MOUNTED CIRCUIT BREAKER | 33096.94
3WL1340-4EB32-4GA4-ZF02 | FIXED-MOUNTED CIRCUIT BREAKER | 34852.99
3WL1340-4EB32-4GN2 | FIXED-MOUNTED CIRCUIT BREAKER | 33153.88
3WL1340-4EB35-5FA4 | WITHDRAWABLE CIRCUIT BREAKER | 37186.36
3WL1340-4EB36-1AA2 | WITHDRAWABLE CIRCUIT BREAKER | 39867.73
3WL1340-4EB36-1EA4 | WITHDRAWABLE CIRCUIT BREAKER | 40611.04
3WL1340-4EB36-1GA4 | WITHDRAWABLE CIRCUIT BREAKER | 40586.18
3WL1340-4EB36-5FA4 | WITHDRAWABLE CIRCUIT BREAKER | 42558.72
3WL1340-4EB36-5FM2 | WITHDRAWABLE CIRCUIT BREAKER | 42615.65
3WL1340-4EB37-1AA2 | WITHDRAWABLE CIRCUIT BREAKER | 41792.15
3WL1340-4EB37-4AN4 | WITHDRAWABLE CIRCUIT BREAKER | 44548.1
3WL1340-4EB42-1AN2 | FIXED-MOUNTED CIRCUIT BREAKER | 38523.84
3WL1340-4EB42-1GA2 | FIXED-MOUNTED CIRCUIT BREAKER | 38458.88
3WL1340-4EB42-1GA7 | FIXED-MOUNTED CIRCUIT BREAKER | 38822.12
3WL1340-4EB43-1AA2 | FIXED-MOUNTED CIRCUIT BREAKER | 40509.21
3WL1340-4EB44-1AA2 | FIXED-MOUNTED CIRCUIT BREAKER | 40509.21
3WL1340-4EB48-4GA2 | WITHDRAWABLE CIRCUIT BREAKER | 58392.76
3WL1340-4EB66-1GA2-ZK07 | WITHDRAWABLE CIRCUIT BREAKER | 40345.62
3WL1340-4EG31-1AA2 | FIXED-MOUNTED CIRCUIT BREAKER | 33621.36
3WL1340-4EG31-4AA2 | FIXED-MOUNTED CIRCUIT BREAKER | 35593.9
3WL1340-4EG34-1AA2 | FIXED-MOUNTED CIRCUIT BREAKER | 33621.36
3WL1340-4EG35-1AA2 | WITHDRAWABLE CIRCUIT BREAKER | 35706.15
3WL1340-4EG35-5FA4 | WITHDRAWABLE CIRCUIT BREAKER | 38397.15
3WL1340-4EG36-1AA2 | WITHDRAWABLE CIRCUIT BREAKER | 41078.51
3WL9211-1AA31-0BA1-ZR10 | ACCESORIES FOR BREAKER 3WL | 3443.92
3WL9211-1AA41-1AA1 | ACCESORIES FOR BREAKER 3WL | 3006.92
3WL9211-1AA42-2AA1 | ACCESORIES FOR BREAKER 3WL | 3240.26
3WL9211-1AA42-2BA1 | ACCESORIES FOR BREAKER 3WL | 3660.42
3WL9211-1AB00-0AA1 | ACCESORIES FOR BREAKER 3WL | 2357.42
3WL9211-2AD31-0BA1 | ACCESORIES FOR BREAKER 3WL | 3577.83
3WL9211-2AE11-1BA1 | ACCESORIES FOR BREAKER 3WL | 3224.54
3WL9211-2AE21-0BA1 | ACCESORIES FOR BREAKER 3WL | 3021.36
3WL9211-2AE31-2BA1 | ACCESORIES FOR BREAKER 3WL | 3557.79
3WL9211-2AE41-1BA1 | ACCESORIES FOR BREAKER 3WL | 3427.08
3WL9211-2BA21-1AA1 | ACCESORIES FOR BREAKER 3WL | 4025.27
3WL9211-2BA40-0BA1 | ACCESORIES FOR BREAKER 3WL | 4271.43
3WL9211-2BC00-0AA1 | ACCESORIES FOR BREAKER 3WL | 2814.48
3WL9211-2BC10-0BA1 | ACCESORIES FOR BREAKER 3WL | 3371.28
3WL9211-2BC22-0AA1 | ACCESORIES FOR BREAKER 3WL | 3091.91
3WL9211-2BC30-0AA1 | ACCESORIES FOR BREAKER 3WL | 3014.94
3WL9211-2BC41-0BA1 | ACCESORIES FOR BREAKER 3WL | 3684.47
3WL9211-2BC41-2BA1 | ACCESORIES FOR BREAKER 3WL | 4153.56
3WL9211-2BD00-1BA1 | ACCESORIES FOR BREAKER 3WL | 4271.43
3WL9211-2BD31-1BA1 | ACCESORIES FOR BREAKER 3WL | 4582.54
3WL9211-2BD41-2AA1 | ACCESORIES FOR BREAKER 3WL | 4361.24
3WL9211-2BE31-2BA1 | ACCESORIES FOR BREAKER 3WL | 4084.6
3WL9211-2FE41-1BN1 | ACCESORIES FOR BREAKER 3WL | 3427.08
3WL9211-3AC32-0BA1 | ACCESORIES FOR BREAKER 3WL | 3378.98
3WL9211-3AC41-1BA1 | ACCESORIES FOR BREAKER 3WL | 3683.68
3WL9211-3AE31-0BA1 | ACCESORIES FOR BREAKER 3WL | 3345.3
3WL9211-3AE41-0BA1 | ACCESORIES FOR BREAKER 3WL | 3414.26
3WL9211-3AE41-1BA1 | ACCESORIES FOR BREAKER 3WL | 3683.68
3WL9212-3AA21-2BA1 | ACCESORIES FOR BREAKER 3WL | 4533.63
3WL9212-3AA31-1BA1 | ACCESORIES FOR BREAKER 3WL | 4401.33
3WL9212-3AB31-0AA1 | ACCESORIES FOR BREAKER 3WL | 3622.74
3WL9212-3AB31-1BA1 | ACCESORIES FOR BREAKER 3WL | 4401.33
3WL9212-3AC10-0BA1 | ACCESORIES FOR BREAKER 3WL | 3318.35
3WL9212-3AC11-0BA1 | ACCESORIES FOR BREAKER 3WL | 3429.01
3WL9212-3AC20-0BA1 | ACCESORIES FOR BREAKER 3WL | 3384.58
3WL9212-3AC21-0BA1 | ACCESORIES FOR BREAKER 3WL | 3495.24
6AG4114-3GJ14-0DX2 | SIMATIC IPC847E (Rack PC) | 10722.5
6AG4114-3JT13-0DX3 | SIMATIC IPC847E (Rack PC) | 8568.12
6AG4114-3LK33-0JX0 | SIMATIC IPC847E (Rack PC) | 12346.54
6AG4114-3MA13-0BX2 | SIMATIC IPC847E (Rack PC) | 7038.48
6AU1400-2QA20-0AA0-ZC01P01 | SIMOTION D, CF CARD 2 GB for D4X5-2 | 2363.54
6AU1400-2QA20-0AA0-ZC14 | SIMOTION D, CF CARD 2 GB for D4X5-2 | 18464.7
6AU1810-1BA54-0XK5 | SIMOTION SCOUT V5.4 UPGRADE LICENSE DL | 755.25
6AU1810-1BA54-3XE0 | SIMOTION SCOUT V5.4 SP3 UPGRADE DVD | 740.45
6AU1810-1CA54-0XH5 | SIMOTION SCOUT SA V5.4 FULL LICENSE DL | 5440.12
3WL1110-2FB36-3GA2 | WITHDRAWABLE CIRCUIT BREAKER | 9145.84
3WL1110-2FB36-3GS2 | WITHDRAWABLE CIRCUIT BREAKER | 10172.21
3WL1110-2FB36-4GG4 | WITHDRAWABLE CIRCUIT BREAKER | 11481.62
3WL1110-2FB36-4GN2 | WITHDRAWABLE CIRCUIT BREAKER | 11183.33
3WL1110-2FB38-1AA2 | WITHDRAWABLE CIRCUIT BREAKER | 8435.42
3WL1110-2FB38-4GA2 | WITHDRAWABLE CIRCUIT BREAKER | 10763.16
3WL1110-2FB38-6GN2 | WITHDRAWABLE CIRCUIT BREAKER | 11183.33
3WL1110-2FB46-1AA2 | WITHDRAWABLE CIRCUIT BREAKER | 11650.8
3WL1110-2FB46-1DA4 | WITHDRAWABLE CIRCUIT BREAKER | 12394.12
3WL1110-2FG31-1AA2 | FIXED-MOUNTED CIRCUIT BREAKER | 8146.74
3WL1110-2FG32-1AA4 | FIXED-MOUNTED CIRCUIT BREAKER | 8044.91
3WL1110-2FG32-4GP4 | FIXED-MOUNTED CIRCUIT BREAKER | 10841.74
3WL1110-2FG34-1AA2 | FIXED-MOUNTED CIRCUIT BREAKER | 8146.74
3WL1110-2FG36-1GA4 | WITHDRAWABLE CIRCUIT BREAKER | 10412.75
3WL1110-2FG36-4GA2 | WITHDRAWABLE CIRCUIT BREAKER | 12022.07
3WL1110-2FG37-1AA2 | WITHDRAWABLE CIRCUIT BREAKER | 10183.43
3WL1110-2FG42-1AA2 | FIXED-MOUNTED CIRCUIT BREAKER | 10239.57
3WL1110-2NB33-1AA2 | FIXED-MOUNTED CIRCUIT BREAKER | 9237.26
3WL1110-2NB35-1AA2 | WITHDRAWABLE CIRCUIT BREAKER | 9509.87
3WL1110-2NB38-1AA2 | WITHDRAWABLE CIRCUIT BREAKER | 10784.81
3WL1340-4DG46-4GA2 | WITHDRAWABLE CIRCUIT BREAKER | 58962.07
3WL1340-4DG48-1AA2 | WITHDRAWABLE CIRCUIT BREAKER | 56634.31
3WL1340-4EB31-1AA4 | FIXED-MOUNTED CIRCUIT BREAKER | 32773.81
3WL1340-4EB32-1AN2-ZK07 | FIXED-MOUNTED CIRCUIT BREAKER | 30948.8
3WL1340-4EB32-1GA4 | FIXED-MOUNTED CIRCUIT BREAKER | 31124.4
3WL1340-4EB32-4GP2 | FIXED-MOUNTED CIRCUIT BREAKER | 33202.79
3WL1340-4EB32-5FM2 | FIXED-MOUNTED CIRCUIT BREAKER | 33153.88
3WL1340-4EB35-1BA2-ZK07 | WITHDRAWABLE CIRCUIT BREAKER | 34973.26
3WL1340-4EB35-4GS4 | WITHDRAWABLE CIRCUIT BREAKER | 38212.72
3WL1340-4EB36-3BA2-ZK07 | WITHDRAWABLE CIRCUIT BREAKER | 40700.84
3WL1340-4EB36-4AN2 | WITHDRAWABLE CIRCUIT BREAKER | 42260.43
3WL1340-4EB36-4GP2 | WITHDRAWABLE CIRCUIT BREAKER | 42664.56
3WL1340-4EB36-4GS4 | WITHDRAWABLE CIRCUIT BREAKER | 43585.07
3WL1340-4EB38-1AA2 | WITHDRAWABLE CIRCUIT BREAKER | 39867.73
3WL1340-4EB38-1GA2 | WITHDRAWABLE CIRCUIT BREAKER | 40222.95
3WL1340-4EB38-4GN2 | WITHDRAWABLE CIRCUIT BREAKER | 42615.65
3WL1340-4EB41-1AA2 | FIXED-MOUNTED CIRCUIT BREAKER | 40509.21
3WL1340-4EB45-1AA2 | WITHDRAWABLE CIRCUIT BREAKER | 49169.12
3WL1340-4EB46-1BA2 | WITHDRAWABLE CIRCUIT BREAKER | 56420.22
3WL1340-4EB46-5FA4 | WITHDRAWABLE CIRCUIT BREAKER | 58755.98
3WL1340-4EB48-1AA2 | WITHDRAWABLE CIRCUIT BREAKER | 56065
3WL1340-4EG32-1AA2 | FIXED-MOUNTED CIRCUIT BREAKER | 31616.75
3WL1340-4EG32-1AM2 | FIXED-MOUNTED CIRCUIT BREAKER | 32036.91
3WL1340-4EG32-4GP4 | FIXED-MOUNTED CIRCUIT BREAKER | 34776.82
3WL1340-4EG32-5FA4 | FIXED-MOUNTED CIRCUIT BREAKER | 34307.73
3WL9111-0AM90L1Y | ACC. CIRCUIT BREAKER 3WL MAIN CONT. EL. | 1315.03
3WL9111-0AM93L1Y | ACC. CIRCUIT BREAKER 3WL MAIN CONT. EL. | 5147.85
3WL9211-1AA21-1BA1 | ACCESORIES FOR BREAKER 3WL | 3290.78
3WL9211-1AA31-0AA1 | ACCESORIES FOR BREAKER 3WL | 2668.54
3WL9211-1AB00-0BA1 | ACCESORIES FOR BREAKER 3WL | 2777.59
3WL9211-1AB21-0BA1 | ACCESORIES FOR BREAKER 3WL | 3021.36
3WL9211-1AB41-1BA1 | ACCESORIES FOR BREAKER 3WL | 3427.08
3WL9211-1AB41-2BA1 | ACCESORIES FOR BREAKER 3WL | 3626.75
3WL9211-1AC11-0BA1 | ACCESORIES FOR BREAKER 3WL | 2506.08
3WL9211-1AC11-1BA1 | ACCESORIES FOR BREAKER 3WL | 2775.5
3WL9211-1AC12-0AA1 | ACCESORIES FOR BREAKER 3WL | 2119.6
3WL9211-1AC21-1BA1 | ACCESORIES FOR BREAKER 3WL | 2841.74
3WL9211-1AC30-0AA1 | ACCESORIES FOR BREAKER 3WL | 2108.85
3WL9211-1AC31-1BA1-ZR21 | ACCESORIES FOR BREAKER 3WL | 3329.25
3WL9211-1AC32-0BA1 | ACCESORIES FOR BREAKER 3WL | 2673.35
3WL9211-1AC41-0AA1 | ACCESORIES FOR BREAKER 3WL | 2288.47
3WL9211-1AC41-1AA1 | ACCESORIES FOR BREAKER 3WL | 2557.88
3WL9211-1AC41-2AA1 | ACCESORIES FOR BREAKER 3WL | 2757.55
3WL9211-1AD00-0AA1 | ACCESORIES FOR BREAKER 3WL | 2357.42
3WL9211-1AD31-0AA1 | ACCESORIES FOR BREAKER 3WL | 2668.54
3WL9211-1AE21-1BA1-ZR10 | ACCESORIES FOR BREAKER 3WL | 3196.96
3WL9211-1AE31-0BA1 | ACCESORIES FOR BREAKER 3WL | 2639.67
3WL9211-1AE41-0BA1 | ACCESORIES FOR BREAKER 3WL | 2708.63
3WL9211-1AE41-1BA1-ZR30 | ACCESORIES FOR BREAKER 3WL | 3247.48
3WL9211-1AE41-2BA1-ZR30 | ACCESORIES FOR BREAKER 3WL | 3447.13
3WL9211-1BA42-2BA1 | ACCESORIES FOR BREAKER 3WL | 4419.77
3WL9211-1BB41-0AA1 | ACCESORIES FOR BREAKER 3WL | 3427.08
3WL1110-2CB64-4AG2-ZK07 | FIXED-MOUNTED CIRCUIT BREAKER | 8504.36
3WL1110-2DG31-1AA2 | FIXED-MOUNTED CIRCUIT BREAKER | 7048.22
3WL1110-2DG32-4GN2 | FIXED-MOUNTED CIRCUIT BREAKER | 9331.07
3WL1110-2DG32-4GP2 | FIXED-MOUNTED CIRCUIT BREAKER | 9379.98
3WL1110-2DG34-1FA2 | FIXED-MOUNTED CIRCUIT BREAKER | 7403.44
3WL1110-2DG35-1GA2 | WITHDRAWABLE CIRCUIT BREAKER | 7676.07
3WL1110-2DG35-4GA4 | WITHDRAWABLE CIRCUIT BREAKER | 10011.83
3WL1110-2NB46-1AA2 | WITHDRAWABLE CIRCUIT BREAKER | 14000.21
3WL1110-2NG36-1AA2 | WITHDRAWABLE CIRCUIT BREAKER | 11995.6
3WL1110-2NG38-1AA2 | WITHDRAWABLE CIRCUIT BREAKER | 11995.6
3WL1110-3AA31-1AA4 | FIXED-MOUNT NON-AUT. CIRCUIT-B. | 5174.31
3WL1110-3AA32-1AA2 | FIXED-MOUNT NON-AUT. CIRCUIT-B. | 4337.98
3WL1110-3AA32-4AM2 | FIXED-MOUNT NON-AUT. CIRCUIT-B. | 6730.69
3WL1110-3AA32-4BJ2 | FIXED-MOUNT NON-AUT. CIRCUIT-B. | 7085.9
3WL1110-3AA34-1AA2 | FIXED-MOUNT NON-AUT. CIRCUIT-B. | 4811.07
3WL1110-3AA34-4AS2 | FIXED-MOUNT NON-AUT. CIRCUIT-B. | 7809.97
3WL1110-3AA36-4AG4 | WITHDRAW. NON-AUT. CIRCUIT-B. | 9113.77
3WL1110-3AA36-4GA2 | WITHDRAW. NON-AUT. CIRCUIT-B. | 8750.54
3WL1110-3AA38-4GA2 | WITHDRAW. NON-AUT. CIRCUIT-B. | 8750.54
3WL1110-3AA41-1AA2 | FIXED-MOUNT NON-AUT. CIRCUIT-B. | 7954.3
3WL1110-3AA45-1AA2 | WITHDRAW. NON-AUT. CIRCUIT-B. | 8900.48
3WL1110-3AA46-1AA2 | WITHDRAW. NON-AUT. CIRCUIT-B. | 10744.72
3WL1110-3BB31-4AN2 | FIXED-MOUNTED CIRCUIT BREAKER | 9048.01
3WL1110-3BB32-1AA2 | FIXED-MOUNTED CIRCUIT BREAKER | 6182.22
3WL1110-3BB32-1GA2-ZT40 | FIXED-MOUNTED CIRCUIT BREAKER | 6842.15
3WL1110-3BB32-4AG2 | FIXED-MOUNTED CIRCUIT BREAKER | 8509.98
3WL1110-3BB32-4GP2 | FIXED-MOUNTED CIRCUIT BREAKER | 8979.06
3WL1110-3BB32-5AM2 | FIXED-MOUNTED CIRCUIT BREAKER | 8574.92
3WL1110-3BB35-1AA2 | WITHDRAWABLE CIRCUIT BREAKER | 6847.75
3WL1110-3BB35-4AN4 | WITHDRAWABLE CIRCUIT BREAKER | 9603.7
3WL1110-3BB36-1AN2 | WITHDRAWABLE CIRCUIT BREAKER | 8687.19
3WL1110-3BB36-4AN2 | WITHDRAWABLE CIRCUIT BREAKER | 10659.73
3WL1110-3BB36-6AA2 | WITHDRAWABLE CIRCUIT BREAKER | 10239.57
3WL1110-3BB38-1AA2 | WITHDRAWABLE CIRCUIT BREAKER | 8267.03
3WL1110-3BB46-1AA2 | WITHDRAWABLE CIRCUIT BREAKER | 12588.96
3WL1110-3BB48-1AA2 | WITHDRAWABLE CIRCUIT BREAKER | 12588.96
3WL1110-3CB31-4BB2-ZK07 | FIXED-MOUNTED CIRCUIT BREAKER | 9693.5
3WL1110-3CB32-1AA2 | FIXED-MOUNTED CIRCUIT BREAKER | 6414.76
3WL1110-3CB32-1GA2 | FIXED-MOUNTED CIRCUIT BREAKER | 6769.98
3WL1110-3CB32-1GA4 | FIXED-MOUNTED CIRCUIT BREAKER | 7133.2
3WL1112-3DG36-4GA2 | WITHDRAWABLE CIRCUIT BREAKER | 12727.69
3WL1112-3DG36-4GN2 | WITHDRAWABLE CIRCUIT BREAKER | 13147.85
3WL1112-3DG36-5AM2 | WITHDRAWABLE CIRCUIT BREAKER | 12792.63
3WL1112-3DG37-1AA2 | WITHDRAWABLE CIRCUIT BREAKER | 10848.96
3WL1112-3DG41-1AA2 | FIXED-MOUNTED CIRCUIT BREAKER | 11570.63
3WL1112-3DG45-1GN2 | WITHDRAWABLE CIRCUIT BREAKER | 13308.22
3WL1112-3DG46-1AA4 | WITHDRAWABLE CIRCUIT BREAKER | 14740.31
3WL1112-3EB31-1AA2 | FIXED-MOUNTED CIRCUIT BREAKER | 8395.32
3WL1112-3EB32-1AA2 | FIXED-MOUNTED CIRCUIT BREAKER | 7938.26
3WL1112-3EB32-1GA2-ZK07 | FIXED-MOUNTED CIRCUIT BREAKER | 8416.16
3WL1112-3EB32-2GA2 | FIXED-MOUNTED CIRCUIT BREAKER | 8648.7
3WL1112-3EB32-4GA2 | FIXED-MOUNTED CIRCUIT BREAKER | 10266.02
3WL1112-3EB32-4GP4 | FIXED-MOUNTED CIRCUIT BREAKER | 11098.33
3WL1112-3EB32-6BA4 | FIXED-MOUNTED CIRCUIT BREAKER | 10629.26
3WL1112-3EB35-1AA4 | WITHDRAWABLE CIRCUIT BREAKER | 8694.4
3WL1112-3EB35-1GA2-ZK07 | WITHDRAWABLE CIRCUIT BREAKER | 8809.06
3WL1112-3EB36-1AA2 | WITHDRAWABLE CIRCUIT BREAKER | 9830.62
3WL1112-3EB36-4AN2 | WITHDRAWABLE CIRCUIT BREAKER | 12223.32
3WL1112-3EB36-4GN4 | WITHDRAWABLE CIRCUIT BREAKER | 12941.78
3WL1112-3EB36-4GP4 | WITHDRAWABLE CIRCUIT BREAKER | 12990.69
3WL1112-3EB38-4GA2 | WITHDRAWABLE CIRCUIT BREAKER | 12158.38
3WL1112-3EB38-4GN2 | WITHDRAWABLE CIRCUIT BREAKER | 12578.54
3WL1112-3EB44-1AA2 | FIXED-MOUNTED CIRCUIT BREAKER | 11001.32
3WL1112-3EB45-1BG2-ZK07 | WITHDRAWABLE CIRCUIT BREAKER | 12796.63
3WL1112-3EB46-1GA2 | WITHDRAWABLE CIRCUIT BREAKER | 14162.99
3WL1112-3EB47-1BJ4 | WITHDRAWABLE CIRCUIT BREAKER | 15668.05
3WL1340-4EB38-4GA2 | WITHDRAWABLE CIRCUIT BREAKER | 42195.49
3WL1340-4EB38-4GA4 | WITHDRAWABLE CIRCUIT BREAKER | 42558.72
3WL1340-4EB38-4GG4 | WITHDRAWABLE CIRCUIT BREAKER | 42913.94
3WL1340-4EB46-1FA4 | WITHDRAWABLE CIRCUIT BREAKER | 56783.44
3WL1340-4EB46-1GA2 | WITHDRAWABLE CIRCUIT BREAKER | 56420.22
3WL1340-4EB46-4GA2 | WITHDRAWABLE CIRCUIT BREAKER | 58392.76
3WL1340-4EB46-4GA4 | WITHDRAWABLE CIRCUIT BREAKER | 58755.98
3WL1340-4EG32-4GA2 | FIXED-MOUNTED CIRCUIT BREAKER | 33944.51
3WL1340-4EG32-4GA4 | FIXED-MOUNTED CIRCUIT BREAKER | 34307.73
3WL1340-4EG32-4GN2 | FIXED-MOUNTED CIRCUIT BREAKER | 34364.67
3WL1340-4EG32-4GN4 | FIXED-MOUNTED CIRCUIT BREAKER | 34727.91
3WL1340-4EG32-4GP2 | FIXED-MOUNTED CIRCUIT BREAKER | 34413.58
3WL9211-1AA00-0AA1 | ACCESORIES FOR BREAKER 3WL | 2357.42
3WL9211-1AA11-0AA1 | ACCESORIES FOR BREAKER 3WL | 2534.95
3WL9211-1AA21-0AA1 | ACCESORIES FOR BREAKER 3WL | 2601.18
3WL9211-1AA21-1AA1 | ACCESORIES FOR BREAKER 3WL | 2870.6
3WL9211-1AB31-1BA1 | ACCESORIES FOR BREAKER 3WL | 3358.12
3WL9211-1AB31-2AA1 | ACCESORIES FOR BREAKER 3WL | 3137.63
3WL9211-1AB41-0AA1 | ACCESORIES FOR BREAKER 3WL | 2737.5
3WL9211-1AB41-0BA1 | ACCESORIES FOR BREAKER 3WL | 3157.66
3WL9211-1AC20-0BA1 | ACCESORIES FOR BREAKER 3WL | 2461.66
3WL9211-1AC20-1BA1 | ACCESORIES FOR BREAKER 3WL | 2731.08
3WL9211-1AC21-0AA1 | ACCESORIES FOR BREAKER 3WL | 2152.16
3WL9211-1AC21-0BA1 | ACCESORIES FOR BREAKER 3WL | 2572.32
3WL9211-1AC32-2AA1 | ACCESORIES FOR BREAKER 3WL | 2722.26
3WL9211-1AC40-0AA1 | ACCESORIES FOR BREAKER 3WL | 2177.81
3WL9211-1AC40-1AA1 | ACCESORIES FOR BREAKER 3WL | 2447.23
3WL9211-1AC40-2BA1 | ACCESORIES FOR BREAKER 3WL | 3067.06
3WL9211-1AE00-0AA1 | ACCESORIES FOR BREAKER 3WL | 1908.39
3WL9211-1AE11-1BA1 | ACCESORIES FOR BREAKER 3WL | 2775.5
3WL9211-1AE21-0AA1 | ACCESORIES FOR BREAKER 3WL | 2152.16
3WL9211-1AE21-0BA1 | ACCESORIES FOR BREAKER 3WL | 2572.32
3WL9211-1BA00-0AA1 | ACCESORIES FOR BREAKER 3WL | 3047.01
3WL9211-1BA11-0AA1 | ACCESORIES FOR BREAKER 3WL | 3224.54
3WL9211-1BA22-1AA1 | ACCESORIES FOR BREAKER 3WL | 3593.86
3WL9211-1BA31-0BA1 | ACCESORIES FOR BREAKER 3WL | 3848.05
3WL1110-2DG31-4GN4 | FIXED-MOUNTED CIRCUIT BREAKER | 10159.38
3WL1110-2DG32-1AA2 | FIXED-MOUNTED CIRCUIT BREAKER | 6583.15
3WL1110-2DG32-1AN2 | FIXED-MOUNTED CIRCUIT BREAKER | 7003.31
3WL1110-2DG32-4GA2 | FIXED-MOUNTED CIRCUIT BREAKER | 8910.91
3WL1110-2DG35-4GN4 | WITHDRAWABLE CIRCUIT BREAKER | 10432.01
3WL1110-2DG35-4GP2 | WITHDRAWABLE CIRCUIT BREAKER | 10117.68
3WL1110-2DG36-1AA2 | WITHDRAWABLE CIRCUIT BREAKER | 8595.78
7MF8123-1CA74-1AJ4 | SITRANS P300 FLUSH DIAPHRAGM | 2153.58
7MF8123-1CA74-1AJ4-ZM44 | SITRANS P300 FLUSH DIAPHRAGM | 2786.62
7MF8123-1CA74-1AJ6-ZB21M42Y17 | SITRANS P300 FLUSH DIAPHRAGM | 2541.01
7MF8123-1CA74-1AJ6-ZM06 | SITRANS P300 FLUSH DIAPHRAGM | 2679.01
7MF8123-1CA74-1BA4-ZR02Y01 | SITRANS P300 FLUSH DIAPHRAGM | 2362.49
7MF8123-1CA74-1BA6 | SITRANS P300 FLUSH DIAPHRAGM | 2192.84
7MF8123-1CA74-1BA6-ZC12M11Y01 | SITRANS P300 FLUSH DIAPHRAGM | 2554.93
7MF8123-1CA74-1BA6-ZC14M40 | SITRANS P300 FLUSH DIAPHRAGM | 2487.83
7MF8123-1CA74-1BA6-ZM04 | SITRANS P300 FLUSH DIAPHRAGM | 2548.61
7MF8123-1CB24-1AA1 | SITRANS P300 FLUSH DIAPHRAGM | 2004.19
7MF8123-1CB24-1AA1-ZC11 | SITRANS P300 FLUSH DIAPHRAGM | 2039.64
7MF8123-1CB24-1AA1-ZP01 | SITRANS P300 FLUSH DIAPHRAGM | 2104.2
7MF8123-1CB24-1AA1-ZP01Y01 | SITRANS P300 FLUSH DIAPHRAGM | 2124.46
7MF8123-1DA24-1AA6-ZC11 | SITRANS P300 FLUSH DIAPHRAGM | 2229.55
7MF8123-1DA24-1AB6 | SITRANS P300 FLUSH DIAPHRAGM | 2234.62
7MF8123-1DA24-1AB6-ZP01Y15 | SITRANS P300 FLUSH DIAPHRAGM | 2354.89
3WL1112-3EB72-4GA2-ZK07 | FIXED-MOUNTED CIRCUIT BREAKER | 12818.29
3WL1112-3EG32-1AA2 | FIXED-MOUNTED CIRCUIT BREAKER | 9149.05
3WL1112-3EG33-1AA2 | FIXED-MOUNTED CIRCUIT BREAKER | 9606.09
3WL1112-3EG34-4AN2 | FIXED-MOUNTED CIRCUIT BREAKER | 11998.81
3WL1112-3EG36-4GA2 | WITHDRAWABLE CIRCUIT BREAKER | 13369.15
3WL1112-3EG36-4GN2 | WITHDRAWABLE CIRCUIT BREAKER | 13789.33
3WL1112-3EG37-1AA2 | WITHDRAWABLE CIRCUIT BREAKER | 11490.44
3WL1112-3EG38-1AA2 | WITHDRAWABLE CIRCUIT BREAKER | 11041.41
3WL1112-3EG45-1AA2 | WITHDRAWABLE CIRCUIT BREAKER | 13174.32
3WL1112-3EG46-1AS2 | WITHDRAWABLE CIRCUIT BREAKER | 16044.92
3WL1112-3FB31-1AA2 | FIXED-MOUNTED CIRCUIT BREAKER | 8804.25
3WL1112-3FB32-1AA2-ZK07 | FIXED-MOUNTED CIRCUIT BREAKER | 8469.89
3WL1112-3FB33-1AA2 | FIXED-MOUNTED CIRCUIT BREAKER | 8804.25
3WL1112-3FB35-1AA2 | WITHDRAWABLE CIRCUIT BREAKER | 8740.1
3WL1112-3FB36-1AN2 | WITHDRAWABLE CIRCUIT BREAKER | 10659.73
3WL1112-3FB36-3AS4 | WITHDRAWABLE CIRCUIT BREAKER | 11984.37
3WL1112-3FB36-4GN4 | WITHDRAWABLE CIRCUIT BREAKER | 13350.71
3WL1112-3FB36-4GP4 | WITHDRAWABLE CIRCUIT BREAKER | 13399.62
3WL1112-3FB38-4GN4-ZR21 | WITHDRAWABLE CIRCUIT BREAKER | 13770.89
3WL1112-3FB46-4GN2 | WITHDRAWABLE CIRCUIT BREAKER | 16964.64
3WL1112-3FG32-4GN4 | FIXED-MOUNTED CIRCUIT BREAKER | 12717.25
3WL1112-3FG32-4GP4 | FIXED-MOUNTED CIRCUIT BREAKER | 12766.17
3WL1112-3FG36-4BP2 | WITHDRAWABLE CIRCUIT BREAKER | 14295.29
3WL1112-3FG36-4GA4 | WITHDRAWABLE CIRCUIT BREAKER | 14189.44
3WL1112-3FG38-1AA2 | WITHDRAWABLE CIRCUIT BREAKER | 11498.46
3WL1112-3NB31-1AA2 | FIXED-MOUNTED CIRCUIT BREAKER | 11153.66
3WL1112-3NB35-1AA2 | WITHDRAWABLE CIRCUIT BREAKER | 11089.51
3WL1112-3NB35-4GB2 | WITHDRAWABLE CIRCUIT BREAKER | 13772.49
3WL1116-3FG32-2AA2 | FIXED-MOUNTED CIRCUIT BREAKER | 13585.66
3WL1116-3FG32-4GA4 | FIXED-MOUNTED CIRCUIT BREAKER | 15921.42
3WL1116-3FG35-1AA2 | WITHDRAWABLE CIRCUIT BREAKER | 14433.21
3WL1116-3FG35-5GA4-ZC11 | WITHDRAWABLE CIRCUIT BREAKER | 17201.74
3WL1116-3FG36-4GP2 | WITHDRAWABLE CIRCUIT BREAKER | 18513
3WL1116-3FG36-5FA4 | WITHDRAWABLE CIRCUIT BREAKER | 18407.15
3WL1116-3FG37-1AA2 | WITHDRAWABLE CIRCUIT BREAKER | 16277.45
3WL1116-3FG45-1AA4 | WITHDRAWABLE CIRCUIT BREAKER | 17763.27
3WL1116-3FG46-1AN2 | WITHDRAWABLE CIRCUIT BREAKER | 19584.26
3WL1116-3NB34-1AA2 | FIXED-MOUNTED CIRCUIT BREAKER | 14802.06
3WL1116-3NB35-4GN2 | WITHDRAWABLE CIRCUIT BREAKER | 18271.65
3WL1116-3NG31-1AA2 | FIXED-MOUNTED CIRCUIT BREAKER | 16012.85
3WL1116-3NG32-4GA4-ZF02 | FIXED-MOUNTED CIRCUIT BREAKER | 19978.77
3WL1116-3NG36-4AS4 | WITHDRAWABLE CIRCUIT BREAKER | 21379.6
3WL1116-3NG37-4GA2 | WITHDRAWABLE CIRCUIT BREAKER | 20906.51
3WL1116-4AA31-4GG4 | FIXED-MOUNT NON-AUT. CIRCUIT-B. | 13309.82
3WL1116-4AA36-1AA2 | WITHDRAW. NON-AUT. CIRCUIT-B. | 12588.96
3WL1116-4AA37-5FF4 | WITHDRAW. NON-AUT. CIRCUIT-B. | 16036.1
3WL1116-4BB62-1AN2-ZA05 | FIXED-MOUNTED CIRCUIT BREAKER | 13642.59
3WL1116-4CB34-4AJ2 | FIXED-MOUNTED CIRCUIT BREAKER | 14733.1
3WL1116-4CB36-4BS2-ZR21 | WITHDRAWABLE CIRCUIT BREAKER | 18440.03
3WL1116-4CB38-1GA4-ZT40 | WITHDRAWABLE CIRCUIT BREAKER | 15688.89
3WL1116-4CB46-1AA2 | WITHDRAWABLE CIRCUIT BREAKER | 18113.68
3WL1116-4EB32-4GA4-ZK07 | FIXED-MOUNTED CIRCUIT BREAKER | 15017.75
3WL1116-4EB38-4AA2 | WITHDRAWABLE CIRCUIT BREAKER | 17063.25
3WL1120-2AA31-4GG4 | FIXED-MOUNT NON-AUT. CIRCUIT-B. | 12908.9
3WL1120-2AA32-1AA2 | FIXED-MOUNT NON-AUT. CIRCUIT-B. | 9461.77
3WL1120-2AA36-1AA2 | WITHDRAW. NON-AUT. CIRCUIT-B. | 12588.96
3WL1120-2AA37-4GG4 | WITHDRAW. NON-AUT. CIRCUIT-B. | 16036.1
3WL1120-2AA46-4BB4 | WITHDRAW. NON-AUT. CIRCUIT-B. | 19804.77
3WL1120-2BB31-4AA2 | FIXED-MOUNTED CIRCUIT BREAKER | 13679.48
7MF8123-1CA74-1AH2-ZB13M13 | SITRANS P300 FLUSH DIAPHRAGM | 2377.68
7MF8123-1CA74-1AH6-ZN14 | SITRANS P300 FLUSH DIAPHRAGM | 2232.09
7MF8123-1CA74-1AJ1-ZB21M40 | SITRANS P300 FLUSH DIAPHRAGM | 2164.98
7MF8123-1CA74-1AJ6-ZM32 | SITRANS P300 FLUSH DIAPHRAGM | 2413.14
7MF8123-1CA74-1AJ6-ZM43 | SITRANS P300 FLUSH DIAPHRAGM | 2696.74
7MF8123-1CA74-1BA2-ZN04 | SITRANS P300 FLUSH DIAPHRAGM | 2280.19
7MF8123-1CA74-1BA2-ZR04Y01 | SITRANS P300 FLUSH DIAPHRAGM | 2494.15
7MF8123-1CA74-1BA7 | SITRANS P300 FLUSH DIAPHRAGM | 2192.84
7MF8123-1CA74-1BB2-ZM06 | SITRANS P300 FLUSH DIAPHRAGM | 2651.15
7MF8123-1CA74-1BC1-ZN14 | SITRANS P300 FLUSH DIAPHRAGM | 2089.02
7MF8123-1CA74-1BC6-ZM04 | SITRANS P300 FLUSH DIAPHRAGM | 2665.09
7MF8123-1CB24-1AA2-ZP01Y01 | SITRANS P300 FLUSH DIAPHRAGM | 2323.24
7MF8123-1CB24-1AA6-ZY15 | SITRANS P300 FLUSH DIAPHRAGM | 2319.44
7MF8123-1CB34-1AH6-ZC11P02Y01 | SITRANS P300 FLUSH DIAPHRAGM | 2562.53
7MF8123-1DA24-1AA1 | SITRANS P300 FLUSH DIAPHRAGM | 1899.11
7MF8123-1DA74-1AA1 | SITRANS P300 FLUSH DIAPHRAGM | 1862.4
7MF8123-1DA74-1AA1-ZM04 | SITRANS P300 FLUSH DIAPHRAGM | 2218.15
7MF8123-1DA74-1AA1-ZM14Y01 | SITRANS P300 FLUSH DIAPHRAGM | 2259.93
7MF8123-1DA74-1AA1-ZN14 | SITRANS P300 FLUSH DIAPHRAGM | 1937.09
7MF8123-1DA74-1AA2 | SITRANS P300 FLUSH DIAPHRAGM | 2061.16
7MF8123-1DA74-1AA2-ZB13M40 | SITRANS P300 FLUSH DIAPHRAGM | 2356.15
7MF8123-1DA74-1AA2-ZN14 | SITRANS P300 FLUSH DIAPHRAGM | 2135.85
7MF8123-1DA74-1AA2-ZN28Y01 | SITRANS P300 FLUSH DIAPHRAGM | 2339.7
7MF8123-1DA74-1AA5 | SITRANS P300 FLUSH DIAPHRAGM | 2145.98
7MF8123-1DA74-1AA5-ZC11M11 | SITRANS P300 FLUSH DIAPHRAGM | 2476.44
7MF8123-1DA74-1AA6-ZC11M41 | SITRANS P300 FLUSH DIAPHRAGM | 2509.36
7MF8123-1DA74-1AA6-ZC14Y01 | SITRANS P300 FLUSH DIAPHRAGM | 2177.64
7MF8123-1DA74-1AA6-ZM06 | SITRANS P300 FLUSH DIAPHRAGM | 2671.41
7MF8123-1DA74-1AA6-ZM11 | SITRANS P300 FLUSH DIAPHRAGM | 2452.37
7MF8123-1DA74-1AA6-ZM16Y15 | SITRANS P300 FLUSH DIAPHRAGM | 2732.18
7MF8123-1DA74-1AA6-ZM23Y01 | SITRANS P300 FLUSH DIAPHRAGM | 2541.01
7MF8123-1DA74-1AA6-ZN15 | SITRANS P300 FLUSH DIAPHRAGM | 2258.67
7MF8123-1DA74-1AA6-ZN28Y01Y15 | SITRANS P300 FLUSH DIAPHRAGM | 2456.18
7MF8123-1DA74-1AA7-ZM04Y01Y21 | SITRANS P300 FLUSH DIAPHRAGM | 2553.66
7MF8123-1DA74-1AA7-ZM11 | SITRANS P300 FLUSH DIAPHRAGM | 2452.37
7MF8123-1DA74-1AA7-ZR04Y01 | SITRANS P300 FLUSH DIAPHRAGM | 2554.93
7MF8123-1DA74-1AB1-ZD12M04 | SITRANS P300 FLUSH DIAPHRAGM | 2294.11
7MF8123-1DA74-1AB6-ZN04 | SITRANS P300 FLUSH DIAPHRAGM | 2381.48
7MF8123-1DA74-1AB6-ZN28 | SITRANS P300 FLUSH DIAPHRAGM | 2456.18
7MF8123-1DA74-1AC2-ZD12N28 | SITRANS P300 FLUSH DIAPHRAGM | 2471.37
7MF8123-1DA74-1AC2-ZR01 | SITRANS P300 FLUSH DIAPHRAGM | 2328.31
7MF8123-1DA74-1AC6-ZN28 | SITRANS P300 FLUSH DIAPHRAGM | 2532.14
7MF8123-1DA74-1AG2-ZB21P00R01 | SITRANS P300 FLUSH DIAPHRAGM | 2843.6
7MF8123-1DA74-1AH6-ZM40 | SITRANS P300 FLUSH DIAPHRAGM | 2452.37
7MF8123-1DA74-1AJ1 | SITRANS P300 FLUSH DIAPHRAGM | 1869.98
7MF8123-1DA74-1AJ6-ZN04 | SITRANS P300 FLUSH DIAPHRAGM | 2348.57
7MF8123-1DA74-1AJ7-ZN04Y01Y21 | SITRANS P300 FLUSH DIAPHRAGM | 2389.07
7MF9410-3EA-ZM12 | 5-way-valve for non-corrosive | 510.22
7MF9410-3FA-ZB11 | 5-way-valve for corrosive liq. a. Gaz | 779.9
7MF9410-3FA-ZB31 | 5-way-valve for corrosive liq. a. Gaz | 805.22
7MF9410-3FA-ZB31M12 | 5-way-valve for corrosive liq. a. Gaz | 848.26
7MF9411-5AA | 2-way valve block DN 5 | 243.08
7MF9411-5AA-ZK15M11 | 2-way valve block DN 5 | 298.79
7MF9411-5AA-ZK25 | 2-way valve block DN 5 | 272.21
7MF9411-5AA-ZM22 | 2-way valve block DN 5 | 338.04
7MF9411-5BA-ZD07K46 | 3-way valve block DN 5 | 507.69
3WL9211-1AC00-0AA1 | ACCESORIES FOR BREAKER 3WL | 1908.39
3WL9211-1AC00-0BA1 | ACCESORIES FOR BREAKER 3WL | 2328.55
3WL9211-1AC10-0BA1 | ACCESORIES FOR BREAKER 3WL | 2395.42
3WL9211-1AC11-0AA1 | ACCESORIES FOR BREAKER 3WL | 2085.92
3WL9211-1AC31-0AA1 | ACCESORIES FOR BREAKER 3WL | 2219.51
3WL9211-1AC31-0BA1 | ACCESORIES FOR BREAKER 3WL | 2639.67
3WL9211-1AC31-0BA1-ZR86 | ACCESORIES FOR BREAKER 3WL | 3505.66
3WL9211-1AC31-1AA1 | ACCESORIES FOR BREAKER 3WL | 2488.93
3WL9211-1AC41-2BA1 | ACCESORIES FOR BREAKER 3WL | 3177.71
3WL9211-1AC42-0AA1 | ACCESORIES FOR BREAKER 3WL | 2322.13
3WL9211-1AC42-0BA1 | ACCESORIES FOR BREAKER 3WL | 2742.31
3WL9211-1AC42-1BA1 | ACCESORIES FOR BREAKER 3WL | 3011.73
3WL9211-1AE31-0BA1-ZR10 | ACCESORIES FOR BREAKER 3WL | 2994.89
3WL9211-1AE31-1AA1 | ACCESORIES FOR BREAKER 3WL | 2488.93
3WL9211-1AE31-1BA1 | ACCESORIES FOR BREAKER 3WL | 2909.09
3WL9211-1AE31-1BA1-ZR10 | ACCESORIES FOR BREAKER 3WL | 3264.31
3WL9211-1BC00-0AA1 | ACCESORIES FOR BREAKER 3WL | 2357.42
3WL9211-1BC10-2BA1 | ACCESORIES FOR BREAKER 3WL | 3383.3
3WL1110-2CB48-1GA7 | WITHDRAWABLE CIRCUIT BREAKER | 11535.35
3WL1110-2CB48-5FA4 | WITHDRAWABLE CIRCUIT BREAKER | 13507.88
3WL1110-2CB62-1AA2-ZM46 | FIXED-MOUNTED CIRCUIT BREAKER | 5944.08
3WL1110-2DG32-4GP4 | FIXED-MOUNTED CIRCUIT BREAKER | 9743.22
3WL1110-2DG32-4GS2 | FIXED-MOUNTED CIRCUIT BREAKER | 9937.26
3WL1110-2DG33-1AA2 | FIXED-MOUNTED CIRCUIT BREAKER | 7048.22
3WL1110-2DG34-1AA2 | FIXED-MOUNTED CIRCUIT BREAKER | 7048.22
7MF8123-1CA74-1AC6-ZM14 | SITRANS P300 FLUSH DIAPHRAGM | 2651.15
7MF8123-1CA74-1AC6-ZN14 | SITRANS P300 FLUSH DIAPHRAGM | 2348.57
7MF8123-1CA74-1AG2-ZM16 | SITRANS P300 FLUSH DIAPHRAGM | 2753.7
7MF8123-1CA74-1AH1-ZM42 | SITRANS P300 FLUSH DIAPHRAGM | 2218.15
7MF8123-1CA74-1BA1-ZM14 | SITRANS P300 FLUSH DIAPHRAGM | 2275.14
7MF8123-1CA74-1BA1-ZR04 | SITRANS P300 FLUSH DIAPHRAGM | 2275.14
7MF8123-1CA74-1BA2-ZB13M14 | SITRANS P300 FLUSH DIAPHRAGM | 2473.89
7MF8123-1CA74-1BA2-ZD12R10 | SITRANS P300 FLUSH DIAPHRAGM | 2270.06
7MF8123-1CA74-1BB6-ZC12M40 | SITRANS P300 FLUSH DIAPHRAGM | 2575.19
7MF8123-1CA74-1BB6-ZM06 | SITRANS P300 FLUSH DIAPHRAGM | 2747.37
7MF8123-1CA74-1BB6-ZM11 | SITRANS P300 FLUSH DIAPHRAGM | 2528.35
7MF8123-1CA74-1BB6-ZN14 | SITRANS P300 FLUSH DIAPHRAGM | 2308.05
7MF8123-1CB24-1AB2-ZY01 | SITRANS P300 FLUSH DIAPHRAGM | 2263.74
7MF8123-1CB24-1AH2-ZP01 | SITRANS P300 FLUSH DIAPHRAGM | 2302.98
7MF8123-1CB24-1AH6-ZP01 | SITRANS P300 FLUSH DIAPHRAGM | 2399.2
7MF8123-1CB24-1BA1-ZD12P01 | SITRANS P300 FLUSH DIAPHRAGM | 2175.11
7MF8123-1CB24-1BA2-ZP01Y01Y15 | SITRANS P300 FLUSH DIAPHRAGM | 2378.94
7MF8123-1DA74-1AA1-ZM04Y01Y15 | SITRANS P300 FLUSH DIAPHRAGM | 2258.67
7MF8123-1DA74-1AA1-ZM06 | SITRANS P300 FLUSH DIAPHRAGM | 2376.41
7MF8123-1DA74-1AA1-ZM06P00 | SITRANS P300 FLUSH DIAPHRAGM | 2870.18
7MF8123-1DA74-1AA1-ZM11 | SITRANS P300 FLUSH DIAPHRAGM | 2157.38
7MF8123-1DA74-1AA2-ZC11M11 | SITRANS P300 FLUSH DIAPHRAGM | 2391.61
7MF8123-1DA74-1AA2-ZM11 | SITRANS P300 FLUSH DIAPHRAGM | 2356.15
7MF8123-1DA74-1AA2-ZN04 | SITRANS P300 FLUSH DIAPHRAGM | 2244.75
7MF8123-1DA74-1AA2-ZN04Y01 | SITRANS P300 FLUSH DIAPHRAGM | 2265.01
7MF8123-1DA74-1AA5-ZN14Y21 | SITRANS P300 FLUSH DIAPHRAGM | 2240.94
7MF8123-1DA74-1AA6 | SITRANS P300 FLUSH DIAPHRAGM | 2157.38
7MF8123-1DA74-1AA6-ZA02 | SITRANS P300 FLUSH DIAPHRAGM | 2232.09
7MF8123-1DA74-1AA6-ZB13N04 | SITRANS P300 FLUSH DIAPHRAGM | 2340.97
7MF8123-1DA74-1AA6-ZM11Y01 | SITRANS P300 FLUSH DIAPHRAGM | 2472.63
7MF8123-1DA74-1AA6-ZM13 | SITRANS P300 FLUSH DIAPHRAGM | 2473.89
7MF8123-1DA74-1AA6-ZM13Y01 | SITRANS P300 FLUSH DIAPHRAGM | 2494.15
7MF8123-1DA34-1BA6-ZP02 | SITRANS P300 FLUSH DIAPHRAGM | 2437.19
7MF8123-1DA74-1AA1-ZN15 | SITRANS P300 FLUSH DIAPHRAGM | 1963.67
7MF8123-1DA74-1AA1-ZP00 | SITRANS P300 FLUSH DIAPHRAGM | 2356.15
7MF8123-1DA74-1AA1-ZR01Y01 | SITRANS P300 FLUSH DIAPHRAGM | 2033.31
7MF8123-1DA74-1AA1-ZR02Y01 | SITRANS P300 FLUSH DIAPHRAGM | 2043.44
7MF8123-1DA74-1AA1-ZR02Y01Y15 | SITRANS P300 FLUSH DIAPHRAGM | 2063.7
7MF8123-1DA74-1AA2-ZR02 | SITRANS P300 FLUSH DIAPHRAGM | 2221.96
7MF8123-1DA74-1AA2-ZR10 | SITRANS P300 FLUSH DIAPHRAGM | 2199.16
7MF8123-1DA74-1AA4-ZC11N14 | SITRANS P300 FLUSH DIAPHRAGM | 2256.14
7MF8123-1DA74-1AA4-ZM06 | SITRANS P300 FLUSH DIAPHRAGM | 2660.01
7MF8123-1DA74-1AA6-ZD12M04 | SITRANS P300 FLUSH DIAPHRAGM | 2548.61
7MF8123-1DA74-1AA6-ZM04 | SITRANS P300 FLUSH DIAPHRAGM | 2513.15
7MF8123-1DA74-1AA6-ZM04Y01 | SITRANS P300 FLUSH DIAPHRAGM | 2533.41
7MF8123-1DA74-1AA6-ZM04Y01Y15 | SITRANS P300 FLUSH DIAPHRAGM | 2553.66
7MF8123-1DA74-1AA6-ZM42Y01Y21 | SITRANS P300 FLUSH DIAPHRAGM | 2553.66
7MF8123-1DA74-1AA6-ZM43 | SITRANS P300 FLUSH DIAPHRAGM | 2689.14
7MF8123-1DA74-1AA6-ZN04 | SITRANS P300 FLUSH DIAPHRAGM | 2340.97
7MF8123-1DA74-1AA6-ZN14 | SITRANS P300 FLUSH DIAPHRAGM | 2232.09
7MF8123-1DA74-1AA7-ZM11Y21 | SITRANS P300 FLUSH DIAPHRAGM | 2472.63
7MF8123-1DA74-1AA7-ZM13Y01Y21 | SITRANS P300 FLUSH DIAPHRAGM | 2514.41
7MF8123-1DA74-1AA7-ZM42Y01Y21 | SITRANS P300 FLUSH DIAPHRAGM | 2553.66
7MF8123-1DA74-1AA7-ZN28Y21 | SITRANS P300 FLUSH DIAPHRAGM | 2435.92
7MF8123-1DA74-1AC1-ZC11D12 | SITRANS P300 FLUSH DIAPHRAGM | 2049.76
7MF8123-1DA74-1AC1-ZC11D12R01 | SITRANS P300 FLUSH DIAPHRAGM | 2200.44
7MF8123-1DA74-1AC1-ZN14 | SITRANS P300 FLUSH DIAPHRAGM | 2053.57
7MF8123-1DA74-1AC2 | SITRANS P300 FLUSH DIAPHRAGM | 2177.64
7MF8123-1DA74-1AH2-ZB13M13Y15 | SITRANS P300 FLUSH DIAPHRAGM | 2397.93
7MF8123-1DA74-1AH2-ZN04 | SITRANS P300 FLUSH DIAPHRAGM | 2244.75
7MF8123-1DA74-1AH2-ZN14 | SITRANS P300 FLUSH DIAPHRAGM | 2135.85
7MF8123-1DA74-1AH6-ZC11M42 | SITRANS P300 FLUSH DIAPHRAGM | 2548.61
7MF9410-3EA-ZB31M11 | 5-way-valve for non-corrosive | 536.82
7MF9410-3EA-ZB31M12 | 5-way-valve for non-corrosive | 543.14
7MF9410-3EA-ZB34 | 5-way-valve for non-corrosive | 500.09
7MF9410-3EA-ZB34M12 | 5-way-valve for non-corrosive | 543.14
7MF9410-3EA-ZM11 | 5-way-valve for non-corrosive | 503.9
7MF9410-3FA-ZB34 | 5-way-valve for corrosive liq. a. Gaz | 805.22
7MF9410-3FA-ZB34M12 | 5-way-valve for corrosive liq. a. Gaz | 848.26
7MF9410-3FA-ZM11 | 5-way-valve for corrosive liq. a. Gaz | 809.02
7MF9410-3FA-ZM12 | 5-way-valve for corrosive liq. a. Gaz | 815.35
7MF9411-5BA-ZK16M22 | 3-way valve block DN 5 | 354.51
7MF9411-5BA-ZK16S13 | 3-way valve block DN 5 | 419.07
7MF9411-5BA-ZK26 | 3-way valve block DN 5 | 265.87
7MF9411-5BA-ZK26M11 | 3-way valve block DN 5 | 292.47
7MF9411-5BA-ZK46 | 3-way valve block DN 5 | 302.6
7MF9411-5BA-ZK46M11 | 3-way valve block DN 5 | 329.18
7MF9411-5BA-ZK46M12 | 3-way valve block DN 5 | 340.57
7MF9411-5BA-ZK46M21 | 3-way valve block DN 5 | 357.03
7MF9411-5CA-ZK16M11 | 5-way valve block DN 5 | 450.73
7MF9411-5CA-ZK16M12 | 5-way valve block DN 5 | 462.12
7MF9411-5CA-ZK16M12S14 | 5-way valve block DN 5 | 665.95
7MF9411-5CA-ZK16M21 | 5-way valve block DN 5 | 478.57
7MF9411-5CA-ZK36M12 | 5-way valve block DN 5 | 467.18
7MF9411-5CA-ZK36M12S14 | 5-way valve block DN 5 | 671.02
7MF9411-5CA-ZK36M21 | 5-way valve block DN 5 | 483.64
7MF9411-5CA-ZK36M22 | 5-way valve block DN 5 | 524.16
7MF9411-5CA-ZS14 | 5-way valve block DN 5 | 620.38
7MF9412-1BA | 2-spindle valve manifold rotating sleeve | 359.56
7MF8123-1DA74-1AA6-ZM16 | SITRANS P300 FLUSH DIAPHRAGM | 2711.92
7MF8123-1DA74-1AA6-ZQ14 | SITRANS P300 FLUSH DIAPHRAGM | 3434.86
7MF8123-1DA74-1AA6-ZR01 | SITRANS P300 FLUSH DIAPHRAGM | 2308.05
7MF8123-1DA74-1AA6-ZY01 | SITRANS P300 FLUSH DIAPHRAGM | 2177.64
7MF8123-1DA74-1AA7 | SITRANS P300 FLUSH DIAPHRAGM | 2157.38
7MF8123-1DA74-1AB2-ZM11P00 | SITRANS P300 FLUSH DIAPHRAGM | 2890.44
7MF8123-1DA74-1AB6-ZC11R04 | SITRANS P300 FLUSH DIAPHRAGM | 2610.63
7MF8123-1DA74-1AB6-ZC14N14P00 | SITRANS P300 FLUSH DIAPHRAGM | 2766.36
7MF8123-1DA74-1AB6-ZM06 | SITRANS P300 FLUSH DIAPHRAGM | 2711.92
7MF8123-1DA74-1AC6-ZC11C12N14 | SITRANS P300 FLUSH DIAPHRAGM | 2430.85
7MF8123-1DA74-1AC6-ZC12N14 | SITRANS P300 FLUSH DIAPHRAGM | 2395.41
7MF8123-1DA74-1AC6-ZN04 | SITRANS P300 FLUSH DIAPHRAGM | 2457.44
7MF8123-1DA74-1AC6-ZN04Y01 | SITRANS P300 FLUSH DIAPHRAGM | 2477.7
7MF8123-1DA74-1AC6-ZN14 | SITRANS P300 FLUSH DIAPHRAGM | 2348.57
7MF8123-1DA74-1AJ1-ZB21M44 | SITRANS P300 FLUSH DIAPHRAGM | 2503.02
7MF8123-1DA74-1AJ1-ZN04 | SITRANS P300 FLUSH DIAPHRAGM | 2053.57
7MF8123-1DA74-1AJ2-ZN14 | SITRANS P300 FLUSH DIAPHRAGM | 2143.46
7MF8123-1DA74-1AJ6-ZC11N14 | SITRANS P300 FLUSH DIAPHRAGM | 2275.14
7MF9410-3FA-ZB11M12 | 5-way-valve for corrosive liq. a. Gaz | 822.95
7MF9410-3FA-ZB15B16M12 | 5-way-valve for corrosive liq. a. Gaz | 838.13
7MF9410-3FA-ZB15S14 | 5-way-valve for corrosive liq. a. Gaz | 991.33
7MF9410-3FA-ZB16 | 5-way-valve for corrosive liq. a. Gaz | 779.9
7MF9411-5AA-ZK25M11 | 2-way valve block DN 5 | 298.79
7MF9411-5AA-ZK25M12 | 2-way valve block DN 5 | 310.18
7MF9411-5AA-ZK25M22 | 2-way valve block DN 5 | 367.16
7MF9411-5BA-ZK16 | 3-way valve block DN 5 | 259.55
7MF9411-5BA-ZK16K16M12 | 3-way valve block DN 5 | 305.12
7MF9411-5BA-ZK16K36 | 3-way valve block DN 5 | 272.21
7MF9411-5BA-ZK16K36M12 | 3-way valve block DN 5 | 310.18
7MF9411-5BA-ZK26M22S13 | 3-way valve block DN 5 | 520.35
7MF9411-5BA-ZK26S13 | 3-way valve block DN 5 | 425.39
7MF9411-5BA-ZK36M11 | 3-way valve block DN 5 | 291.2
7MF9411-5BA-ZK36M12S13 | 3-way valve block DN 5 | 462.12
7MF9411-5BA-ZM12S13 | 3-way valve block DN 5 | 449.46
7MF9411-5BA-ZM21 | 3-way valve block DN 5 | 306.39
7MF9411-5BA-ZM22 | 3-way valve block DN 5 | 346.91
7MF9411-5BA-ZS13 | 3-way valve block DN 5 | 411.47
7MF9411-5CA-ZK26M12 | 5-way valve block DN 5 | 468.44
7MF9411-5CA-ZK26M12M22 | 5-way valve block DN 5 | 563.4
7MF9411-5CA-ZK26M21 | 5-way valve block DN 5 | 484.91
7MF9411-5CA-ZK26M21S14 | 5-way valve block DN 5 | 688.74
7MF9411-5CA-ZK26M22 | 5-way valve block DN 5 | 525.42
7MF9411-5CA-ZK46M21 | 5-way valve block DN 5 | 521.61
7MF9411-5CA-ZK46M21S14 | 5-way valve block DN 5 | 725.46
7MF9411-5CA-ZK46M22S14 | 5-way valve block DN 5 | 765.98
7MF9411-5CA-ZK46S14 | 5-way valve block DN 5 | 671.02
7MF9412-1DA | 3-spindle valve manifold | 635.56
7MF9413-1EA | 5-spindle valve manifold | 614.04
7MF9416-1DA-ZB31M12 | 3-way-v. manifold DN 8 witho. test conne | 646.96
7MF9416-1EA | 3-way-v. manifold DN 8 with test connec | 1297.72
7MF9416-1EA-ZB11M11 | 3-way-v. manifold DN 8 with test connec | 1342.03
7MF9416-1EA-ZB16M11 | 3-way-v. manifold DN 8 with test connec | 1342.03
7MF9416-2DA-ZB16 | 3-way-v. manifold DN 8 with. test conne | 478.57
7MF9416-2DA-ZB16M12 | 3-way-v. manifold DN 8 with. test conne | 521.61
7MF9416-2DA-ZB34 | 3-way-v. manifold DN 8 with. test conne | 503.9
7MF9416-2DA-ZB34M11 | 3-way-v. manifold DN 8 with. test conne | 540.61
7MH7122-2BP41-1A | MSI BELT SCALE | 8699.68
7MH7122-2BP43-3A | MSI BELT SCALE | 20438.44
7MF9412-1BA-ZM14 | 2-spindle valve manifold rotating sleeve | 462.12
7MF9412-1BA-ZM14M16 | 2-spindle valve manifold rotating sleeve | 479.83
7MF9412-1BA-ZM14M16S12 | 2-spindle valve manifold rotating sleeve | 593.78
7MF9412-1DA-ZM17S13 | 3-spindle valve manifold | 897.64
7MF9412-1EA | 5-spindle valve manifold | 645.69
7MF9413-1EA-ZK16M18S14 | 5-spindle valve manifold | 938.16
7MF9413-1EA-ZK16S14 | 5-spindle valve manifold | 825.47
7MF9413-1EA-ZK36 | 5-spindle valve manifold | 626.7
7MF9413-1EA-ZK36M16 | 5-spindle valve manifold | 644.43
7MF9416-2CA-ZB11 | 3-way-v. manifold DN 8 witho. test conne | 383.61
7MF9416-2CA-ZB11M12 | 3-way-v. manifold DN 8 witho. test conne | 426.66
7MF9416-2CA-ZB16 | 3-way-v. manifold DN 8 witho. test conne | 383.61
7MF9416-2CA-ZB34 | 3-way-v. manifold DN 8 witho. test conne | 408.94
7MH7122-2BM11-1A | MSI BELT SCALE | 8699.68
7MH7122-2BM21-1C | MSI BELT SCALE | 12358.63
7MH7122-2BM31-1A | MSI BELT SCALE | 8699.68
7MH7122-2BM41-1C | MSI BELT SCALE | 12358.63
7MH7122-2CA41-1A | MSI BELT SCALE | 9491.74
7MH7122-2CA51-1A | MSI BELT SCALE | 9491.74
7MH7122-2CA61-1A | MSI BELT SCALE | 9491.74
7MH7122-2CC01-1A | MSI BELT SCALE | 9491.74
7MH7122-2DF62-6D-ZC11Y15 | MSI BELT SCALE | 29396.39
7MH7122-2DF62-6D-ZY15 | MSI BELT SCALE | 29350.48
7MH7122-2DH71-1A | MSI BELT SCALE | 11497.7
7MH7122-3BC54-1A | MSI BELT SCALE | 8739.86
7MH7123-1AA10 | MUS Universal Belt Scale | 4209.95
7MH7123-2BF10 | MUS Universal Belt Scale | 5446.81
7MH7125-1AA10 | MCS BELT SCALE | 5039.29
7MH7125-1AB10-ZC11 | MCS BELT SCALE | 5088.09
7MH7125-1AB20 | MCS BELT SCALE | 5039.29
7MH7126-1AB5 | MLC BELT SCALE | 10048.47
7MH7126-1BA1 | MLC BELT SCALE | 10319.66
7MH7126-1BA5 | MLC BELT SCALE | 10319.66
7MH7126-1BB5 | MLC BELT SCALE | 10319.66
7MH7126-1GB2 | MLC BELT SCALE | 10392.83
7MH7126-1HA1 | MLC BELT SCALE | 10645.38
7MH7126-1HA2 | MLC BELT SCALE | 10645.38
7MH7126-1HB1 | MLC BELT SCALE | 10645.38
7MH7126-1MB1 | MLC BELT SCALE | 10048.47
7MH7126-1MB2 | MLC BELT SCALE | 10048.47
7MH7126-2AA1 | MLC BELT SCALE | 13165.03
7MH7126-2BA1 | MLC BELT SCALE | 13595.5
7MH7126-2HA1 | MLC BELT SCALE | 14058.96
7MH7126-2HB2 | MLC BELT SCALE | 14058.96
7MH7126-2JB1 | MLC BELT SCALE | 14487.99
7MH7126-2JB2 | MLC BELT SCALE | 14487.99
7MH7127-2AG1 | Flat bar calibration weight | 159.26
7MH7127-2AN1 | Flat bar calibration weight | 190.83
7MH7127-2AU1 | Flat bar calibration weight | 218.09
7MH7127-2BD1 | Flat bar calibration weight | 251.11
7MH7134-2AB22 | RBSS Speed Sensor | 3625.93
7MH7134-2AB30-ZC11 | RBSS Speed Sensor | 1938.52
7MH7134-2AB30-ZC11Y15 | RBSS Speed Sensor | 2013.14
7MH7134-2AB31 | RBSS Speed Sensor | 3057.73
7MH7134-2AB32 | RBSS Speed Sensor | 3057.73
7MH7144-2AB2-ZA35 | Motion Failure Alarm MFA-4P | 6279.97
7MH7144-2AB2-ZC11 | Motion Failure Alarm MFA-4P | 1887.71
7MH7144-2AB2-ZC11C11C11 | Motion Failure Alarm MFA-4P | 1978.11
7MH7144-3AA2 | Motion Failure Alarm MFA-4P | 2424.77
7MH7146-0EA-ZA57 | MOTION SENSING PROBES | 737.8
7MH7146-0EA-ZA57C11Y17 | MOTION SENSING PROBES | 852.13
7MH7146-0EA-ZC11 | MOTION SENSING PROBES | 624.8
7MH7146-0EA-ZC11Y17 | MOTION SENSING PROBES | 693.94
7MH7146-1HA-ZC11Y01 | MOTION SENSING PROBES | 2121.67
7MH7146-1JA-ZY01 | MOTION SENSING PROBES | 2115.03
7MH7146-1KA-ZY01 | MOTION SENSING PROBES | 1577.97
7MH7146-2GA-ZC11Y01 | MOTION SENSING PROBES | 2590.96
7MH7152-2AA02-2AA | Milltronics BW500 | 7069.66
7MH7152-2AA03-1BA | Milltronics BW500 | 7069.66
7MH7152-2AA04-1AA | Milltronics BW500 | 7069.66
7MH7152-2AA04-2AA | Milltronics BW500 | 7069.66
7MH7122-2BR41-1A | MSI BELT SCALE | 8877.6
7MH7122-2BU41-1A | MSI BELT SCALE | 8877.6
7MH7122-2BV41-1A | MSI BELT SCALE | 8877.6
7MH7122-2CK51-1C-ZY77 | MSI BELT SCALE | 13654.33
7MH7122-2CM84-1A | MSI BELT SCALE | 10378.49
7MH7122-2CN51-1A | MSI BELT SCALE | 10491.84
7MH7122-2CN61-1A | MSI BELT SCALE | 10491.84
7MH7123-1BA10 | MUS Universal Belt Scale | 4209.95
7MH7123-1BB10 | MUS Universal Belt Scale | 4209.95
7MH7123-2BA10 | MUS Universal Belt Scale | 5446.81
7MH7123-2BA10-ZY15 | MUS Universal Belt Scale | 5521.43
7MH7125-1AE20 | MCS BELT SCALE | 5039.29
7MH7125-1BB10 | MCS BELT SCALE | 5039.29
7MH7125-2AA10 | MCS BELT SCALE | 5722.31
7MH7125-2AB10 | MCS BELT SCALE | 5722.31
7MH7125-2AB20 | MCS BELT SCALE | 5722.31
7MH7126-1DA5 | MLC BELT SCALE | 10962.49
7MH7126-1DB1 | MLC BELT SCALE | 10962.49
7MH7126-1DB5 | MLC BELT SCALE | 10962.49
7MH7126-1EB5 | MLC BELT SCALE | 11322.65
7MH7126-1JB2 | MLC BELT SCALE | 11008.4
7MH7126-1KA1 | MLC BELT SCALE | 11276.72
7MH7126-1KA2 | MLC BELT SCALE | 11276.72
7MH7126-1KB1 | MLC BELT SCALE | 11276.72
7MH7126-2DA5 | MLC BELT SCALE | 14457.86
7MH7126-2DB1 | MLC BELT SCALE | 14457.86
7MH7126-2DB2 | MLC BELT SCALE | 14457.86
7MH7126-2EA1 | MLC BELT SCALE | 14889.75
7MH7126-2MA2 | MLC BELT SCALE | 13165.03
7MH7127-1AA1 | Flat bar calibration weight | 106.19
7MH7127-1AU1 | Flat bar calibration weight | 175.05
7MH7127-1BD1 | Flat bar calibration weight | 198.01
7MH7127-1BK1 | Flat bar calibration weight | 220.98
7MH7127-2CN1 | Flat bar calibration weight | 344.38
7MH7127-2CU1 | Flat bar calibration weight | 374.51
7MH7127-2DD1 | Flat bar calibration weight | 397.45
7MH7127-2DK1 | Flat bar calibration weight | 426.16
7MH7144-1AA2-ZS50 | Motion Failure Alarm MFA-4P | 1184.47
7MH7144-1AA2-ZY15 | Motion Failure Alarm MFA-4P | 805.6
7MH7144-1AB2 | Motion Failure Alarm MFA-4P | 999.7
7MH7144-1AB2-ZA35C11 | Motion Failure Alarm MFA-4P | 5482.34
7MH7145-0A-ZC11Y18 | REMOTE MOUNTED AMPLIFIER (RMA) | 659.37
7MH7145-0A-ZY18 | REMOTE MOUNTED AMPLIFIER (RMA) | 614.17
7MH7145-0D-ZC11 | REMOTE MOUNTED AMPLIFIER (RMA) | 1208.41
7MH7146-0BA-ZA57 | MOTION SENSING PROBES | 798.96
7MH7146-0BA-ZC11 | MOTION SENSING PROBES | 685.95
7MH7146-0KA-ZY17 | MOTION SENSING PROBES | 757.75
7MH7146-1BA | MOTION SENSING PROBES | 1530.11
7MH7146-1BA-ZA57C11Y01Y17 | MOTION SENSING PROBES | 1802.63
7MH7146-1BA-ZA57Y01Y17 | MOTION SENSING PROBES | 1757.43
7MH7152-2AA00-1AA-ZA11 | Milltronics BW500 | 12183.57
7MH7152-2AA00-1BA | Milltronics BW500 | 5814.14
7MH7152-2AA00-1CA | Milltronics BW500 | 6543.05
7MH7152-2AA06-2AA | Milltronics BW500 | 7069.66
7MH7152-2AB00-1BA | Milltronics BW500 | 4112.36
7MH7152-2AB02-1AA | Milltronics BW500 | 5367.88
7MH7152-2AB02-2AA | Milltronics BW500 | 5367.88
3WL1220-4DG34-1AA2 | FIXED-MOUNTED CIRCUIT BREAKER | 15900.58
3WL1220-4DG34-5FA2 | FIXED-MOUNTED CIRCUIT BREAKER | 18228.34
3WL1220-4DG35-1AA2 | WITHDRAWABLE CIRCUIT BREAKER | 16862.79
3WL1220-4DG36-1AA2 | WITHDRAWABLE CIRCUIT BREAKER | 18626.85
3WL1220-4DG36-4AA2 | WITHDRAWABLE CIRCUIT BREAKER | 20599.39
3WL1220-4DG43-1AA2 | FIXED-MOUNTED CIRCUIT BREAKER | 19508.89
3WL1220-4DG44-1AA2 | FIXED-MOUNTED CIRCUIT BREAKER | 19508.89
3WL1220-4DG45-1AA2 | WITHDRAWABLE CIRCUIT BREAKER | 20551.29
3WL1220-4DG46-1AA2 | WITHDRAWABLE CIRCUIT BREAKER | 23277.55
3WL1220-4EB32-4GN2 | FIXED-MOUNTED CIRCUIT BREAKER | 17437.73
3WL1220-4EB32-4GN4 | FIXED-MOUNTED CIRCUIT BREAKER | 17800.95
3WL1220-4EB32-4GP2 | FIXED-MOUNTED CIRCUIT BREAKER | 17486.64
3WL1220-4EB32-4GP4 | FIXED-MOUNTED CIRCUIT BREAKER | 17849.87
7MH7152-2BA00-1AA | Milltronics BW500 | 7171.53
3WL1220-4DG32-4GA4 | FIXED-MOUNTED CIRCUIT BREAKER | 17950.1
3WL1220-4DG32-4GN2 | FIXED-MOUNTED CIRCUIT BREAKER | 18007.04
3WL1220-4DG32-4GN4 | FIXED-MOUNTED CIRCUIT BREAKER | 18370.26
3WL1220-4DG36-4GP2 | WITHDRAWABLE CIRCUIT BREAKER | 21423.7
3WL1220-4DG36-4GP4 | WITHDRAWABLE CIRCUIT BREAKER | 21786.92
3WL1220-4DG36-4GS2 | WITHDRAWABLE CIRCUIT BREAKER | 21980.98
3WL1220-4DG37-1AA2 | WITHDRAWABLE CIRCUIT BREAKER | 19107.96
3WL1220-4DG48-1AA2 | WITHDRAWABLE CIRCUIT BREAKER | 23277.55
3WL1220-4EB31-1AA2 | FIXED-MOUNTED CIRCUIT BREAKER | 15331.27
3WL1220-4EB31-4AN2-ZC22 | FIXED-MOUNTED CIRCUIT BREAKER | 17924.45
3WL1220-4EB32-1AA2 | FIXED-MOUNTED CIRCUIT BREAKER | 14689.79
3WL1220-4EB32-1AA2-ZT40 | FIXED-MOUNTED CIRCUIT BREAKER | 14994.5
3WL1220-4EB35-4GA4 | WITHDRAWABLE CIRCUIT BREAKER | 18984.48
3WL1220-4EB36-1AA2 | WITHDRAWABLE CIRCUIT BREAKER | 18057.55
3WL1220-4EB36-4AS2 | WITHDRAWABLE CIRCUIT BREAKER | 21056.45
3WL1220-4EB36-4GA2 | WITHDRAWABLE CIRCUIT BREAKER | 20385.3
3WL1220-4EB43-1AA2 | FIXED-MOUNTED CIRCUIT BREAKER | 18939.57
3WL1220-4EB44-1AA2 | FIXED-MOUNTED CIRCUIT BREAKER | 18939.57
3WL1220-4EB45-1AA2 | WITHDRAWABLE CIRCUIT BREAKER | 19981.98
3WL1220-4EB46-1AA2 | WITHDRAWABLE CIRCUIT BREAKER | 22708.24
3WL1225-3DG36-5FA4 | WITHDRAWABLE CIRCUIT BREAKER | 25327.07
3WL1225-3DG37-1AA2 | WITHDRAWABLE CIRCUIT BREAKER | 23357.74
3WL1225-3DG38-1AA2 | WITHDRAWABLE CIRCUIT BREAKER | 22636.07
3WL1225-3DG38-1GA2 | WITHDRAWABLE CIRCUIT BREAKER | 22991.29
3WL1225-3DG46-4GA4 | WITHDRAWABLE CIRCUIT BREAKER | 31982.39
3WL1225-3DG46-4GA7 | WITHDRAWABLE CIRCUIT BREAKER | 31982.39
3WL1225-3DG46-6AA4 | WITHDRAWABLE CIRCUIT BREAKER | 31627.17
3WL1225-3DG47-1AA2 | WITHDRAWABLE CIRCUIT BREAKER | 30013.06
3WL1225-3EB32-4AA2-ZT40 | FIXED-MOUNTED CIRCUIT BREAKER | 20976.26
3WL1225-3EB32-4AN2 | FIXED-MOUNTED CIRCUIT BREAKER | 21091.73
3WL1225-3EB32-4GA2 | FIXED-MOUNTED CIRCUIT BREAKER | 21026.78
3WL1225-3EB32-4GA4 | FIXED-MOUNTED CIRCUIT BREAKER | 21390.02
3WL1225-3EB35-1AA4-ZT40 | WITHDRAWABLE CIRCUIT BREAKER | 20248.98
3WL1225-3EB35-1AN2-ZK07 | WITHDRAWABLE CIRCUIT BREAKER | 20123.9
3WL1225-3EB35-4AP2 | WITHDRAWABLE CIRCUIT BREAKER | 22022.66
3WL1225-3EB35-4GA2 | WITHDRAWABLE CIRCUIT BREAKER | 21908.81
3WL1225-3EB36-4GA4 | WITHDRAWABLE CIRCUIT BREAKER | 24757.76
3WL1225-3EB36-4GN2 | WITHDRAWABLE CIRCUIT BREAKER | 24814.7
3WL1225-3EB36-4GN4 | WITHDRAWABLE CIRCUIT BREAKER | 25177.92
3WL1225-3EB36-4GP2 | WITHDRAWABLE CIRCUIT BREAKER | 24863.61
3WL1225-3EB36-4GP4 | WITHDRAWABLE CIRCUIT BREAKER | 25226.84
3WL1225-3EB42-1FA2 | FIXED-MOUNTED CIRCUIT BREAKER | 24266.23
3WL1225-3EB42-1GA2 | FIXED-MOUNTED CIRCUIT BREAKER | 24266.23
3WL1225-3EB42-1GA2-ZT40 | FIXED-MOUNTED CIRCUIT BREAKER | 24570.93
3WL1225-3EB42-1GG2 | FIXED-MOUNTED CIRCUIT BREAKER | 24621.45
3WL1225-3EB46-1GA2 | WITHDRAWABLE CIRCUIT BREAKER | 29077.3
3WL1225-3EB46-1GA4 | WITHDRAWABLE CIRCUIT BREAKER | 29440.54
3WL1225-3EB46-3GA2 | WITHDRAWABLE CIRCUIT BREAKER | 29432.52
3WL1225-3EB46-5FA2 | WITHDRAWABLE CIRCUIT BREAKER | 31049.84
3WL1225-3EG32-5FA2 | FIXED-MOUNTED CIRCUIT BREAKER | 22237.57
3WL1225-3EG33-1AA2 | FIXED-MOUNTED CIRCUIT BREAKER | 20551.29
3WL1225-3EG34-1AA2 | FIXED-MOUNTED CIRCUIT BREAKER | 20551.29
3WL1225-3EG34-4AN2 | FIXED-MOUNTED CIRCUIT BREAKER | 22943.99
3WL1225-3EG36-4GP4 | WITHDRAWABLE CIRCUIT BREAKER | 26437.63
3WL1225-3EG36-5FA2 | WITHDRAWABLE CIRCUIT BREAKER | 25605.31
3WL1225-3EG37-1AA2 | WITHDRAWABLE CIRCUIT BREAKER | 23999.22
3WL1225-3EG37-4GA4 | WITHDRAWABLE CIRCUIT BREAKER | 26690.21
3WL1225-3EG46-6BJ4 | WITHDRAWABLE CIRCUIT BREAKER | 33044.03
3WL1220-4EB36-4GP2 | WITHDRAWABLE CIRCUIT BREAKER | 20854.39
3WL1220-4EB36-4GP4 | WITHDRAWABLE CIRCUIT BREAKER | 21217.61
3WL1220-4EB36-5FA2 | WITHDRAWABLE CIRCUIT BREAKER | 20385.3
3WL1220-4EB37-1AA2 | WITHDRAWABLE CIRCUIT BREAKER | 18538.65
3WL1220-4EB37-4GG4 | WITHDRAWABLE CIRCUIT BREAKER | 21584.86
3WL1220-4EG32-4AA2 | FIXED-MOUNTED CIRCUIT BREAKER | 17873.12
3WL1220-4EG32-4GA2 | FIXED-MOUNTED CIRCUIT BREAKER | 18228.34
3WL1220-4EG32-4GA4 | FIXED-MOUNTED CIRCUIT BREAKER | 18591.58
3WL1220-4EG32-4GN2 | FIXED-MOUNTED CIRCUIT BREAKER | 18648.5
3WL1225-3DG42-4AN2 | FIXED-MOUNTED CIRCUIT BREAKER | 26873.04
3WL1225-3DG43-1AA2 | FIXED-MOUNTED CIRCUIT BREAKER | 25282.17
3WL1225-3DG44-1AA2 | FIXED-MOUNTED CIRCUIT BREAKER | 25282.17
3WL1225-3DG45-1AA2 | WITHDRAWABLE CIRCUIT BREAKER | 25602.91
3WL1225-3EB32-1AG2 | FIXED-MOUNTED CIRCUIT BREAKER | 19054.24
3WL1225-3EB32-1AN4 | FIXED-MOUNTED CIRCUIT BREAKER | 19482.42
3WL1225-3EB32-1AT2 | FIXED-MOUNTED CIRCUIT BREAKER | 19829.62
3WL1225-3EB32-1GA2 | FIXED-MOUNTED CIRCUIT BREAKER | 19054.24
3WL1225-3EB32-5FM2 | FIXED-MOUNTED CIRCUIT BREAKER | 21446.95
3WL1225-3EB33-1AA2 | FIXED-MOUNTED CIRCUIT BREAKER | 19340.5
3WL1225-3EB33-4AS4-ZK07 | FIXED-MOUNTED CIRCUIT BREAKER | 22825.32
3WL1225-3EB34-1AA2 | FIXED-MOUNTED CIRCUIT BREAKER | 19340.5
3WL1225-3EB35-5FA2 | WITHDRAWABLE CIRCUIT BREAKER | 21908.81
3WL1225-3EB35-6BA2 | WITHDRAWABLE CIRCUIT BREAKER | 21908.81
3WL1225-3EB36-1AA2 | WITHDRAWABLE CIRCUIT BREAKER | 22066.78
3WL1225-3EB36-1AA2-ZK07 | WITHDRAWABLE CIRCUIT BREAKER | 22189.45
3WL1225-3EB37-1AA2 | WITHDRAWABLE CIRCUIT BREAKER | 22788.43
3WL1225-3EB37-4GN4 | WITHDRAWABLE CIRCUIT BREAKER | 25899.59
3WL1225-3EB38-1AA2 | WITHDRAWABLE CIRCUIT BREAKER | 22066.78
3WL1225-3EB38-1AN2-ZK07 | WITHDRAWABLE CIRCUIT BREAKER | 22609.62
3WL1225-3EB44-1GG2 | FIXED-MOUNTED CIRCUIT BREAKER | 25423.29
3WL1225-3EB45-1AA2 | WITHDRAWABLE CIRCUIT BREAKER | 25033.6
3WL1225-3EB45-1DA2 | WITHDRAWABLE CIRCUIT BREAKER | 25413.67
3WL1225-3EB45-4GS2 | WITHDRAWABLE CIRCUIT BREAKER | 28387.72
3WL1225-3EB46-1AA2 | WITHDRAWABLE CIRCUIT BREAKER | 28722.08
3WL1225-3EG32-1AS2 | FIXED-MOUNTED CIRCUIT BREAKER | 20936.16
3WL1225-3EG32-4AA4 | FIXED-MOUNTED CIRCUIT BREAKER | 22245.59
3WL1225-3EG32-4GA2 | FIXED-MOUNTED CIRCUIT BREAKER | 22237.57
3WL1225-3EG32-4GA4 | FIXED-MOUNTED CIRCUIT BREAKER | 22600.81
3WL1225-3EG36-1AN2 | WITHDRAWABLE CIRCUIT BREAKER | 23697.73
3WL1225-3EG36-4AA4 | WITHDRAWABLE CIRCUIT BREAKER | 25613.33
3WL1225-3EG36-4GA2 | WITHDRAWABLE CIRCUIT BREAKER | 25605.31
3WL1225-3EG36-4GA4 | WITHDRAWABLE CIRCUIT BREAKER | 25968.55
3WL1225-3EG43-1AA2 | FIXED-MOUNTED CIRCUIT BREAKER | 25923.64
3WL1225-3EG44-1AA2 | FIXED-MOUNTED CIRCUIT BREAKER | 25923.64
3WL1225-3EG45-1AA2 | WITHDRAWABLE CIRCUIT BREAKER | 26244.38
3WL1225-3EG46-1AA2 | WITHDRAWABLE CIRCUIT BREAKER | 29932.87
3WL1225-3FB32-1AG4 | FIXED-MOUNTED CIRCUIT BREAKER | 19826.42
3WL1225-3FB32-1GA2-ZT40 | FIXED-MOUNTED CIRCUIT BREAKER | 19767.89
3WL1225-3FB32-4GA2 | FIXED-MOUNTED CIRCUIT BREAKER | 21435.72
3WL1225-3FB32-4GA4 | FIXED-MOUNTED CIRCUIT BREAKER | 21798.96
3WL1225-3FB35-4GN2 | WITHDRAWABLE CIRCUIT BREAKER | 22737.92
3WL1225-3FB36-1AA2 | WITHDRAWABLE CIRCUIT BREAKER | 22475.71
3WL1225-3FB36-1AA4 | WITHDRAWABLE CIRCUIT BREAKER | 22838.95
3WL1225-3FB36-1FA4 | WITHDRAWABLE CIRCUIT BREAKER | 23194.17
3WL1225-3FB36-4GP2 | WITHDRAWABLE CIRCUIT BREAKER | 25272.55
3WL1225-3FB36-4GP4 | WITHDRAWABLE CIRCUIT BREAKER | 25635.78
3WL1225-3FB36-5FA2 | WITHDRAWABLE CIRCUIT BREAKER | 24803.47
3WL1225-3FB37-1AA2 | WITHDRAWABLE CIRCUIT BREAKER | 23197.38
3WL1225-3FB46-1DA2 | WITHDRAWABLE CIRCUIT BREAKER | 29511.1
3WL1225-3FB46-4GA2 | WITHDRAWABLE CIRCUIT BREAKER | 31458.78
3WL1225-3FB46-4GA4 | WITHDRAWABLE CIRCUIT BREAKER | 31822.02
3WL1225-3FB46-4GG4 | WITHDRAWABLE CIRCUIT BREAKER | 32177.23
3WL1225-3FB46-5DA2 | WITHDRAWABLE CIRCUIT BREAKER | 31483.64
3WL1232-3FB42-1AA4 | FIXED-MOUNTED CIRCUIT BREAKER | 27890.58
3WL1232-3FB42-1GA2 | FIXED-MOUNTED CIRCUIT BREAKER | 27882.55
3WL1232-3FB44-1AA2 | FIXED-MOUNTED CIRCUIT BREAKER | 29131.02
3WL1232-3FB45-1AA2 | WITHDRAWABLE CIRCUIT BREAKER | 29451.76
3WL1232-3FG32-1AA4 | FIXED-MOUNTED CIRCUIT BREAKER | 22734.71
3WL1232-3FG32-1AN2 | FIXED-MOUNTED CIRCUIT BREAKER | 22791.64
3WL1232-3FG32-3GA2 | FIXED-MOUNTED CIRCUIT BREAKER | 23081.91
3WL1232-3FG32-4GA2 | FIXED-MOUNTED CIRCUIT BREAKER | 24699.22
3WL1232-3FG36-1GA2 | WITHDRAWABLE CIRCUIT BREAKER | 28419.79
3WL1232-3FG36-4GA2 | WITHDRAWABLE CIRCUIT BREAKER | 30392.33
3WL1232-3FG36-4GA4 | WITHDRAWABLE CIRCUIT BREAKER | 30755.56
3WL1232-3FG36-4GG4 | WITHDRAWABLE CIRCUIT BREAKER | 31110.78
3WL1232-3FG42-1AA2 | FIXED-MOUNTED CIRCUIT BREAKER | 28786.23
3WL1232-3FG46-1AA2 | WITHDRAWABLE CIRCUIT BREAKER | 35922.65
3WL1232-3FG46-1DA2 | WITHDRAWABLE CIRCUIT BREAKER | 36302.72
3WL1232-3FG46-1DA4 | WITHDRAWABLE CIRCUIT BREAKER | 36665.96
3WL1232-3NB37-1AA2 | WITHDRAWABLE CIRCUIT BREAKER | 30037.11
3WL1232-3NB37-4AP4 | WITHDRAWABLE CIRCUIT BREAKER | 32841.96
3WL1232-3NB38-1AA2 | WITHDRAWABLE CIRCUIT BREAKER | 29155.07
3WL1232-3NB42-1AA2 | FIXED-MOUNTED CIRCUIT BREAKER | 29876.74
3WL1232-3NG38-1AA2 | WITHDRAWABLE CIRCUIT BREAKER | 30365.86
3WL1232-3NG42-1AA2 | FIXED-MOUNTED CIRCUIT BREAKER | 31087.53
3WL1232-3NG44-1GA2 | FIXED-MOUNTED CIRCUIT BREAKER | 33046.43
3WL1232-3NG46-1AA2 | WITHDRAWABLE CIRCUIT BREAKER | 38223.95
3WL1232-4AA33-1AA2 | FIXED-MOUNT NON-AUT. CIRCUIT-B. | 20847.97
3WL1232-4AA34-1AA2 | FIXED-MOUNT NON-AUT. CIRCUIT-B. | 20847.97
3WL1232-4AA34-3AA4 | FIXED-MOUNT NON-AUT. CIRCUIT-B. | 21566.41
3WL1232-4AA34-4AN2-ZC22 | FIXED-MOUNT NON-AUT. CIRCUIT-B. | 23441.13
3WL1232-4AA35-1AA2 | WITHDRAW. NON-AUT. CIRCUIT-B. | 20447.04
3WL1232-4AA42-1AA2 | FIXED-MOUNT NON-AUT. CIRCUIT-B. | 27022.17
3WL1232-4AA42-1GA2 | FIXED-MOUNT NON-AUT. CIRCUIT-B. | 27377.39
3WL1232-4AA42-4GA2 | FIXED-MOUNT NON-AUT. CIRCUIT-B. | 29349.93
3WL1232-4AA42-4GA4 | FIXED-MOUNT NON-AUT. CIRCUIT-B. | 29713.17
3WL1232-4AA48-1AA2 | WITHDRAW. NON-AUT. CIRCUIT-B. | 32875.64
3WL1232-4BB31-1AA2 | FIXED-MOUNTED CIRCUIT BREAKER | 22692.21
3WL1232-4BB31-4EA2 | FIXED-MOUNTED CIRCUIT BREAKER | 25044.82
3WL1232-4BB32-1AA2 | FIXED-MOUNTED CIRCUIT BREAKER | 21569.62
3WL1232-4BB34-1AA2 | FIXED-MOUNTED CIRCUIT BREAKER | 22692.21
3WL1232-4BB34-1AN2 | FIXED-MOUNTED CIRCUIT BREAKER | 23112.37
3WL1232-4BB35-1AA2 | WITHDRAWABLE CIRCUIT BREAKER | 22291.29
3WL1232-4BB36-1AA2 | WITHDRAWABLE CIRCUIT BREAKER | 26460.88
3WL1232-4BB38-1AA2 | WITHDRAWABLE CIRCUIT BREAKER | 26460.88
3WL1232-4BB41-1AA2 | FIXED-MOUNTED CIRCUIT BREAKER | 29988.99
3WL1232-4BB42-1AA2 | FIXED-MOUNTED CIRCUIT BREAKER | 28866.42
3WL1232-4BB42-4GA2 | FIXED-MOUNTED CIRCUIT BREAKER | 31194.17
3WL1232-4CB32-1AN4 | FIXED-MOUNTED CIRCUIT BREAKER | 22585.56
3WL1232-4CB32-1FA2 | FIXED-MOUNTED CIRCUIT BREAKER | 22157.38
3WL1232-4CB32-1GA2 | FIXED-MOUNTED CIRCUIT BREAKER | 22157.38
3WL1232-4CB32-1GA2-ZK07 | FIXED-MOUNTED CIRCUIT BREAKER | 22280.06
3WL1232-4CB32-5AM4 | FIXED-MOUNTED CIRCUIT BREAKER | 24558.1
3WL1232-4CB32-5AR2 | FIXED-MOUNTED CIRCUIT BREAKER | 24801.07
3WL1232-4CB32-5FR4 | FIXED-MOUNTED CIRCUIT BREAKER | 25519.51
3WL1232-4CB33-1AA2 | FIXED-MOUNTED CIRCUIT BREAKER | 22924.75
3WL1220-3EG35-4GA2 | WITHDRAWABLE CIRCUIT BREAKER | 19350.92
3WL1220-3EG35-5AM2 | WITHDRAWABLE CIRCUIT BREAKER | 19415.87
3WL1225-3EG47-1AA2 | WITHDRAWABLE CIRCUIT BREAKER | 30654.52
3WL1225-3EG48-1AA2 | WITHDRAWABLE CIRCUIT BREAKER | 29932.87
3WL1225-3FB31-1AA2 | FIXED-MOUNTED CIRCUIT BREAKER | 19749.44
3WL1225-3FB33-1GA2 | FIXED-MOUNTED CIRCUIT BREAKER | 20104.66
3WL1225-3FB34-1AA2 | FIXED-MOUNTED CIRCUIT BREAKER | 19749.44
3WL1225-3FB34-1GA4 | FIXED-MOUNTED CIRCUIT BREAKER | 20467.89
3WL1225-3FB35-1AA2 | WITHDRAWABLE CIRCUIT BREAKER | 19990
3WL1225-3FB36-1GN4 | WITHDRAWABLE CIRCUIT BREAKER | 23614.33
3WL1225-3FB36-4AS4 | WITHDRAWABLE CIRCUIT BREAKER | 25837.85
3WL1225-3FB36-4CT4 | WITHDRAWABLE CIRCUIT BREAKER | 26322.17
3WL1225-3FB36-4FA4-ZF02 | WITHDRAWABLE CIRCUIT BREAKER | 26922.74
3WL1225-3FB36-4GA2 | WITHDRAWABLE CIRCUIT BREAKER | 24803.47
3WL1225-3FB38-4AS4 | WITHDRAWABLE CIRCUIT BREAKER | 25837.85
3WL1225-3FB38-4BA4 | WITHDRAWABLE CIRCUIT BREAKER | 25166.71
3WL1225-3FB38-4GA2 | WITHDRAWABLE CIRCUIT BREAKER | 24803.47
3WL1225-3FB38-4GA4 | WITHDRAWABLE CIRCUIT BREAKER | 25166.71
3WL1232-3FB36-6BN4 | WITHDRAWABLE CIRCUIT BREAKER | 29916.84
3WL1232-3FB37-1AA2 | WITHDRAWABLE CIRCUIT BREAKER | 27687.7
3WL1232-3FB37-4GA8 | WITHDRAWABLE CIRCUIT BREAKER | 30378.7
3WL1232-3FB37-4GS8 | WITHDRAWABLE CIRCUIT BREAKER | 31405.06
3WL1232-3FB46-4GA2 | WITHDRAWABLE CIRCUIT BREAKER | 36991.51
3WL1232-3FB46-4GA4 | WITHDRAWABLE CIRCUIT BREAKER | 37354.75
3WL1232-3FB46-4GG4 | WITHDRAWABLE CIRCUIT BREAKER | 37709.97
3WL1232-3FB46-5FA4 | WITHDRAWABLE CIRCUIT BREAKER | 37354.75
3WL1232-3FG32-4GP4 | FIXED-MOUNTED CIRCUIT BREAKER | 25531.54
3WL1232-3FG32-5FM2 | FIXED-MOUNTED CIRCUIT BREAKER | 25119.4
3WL1232-3FG33-1AA2 | FIXED-MOUNTED CIRCUIT BREAKER | 23173.31
3WL1232-3FG34-1AA2 | FIXED-MOUNTED CIRCUIT BREAKER | 23173.31
3WL1232-3FG36-4GS4 | WITHDRAWABLE CIRCUIT BREAKER | 31781.93
3WL1232-3FG36-5FA8 | WITHDRAWABLE CIRCUIT BREAKER | 30755.56
3WL1232-3FG36-6BN2 | WITHDRAWABLE CIRCUIT BREAKER | 30812.49
3WL1232-3FG37-1AA2 | WITHDRAWABLE CIRCUIT BREAKER | 28946.61
3WL1232-3FG48-3GA4 | WITHDRAWABLE CIRCUIT BREAKER | 36996.32
3WL1232-3NB31-1AA2 | FIXED-MOUNTED CIRCUIT BREAKER | 24263.83
3WL1232-3NB32-1AA2 | FIXED-MOUNTED CIRCUIT BREAKER | 23461.99
3WL1232-3NB33-1AA2 | FIXED-MOUNTED CIRCUIT BREAKER | 24263.83
3WL1232-3NB46-1GA4 | WITHDRAWABLE CIRCUIT BREAKER | 37731.62
3WL1232-3NG31-1AA2 | FIXED-MOUNTED CIRCUIT BREAKER | 25474.62
3WL1232-3NG32-1AA2 | FIXED-MOUNTED CIRCUIT BREAKER | 24672.78
3WL1232-3NG32-1AJ2 | FIXED-MOUNTED CIRCUIT BREAKER | 25092.94
3WL1232-3NG33-1AA2 | FIXED-MOUNTED CIRCUIT BREAKER | 25474.62
3WL1232-4AA32-1AA4 | FIXED-MOUNT NON-AUT. CIRCUIT-B. | 20088.62
3WL1232-4AA32-1BA2 | FIXED-MOUNT NON-AUT. CIRCUIT-B. | 20080.59
3WL1232-4AA32-1FF4 | FIXED-MOUNT NON-AUT. CIRCUIT-B. | 20799.06
3WL1232-4AA32-1GA2 | FIXED-MOUNT NON-AUT. CIRCUIT-B. | 20080.59
3WL1232-4AA36-1GA4 | WITHDRAW. NON-AUT. CIRCUIT-B. | 25335.1
3WL1232-4AA36-4AN2 | WITHDRAW. NON-AUT. CIRCUIT-B. | 27009.35
3WL1232-4AA36-4GA2 | WITHDRAW. NON-AUT. CIRCUIT-B. | 26944.39
3WL1232-4AA36-4GA4 | WITHDRAW. NON-AUT. CIRCUIT-B. | 27307.64
3WL1232-4AA46-1AA2 | WITHDRAW. NON-AUT. CIRCUIT-B. | 32875.64
3WL1232-4AA46-1GA2 | WITHDRAW. NON-AUT. CIRCUIT-B. | 33230.86
3WL1232-4AA46-3GA2 | WITHDRAW. NON-AUT. CIRCUIT-B. | 33586.08
3WL1232-4AA46-4GA2 | WITHDRAW. NON-AUT. CIRCUIT-B. | 35203.4
3WL1232-4BB32-4AP2 | FIXED-MOUNTED CIRCUIT BREAKER | 24011.25
3WL1232-4BB32-4GA2 | FIXED-MOUNTED CIRCUIT BREAKER | 23897.38
3WL1232-4BB32-4GA4 | FIXED-MOUNTED CIRCUIT BREAKER | 24260.62
3WL1232-4BB32-4GN2 | FIXED-MOUNTED CIRCUIT BREAKER | 24317.56
3WL1232-4BB36-4GG2 | WITHDRAWABLE CIRCUIT BREAKER | 29143.86
3WL1232-4BB36-4GM2 | WITHDRAWABLE CIRCUIT BREAKER | 29208.8
3WL1220-3EG35-5FM2 | WITHDRAWABLE CIRCUIT BREAKER | 19771.09
3WL1220-3EG36-1AA2 | WITHDRAWABLE CIRCUIT BREAKER | 18707.04
3WL1220-3EG36-1AA4 | WITHDRAWABLE CIRCUIT BREAKER | 19070.28
3WL1220-3EG38-5AM2 | WITHDRAWABLE CIRCUIT BREAKER | 21099.74
3WL1220-3EG41-1AA2 | FIXED-MOUNTED CIRCUIT BREAKER | 19749.44
3WL1220-3EG41-4GA4 | FIXED-MOUNTED CIRCUIT BREAKER | 22440.43
3WL1220-3EG42-1AA2 | FIXED-MOUNTED CIRCUIT BREAKER | 19188.15
3WL1220-3EG48-1AA2 | WITHDRAWABLE CIRCUIT BREAKER | 23277.55
3WL1220-3FB31-1AA2 | FIXED-MOUNTED CIRCUIT BREAKER | 15098.74
3WL1220-3FB31-4GA2 | FIXED-MOUNTED CIRCUIT BREAKER | 17426.5
3WL1220-3FB32-1AA2 | FIXED-MOUNTED CIRCUIT BREAKER | 14377.08
3WL1220-3FB35-4GA4 | WITHDRAWABLE CIRCUIT BREAKER | 18912.31
3WL1220-3FB36-1AA2 | WITHDRAWABLE CIRCUIT BREAKER | 17905.2
3WL1220-3FB36-1GA2 | WITHDRAWABLE CIRCUIT BREAKER | 18260.41
3WL1220-3FB36-1GA4 | WITHDRAWABLE CIRCUIT BREAKER | 18623.66
3WL1220-3FB36-5FM4 | WITHDRAWABLE CIRCUIT BREAKER | 21016.36
3WL1220-3FB36-5FR4 | WITHDRAWABLE CIRCUIT BREAKER | 21622.55
3WL1220-3FB37-1AA2 | WITHDRAWABLE CIRCUIT BREAKER | 18626.85
3WL1220-3FB37-1GG4 | WITHDRAWABLE CIRCUIT BREAKER | 19700.53
3WL1220-3FB47-4GA2 | WITHDRAWABLE CIRCUIT BREAKER | 25685.5
3WL1220-3FG31-1AA2 | FIXED-MOUNTED CIRCUIT BREAKER | 16357.63
3WL1220-3FG32-1AA2 | FIXED-MOUNTED CIRCUIT BREAKER | 15635.98
3WL1220-3FG32-1AA4 | FIXED-MOUNTED CIRCUIT BREAKER | 15999.22
3WL1220-3FG36-4GN4 | WITHDRAWABLE CIRCUIT BREAKER | 22275.25
3WL1220-3FG36-4GP2 | WITHDRAWABLE CIRCUIT BREAKER | 21960.93
3WL1220-3FG36-4GP4 | WITHDRAWABLE CIRCUIT BREAKER | 22324.16
3WL1220-3FG36-5FM4 | WITHDRAWABLE CIRCUIT BREAKER | 22275.25
3WL1220-3NB36-1AA2 | WITHDRAWABLE CIRCUIT BREAKER | 20254.61
3WL1220-3NB36-4AS4 | WITHDRAWABLE CIRCUIT BREAKER | 23616.74
3WL1220-3NB36-4GA4 | WITHDRAWABLE CIRCUIT BREAKER | 22945.59
3WL1220-3NB37-1AA2 | WITHDRAWABLE CIRCUIT BREAKER | 20976.26
3WL1220-3NB38-1AA2 | WITHDRAWABLE CIRCUIT BREAKER | 20254.61
3WL1220-3NG36-4GT4 | WITHDRAWABLE CIRCUIT BREAKER | 25286.98
3WL1220-3NG37-1AA2 | WITHDRAWABLE CIRCUIT BREAKER | 22187.05
3WL1220-3NG38-1AA2 | WITHDRAWABLE CIRCUIT BREAKER | 21465.4
3WL1220-3NG42-1AA2 | FIXED-MOUNTED CIRCUIT BREAKER | 21946.49
3WL1220-4AA33-1AA2 | FIXED-MOUNT NON-AUT. CIRCUIT-B. | 12829.52
3WL1220-4AA34-1AA2 | FIXED-MOUNT NON-AUT. CIRCUIT-B. | 12829.52
3WL1220-4AA35-1AA2 | WITHDRAW. NON-AUT. CIRCUIT-B. | 13791.73
3WL1220-4AA36-1AA2 | WITHDRAW. NON-AUT. CIRCUIT-B. | 15555.78
3WL1220-4AA42-4GA4 | FIXED-MOUNT NON-AUT. CIRCUIT-B. | 18407.15
3WL1220-4AA43-1AA2 | FIXED-MOUNT NON-AUT. CIRCUIT-B. | 16437.82
3WL1220-4AA44-1AA2 | FIXED-MOUNT NON-AUT. CIRCUIT-B. | 16437.82
3WL1220-4AA45-1AA2 | WITHDRAW. NON-AUT. CIRCUIT-B. | 17480.22
3WL1225-3CB32-1BA4 | FIXED-MOUNTED CIRCUIT BREAKER | 18992.51
3WL1225-3CB32-1DA2 | FIXED-MOUNTED CIRCUIT BREAKER | 18654.13
3WL1225-3CB32-1FA2 | FIXED-MOUNTED CIRCUIT BREAKER | 18629.26
3WL1225-3CB32-1GA2 | FIXED-MOUNTED CIRCUIT BREAKER | 18629.26
3WL1225-3CB32-4AP4 | FIXED-MOUNTED CIRCUIT BREAKER | 21078.9
3WL1225-3CB32-4AS2 | FIXED-MOUNTED CIRCUIT BREAKER | 21272.94
3WL1225-3CB32-4AS4 | FIXED-MOUNTED CIRCUIT BREAKER | 21636.18
3WL1225-3CB32-4GA2 | FIXED-MOUNTED CIRCUIT BREAKER | 20601.8
3WL1225-3CB33-1GA2 | FIXED-MOUNTED CIRCUIT BREAKER | 19270.74
3WL1225-3CB33-4AS2-ZC22 | FIXED-MOUNTED CIRCUIT BREAKER | 22114.88
3WL1225-3CB33-4EN4 | FIXED-MOUNTED CIRCUIT BREAKER | 22051.53
3WL1225-3CB33-4GG4 | FIXED-MOUNTED CIRCUIT BREAKER | 21961.73
3WL1225-3CB34-4AS4 | FIXED-MOUNTED CIRCUIT BREAKER | 22277.66
3WL1225-3CB34-4GA2 | FIXED-MOUNTED CIRCUIT BREAKER | 21243.28
3WL1225-3CB34-4GN2 | FIXED-MOUNTED CIRCUIT BREAKER | 21663.44
3WL1232-4BB36-4GN2 | WITHDRAWABLE CIRCUIT BREAKER | 29208.8
3WL1232-4BB36-4GN4 | WITHDRAWABLE CIRCUIT BREAKER | 29572.04
3WL1232-4BB48-1AA2 | WITHDRAWABLE CIRCUIT BREAKER | 34719.89
3WL1232-4BB48-1AA4 | WITHDRAWABLE CIRCUIT BREAKER | 35083.11
3WL1232-4CB31-1AA2 | FIXED-MOUNTED CIRCUIT BREAKER | 22924.75
3WL1232-4CB31-1AP2 | FIXED-MOUNTED CIRCUIT BREAKER | 23393.82
3WL1232-4CB32-4GA2 | FIXED-MOUNTED CIRCUIT BREAKER | 24129.91
3WL1232-4CB32-4GA4 | FIXED-MOUNTED CIRCUIT BREAKER | 24493.16
3WL1232-4CB32-4GG2 | FIXED-MOUNTED CIRCUIT BREAKER | 24485.13
3WL1232-4CB32-4GN2 | FIXED-MOUNTED CIRCUIT BREAKER | 24550.09
3WL1232-4CB32-4GN4 | FIXED-MOUNTED CIRCUIT BREAKER | 24913.32
3WL1220-3EG32-4GP2 | FIXED-MOUNTED CIRCUIT BREAKER | 17975.76
3WL1220-3EG32-4GP4 | FIXED-MOUNTED CIRCUIT BREAKER | 18339
3WL1220-3EG32-5AA2 | FIXED-MOUNTED CIRCUIT BREAKER | 17151.47
3WL1220-3EG32-5AM2 | FIXED-MOUNTED CIRCUIT BREAKER | 17571.63
3WL1220-3EG36-4GN2 | WITHDRAWABLE CIRCUIT BREAKER | 21454.96
3WL1220-3EG36-4GN4 | WITHDRAWABLE CIRCUIT BREAKER | 21818.2
3WL1220-3EG36-4GP2 | WITHDRAWABLE CIRCUIT BREAKER | 21503.87
3WL1220-3EG36-4GP4 | WITHDRAWABLE CIRCUIT BREAKER | 21867.11
3WL1220-3EG46-1AA2 | WITHDRAWABLE CIRCUIT BREAKER | 23277.55
3WL1220-3EG46-1GA2 | WITHDRAWABLE CIRCUIT BREAKER | 23632.77
3WL1220-3EG46-1GN2 | WITHDRAWABLE CIRCUIT BREAKER | 24052.95
3WL1220-3EG46-4AN4 | WITHDRAWABLE CIRCUIT BREAKER | 26033.49
3WL1220-3EG46-4GA2 | WITHDRAWABLE CIRCUIT BREAKER | 25605.31
3WL1220-3FB32-4GA4-ZK07 | FIXED-MOUNTED CIRCUIT BREAKER | 17190.75
3WL1220-3FB32-4GN2 | FIXED-MOUNTED CIRCUIT BREAKER | 17125
3WL1220-3FB32-4GN4 | FIXED-MOUNTED CIRCUIT BREAKER | 17488.24
3WL1220-3FB32-4GP2 | FIXED-MOUNTED CIRCUIT BREAKER | 17173.91
3WL1220-3FB36-4GG4 | WITHDRAWABLE CIRCUIT BREAKER | 20951.4
3WL1220-3FB36-4GN2 | WITHDRAWABLE CIRCUIT BREAKER | 20653.11
3WL1220-3FB36-4GN4 | WITHDRAWABLE CIRCUIT BREAKER | 21016.36
3WL1220-3FB36-4GP2 | WITHDRAWABLE CIRCUIT BREAKER | 20702.03
3WL1220-3FB38-4GA4 | WITHDRAWABLE CIRCUIT BREAKER | 20596.2
3WL1220-3FB42-1AA2 | FIXED-MOUNTED CIRCUIT BREAKER | 18386.31
3WL1220-3FB42-1GA2 | FIXED-MOUNTED CIRCUIT BREAKER | 18741.53
3WL1220-3FB45-4GJ4 | WITHDRAWABLE CIRCUIT BREAKER | 22860.6
3WL1220-3FG32-4GP2 | FIXED-MOUNTED CIRCUIT BREAKER | 18432.81
3WL1220-3FG32-4GP4 | FIXED-MOUNTED CIRCUIT BREAKER | 18796.05
3WL1220-3FG33-1AA2 | FIXED-MOUNTED CIRCUIT BREAKER | 16357.63
3WL1220-3FG34-1AA2 | FIXED-MOUNTED CIRCUIT BREAKER | 16357.63
3WL1220-3FG35-1AA2 | WITHDRAWABLE CIRCUIT BREAKER | 17480.22
3WL1220-3FG46-1GA2 | WITHDRAWABLE CIRCUIT BREAKER | 24089.82
3WL1220-3FG46-4BA2 | WITHDRAWABLE CIRCUIT BREAKER | 26062.36
3WL1220-3FG46-5FA2 | WITHDRAWABLE CIRCUIT BREAKER | 26062.36
3WL1220-3NB31-1AA2 | FIXED-MOUNTED CIRCUIT BREAKER | 17448.15
3WL1220-3NG32-4GA4 | FIXED-MOUNTED CIRCUIT BREAKER | 20628.27
3WL1220-3NG33-1AA2 | FIXED-MOUNTED CIRCUIT BREAKER | 18658.94
3WL1220-3NG34-1AA2 | FIXED-MOUNTED CIRCUIT BREAKER | 18658.94
3WL1220-3NG35-1AA2 | WITHDRAWABLE CIRCUIT BREAKER | 19781.52
3WL1220-4AA32-1AS2 | FIXED-MOUNT NON-AUT. CIRCUIT-B. | 13214.4
3WL1220-4AA32-1GA2 | FIXED-MOUNT NON-AUT. CIRCUIT-B. | 12543.26
3WL1220-4AA32-4BA2-ZF02 | FIXED-MOUNT NON-AUT. CIRCUIT-B. | 16271.83
3WL1220-4AA32-4GA2 | FIXED-MOUNT NON-AUT. CIRCUIT-B. | 14515.8
3WL1220-4AA32-4GA4 | FIXED-MOUNT NON-AUT. CIRCUIT-B. | 14879.04
3WL1220-4AA37-1AA2 | WITHDRAW. NON-AUT. CIRCUIT-B. | 16036.9
3WL1220-4AA38-1AA2 | WITHDRAW. NON-AUT. CIRCUIT-B. | 15555.78
3WL1220-4AA38-1AG4 | WITHDRAW. NON-AUT. CIRCUIT-B. | 16274.25
3WL1220-4AA38-1GG4 | WITHDRAW. NON-AUT. CIRCUIT-B. | 16629.47
3WL1220-4AA46-4GA4 | WITHDRAW. NON-AUT. CIRCUIT-B. | 22897.49
3WL1225-3CB34-4GS4-ZK07 | FIXED-MOUNTED CIRCUIT BREAKER | 22755.55
3WL1225-3CB35-1AA2 | WITHDRAWABLE CIRCUIT BREAKER | 19156.08
3WL1225-3CB36-1AG2 | WITHDRAWABLE CIRCUIT BREAKER | 21997.01
3WL1225-3CB36-1AJ2 | WITHDRAWABLE CIRCUIT BREAKER | 22061.97
3WL1225-3CB36-1AM2 | WITHDRAWABLE CIRCUIT BREAKER | 22061.97
3WL1225-3CB36-1AN2 | WITHDRAWABLE CIRCUIT BREAKER | 22061.97
3WL1225-3CB36-3GA2 | WITHDRAWABLE CIRCUIT BREAKER | 22352.23
3WL1225-3CB36-3GN2 | WITHDRAWABLE CIRCUIT BREAKER | 22772.39
3WL1225-3CB36-4AA2 | WITHDRAWABLE CIRCUIT BREAKER | 23614.33
3WL1225-3CB36-4AA4 | WITHDRAWABLE CIRCUIT BREAKER | 23977.57
3WL1225-3CB36-4GN4 | WITHDRAWABLE CIRCUIT BREAKER | 24752.95
3WL1225-3CB36-4GP2 | WITHDRAWABLE CIRCUIT BREAKER | 24438.64
3WL1225-3CB36-4GP4 | WITHDRAWABLE CIRCUIT BREAKER | 24801.86
3WL1225-3CB36-4GS7 | WITHDRAWABLE CIRCUIT BREAKER | 25359.15
3WL1225-3CB38-1AA2 | WITHDRAWABLE CIRCUIT BREAKER | 21641.79
3WL1225-3CB38-1AN4 | WITHDRAWABLE CIRCUIT BREAKER | 22425.19
3WL1225-3CB38-4AN4 | WITHDRAWABLE CIRCUIT BREAKER | 24397.73
3WL1225-3CB38-4GA4 | WITHDRAWABLE CIRCUIT BREAKER | 24332.79
3WL1225-3CB42-1GA4 | FIXED-MOUNTED CIRCUIT BREAKER | 24204.5
3WL1225-3CB42-1GJ2 | FIXED-MOUNTED CIRCUIT BREAKER | 24261.42
3WL1225-3CB42-4AA2 | FIXED-MOUNTED CIRCUIT BREAKER | 25458.58
3WL1225-3CB42-4AA4 | FIXED-MOUNTED CIRCUIT BREAKER | 25821.82
3WL1225-3CB46-1GA4 | WITHDRAWABLE CIRCUIT BREAKER | 29015.57
3WL1225-3CB46-1GG2 | WITHDRAWABLE CIRCUIT BREAKER | 29007.54
3WL1225-3CB46-1GG4 | WITHDRAWABLE CIRCUIT BREAKER | 29370.77
3WL1225-3CB46-1GN2 | WITHDRAWABLE CIRCUIT BREAKER | 29072.49
3WL1225-3DG31-1AA2 | FIXED-MOUNTED CIRCUIT BREAKER | 19909.81
3WL1225-3DG31-4AN4 | FIXED-MOUNTED CIRCUIT BREAKER | 22665.75
3WL1225-3DG31-4GA2 | FIXED-MOUNTED CIRCUIT BREAKER | 22237.57
3WL1225-3DG31-4GA4 | FIXED-MOUNTED CIRCUIT BREAKER | 22600.81
3WL1225-3DG32-1AA2 | FIXED-MOUNTED CIRCUIT BREAKER | 19268.33
3WL1225-3DG32-6BN4 | FIXED-MOUNTED CIRCUIT BREAKER | 22379.49
3WL1225-3DG33-1AA2 | FIXED-MOUNTED CIRCUIT BREAKER | 19909.81
3WL1225-3DG34-1AA2 | FIXED-MOUNTED CIRCUIT BREAKER | 19909.81
3WL1225-3DG34-1AJ2 | FIXED-MOUNTED CIRCUIT BREAKER | 20329.98
3WL1225-3DG36-4GA4 | WITHDRAWABLE CIRCUIT BREAKER | 25327.07
3WL1225-3DG36-4GA8 | WITHDRAWABLE CIRCUIT BREAKER | 25327.07
3WL1225-3DG36-4GG2 | WITHDRAWABLE CIRCUIT BREAKER | 25319.05
3WL1225-3DG36-4GN2 | WITHDRAWABLE CIRCUIT BREAKER | 25384.01
3WL1232-3EB32-4GN4 | FIXED-MOUNTED CIRCUIT BREAKER | 23814.79
3WL1232-3EB32-4GP2 | FIXED-MOUNTED CIRCUIT BREAKER | 23500.48
3WL1232-3EB32-4GP4 | FIXED-MOUNTED CIRCUIT BREAKER | 23863.7
3WL1232-3EB32-5AA2 | FIXED-MOUNTED CIRCUIT BREAKER | 22676.17
3WL1232-3EB35-4GA2 | WITHDRAWABLE CIRCUIT BREAKER | 24554.9
3WL1232-3EB35-4GG4 | WITHDRAWABLE CIRCUIT BREAKER | 25273.35
3WL1232-3EB35-4GN2 | WITHDRAWABLE CIRCUIT BREAKER | 24975.06
3WL1232-3EB35-5BA4 | WITHDRAWABLE CIRCUIT BREAKER | 24918.13
3WL1232-3EB36-4GA4 | WITHDRAWABLE CIRCUIT BREAKER | 29087.72
3WL1232-3EB36-4GG2 | WITHDRAWABLE CIRCUIT BREAKER | 29079.71
3WL1232-3EB36-4GG7 | WITHDRAWABLE CIRCUIT BREAKER | 29442.94
3WL1232-3EB36-4GG8 | WITHDRAWABLE CIRCUIT BREAKER | 29442.94
3WL1232-3EB41-1GA2 | FIXED-MOUNTED CIRCUIT BREAKER | 29077.3
3WL1232-3EB42-1AA2 | FIXED-MOUNTED CIRCUIT BREAKER | 27118.39
3WL1232-3EB42-1DA2 | FIXED-MOUNTED CIRCUIT BREAKER | 27498.47
3WL1232-3EB42-1GA2 | FIXED-MOUNTED CIRCUIT BREAKER | 27473.61
3WL1232-3EB45-4GG2 | WITHDRAWABLE CIRCUIT BREAKER | 31725.79
3WL1232-3EB45-5FM4 | WITHDRAWABLE CIRCUIT BREAKER | 32153.99
3WL1232-3EB46-1AA2 | WITHDRAWABLE CIRCUIT BREAKER | 34254.82
3WL1232-3EB46-1AN2 | WITHDRAWABLE CIRCUIT BREAKER | 34674.98
3WL1225-3CB32-1AJ2 | FIXED-MOUNTED CIRCUIT BREAKER | 18694.2
3WL1225-3CB32-1AM2 | FIXED-MOUNTED CIRCUIT BREAKER | 18694.2
3WL1225-3CB32-1AN2 | FIXED-MOUNTED CIRCUIT BREAKER | 18694.2
3WL1225-3CB32-3AA2 | FIXED-MOUNTED CIRCUIT BREAKER | 18629.26
3WL1225-3CB32-3GA2 | FIXED-MOUNTED CIRCUIT BREAKER | 18984.48
3WL1225-3CB32-3GA4 | FIXED-MOUNTED CIRCUIT BREAKER | 19347.71
3WL1225-3CB32-4AA2 | FIXED-MOUNTED CIRCUIT BREAKER | 20246.58
3WL1225-3CB32-4GN4 | FIXED-MOUNTED CIRCUIT BREAKER | 21385.2
3WL1225-3CB32-4GP2 | FIXED-MOUNTED CIRCUIT BREAKER | 21070.87
3WL1225-3CB32-4GP4 | FIXED-MOUNTED CIRCUIT BREAKER | 21434.12
3WL1225-3CB32-4GS4 | FIXED-MOUNTED CIRCUIT BREAKER | 21991.4
3WL1225-3CB32-5AM2 | FIXED-MOUNTED CIRCUIT BREAKER | 20666.74
3WL1225-3CB34-1AN4 | FIXED-MOUNTED CIRCUIT BREAKER | 19698.93
3WL1225-3CB34-1AP2 | FIXED-MOUNTED CIRCUIT BREAKER | 19384.6
3WL1225-3CB34-1FA2 | FIXED-MOUNTED CIRCUIT BREAKER | 19270.74
3WL1225-3CB34-1GA2 | FIXED-MOUNTED CIRCUIT BREAKER | 19270.74
3WL1225-3CB35-4FA2 | WITHDRAWABLE CIRCUIT BREAKER | 21483.82
3WL1225-3CB35-4GA2 | WITHDRAWABLE CIRCUIT BREAKER | 21483.82
3WL1225-3CB35-4GA4 | WITHDRAWABLE CIRCUIT BREAKER | 21847.06
3WL1225-3CB35-4GN2 | WITHDRAWABLE CIRCUIT BREAKER | 21904
3WL1225-3CB36-1FA2 | WITHDRAWABLE CIRCUIT BREAKER | 21997.01
3WL1225-3CB36-1FA4 | WITHDRAWABLE CIRCUIT BREAKER | 22360.25
3WL1225-3CB36-1GA2 | WITHDRAWABLE CIRCUIT BREAKER | 21997.01
3WL1225-3CB36-1GA4 | WITHDRAWABLE CIRCUIT BREAKER | 22360.25
3WL1225-3CB36-1GG2 | WITHDRAWABLE CIRCUIT BREAKER | 22352.23
3WL1225-3CB36-4AS2 | WITHDRAWABLE CIRCUIT BREAKER | 24640.69
3WL1225-3CB36-4AS4 | WITHDRAWABLE CIRCUIT BREAKER | 25003.93
3WL1225-3CB36-4BA2-ZK07 | WITHDRAWABLE CIRCUIT BREAKER | 24092.23
3WL1225-3CB36-4BA4 | WITHDRAWABLE CIRCUIT BREAKER | 24332.79
3WL1225-3CB36-5FA4 | WITHDRAWABLE CIRCUIT BREAKER | 24332.79
3WL1225-3CB36-5FM4 | WITHDRAWABLE CIRCUIT BREAKER | 24752.95
3WL1225-3CB36-5FR2 | WITHDRAWABLE CIRCUIT BREAKER | 24995.91
3WL1225-3CB37-1AA2 | WITHDRAWABLE CIRCUIT BREAKER | 22363.46
3WL1225-3CB42-1AA2 | FIXED-MOUNTED CIRCUIT BREAKER | 23486.04
3WL1225-3CB42-1AA4 | FIXED-MOUNTED CIRCUIT BREAKER | 23849.28
3WL1225-3CB42-1AN2 | FIXED-MOUNTED CIRCUIT BREAKER | 23906.2
3WL1225-3CB42-1AN2-ZK07 | FIXED-MOUNTED CIRCUIT BREAKER | 24028.88
3WL1225-3CB43-1AA2 | FIXED-MOUNTED CIRCUIT BREAKER | 24287.88
3WL1225-3CB44-1AA2 | FIXED-MOUNTED CIRCUIT BREAKER | 24287.88
3WL1225-3CB44-1AN2-ZS07 | FIXED-MOUNTED CIRCUIT BREAKER | 24852.38
3WL1225-3CB44-1GA2 | FIXED-MOUNTED CIRCUIT BREAKER | 24643.1
3WL1225-3CB46-4GS2 | WITHDRAWABLE CIRCUIT BREAKER | 31651.22
3WL1225-3CB46-5FM4 | WITHDRAWABLE CIRCUIT BREAKER | 31408.27
3WL1225-3CB47-1AA2 | WITHDRAWABLE CIRCUIT BREAKER | 29018.76
3WL1225-3CB48-1AA2 | WITHDRAWABLE CIRCUIT BREAKER | 28297.11
3WL1225-3DG32-4GA2 | FIXED-MOUNTED CIRCUIT BREAKER | 21596.09
3WL1225-3DG32-4GA4 | FIXED-MOUNTED CIRCUIT BREAKER | 21959.33
3WL1225-3DG32-4GG4 | FIXED-MOUNTED CIRCUIT BREAKER | 22314.55
3WL1225-3DG32-4GN2 | FIXED-MOUNTED CIRCUIT BREAKER | 22016.26
3WL1225-3DG35-4GN4 | WITHDRAWABLE CIRCUIT BREAKER | 23261.52
3WL1225-3DG35-5FA4 | WITHDRAWABLE CIRCUIT BREAKER | 22841.35
3WL1225-3DG36-1AA2 | WITHDRAWABLE CIRCUIT BREAKER | 22636.07
3WL1225-3DG36-1AA4 | WITHDRAWABLE CIRCUIT BREAKER | 22999.32
3WL1225-3DG36-1AF4 | WITHDRAWABLE CIRCUIT BREAKER | 23354.53
3WL1232-3EB32-3AN2 | FIXED-MOUNTED CIRCUIT BREAKER | 21479.03
3WL1232-3EB32-4AN2 | FIXED-MOUNTED CIRCUIT BREAKER | 23096.35
3WL1232-3EB32-4AT2 | FIXED-MOUNTED CIRCUIT BREAKER | 23806.77
3WL1232-3EB32-4GA2 | FIXED-MOUNTED CIRCUIT BREAKER | 23031.39
3WL1232-3EB34-1AA2 | FIXED-MOUNTED CIRCUIT BREAKER | 21505.48
3WL1232-3EB46-1DA2 | WITHDRAWABLE CIRCUIT BREAKER | 34634.88
3WL1232-3EB46-6BA2 | WITHDRAWABLE CIRCUIT BREAKER | 36582.58
3WL1232-3EB47-1AA2 | WITHDRAWABLE CIRCUIT BREAKER | 35377.4
3WL1232-3EB47-4GA2 | WITHDRAWABLE CIRCUIT BREAKER | 37705.15
3WL1232-3EB48-1AA2 | WITHDRAWABLE CIRCUIT BREAKER | 34254.82
3WL1232-3EG32-5AA4 | FIXED-MOUNTED CIRCUIT BREAKER | 24250.2
3WL1232-3EG32-6BJ4 | FIXED-MOUNTED CIRCUIT BREAKER | 25025.58
3WL1232-3EG33-1AA2 | FIXED-MOUNTED CIRCUIT BREAKER | 22716.26
3WL1232-3EG34-1AA2 | FIXED-MOUNTED CIRCUIT BREAKER | 22716.26
3WL1232-3EG36-4GN2 | WITHDRAWABLE CIRCUIT BREAKER | 30355.44
3WL1232-3EG36-4GN4 | WITHDRAWABLE CIRCUIT BREAKER | 30718.69
3WL1232-3EG36-4GP2 | WITHDRAWABLE CIRCUIT BREAKER | 30404.36
3WL1232-3EG36-4GP4 | WITHDRAWABLE CIRCUIT BREAKER | 30767.6
3WL1232-3EG42-4GA4 | FIXED-MOUNTED CIRCUIT BREAKER | 31020.18
3WL1232-3EG43-1AA2 | FIXED-MOUNTED CIRCUIT BREAKER | 29932.87
3WL1232-3EG44-1AA2 | FIXED-MOUNTED CIRCUIT BREAKER | 29932.87
3WL1232-3EG45-1AA2 | WITHDRAWABLE CIRCUIT BREAKER | 30253.6
3WL1232-3EG46-5FA7 | WITHDRAWABLE CIRCUIT BREAKER | 38156.59
3WL1232-3EG46-6BJ4 | WITHDRAWABLE CIRCUIT BREAKER | 38576.75
3WL1232-3EG47-1AA2 | WITHDRAWABLE CIRCUIT BREAKER | 36588.18
3WL1232-3EG47-2AA2 | WITHDRAWABLE CIRCUIT BREAKER | 36943.4
3WL1232-3FB32-4GP4 | FIXED-MOUNTED CIRCUIT BREAKER | 24272.65
3WL1232-3FB32-5FM2 | FIXED-MOUNTED CIRCUIT BREAKER | 23860.49
3WL1232-3FB33-1AA2 | FIXED-MOUNTED CIRCUIT BREAKER | 21914.42
3WL1232-3FB33-4GS4 | FIXED-MOUNTED CIRCUIT BREAKER | 25631.78
3WL1232-3FB36-1AA2 | WITHDRAWABLE CIRCUIT BREAKER | 26805.68
3WL1232-3FB36-1AA4 | WITHDRAWABLE CIRCUIT BREAKER | 27168.91
3WL1232-3FB36-1AR2 | WITHDRAWABLE CIRCUIT BREAKER | 27832.04
3WL1232-3FB36-1BA2 | WITHDRAWABLE CIRCUIT BREAKER | 27160.9
3WL1232-3FB36-1EA4 | WITHDRAWABLE CIRCUIT BREAKER | 27548.99
3WL1232-3FB36-4GP2 | WITHDRAWABLE CIRCUIT BREAKER | 29602.51
3WL1232-3FB36-4GP4 | WITHDRAWABLE CIRCUIT BREAKER | 29965.75
3WL1232-3FB36-4GS4 | WITHDRAWABLE CIRCUIT BREAKER | 30523.02
3WL1232-3FB36-4GT4 | WITHDRAWABLE CIRCUIT BREAKER | 30627.26
3WL1110-2DG36-5FA2 | WITHDRAWABLE CIRCUIT BREAKER | 10923.54
3WL1110-2DG37-1AA2 | WITHDRAWABLE CIRCUIT BREAKER | 9084.9
3WL1110-2DG38-1AA2 | WITHDRAWABLE CIRCUIT BREAKER | 8595.78
3WL1110-2DG38-4BA2 | WITHDRAWABLE CIRCUIT BREAKER | 10923.54
3WL1110-2DG48-1AA2 | WITHDRAWABLE CIRCUIT BREAKER | 11811.17
3WL1110-2DG66-1AA2 | WITHDRAWABLE CIRCUIT BREAKER | 8595.78
3WL1110-2EB31-1AA2 | FIXED-MOUNTED CIRCUIT BREAKER | 6478.91
3WL1110-2EB31-1GA4 | FIXED-MOUNTED CIRCUIT BREAKER | 7197.37
3WL1110-2EB31-3GA2-ZK07 | FIXED-MOUNTED CIRCUIT BREAKER | 7312.03
3WL1110-2EB32-4AN8 | FIXED-MOUNTED CIRCUIT BREAKER | 8769.78
3WL1110-2EB32-4AS4 | FIXED-MOUNTED CIRCUIT BREAKER | 9375.97
3WL1110-2EB32-4BA2 | FIXED-MOUNTED CIRCUIT BREAKER | 8341.6
3WL1110-2EB32-4BJ2 | FIXED-MOUNTED CIRCUIT BREAKER | 8761.76
3WL1110-2EB34-4AN2 | FIXED-MOUNTED CIRCUIT BREAKER | 8871.6
3WL1110-2EB34-4AN2-ZC22 | FIXED-MOUNTED CIRCUIT BREAKER | 9072.07
3WL1110-2EB34-4FA2 | FIXED-MOUNTED CIRCUIT BREAKER | 8806.66
3WL1110-2EB34-4GA2 | FIXED-MOUNTED CIRCUIT BREAKER | 8806.66
3WL1110-2EB35-4GN2 | WITHDRAWABLE CIRCUIT BREAKER | 9499.45
3WL1110-2EB36-1AA2 | WITHDRAWABLE CIRCUIT BREAKER | 8026.47
3WL1110-2EB36-1AT2 | WITHDRAWABLE CIRCUIT BREAKER | 9157.07
3WL1110-2EB36-1BA2 | WITHDRAWABLE CIRCUIT BREAKER | 8381.69
3WL1110-2EB36-4GP4 | WITHDRAWABLE CIRCUIT BREAKER | 11186.54
3WL1110-2EB36-5AA4 | WITHDRAWABLE CIRCUIT BREAKER | 10362.24
3WL1110-2EB36-5AM2 | WITHDRAWABLE CIRCUIT BREAKER | 10419.17
3WL1110-2EB36-5FA2 | WITHDRAWABLE CIRCUIT BREAKER | 10354.23
7MF9411-5BA-ZK16M11 | 3-way valve block DN 5 | 286.13
7MF9411-5BA-ZK16M12 | 3-way valve block DN 5 | 297.52
7MF9411-5BA-ZK16M21 | 3-way valve block DN 5 | 313.99
7MF9411-5BA-ZK26M12 | 3-way valve block DN 5 | 303.86
7MF9411-5BA-ZK26M21 | 3-way valve block DN 5 | 320.31
7MF9411-5BA-ZK36M22 | 3-way valve block DN 5 | 359.56
7MF9411-5BA-ZK36S13 | 3-way valve block DN 5 | 424.13
7MF9411-5BA-ZK46M21S13 | 3-way valve block DN 5 | 516.56
7MF9411-5BA-ZK46S13 | 3-way valve block DN 5 | 462.12
7MF9411-5BA-ZM12 | 3-way valve block DN 5 | 289.92
7MF9411-5CA-ZD07K46M22 | 5-way valve block DN 5 | 767.24
7MF9411-5CA-ZK16 | 5-way valve block DN 5 | 424.13
7MF9411-5CA-ZK16S14 | 5-way valve block DN 5 | 627.98
7MF9411-5CA-ZK26M11 | 5-way valve block DN 5 | 457.05
7MF9411-5CA-ZK26S14 | 5-way valve block DN 5 | 634.3
7MF9411-5CA-ZK36M11 | 5-way valve block DN 5 | 455.78
7MF9411-5CA-ZK36S14 | 5-way valve block DN 5 | 633.04
7MF9411-5CA-ZK46M11 | 5-way valve block DN 5 | 493.77
7MF9411-5CA-ZM12 | 5-way valve block DN 5 | 454.52
7MF9411-5CA-ZM22 | 5-way valve block DN 5 | 511.48
7MF9412-1BA-ZM16 | 2-spindle valve manifold rotating sleeve | 377.29
7MF9412-1CA | 2-spindle v. manifold w. flange connect. | 440.6
7MF9413-1EA-ZK16M16 | 5-spindle valve manifold | 639.37
7MF9413-1EA-ZK16M18 | 5-spindle valve manifold | 734.33
7MF9413-1EA-ZK36M16M18 | 5-spindle valve manifold | 757.11
7MF9413-1EA-ZK36M18 | 5-spindle valve manifold | 739.38
7MF9416-1DA | 3-way-v. manifold DN 8 witho. test conne | 571
7MF9416-1DA-ZB16M12 | 3-way-v. manifold DN 8 witho. test conne | 621.64
7MF9416-1EA-ZB16M12 | 3-way-v. manifold DN 8 with test connec | 1348.37
7MF9416-1EA-ZB34M11 | 3-way-v. manifold DN 8 with test connec | 1367.36
7MF9416-2CA-ZM12 | 3-way-v. manifold DN 8 witho. test conne | 419.07
7MF9416-2DA-ZB11 | 3-way-v. manifold DN 8 with. test conne | 478.57
7MH7122-2BM81-1A | MSI BELT SCALE | 8699.68
7MH7122-2BN41-1A | MSI BELT SCALE | 8699.68
7MH7122-2BV41-1A-ZC11 | MSI BELT SCALE | 8923.51
7MH7122-2BW52-4D-ZY15 | MSI BELT SCALE | 23471.77
7MH7122-2CF52-4A-ZC11 | MSI BELT SCALE | 20398.26
7MH7122-2CK51-1C | MSI BELT SCALE | 13654.33
7MH7122-2DC71-1A | MSI BELT SCALE | 11001.24
7MH7122-2DD61-1C | MSI BELT SCALE | 15156.64
7MH7123-1AC10 | MUS Universal Belt Scale | 4209.95
7MH7123-1AD10 | MUS Universal Belt Scale | 4209.95
7MH7123-2BC10 | MUS Universal Belt Scale | 5446.81
7MH7123-2BE10 | MUS Universal Belt Scale | 5446.81
7MH7125-1AC10-ZC11 | MCS BELT SCALE | 5088.09
7MH7125-1AD20 | MCS BELT SCALE | 5039.29
7MH7125-2AC10 | MCS BELT SCALE | 5722.31
7MH7125-2AD10 | MCS BELT SCALE | 5722.31
7MH7126-1CA5 | MLC BELT SCALE | 10600.9
7MH7126-1DA1 | MLC BELT SCALE | 10962.49
7MH7126-1FA5 | MLC BELT SCALE | 11669.88
7MH7126-1FB5 | MLC BELT SCALE | 11669.88
7MH7126-1GB1 | MLC BELT SCALE | 10392.83
7MH7126-1HB2 | MLC BELT SCALE | 10645.38
7MH7126-1JA2 | MLC BELT SCALE | 11008.4
7MH7126-1LB2 | MLC BELT SCALE | 11906.64
7MH7126-1MA1 | MLC BELT SCALE | 10048.47
7MH7126-2BA5 | MLC BELT SCALE | 13595.5
7MH7126-2CA1 | MLC BELT SCALE | 14024.52
7MH7126-2DA1 | MLC BELT SCALE | 14457.86
7MH7126-2EA5 | MLC BELT SCALE | 14889.75
7MH7126-2FA5 | MLC BELT SCALE | 15327.4
7MH7126-2KB2 | MLC BELT SCALE | 15795.16
7MH7126-2MA1 | MLC BELT SCALE | 13165.03
7MH7127-1CG1 | Flat bar calibration weight | 253.98
7MH7127-2AA1 | Flat bar calibration weight | 126.27
7MH7127-2BK1 | Flat bar calibration weight | 284.1
7MH7127-2CA1 | Flat bar calibration weight | 340.07
7MH7131-1BA10 | TASS Speed Sensor | 2961.59
3WL1232-3EB34-4AS4-ZK07 | FIXED-MOUNTED CIRCUIT BREAKER | 24990.3
3WL1232-3EB35-1AA2 | WITHDRAWABLE CIRCUIT BREAKER | 22227.15
3WL1232-3EB35-1AN2 | WITHDRAWABLE CIRCUIT BREAKER | 22647.31
3WL1232-3EB36-1BA8 | WITHDRAWABLE CIRCUIT BREAKER | 27115.18
3WL1232-3EB36-1BB2 | WITHDRAWABLE CIRCUIT BREAKER | 27107.17
3WL1232-3EB36-1GA2 | WITHDRAWABLE CIRCUIT BREAKER | 26751.95
3WL1232-3EB36-1GG2 | WITHDRAWABLE CIRCUIT BREAKER | 27107.17
3WL1232-3EB36-4GS2 | WITHDRAWABLE CIRCUIT BREAKER | 29750.85
3WL1232-3EB36-4GT4 | WITHDRAWABLE CIRCUIT BREAKER | 30218.33
3WL1232-3EB37-1AA2 | WITHDRAWABLE CIRCUIT BREAKER | 27278.77
3WL1232-3EB37-1DA2 | WITHDRAWABLE CIRCUIT BREAKER | 27658.84
3WL1232-3EB42-4GG4 | FIXED-MOUNTED CIRCUIT BREAKER | 30164.61
3WL1232-3EB43-1AA2 | FIXED-MOUNTED CIRCUIT BREAKER | 28722.08
3WL1232-3EB44-1AA2 | FIXED-MOUNTED CIRCUIT BREAKER | 28722.08
3WL1232-3EB45-1AA2 | WITHDRAWABLE CIRCUIT BREAKER | 29042.83
3WL1232-3EB46-4AA2 | WITHDRAWABLE CIRCUIT BREAKER | 36227.36
3WL1232-3EB46-4AG4 | WITHDRAWABLE CIRCUIT BREAKER | 36945.8
3WL1232-3EB46-4AN4 | WITHDRAWABLE CIRCUIT BREAKER | 37010.76
3WL1232-3EB46-4GA2 | WITHDRAWABLE CIRCUIT BREAKER | 36582.58
3WL1232-3EG32-1AS2 | FIXED-MOUNTED CIRCUIT BREAKER | 22940.78
3WL1232-3EG32-1GN4 | FIXED-MOUNTED CIRCUIT BREAKER | 23053.04
3WL1232-3EG32-4AA2 | FIXED-MOUNTED CIRCUIT BREAKER | 23886.96
3WL1232-3EG32-4GA2 | FIXED-MOUNTED CIRCUIT BREAKER | 24242.18
3WL1232-3EG32-4GA4 | FIXED-MOUNTED CIRCUIT BREAKER | 24605.42
3WL1232-3EG36-1AA2 | WITHDRAWABLE CIRCUIT BREAKER | 27607.53
3WL1232-3EG36-1AA4 | WITHDRAWABLE CIRCUIT BREAKER | 27970.75
3WL1232-3EG36-1AN2 | WITHDRAWABLE CIRCUIT BREAKER | 28027.68
3WL1232-3EG36-1BA2 | WITHDRAWABLE CIRCUIT BREAKER | 27962.74
3WL1232-3EG37-4GA4 | WITHDRAWABLE CIRCUIT BREAKER | 31180.55
3WL1232-3EG38-1AA2 | WITHDRAWABLE CIRCUIT BREAKER | 27607.53
3WL1232-3EG38-4GA2 | WITHDRAWABLE CIRCUIT BREAKER | 29935.28
3WL1232-3EG41-1AA2 | FIXED-MOUNTED CIRCUIT BREAKER | 29932.87
3WL1232-3EG46-1GA4 | WITHDRAWABLE CIRCUIT BREAKER | 36184.05
3WL1232-3EG46-4AN8 | WITHDRAWABLE CIRCUIT BREAKER | 38221.53
3WL1232-3EG46-4BG4 | WITHDRAWABLE CIRCUIT BREAKER | 38511.81
3WL1232-3EG46-4GA2 | WITHDRAWABLE CIRCUIT BREAKER | 37793.35
3WL1232-3FB32-1AA4 | FIXED-MOUNTED CIRCUIT BREAKER | 21475.82
3WL1232-3FB32-1GA2 | FIXED-MOUNTED CIRCUIT BREAKER | 21467.79
3WL1232-3FB32-4BA2 | FIXED-MOUNTED CIRCUIT BREAKER | 23440.33
3WL1232-3FB32-4BJ2 | FIXED-MOUNTED CIRCUIT BREAKER | 23860.49
3WL1232-3FB34-4AN4 | FIXED-MOUNTED CIRCUIT BREAKER | 24670.36
3WL1232-3FB34-4AS4 | FIXED-MOUNTED CIRCUIT BREAKER | 25276.56
3WL1232-3FB34-4FA2 | FIXED-MOUNTED CIRCUIT BREAKER | 24242.18
3WL1232-3FB34-4GA2 | FIXED-MOUNTED CIRCUIT BREAKER | 24242.18
3WL1232-3FB36-3GA2 | WITHDRAWABLE CIRCUIT BREAKER | 27516.1
3WL1232-3FB36-4AN2-ZF05 | WITHDRAWABLE CIRCUIT BREAKER | 30906.31
3WL1232-3FB36-4AS4 | WITHDRAWABLE CIRCUIT BREAKER | 30167.82
3WL1232-3FB36-4GA2 | WITHDRAWABLE CIRCUIT BREAKER | 29133.44
3WL1110-2DG36-1FF2 | WITHDRAWABLE CIRCUIT BREAKER | 9306.2
3WL1110-2DG36-1GA2 | WITHDRAWABLE CIRCUIT BREAKER | 8951
3WL1110-2DG36-4GA2 | WITHDRAWABLE CIRCUIT BREAKER | 10923.54
3WL1110-2DG36-4GA4 | WITHDRAWABLE CIRCUIT BREAKER | 11286.77
3WL1110-2DG36-4GN2 | WITHDRAWABLE CIRCUIT BREAKER | 11343.7
3WL1110-2DG42-4AP4 | FIXED-MOUNTED CIRCUIT BREAKER | 11945.88
3WL1110-2DG43-1AA2 | FIXED-MOUNTED CIRCUIT BREAKER | 9758.45
3WL1110-2DG44-1AA2 | FIXED-MOUNTED CIRCUIT BREAKER | 9758.45
3WL1110-2DG45-1AA2 | WITHDRAWABLE CIRCUIT BREAKER | 10087.21
3WL1110-2EB32-1GA2 | FIXED-MOUNTED CIRCUIT BREAKER | 6369.06
3WL1110-2EB32-1GA4-ZK07 | FIXED-MOUNTED CIRCUIT BREAKER | 6854.97
3WL1110-2EB36-5FA4 | WITHDRAWABLE CIRCUIT BREAKER | 10717.46
3WL1110-2EB41-1AA2 | FIXED-MOUNTED CIRCUIT BREAKER | 9189.14
3WL1110-2EB42-1AA2 | FIXED-MOUNTED CIRCUIT BREAKER | 8571.71
3WL1110-2EB42-1BA2 | FIXED-MOUNTED CIRCUIT BREAKER | 8926.93
3WL1110-2EB42-1GA2 | FIXED-MOUNTED CIRCUIT BREAKER | 8926.93
3WL1110-2EB47-1AA2 | WITHDRAWABLE CIRCUIT BREAKER | 11963.53
3WL1110-2EB48-1AA2 | WITHDRAWABLE CIRCUIT BREAKER | 11241.87
3WL1110-2EB48-1FP2 | WITHDRAWABLE CIRCUIT BREAKER | 12066.16
3WL1110-2EB48-4GA2 | WITHDRAWABLE CIRCUIT BREAKER | 13569.62
3WL1110-2EG35-1AA2 | WITHDRAWABLE CIRCUIT BREAKER | 7962.33
3WL1110-2EG36-1AA2 | WITHDRAWABLE CIRCUIT BREAKER | 9237.26
3WL1110-2EG36-4GA2 | WITHDRAWABLE CIRCUIT BREAKER | 11565
3WL1110-2EG36-4GA4 | WITHDRAWABLE CIRCUIT BREAKER | 11928.25
3WL1110-2EG36-4GN2 | WITHDRAWABLE CIRCUIT BREAKER | 11985.18
3WL1110-2EG47-1AA2 | WITHDRAWABLE CIRCUIT BREAKER | 13174.32
3WL1110-2EG48-1AA2 | WITHDRAWABLE CIRCUIT BREAKER | 12452.65
3WL1110-2FB31-1AA2 | FIXED-MOUNTED CIRCUIT BREAKER | 6887.85
3WL1110-2FB32-1AA2 | FIXED-MOUNTED CIRCUIT BREAKER | 6422.78
3WL1110-2FB33-4GA4-ZF02F05T40 | FIXED-MOUNTED CIRCUIT BREAKER | 13347.5
3WL1110-2FB34-1AA2 | FIXED-MOUNTED CIRCUIT BREAKER | 6887.85
3WL1110-2FB35-1AA2 | WITHDRAWABLE CIRCUIT BREAKER | 7160.48
3WL1110-2FB35-1GA4 | WITHDRAWABLE CIRCUIT BREAKER | 7878.93
3WL1112-2AA33-4AS4-ZC22 | FIXED-MOUNT NON-AUT. CIRCUIT-B. | 8582.15
3WL1112-2AA33-4BA2 | FIXED-MOUNT NON-AUT. CIRCUIT-B. | 7347.31
3WL1112-2AA33-4GA4 | FIXED-MOUNT NON-AUT. CIRCUIT-B. | 7710.54
3WL1112-2AA33-6AJ4 | FIXED-MOUNT NON-AUT. CIRCUIT-B. | 7775.49
3WL1112-2AA36-1AJ2 | WITHDRAW. NON-AUT. CIRCUIT-B. | 6666.53
3WL1112-2AA36-1FA2 | WITHDRAW. NON-AUT. CIRCUIT-B. | 6601.59
3WL1112-2AA36-1GA2 | WITHDRAW. NON-AUT. CIRCUIT-B. | 6601.59
3WL1112-2AA36-1GA4 | WITHDRAW. NON-AUT. CIRCUIT-B. | 6964.83
3WL1112-2AA36-1GN4 | WITHDRAW. NON-AUT. CIRCUIT-B. | 7384.99
3WL1112-3CB32-1GA2 | FIXED-MOUNTED CIRCUIT BREAKER | 7868.5
3WL1112-3CB32-1GA4 | FIXED-MOUNTED CIRCUIT BREAKER | 8231.75
3WL1112-3CB32-1GG2 | FIXED-MOUNTED CIRCUIT BREAKER | 8223.72
3WL1112-3CB32-1GN2 | FIXED-MOUNTED CIRCUIT BREAKER | 8288.66
3WL1112-3CB32-4BJ2-ZC11 | FIXED-MOUNTED CIRCUIT BREAKER | 10338.75
3WL1112-3CB32-4CN2 | FIXED-MOUNTED CIRCUIT BREAKER | 10286.06
3WL1112-3CB32-4GA2 | FIXED-MOUNTED CIRCUIT BREAKER | 9841.04
3WL1112-3CB32-4GA2-ZK07 | FIXED-MOUNTED CIRCUIT BREAKER | 9963.73
3WL1112-3CB32-6BA2 | FIXED-MOUNTED CIRCUIT BREAKER | 9841.04
3WL1112-3CB33-1AA2 | FIXED-MOUNTED CIRCUIT BREAKER | 7970.33
3WL1112-3CB33-1AJ2 | FIXED-MOUNTED CIRCUIT BREAKER | 8390.51
3WL1112-3CB33-1GA2-ZK07 | FIXED-MOUNTED CIRCUIT BREAKER | 8448.24
3WL1112-3CB33-4AJ2 | FIXED-MOUNTED CIRCUIT BREAKER | 10363.05
3WL1112-3CB34-4AN2 | FIXED-MOUNTED CIRCUIT BREAKER | 10363.05
3WL1112-3CB34-4AN4-ZT40 | FIXED-MOUNTED CIRCUIT BREAKER | 11030.97
3WL1112-3CB34-4AS2 | FIXED-MOUNTED CIRCUIT BREAKER | 10969.24
3WL1112-3CB34-4AS4 | FIXED-MOUNTED CIRCUIT BREAKER | 11332.47
3WL1112-3CB35-4AN2-ZC11K07S07 | WITHDRAWABLE CIRCUIT BREAKER | 10643.46
3WL1112-3CB35-4AN4 | WITHDRAWABLE CIRCUIT BREAKER | 10662.13
3WL1112-3CB35-4AS2 | WITHDRAWABLE CIRCUIT BREAKER | 10905.1
3WL1112-3CB35-4BA4 | WITHDRAWABLE CIRCUIT BREAKER | 10597.19
3WL1112-3CB36-1BJ8 | WITHDRAWABLE CIRCUIT BREAKER | 10544.25
3WL1112-3CB36-1FA2 | WITHDRAWABLE CIRCUIT BREAKER | 9760.85
3WL1112-3CB36-1GA2 | WITHDRAWABLE CIRCUIT BREAKER | 9760.85
3WL1112-3CB36-1GA4 | WITHDRAWABLE CIRCUIT BREAKER | 10124.09
3WL1112-3CB36-4GN4 | WITHDRAWABLE CIRCUIT BREAKER | 12516.79
3WL1112-3CB36-4GP2 | WITHDRAWABLE CIRCUIT BREAKER | 12202.48
3WL1110-2EB32-2GA2-ZK07 | FIXED-MOUNTED CIRCUIT BREAKER | 6846.96
3WL1110-2EB32-3AA2 | FIXED-MOUNTED CIRCUIT BREAKER | 6369.06
3WL1110-2EB32-4GP4 | FIXED-MOUNTED CIRCUIT BREAKER | 9173.91
3WL1110-2EB32-5FA4 | FIXED-MOUNTED CIRCUIT BREAKER | 8704.82
3WL1110-2EB33-1AA2 | FIXED-MOUNTED CIRCUIT BREAKER | 6478.91
3WL1110-2EB33-1AN2 | FIXED-MOUNTED CIRCUIT BREAKER | 6899.08
3WL1110-2EB35-2AM2 | WITHDRAWABLE CIRCUIT BREAKER | 7526.91
3WL1110-2EB35-3AJ2-ZK07 | WITHDRAWABLE CIRCUIT BREAKER | 7649.6
3WL1110-2EB35-4BA2 | WITHDRAWABLE CIRCUIT BREAKER | 9079.29
3WL1110-2EB35-4DA2 | WITHDRAWABLE CIRCUIT BREAKER | 9104.16
3WL1110-2EB36-4AN2 | WITHDRAWABLE CIRCUIT BREAKER | 10419.17
3WL1110-2EB36-4AS2 | WITHDRAWABLE CIRCUIT BREAKER | 11025.37
3WL1110-2EB36-4GA2 | WITHDRAWABLE CIRCUIT BREAKER | 10354.23
3WL1110-2EB36-4GA4 | WITHDRAWABLE CIRCUIT BREAKER | 10717.46
3WL1110-2EB38-1AA2 | WITHDRAWABLE CIRCUIT BREAKER | 8026.47
3WL1110-2EB38-1BA4 | WITHDRAWABLE CIRCUIT BREAKER | 8744.92
3WL1110-2EB38-4GA2 | WITHDRAWABLE CIRCUIT BREAKER | 10354.23
3WL1110-2EB38-4GA4 | WITHDRAWABLE CIRCUIT BREAKER | 10717.46
3WL1110-2EB45-1AA2 | WITHDRAWABLE CIRCUIT BREAKER | 9517.9
3WL1110-2EB45-4GA4 | WITHDRAWABLE CIRCUIT BREAKER | 12208.9
3WL1110-2EB46-1AA2 | WITHDRAWABLE CIRCUIT BREAKER | 11241.87
3WL1110-2EB46-1AA2-ZR21T40 | WITHDRAWABLE CIRCUIT BREAKER | 12036.49
3WL1110-2EB46-1AA4 | WITHDRAWABLE CIRCUIT BREAKER | 11605.1
3WL1110-2EG32-4GA4 | FIXED-MOUNTED CIRCUIT BREAKER | 9915.61
3WL1110-2EG32-4GN2 | FIXED-MOUNTED CIRCUIT BREAKER | 9972.54
3WL1110-2EG32-4GN4 | FIXED-MOUNTED CIRCUIT BREAKER | 10335.79
3WL1110-2EG32-4GP2 | FIXED-MOUNTED CIRCUIT BREAKER | 10021.46
3WL1110-2EG38-1AA2 | WITHDRAWABLE CIRCUIT BREAKER | 9237.26
3WL1110-2EG41-1AA2 | FIXED-MOUNTED CIRCUIT BREAKER | 10399.93
3WL1110-2EG42-1AA2 | FIXED-MOUNTED CIRCUIT BREAKER | 9782.5
3WL1110-2EG43-1AA2 | FIXED-MOUNTED CIRCUIT BREAKER | 10399.93
3WL1110-2FB32-4GA4 | FIXED-MOUNTED CIRCUIT BREAKER | 9113.77
3WL1110-2FB32-4GG4-ZT40 | FIXED-MOUNTED CIRCUIT BREAKER | 9773.69
3WL1110-2FB32-4GN2 | FIXED-MOUNTED CIRCUIT BREAKER | 9170.7
3WL1110-2FB32-4GN4 | FIXED-MOUNTED CIRCUIT BREAKER | 9533.94
3WL1110-2FB36-1AA4 | WITHDRAWABLE CIRCUIT BREAKER | 8798.64
3WL1110-2FB36-1AF2-ZR21T40 | WITHDRAWABLE CIRCUIT BREAKER | 9515.5
3WL1110-2FB36-1DA2 | WITHDRAWABLE CIRCUIT BREAKER | 8815.48
3WL1110-2FB36-1GA2 | WITHDRAWABLE CIRCUIT BREAKER | 8790.62
3WL1112-2AA35-1GA2 | WITHDRAW. NON-AUT. CIRCUIT-B. | 5350.71
3WL1112-2AA35-4AJ4-ZC22 | WITHDRAW. NON-AUT. CIRCUIT-B. | 7951.89
3WL1112-2AA35-4GA4 | WITHDRAW. NON-AUT. CIRCUIT-B. | 7686.49
3WL1112-2AA35-4GN8 | WITHDRAW. NON-AUT. CIRCUIT-B. | 8106.65
3WL1112-2AA36-4BA4 | WITHDRAW. NON-AUT. CIRCUIT-B. | 8937.36
3WL1112-2AA36-4GA2 | WITHDRAW. NON-AUT. CIRCUIT-B. | 8574.13
3WL1112-2AA36-4GA4 | WITHDRAW. NON-AUT. CIRCUIT-B. | 8937.36
3WL1112-2AA36-4GN4 | WITHDRAW. NON-AUT. CIRCUIT-B. | 9357.53
3WL1112-3CB32-3BJ2 | FIXED-MOUNTED CIRCUIT BREAKER | 8643.88
3WL1112-3CB32-3GN2 | FIXED-MOUNTED CIRCUIT BREAKER | 8643.88
3WL1112-3CB32-4AA2 | FIXED-MOUNTED CIRCUIT BREAKER | 9485.82
3WL1112-3CB32-4AA2-ZB08 | FIXED-MOUNTED CIRCUIT BREAKER | 9485.82
3WL1112-3CB32-4AN2 | FIXED-MOUNTED CIRCUIT BREAKER | 9906
3WL1112-3CB32-4GP2 | FIXED-MOUNTED CIRCUIT BREAKER | 10310.12
3WL1112-3CB32-4GP4 | FIXED-MOUNTED CIRCUIT BREAKER | 10673.36
3WL1112-3CB32-4GS2 | FIXED-MOUNTED CIRCUIT BREAKER | 10867.4
3WL1112-3CB32-5AM2 | FIXED-MOUNTED CIRCUIT BREAKER | 9906
3WL1112-3CB34-1AA2 | FIXED-MOUNTED CIRCUIT BREAKER | 7970.33
3WL1112-3CB34-1AG4 | FIXED-MOUNTED CIRCUIT BREAKER | 8688.79
7MH7134-2AB21-ZC11 | RBSS Speed Sensor | 3670.42
7MH7144-1AA2-ZA35Y15 | Motion Failure Alarm MFA-4P | 5243.06
7MH7144-1AA2-ZC11Y15 | Motion Failure Alarm MFA-4P | 850.81
7MH7144-1AB2-ZC11 | Motion Failure Alarm MFA-4P | 1044.88
7MH7144-2AA2-ZC11 | Motion Failure Alarm MFA-4P | 1624.5
7MH7144-3AA2-ZY15 | Motion Failure Alarm MFA-4P | 2493.91
7MH7145-0A-ZC11 | REMOTE MOUNTED AMPLIFIER (RMA) | 590.25
7MH7146-0DA-ZA57 | MOTION SENSING PROBES | 1516.82
7MH7146-0DA-ZY17 | MOTION SENSING PROBES | 1427.75
7MH7146-0EA-ZY17 | MOTION SENSING PROBES | 648.74
7MH7146-0JA | MOTION SENSING PROBES | 1225.68
7MH7146-1BA-ZY01 | MOTION SENSING PROBES | 1530.11
7MH7146-1EA | MOTION SENSING PROBES | 1468.96
7MH7152-2AA00-1EA | Milltronics BW500 | 6543.05
7MH7152-2AA00-2AA-ZY15 | Milltronics BW500 | 5888.75
7MH7152-2AA05-1AA | Milltronics BW500 | 7069.66
7MH7152-2AA05-2AA | Milltronics BW500 | 7069.66
7MH7152-2AB05-1AA | Milltronics BW500 | 5367.88
7MH7152-2AB06-1AA | Milltronics BW500 | 5367.88
3WL1220-4DG32-4GP2 | FIXED-MOUNTED CIRCUIT BREAKER | 18055.95
3WL1220-4DG32-6AA2 | FIXED-MOUNTED CIRCUIT BREAKER | 17231.64
3WL1220-4DG36-4GA2 | WITHDRAWABLE CIRCUIT BREAKER | 20954.61
3WL1220-4DG36-4GN2 | WITHDRAWABLE CIRCUIT BREAKER | 21374.78
3WL1220-4DG41-1AA2 | FIXED-MOUNTED CIRCUIT BREAKER | 19508.89
3WL1220-4DG42-1GA2 | FIXED-MOUNTED CIRCUIT BREAKER | 19142.45
3WL1220-4DG46-1GA4 | WITHDRAWABLE CIRCUIT BREAKER | 23996.01
3WL1220-4DG46-4GA4 | WITHDRAWABLE CIRCUIT BREAKER | 25968.55
3WL1220-4EB32-1GA2 | FIXED-MOUNTED CIRCUIT BREAKER | 15045.01
3WL1220-4EB32-4GA4 | FIXED-MOUNTED CIRCUIT BREAKER | 17380.79
3WL1220-4EB34-1AA2 | FIXED-MOUNTED CIRCUIT BREAKER | 15331.27
3WL1220-4EB35-4GA2 | WITHDRAWABLE CIRCUIT BREAKER | 18621.24
3WL1220-4EB36-4GA2-ZR55 | WITHDRAWABLE CIRCUIT BREAKER | 21347.52
3WL1220-4EB36-4GN2 | WITHDRAWABLE CIRCUIT BREAKER | 20805.47
3WL1220-4EB38-1AA2 | WITHDRAWABLE CIRCUIT BREAKER | 18057.55
3WL1220-4EB41-1AA2 | FIXED-MOUNTED CIRCUIT BREAKER | 18939.57
3WL1220-4EB48-1AA2 | WITHDRAWABLE CIRCUIT BREAKER | 22708.24
3WL1220-4EG32-1AA2 | FIXED-MOUNTED CIRCUIT BREAKER | 15900.58
3WL1220-4EG32-4GN4 | FIXED-MOUNTED CIRCUIT BREAKER | 19011.74
3WL1220-4EG32-4GP4 | FIXED-MOUNTED CIRCUIT BREAKER | 19060.66
3WL1225-3DG36-5FA2 | WITHDRAWABLE CIRCUIT BREAKER | 24963.83
3WL1225-3DG41-1AA2 | FIXED-MOUNTED CIRCUIT BREAKER | 25282.17
3WL1225-3DG42-1AA2 | FIXED-MOUNTED CIRCUIT BREAKER | 24480.32
3WL1225-3DG46-1AA2 | WITHDRAWABLE CIRCUIT BREAKER | 29291.39
3WL1225-3DG46-4GA2 | WITHDRAWABLE CIRCUIT BREAKER | 31619.15
3WL1225-3DG48-1AA2 | WITHDRAWABLE CIRCUIT BREAKER | 29291.39
3WL1225-3EB31-4GA2 | FIXED-MOUNTED CIRCUIT BREAKER | 21668.26
3WL1225-3EB32-1AA4 | FIXED-MOUNTED CIRCUIT BREAKER | 19062.26
3WL1225-3EB32-1GA4-ZK07 | FIXED-MOUNTED CIRCUIT BREAKER | 19540.16
3WL1225-3EB32-3AN2 | FIXED-MOUNTED CIRCUIT BREAKER | 19474.41
3WL1225-3EB32-4GN4 | FIXED-MOUNTED CIRCUIT BREAKER | 21810.18
3WL1225-3EB32-4GP4 | FIXED-MOUNTED CIRCUIT BREAKER | 21859.09
3WL1225-3EB34-4GN2 | FIXED-MOUNTED CIRCUIT BREAKER | 22088.42
3WL1225-3EB35-1AA2-ZK07 | WITHDRAWABLE CIRCUIT BREAKER | 19703.74
3WL1225-3EB35-1AA4-ZF02 | WITHDRAWABLE CIRCUIT BREAKER | 21700.33
3WL1225-3EB35-4GA4 | WITHDRAWABLE CIRCUIT BREAKER | 22272.04
3WL1225-3EB35-4GG4 | WITHDRAWABLE CIRCUIT BREAKER | 22627.26
3WL1225-3EB36-2FA4 | WITHDRAWABLE CIRCUIT BREAKER | 23140.44
3WL1225-3EB36-4GA2 | WITHDRAWABLE CIRCUIT BREAKER | 24394.52
3WL1225-3EB36-5FM4 | WITHDRAWABLE CIRCUIT BREAKER | 25177.92
3WL1225-3EB36-6BJ2 | WITHDRAWABLE CIRCUIT BREAKER | 24814.7
3WL1225-3EB38-4GA2 | WITHDRAWABLE CIRCUIT BREAKER | 24394.52
3WL1225-3EB42-1AA2 | FIXED-MOUNTED CIRCUIT BREAKER | 23911.01
3WL1225-3EB42-4GA2 | FIXED-MOUNTED CIRCUIT BREAKER | 26238.77
3WL1225-3EB44-1AA2 | FIXED-MOUNTED CIRCUIT BREAKER | 24712.85
3WL1225-3EB46-1DA2 | WITHDRAWABLE CIRCUIT BREAKER | 29102.16
3WL1225-3EB46-1EB2 | WITHDRAWABLE CIRCUIT BREAKER | 29457.38
3WL1225-3EB47-1AA2 | WITHDRAWABLE CIRCUIT BREAKER | 29443.75
3WL1225-3EG31-1AA2 | FIXED-MOUNTED CIRCUIT BREAKER | 20551.29
3WL1225-3EG32-4GN4 | FIXED-MOUNTED CIRCUIT BREAKER | 23020.97
3WL1225-3EG32-4GP4 | FIXED-MOUNTED CIRCUIT BREAKER | 23069.88
3WL1225-3EG35-4GA2 | WITHDRAWABLE CIRCUIT BREAKER | 23119.6
3WL1225-3EG36-1AA2 | WITHDRAWABLE CIRCUIT BREAKER | 23277.55
3WL1225-3EG36-4GG4 | WITHDRAWABLE CIRCUIT BREAKER | 26323.77
3WL1225-3EG36-4GN4 | WITHDRAWABLE CIRCUIT BREAKER | 26388.71
3WL1225-3EG38-4GA7 | WITHDRAWABLE CIRCUIT BREAKER | 25968.55
3WL1225-3EG42-1AA2 | FIXED-MOUNTED CIRCUIT BREAKER | 25121.8
3WL1225-3EG46-4GA2 | WITHDRAWABLE CIRCUIT BREAKER | 32260.63
3WL1225-3EG46-4GN4 | WITHDRAWABLE CIRCUIT BREAKER | 33044.03
3WL1225-3FB31-4AN2-ZT40 | FIXED-MOUNTED CIRCUIT BREAKER | 22446.84
3WL1225-3FB32-1AA2 | FIXED-MOUNTED CIRCUIT BREAKER | 19107.96
3WL1225-3FB32-4GN4 | FIXED-MOUNTED CIRCUIT BREAKER | 22219.12
3WL1225-3FB32-4GP4 | FIXED-MOUNTED CIRCUIT BREAKER | 22268.03
3WL1225-3FB35-1GF4 | WITHDRAWABLE CIRCUIT BREAKER | 21063.66
3WL1225-3FB35-4GA2 | WITHDRAWABLE CIRCUIT BREAKER | 22317.76
3WL1225-3FB36-1GA2 | WITHDRAWABLE CIRCUIT BREAKER | 22830.93
3WL1225-3FB36-1GG4 | WITHDRAWABLE CIRCUIT BREAKER | 23549.39
3WL1225-3FB36-4GA4 | WITHDRAWABLE CIRCUIT BREAKER | 25166.71
3WL1225-3FB36-4GN2 | WITHDRAWABLE CIRCUIT BREAKER | 25223.64
3WL1225-3FB37-5FF4 | WITHDRAWABLE CIRCUIT BREAKER | 26243.58
3WL1225-3FB38-1GN4-ZR21 | WITHDRAWABLE CIRCUIT BREAKER | 24091.42
3WL1225-3FB38-4GN4-ZR21 | WITHDRAWABLE CIRCUIT BREAKER | 26063.96
3WL1225-3FB42-5FR4 | FIXED-MOUNTED CIRCUIT BREAKER | 28037.31
3WL1225-3FB47-1AA2 | WITHDRAWABLE CIRCUIT BREAKER | 29852.68
3WL1232-3FB36-5GN4 | WITHDRAWABLE CIRCUIT BREAKER | 29916.84
3WL1232-3FB41-1GA2 | FIXED-MOUNTED CIRCUIT BREAKER | 29486.24
3WL1232-3FB42-1AA2 | FIXED-MOUNTED CIRCUIT BREAKER | 27527.33
3WL1232-3FB45-4BA4 | WITHDRAWABLE CIRCUIT BREAKER | 32142.76
3WL1232-3FB45-6AJ2 | WITHDRAWABLE CIRCUIT BREAKER | 31844.47
3WL1232-3FB46-1GA2 | WITHDRAWABLE CIRCUIT BREAKER | 35018.97
3WL1232-3FB48-3GA4 | WITHDRAWABLE CIRCUIT BREAKER | 35737.43
3WL1232-3FG31-1AA2 | FIXED-MOUNTED CIRCUIT BREAKER | 23173.31
3WL1232-3FG32-4GN2 | FIXED-MOUNTED CIRCUIT BREAKER | 25119.4
3WL1232-3FG32-4GP2 | FIXED-MOUNTED CIRCUIT BREAKER | 25168.31
3WL1232-3FG34-1AS2 | FIXED-MOUNTED CIRCUIT BREAKER | 24199.68
3WL1232-3FG36-1AA2 | WITHDRAWABLE CIRCUIT BREAKER | 28064.57
3WL1232-3FG36-1AT2 | WITHDRAWABLE CIRCUIT BREAKER | 29195.17
3WL1232-3FG36-4GN2 | WITHDRAWABLE CIRCUIT BREAKER | 30812.49
3WL1232-3FG36-4GP2 | WITHDRAWABLE CIRCUIT BREAKER | 30861.4
3WL1232-3FG37-4GG8 | WITHDRAWABLE CIRCUIT BREAKER | 31992.81
3WL1232-3FG38-1AA2 | WITHDRAWABLE CIRCUIT BREAKER | 28064.57
3WL1232-3FG46-1GA2 | WITHDRAWABLE CIRCUIT BREAKER | 36277.87
3WL1232-3FG46-4GN4 | WITHDRAWABLE CIRCUIT BREAKER | 39033.81
3WL1232-3FG47-6BA2 | WITHDRAWABLE CIRCUIT BREAKER | 39372.99
3WL1232-3NB34-1AA2 | FIXED-MOUNTED CIRCUIT BREAKER | 24263.83
3WL1232-3NB35-4GA2 | WITHDRAWABLE CIRCUIT BREAKER | 27313.24
3WL1232-3NB42-4GA2 | FIXED-MOUNTED CIRCUIT BREAKER | 32204.5
3WL1232-3NB46-1AA2 | WITHDRAWABLE CIRCUIT BREAKER | 37013.16
3WL1232-3NG35-1AA2 | WITHDRAWABLE CIRCUIT BREAKER | 26196.27
3WL1232-3NG37-1AA2 | WITHDRAWABLE CIRCUIT BREAKER | 31247.9
3WL1232-3NG46-5FA2 | WITHDRAWABLE CIRCUIT BREAKER | 40551.71
3WL1232-4AA31-4AN2 | FIXED-MOUNT NON-AUT. CIRCUIT-B. | 23240.67
3WL1232-4AA32-4GA4 | FIXED-MOUNT NON-AUT. CIRCUIT-B. | 22416.38
3WL1232-4AA32-5FF4 | FIXED-MOUNT NON-AUT. CIRCUIT-B. | 22771.59
3WL1232-4AA36-1AA2 | WITHDRAW. NON-AUT. CIRCUIT-B. | 24616.64
3WL1232-4AA36-1GA2 | WITHDRAW. NON-AUT. CIRCUIT-B. | 24971.85
3WL1232-4AA36-4GM2 | WITHDRAW. NON-AUT. CIRCUIT-B. | 27364.55
3WL1232-4AA38-1AA2 | WITHDRAW. NON-AUT. CIRCUIT-B. | 24616.64
3WL1232-4AA44-1AA2 | FIXED-MOUNT NON-AUT. CIRCUIT-B. | 28144.76
3WL1232-4AA45-4GA7 | WITHDRAW. NON-AUT. CIRCUIT-B. | 29873.54
3WL1232-4AA46-4GN4 | WITHDRAW. NON-AUT. CIRCUIT-B. | 35986.8
3WL1232-4AA47-1AA2 | WITHDRAW. NON-AUT. CIRCUIT-B. | 34318.97
3WL1232-4BB32-1AN2 | FIXED-MOUNTED CIRCUIT BREAKER | 21989.8
3WL1232-4BB32-4AJ2 | FIXED-MOUNTED CIRCUIT BREAKER | 23962.34
3WL1232-4BB32-4GP2 | FIXED-MOUNTED CIRCUIT BREAKER | 24366.47
3WL1232-4BB33-1AA2 | FIXED-MOUNTED CIRCUIT BREAKER | 22692.21
3WL1232-4BB36-4AG4-ZK07 | WITHDRAWABLE CIRCUIT BREAKER | 29274.55
3WL1232-4BB36-4GA4 | WITHDRAWABLE CIRCUIT BREAKER | 29151.87
3WL1232-4BB36-4GP2 | WITHDRAWABLE CIRCUIT BREAKER | 29257.71
3WL1232-4BB36-5FA2 | WITHDRAWABLE CIRCUIT BREAKER | 28788.64
3WL1232-4BB44-1AA2 | FIXED-MOUNTED CIRCUIT BREAKER | 29988.99
3WL1232-4BB46-1AA2 | WITHDRAWABLE CIRCUIT BREAKER | 34719.89
3WL1232-4CB32-1AA2 | FIXED-MOUNTED CIRCUIT BREAKER | 21802.16
3WL1232-4CB32-1AJ2 | FIXED-MOUNTED CIRCUIT BREAKER | 22222.33
3WL1232-4CB32-1GN2 | FIXED-MOUNTED CIRCUIT BREAKER | 22577.55
3WL1232-4CB32-4AS2 | FIXED-MOUNTED CIRCUIT BREAKER | 24801.07
3WL1232-4CB32-4GP2 | FIXED-MOUNTED CIRCUIT BREAKER | 24599
3WL1232-4CB32-4GS7 | FIXED-MOUNTED CIRCUIT BREAKER | 25519.51
3WL1220-3EG32-4GA4 | FIXED-MOUNTED CIRCUIT BREAKER | 17869.91
3WL1220-3EG32-4GN4 | FIXED-MOUNTED CIRCUIT BREAKER | 18290.09
3WL1220-3EG33-1AA2 | FIXED-MOUNTED CIRCUIT BREAKER | 15900.58
3WL1220-3EG35-1AA2 | WITHDRAWABLE CIRCUIT BREAKER | 17023.16
3WL1220-3EG36-1AB2 | WITHDRAWABLE CIRCUIT BREAKER | 19062.26
3WL1220-3EG36-4GA2 | WITHDRAWABLE CIRCUIT BREAKER | 21034.8
3WL1220-3EG36-5FA4 | WITHDRAWABLE CIRCUIT BREAKER | 21398.04
3WL1220-3EG38-1AA2 | WITHDRAWABLE CIRCUIT BREAKER | 18707.04
3WL1220-3EG43-1AA2 | FIXED-MOUNTED CIRCUIT BREAKER | 19749.44
3WL1220-3EG45-1AA2 | WITHDRAWABLE CIRCUIT BREAKER | 20551.29
3WL1220-3EG46-5FA4 | WITHDRAWABLE CIRCUIT BREAKER | 25968.55
3WL1220-3EG47-1BA4 | WITHDRAWABLE CIRCUIT BREAKER | 24878.03
3WL1220-3FB32-4BJ2 | FIXED-MOUNTED CIRCUIT BREAKER | 17125
3WL1220-3FB32-4GA4 | FIXED-MOUNTED CIRCUIT BREAKER | 17068.07
3WL1220-3FB32-4GP4 | FIXED-MOUNTED CIRCUIT BREAKER | 17537.16
3WL1220-3FB34-1AA2 | FIXED-MOUNTED CIRCUIT BREAKER | 15098.74
3WL1220-3FB35-1EA4 | WITHDRAWABLE CIRCUIT BREAKER | 16964.64
3WL1220-3FB36-4AA2 | WITHDRAWABLE CIRCUIT BREAKER | 19877.73
3WL1220-3FB36-4GA2 | WITHDRAWABLE CIRCUIT BREAKER | 20232.95
3WL1220-3FB36-4GS4 | WITHDRAWABLE CIRCUIT BREAKER | 21622.55
3WL1220-3FB36-5FA4 | WITHDRAWABLE CIRCUIT BREAKER | 20596.2
3WL1220-3FB37-3AA4-ZK07 | WITHDRAWABLE CIRCUIT BREAKER | 19468
3WL1220-3FB37-4GG4 | WITHDRAWABLE CIRCUIT BREAKER | 21673.07
3WL1220-3FB38-1GA2 | WITHDRAWABLE CIRCUIT BREAKER | 18260.41
3WL1220-3FB46-1AA2 | WITHDRAWABLE CIRCUIT BREAKER | 22475.71
3WL1220-3FB46-4GG4 | WITHDRAWABLE CIRCUIT BREAKER | 25521.93
3WL1220-3FG32-4GA4 | FIXED-MOUNTED CIRCUIT BREAKER | 18326.96
3WL1220-3FG32-4GN4 | FIXED-MOUNTED CIRCUIT BREAKER | 18747.14
3WL1220-3FG36-4GA2 | WITHDRAWABLE CIRCUIT BREAKER | 21491.85
3WL1220-3FG36-4GN2 | WITHDRAWABLE CIRCUIT BREAKER | 21912.02
3WL1220-3FG37-1AA2 | WITHDRAWABLE CIRCUIT BREAKER | 19885.76
3WL1220-3FG42-1AA2 | FIXED-MOUNTED CIRCUIT BREAKER | 19645.2
3WL1220-3NB33-1AA2 | FIXED-MOUNTED CIRCUIT BREAKER | 17448.15
3WL1220-3NB35-1AA2 | WITHDRAWABLE CIRCUIT BREAKER | 18570.73
3WL1220-3NB46-1AA2 | WITHDRAWABLE CIRCUIT BREAKER | 24825.12
3WL1220-3NG32-1AA2 | FIXED-MOUNTED CIRCUIT BREAKER | 17937.27
3WL1220-3NG35-1AJ2 | WITHDRAWABLE CIRCUIT BREAKER | 20201.67
3WL1220-3NG36-1AJ2 | WITHDRAWABLE CIRCUIT BREAKER | 21885.56
3WL1220-3NG46-5FA4 | WITHDRAWABLE CIRCUIT BREAKER | 28726.89
3WL1220-4AA32-1AA2 | FIXED-MOUNT NON-AUT. CIRCUIT-B. | 12188.04
3WL1220-4AA32-4GG4 | FIXED-MOUNT NON-AUT. CIRCUIT-B. | 15234.26
3WL1220-4AA32-5FF4-ZA05 | FIXED-MOUNT NON-AUT. CIRCUIT-B. | 17928.45
3WL1220-4AA36-1GA2 | WITHDRAW. NON-AUT. CIRCUIT-B. | 15911
3WL1220-4AA36-4GA2-ZR55 | WITHDRAW. NON-AUT. CIRCUIT-B. | 18845.75
3WL1220-4AA42-1AA2 | FIXED-MOUNT NON-AUT. CIRCUIT-B. | 15716.17
3WL1220-4AA42-4AA2-ZA05 | FIXED-MOUNT NON-AUT. CIRCUIT-B. | 20535.24
3WL1220-4AA46-1CA2 | WITHDRAW. NON-AUT. CIRCUIT-B. | 20586.57
3WL1220-4AA46-4GA2 | WITHDRAW. NON-AUT. CIRCUIT-B. | 22534.25
3WL1225-3CB32-1AP2 | FIXED-MOUNTED CIRCUIT BREAKER | 18743.12
3WL1225-3CB32-1AS4 | FIXED-MOUNTED CIRCUIT BREAKER | 19663.64
3WL1225-3CB32-1GA8 | FIXED-MOUNTED CIRCUIT BREAKER | 18992.51
3WL1225-3CB32-1GN2 | FIXED-MOUNTED CIRCUIT BREAKER | 19049.42
3WL1225-3CB32-4AN2 | FIXED-MOUNTED CIRCUIT BREAKER | 20666.74
3WL1225-3CB32-4AP2 | FIXED-MOUNTED CIRCUIT BREAKER | 20715.66
3WL1225-3CB32-4GA4 | FIXED-MOUNTED CIRCUIT BREAKER | 20965.03
3WL1225-3CB32-4GJ4 | FIXED-MOUNTED CIRCUIT BREAKER | 21385.2
3WL1225-3CB32-6AA2 | FIXED-MOUNTED CIRCUIT BREAKER | 20246.58
3WL1225-3CB33-1AN2 | FIXED-MOUNTED CIRCUIT BREAKER | 19335.68
3WL1225-3CB34-1AG2 | FIXED-MOUNTED CIRCUIT BREAKER | 19270.74
3WL1225-3CB34-1AN2-ZS07 | FIXED-MOUNTED CIRCUIT BREAKER | 19480.02
3WL1225-3CB34-1GA4 | FIXED-MOUNTED CIRCUIT BREAKER | 19633.97
3WL1225-3CB34-4AN2 | FIXED-MOUNTED CIRCUIT BREAKER | 21308.22
3WL1225-3CB35-1AA2-ZK07 | WITHDRAWABLE CIRCUIT BREAKER | 19278.75
3WL1225-3CB35-3AN2 | WITHDRAWABLE CIRCUIT BREAKER | 19931.46
3WL1225-3CB35-5FA4 | WITHDRAWABLE CIRCUIT BREAKER | 21847.06
3WL1225-3CB36-1AA4 | WITHDRAWABLE CIRCUIT BREAKER | 22005.03
3WL1225-3CB36-1AS4 | WITHDRAWABLE CIRCUIT BREAKER | 23031.39
3WL1225-3CB36-1BJ2 | WITHDRAWABLE CIRCUIT BREAKER | 22417.19
3WL1225-3CB36-1GN2 | WITHDRAWABLE CIRCUIT BREAKER | 22417.19
3WL1225-3CB36-1GR2 | WITHDRAWABLE CIRCUIT BREAKER | 23023.37
3WL1225-3CB36-4AG4 | WITHDRAWABLE CIRCUIT BREAKER | 24332.79
3WL1225-3CB36-4AN4 | WITHDRAWABLE CIRCUIT BREAKER | 24397.73
3WL1225-3CB36-4FA2 | WITHDRAWABLE CIRCUIT BREAKER | 23969.55
3WL1225-3CB36-4GA4 | WITHDRAWABLE CIRCUIT BREAKER | 24332.79
3WL1225-3CB36-4GN2 | WITHDRAWABLE CIRCUIT BREAKER | 24389.71
3WL1225-3CB36-5AA2 | WITHDRAWABLE CIRCUIT BREAKER | 23614.33
3WL1225-3CB36-5AM4 | WITHDRAWABLE CIRCUIT BREAKER | 24397.73
3WL1225-3CB37-1GA2 | WITHDRAWABLE CIRCUIT BREAKER | 22718.68
3WL1225-3CB37-4GS4 | WITHDRAWABLE CIRCUIT BREAKER | 26080.8
3WL1225-3CB38-4GG4 | WITHDRAWABLE CIRCUIT BREAKER | 24688.01
3WL1225-3CB41-1AA2 | FIXED-MOUNTED CIRCUIT BREAKER | 24287.88
3WL1225-3CB41-6BA2 | FIXED-MOUNTED CIRCUIT BREAKER | 26615.64
3WL1225-3CB42-1AS2 | FIXED-MOUNTED CIRCUIT BREAKER | 24512.39
3WL1225-3CB42-1FA2 | FIXED-MOUNTED CIRCUIT BREAKER | 23841.26
3WL1225-3CB42-4GA2 | FIXED-MOUNTED CIRCUIT BREAKER | 25813.8
3WL1225-3CB42-4GA4 | FIXED-MOUNTED CIRCUIT BREAKER | 26177.02
3WL1225-3CB45-1AA2 | WITHDRAWABLE CIRCUIT BREAKER | 24608.61
3WL1225-3CB46-1AA2 | WITHDRAWABLE CIRCUIT BREAKER | 28297.11
3WL1225-3CB46-1GA2 | WITHDRAWABLE CIRCUIT BREAKER | 28652.33
3WL1225-3CB46-1GS4 | WITHDRAWABLE CIRCUIT BREAKER | 30041.92
3WL1225-3CB46-4GA4 | WITHDRAWABLE CIRCUIT BREAKER | 30988.09
3WL1225-3CB48-4GN8 | WITHDRAWABLE CIRCUIT BREAKER | 31408.27
3WL1225-3CB62-4GN4-ZS01 | FIXED-MOUNTED CIRCUIT BREAKER | 21693.91
3WL1225-3DG32-1GA2 | FIXED-MOUNTED CIRCUIT BREAKER | 19623.55
3WL1225-3DG32-4AN2 | FIXED-MOUNTED CIRCUIT BREAKER | 21661.04
3WL1225-3DG32-4GN4 | FIXED-MOUNTED CIRCUIT BREAKER | 22379.49
3WL1225-3DG32-4GP4 | FIXED-MOUNTED CIRCUIT BREAKER | 22428.4
3WL1225-3DG35-1AA2 | WITHDRAWABLE CIRCUIT BREAKER | 20150.36
3WL1225-3DG35-1FA2 | WITHDRAWABLE CIRCUIT BREAKER | 20505.58
3WL1225-3DG36-4AN2 | WITHDRAWABLE CIRCUIT BREAKER | 25028.79
3WL1225-3DG36-4GA2 | WITHDRAWABLE CIRCUIT BREAKER | 24963.83
3WL1225-3DG36-4GN4 | WITHDRAWABLE CIRCUIT BREAKER | 25747.23
3WL1225-3DG36-4GP4 | WITHDRAWABLE CIRCUIT BREAKER | 25796.15
3WL1232-3EB32-4GA4-ZF02 | FIXED-MOUNTED CIRCUIT BREAKER | 25150.66
3WL1232-3EB32-4GJ2 | FIXED-MOUNTED CIRCUIT BREAKER | 23451.56
3WL1232-3EB33-1AA2 | FIXED-MOUNTED CIRCUIT BREAKER | 21505.48
3WL1232-3EB33-4AS4-ZK07 | FIXED-MOUNTED CIRCUIT BREAKER | 24990.3
3WL1232-3EB35-1DA2 | WITHDRAWABLE CIRCUIT BREAKER | 22607.21
3WL1232-3EB35-4AP2 | WITHDRAWABLE CIRCUIT BREAKER | 24668.76
3WL1232-3EB35-6BA2 | WITHDRAWABLE CIRCUIT BREAKER | 24554.9
3WL1232-3EB36-1AA2-ZK07 | WITHDRAWABLE CIRCUIT BREAKER | 26519.42
3WL1232-3EB36-4AA2 | WITHDRAWABLE CIRCUIT BREAKER | 28369.27
3WL1232-3EB36-4GA2 | WITHDRAWABLE CIRCUIT BREAKER | 28724.49
3WL1232-3EB36-4GN2 | WITHDRAWABLE CIRCUIT BREAKER | 29144.65
3WL1232-3EB36-4GP2 | WITHDRAWABLE CIRCUIT BREAKER | 29193.57
3WL1232-3EB37-4GN4 | WITHDRAWABLE CIRCUIT BREAKER | 30389.92
3WL1232-3EB38-4GA4 | WITHDRAWABLE CIRCUIT BREAKER | 29087.72
3WL1232-3EB42-1GG2 | FIXED-MOUNTED CIRCUIT BREAKER | 27828.83
3WL1232-3EB42-4GA2 | FIXED-MOUNTED CIRCUIT BREAKER | 29446.15
3WL1232-3EB45-1FA2 | WITHDRAWABLE CIRCUIT BREAKER | 29398.05
3WL1232-3EB45-4GA2 | WITHDRAWABLE CIRCUIT BREAKER | 31370.59
3WL1232-3EB46-1DA4 | WITHDRAWABLE CIRCUIT BREAKER | 34998.12
3WL1232-3EB46-1GP2 | WITHDRAWABLE CIRCUIT BREAKER | 35079.11
3WL1232-3EB46-4GN4 | WITHDRAWABLE CIRCUIT BREAKER | 37365.98
3WL1232-3EB46-5FA4 | WITHDRAWABLE CIRCUIT BREAKER | 36945.8
3WL1232-3EB48-1FA2 | WITHDRAWABLE CIRCUIT BREAKER | 34610.04
3WL1232-3EG32-1AA2 | FIXED-MOUNTED CIRCUIT BREAKER | 21914.42
3WL1232-3EG32-4GN2 | FIXED-MOUNTED CIRCUIT BREAKER | 24662.34
3WL1232-3EG32-4GP2 | FIXED-MOUNTED CIRCUIT BREAKER | 24711.25
3WL1232-3EG35-1AA2-ZU01 | WITHDRAWABLE CIRCUIT BREAKER | 23534.95
3WL1232-3EG35-4GN4 | WITHDRAWABLE CIRCUIT BREAKER | 26549.08
3WL1232-3EG36-1DA4 | WITHDRAWABLE CIRCUIT BREAKER | 28350.83
3WL1232-3EG36-4GA2 | WITHDRAWABLE CIRCUIT BREAKER | 29935.28
3WL1232-3EG36-4GG4 | WITHDRAWABLE CIRCUIT BREAKER | 30653.73
3WL1232-3EG36-4GS2 | WITHDRAWABLE CIRCUIT BREAKER | 30961.64
3WL1232-3EG36-5FM4 | WITHDRAWABLE CIRCUIT BREAKER | 30718.69
3WL1232-3EG41-4GA4 | FIXED-MOUNTED CIRCUIT BREAKER | 32623.87
3WL1232-3EG42-1GA2 | FIXED-MOUNTED CIRCUIT BREAKER | 28684.4
3WL1232-3EG45-5FM2 | WITHDRAWABLE CIRCUIT BREAKER | 33001.53
3WL1232-3EG46-1AG2 | WITHDRAWABLE CIRCUIT BREAKER | 35820.81
3WL1232-3EG46-1GA2 | WITHDRAWABLE CIRCUIT BREAKER | 35820.81
3WL1232-3EG46-4GA4 | WITHDRAWABLE CIRCUIT BREAKER | 38156.59
3WL1232-3EG46-4GT4 | WITHDRAWABLE CIRCUIT BREAKER | 39287.19
3WL1232-3FB31-1AA2 | FIXED-MOUNTED CIRCUIT BREAKER | 21914.42
3WL1232-3FB32-1AA2 | FIXED-MOUNTED CIRCUIT BREAKER | 21112.57
3WL1232-3FB32-4GA2 | FIXED-MOUNTED CIRCUIT BREAKER | 23440.33
3WL1232-3FB32-4GN2 | FIXED-MOUNTED CIRCUIT BREAKER | 23860.49
3WL1232-3FB32-4GP2 | FIXED-MOUNTED CIRCUIT BREAKER | 23909.41
3WL1232-3FB34-1AA2 | FIXED-MOUNTED CIRCUIT BREAKER | 21914.42
3WL1232-3FB34-1AM2 | FIXED-MOUNTED CIRCUIT BREAKER | 22334.6
3WL1232-3FB35-4AA4 | WITHDRAWABLE CIRCUIT BREAKER | 24971.85
3WL1232-3FB35-4GS2 | WITHDRAWABLE CIRCUIT BREAKER | 25990.21
3WL1232-3FB36-1GA2 | WITHDRAWABLE CIRCUIT BREAKER | 27160.9
3WL1232-3FB36-2GA4 | WITHDRAWABLE CIRCUIT BREAKER | 27879.34
3WL1232-3FB36-4GA4 | WITHDRAWABLE CIRCUIT BREAKER | 29496.66
3WL1232-3FB36-4GN2 | WITHDRAWABLE CIRCUIT BREAKER | 29553.6
3WL1232-3FB36-5FA4 | WITHDRAWABLE CIRCUIT BREAKER | 29496.66
3WL1110-2DG36-1AN2 | WITHDRAWABLE CIRCUIT BREAKER | 9015.94
3WL1110-2DG36-4GP2 | WITHDRAWABLE CIRCUIT BREAKER | 11392.61
3WL1110-2DG36-4GS4 | WITHDRAWABLE CIRCUIT BREAKER | 12313.12
3WL1110-2DG38-5AM4 | WITHDRAWABLE CIRCUIT BREAKER | 11351.72
3WL1110-2DG42-1AA2 | FIXED-MOUNTED CIRCUIT BREAKER | 9141.03
3WL1110-2DG46-1AP2 | WITHDRAWABLE CIRCUIT BREAKER | 12280.26
3WL1110-2DG47-1AA2 | WITHDRAWABLE CIRCUIT BREAKER | 12532.84
3WL1110-2EB32-1AG2 | FIXED-MOUNTED CIRCUIT BREAKER | 6369.06
3WL1110-2EB32-1FA2 | FIXED-MOUNTED CIRCUIT BREAKER | 6369.06
3WL1110-2EB32-3GA2-ZK07 | FIXED-MOUNTED CIRCUIT BREAKER | 6846.96
3WL1110-2EB32-4AN2 | FIXED-MOUNTED CIRCUIT BREAKER | 8406.54
3WL1110-2EB32-4GA4 | FIXED-MOUNTED CIRCUIT BREAKER | 8704.82
3WL1110-2EB32-4GN4 | FIXED-MOUNTED CIRCUIT BREAKER | 9125
3WL1110-2EB34-1AA2 | FIXED-MOUNTED CIRCUIT BREAKER | 6478.91
3WL1110-2EB34-3GA2-ZK07 | FIXED-MOUNTED CIRCUIT BREAKER | 7312.03
3WL1110-2EB34-4GS4 | FIXED-MOUNTED CIRCUIT BREAKER | 10196.26
3WL1110-2EB35-1AA2-ZK07 | WITHDRAWABLE CIRCUIT BREAKER | 6874.22
3WL1110-2EB35-4GA2 | WITHDRAWABLE CIRCUIT BREAKER | 9079.29
3WL1110-2EB35-4GG4 | WITHDRAWABLE CIRCUIT BREAKER | 9797.74
3WL1110-2EB36-1GA4 | WITHDRAWABLE CIRCUIT BREAKER | 8744.92
3WL1110-2EB36-3AJ2-ZK07 | WITHDRAWABLE CIRCUIT BREAKER | 8924.54
3WL1110-2EB36-4GG4 | WITHDRAWABLE CIRCUIT BREAKER | 11072.67
3WL1110-2EB36-4GN4 | WITHDRAWABLE CIRCUIT BREAKER | 11137.63
3WL1110-2EB36-6BA2 | WITHDRAWABLE CIRCUIT BREAKER | 10354.23
3WL1110-2EB37-1AA2 | WITHDRAWABLE CIRCUIT BREAKER | 8515.59
3WL1110-2EB38-4GB2-ZK07 | WITHDRAWABLE CIRCUIT BREAKER | 10832.12
3WL1110-2EB38-5FA4-ZK07 | WITHDRAWABLE CIRCUIT BREAKER | 10840.14
3WL1110-2EB42-4GA4 | FIXED-MOUNTED CIRCUIT BREAKER | 11262.72
3WL1110-2EB43-1AA2 | FIXED-MOUNTED CIRCUIT BREAKER | 9189.14
3WL1110-2EB46-1GA2 | WITHDRAWABLE CIRCUIT BREAKER | 11597.08
3WL1110-2EB46-5FA2 | WITHDRAWABLE CIRCUIT BREAKER | 13569.62
3WL1110-2EG32-1AA2 | FIXED-MOUNTED CIRCUIT BREAKER | 7224.63
3WL1110-2EG32-4GA2 | FIXED-MOUNTED CIRCUIT BREAKER | 9552.38
3WL1110-2EG32-4GP4 | FIXED-MOUNTED CIRCUIT BREAKER | 10384.7
3WL1110-2EG34-1AA2 | FIXED-MOUNTED CIRCUIT BREAKER | 7689.7
3WL1110-2EG36-4GN4 | WITHDRAWABLE CIRCUIT BREAKER | 12348.4
3WL1110-2EG36-4GP4 | WITHDRAWABLE CIRCUIT BREAKER | 12397.32
3WL1110-2EG45-1AA2 | WITHDRAWABLE CIRCUIT BREAKER | 10728.69
3WL1110-2EG46-1GG2 | WITHDRAWABLE CIRCUIT BREAKER | 13163.09
3WL1110-2FB32-1AA4 | FIXED-MOUNTED CIRCUIT BREAKER | 6786.01
3WL1110-2FB32-1GN4 | FIXED-MOUNTED CIRCUIT BREAKER | 7561.4
3WL1110-2FB32-4GA2 | FIXED-MOUNTED CIRCUIT BREAKER | 8750.54
3WL1110-2FB32-4GP2 | FIXED-MOUNTED CIRCUIT BREAKER | 9219.61
3WL1110-2FB33-1AA2 | FIXED-MOUNTED CIRCUIT BREAKER | 6887.85
3WL1110-2FB35-4GN2 | WITHDRAWABLE CIRCUIT BREAKER | 9908.4
3WL1110-2FB36-1AA2 | WITHDRAWABLE CIRCUIT BREAKER | 8435.42
3WL1112-2AA32-6BA4 | FIXED-MOUNT NON-AUT. CIRCUIT-B. | 7269.52
3WL1112-2AA33-1AA2 | FIXED-MOUNT NON-AUT. CIRCUIT-B. | 5019.55
3WL1112-2AA33-4AS2-ZC22 | FIXED-MOUNT NON-AUT. CIRCUIT-B. | 8218.91
3WL1112-2AA34-1AA2 | FIXED-MOUNT NON-AUT. CIRCUIT-B. | 5019.55
3WL1112-2AA34-6BA2 | FIXED-MOUNT NON-AUT. CIRCUIT-B. | 7347.31
3WL1112-2AA36-1AA2 | WITHDRAW. NON-AUT. CIRCUIT-B. | 6246.37
3WL1112-2AA36-1AA4 | WITHDRAW. NON-AUT. CIRCUIT-B. | 6609.61
3WL1112-2AA36-4AA4 | WITHDRAW. NON-AUT. CIRCUIT-B. | 8582.15
3WL1112-2AA36-4BA2 | WITHDRAW. NON-AUT. CIRCUIT-B. | 8574.13
3WL1112-2AA36-5FA8 | WITHDRAW. NON-AUT. CIRCUIT-B. | 8937.36
3WL1112-2AA37-1AA2 | WITHDRAW. NON-AUT. CIRCUIT-B. | 6735.49
3WL1112-3CB32-1GN8 | FIXED-MOUNTED CIRCUIT BREAKER | 8651.91
3WL1112-3CB32-3AA2 | FIXED-MOUNTED CIRCUIT BREAKER | 7868.5
3WL1112-3CB32-4AT2 | FIXED-MOUNTED CIRCUIT BREAKER | 10616.42
3WL1112-3CB32-4BJ2 | FIXED-MOUNTED CIRCUIT BREAKER | 10261.2
3WL1112-3CB32-4GA4 | FIXED-MOUNTED CIRCUIT BREAKER | 10204.29
3WL1112-3CB32-4GN2 | FIXED-MOUNTED CIRCUIT BREAKER | 10261.2
3WL1112-3CB32-5FA4 | FIXED-MOUNTED CIRCUIT BREAKER | 10204.29
3WL1112-3CB32-5FM4 | FIXED-MOUNTED CIRCUIT BREAKER | 10624.44
3WL1112-3CB33-4AN2 | FIXED-MOUNTED CIRCUIT BREAKER | 10363.05
3WL1112-3CB33-6AJ2-ZC22 | FIXED-MOUNTED CIRCUIT BREAKER | 10563.51
3WL1112-3CB34-1AN2 | FIXED-MOUNTED CIRCUIT BREAKER | 8390.51
3WL1112-3CB34-1FA2 | FIXED-MOUNTED CIRCUIT BREAKER | 8325.55
3WL1112-3CB34-4GA4 | FIXED-MOUNTED CIRCUIT BREAKER | 10661.33
3WL1112-3CB34-4GN4 | FIXED-MOUNTED CIRCUIT BREAKER | 11081.49
3WL1112-3CB35-1GA2 | WITHDRAWABLE CIRCUIT BREAKER | 8261.4
3WL1112-3CB35-4AN2 | WITHDRAWABLE CIRCUIT BREAKER | 10298.9
3WL1112-3CB35-4GA2-ZK07 | WITHDRAWABLE CIRCUIT BREAKER | 10356.63
3WL1112-3CB35-4GN2 | WITHDRAWABLE CIRCUIT BREAKER | 10654.12
3WL1112-3CB36-1AN2 | WITHDRAWABLE CIRCUIT BREAKER | 9825.81
3WL1112-3CB36-1BA2 | WITHDRAWABLE CIRCUIT BREAKER | 9760.85
3WL1112-3CB36-1GN4 | WITHDRAWABLE CIRCUIT BREAKER | 10544.25
3WL1112-3CB36-4AA4-ZR15 | WITHDRAWABLE CIRCUIT BREAKER | 12010.83
3WL1112-3CB36-4FA2 | WITHDRAWABLE CIRCUIT BREAKER | 11733.39
3WL1112-3CB36-4GA4 | WITHDRAWABLE CIRCUIT BREAKER | 12096.63
3WL1112-3CB36-5AA2 | WITHDRAWABLE CIRCUIT BREAKER | 11378.17
3WL1112-3CB36-5FA2 | WITHDRAWABLE CIRCUIT BREAKER | 11733.39
3WL1112-3CB38-1AA4-ZF02 | WITHDRAWABLE CIRCUIT BREAKER | 11524.92
3WL1112-3CB38-1AN4 | WITHDRAWABLE CIRCUIT BREAKER | 10189.05
3WL1112-3CB38-4AN4 | WITHDRAWABLE CIRCUIT BREAKER | 12161.57
3WL1112-3CB38-4GA2 | WITHDRAWABLE CIRCUIT BREAKER | 11733.39
3WL1112-3CB42-1AA2 | FIXED-MOUNTED CIRCUIT BREAKER | 9942.87
3WL1112-3CB42-1GA2 | FIXED-MOUNTED CIRCUIT BREAKER | 10298.09
3WL1112-3CB42-4GA4 | FIXED-MOUNTED CIRCUIT BREAKER | 12633.87
3WL1112-3CB43-1BA2 | FIXED-MOUNTED CIRCUIT BREAKER | 10931.55
3WL1112-3CB45-1AA2 | WITHDRAWABLE CIRCUIT BREAKER | 11538.55
3WL1112-3CB46-1AA4 | WITHDRAWABLE CIRCUIT BREAKER | 13746.03
3WL1112-3CB48-1AA2 | WITHDRAWABLE CIRCUIT BREAKER | 13382.78
3WL1112-3CB77-1AA2-ZR21S05 | WITHDRAWABLE CIRCUIT BREAKER | 14802.85
3WL1112-3DG32-4AA2 | FIXED-MOUNTED CIRCUIT BREAKER | 10480.11
3WL1112-3DG32-4GA2 | FIXED-MOUNTED CIRCUIT BREAKER | 10835.33
3WL1112-3DG32-4GP2 | FIXED-MOUNTED CIRCUIT BREAKER | 11304.42
3WL1112-3DG33-1AA2 | FIXED-MOUNTED CIRCUIT BREAKER | 8964.63
3WL1112-3DG35-1AA2 | WITHDRAWABLE CIRCUIT BREAKER | 8900.48
3WL1116-2CB35-4AS2 | WITHDRAWABLE CIRCUIT BREAKER | 14697.82
3WL1116-2CB35-4GA2 | WITHDRAWABLE CIRCUIT BREAKER | 14026.68
3WL1116-2CB36-1AA2 | WITHDRAWABLE CIRCUIT BREAKER | 13142.24
3WL1116-2CB36-1AJ2 | WITHDRAWABLE CIRCUIT BREAKER | 13562.4
3WL1116-2CB36-1EA2 | WITHDRAWABLE CIRCUIT BREAKER | 13522.31
3WL1116-2CB36-1GA2 | WITHDRAWABLE CIRCUIT BREAKER | 13497.46
3WL1116-2CB36-1GA4 | WITHDRAWABLE CIRCUIT BREAKER | 13860.69
3WL1116-2CB36-1GS4 | WITHDRAWABLE CIRCUIT BREAKER | 14887.05
3WL1116-2CB36-3AA2 | WITHDRAWABLE CIRCUIT BREAKER | 13497.46
3WL1116-2CB36-4AN2 | WITHDRAWABLE CIRCUIT BREAKER | 15534.94
3WL1116-2CB36-4AS2 | WITHDRAWABLE CIRCUIT BREAKER | 16141.14
3WL1120-2BB61-4AN2 | FIXED-MOUNTED CIRCUIT BREAKER | 14099.64
3WL1120-2CB31-4AA2 | FIXED-MOUNTED CIRCUIT BREAKER | 13912.02
3WL1120-2CB32-4AN2-ZT40 | FIXED-MOUNTED CIRCUIT BREAKER | 14235.96
3WL1120-2CB32-4AS2 | FIXED-MOUNTED CIRCUIT BREAKER | 14537.45
3WL1120-2CB36-1GA2 | WITHDRAWABLE CIRCUIT BREAKER | 15020.96
3WL1120-2CB42-1AA2 | FIXED-MOUNTED CIRCUIT BREAKER | 15066.67
3WL1120-2EB35-1AA2 | WITHDRAWABLE CIRCUIT BREAKER | 13246.49
3WL1120-2EB36-1AA2-ZK07 | WITHDRAWABLE CIRCUIT BREAKER | 15213.4
3WL1120-2EB45-1BA2-ZK07 | WITHDRAWABLE CIRCUIT BREAKER | 17733.6
3WL1120-2EB64-1AA2 | FIXED-MOUNTED CIRCUIT BREAKER | 12364.45
3WL1120-2FB37-4GA4 | WITHDRAWABLE CIRCUIT BREAKER | 18591.58
3WL1120-3AA32-1AA2 | FIXED-MOUNT NON-AUT. CIRCUIT-B. | 10263.62
3WL1120-3AA46-1AA2 | WITHDRAW. NON-AUT. CIRCUIT-B. | 16838.74
3WL1120-3BB32-1AA2 | FIXED-MOUNTED CIRCUIT BREAKER | 12107.86
3WL1120-3CB32-1GA2 | FIXED-MOUNTED CIRCUIT BREAKER | 12695.62
3WL1120-3CB35-1AN2 | WITHDRAWABLE CIRCUIT BREAKER | 13963.33
3WL1120-3CB62-1AA2 | FIXED-MOUNTED CIRCUIT BREAKER | 12340.4
3WL1120-3EB32-1GA4-ZT40 | FIXED-MOUNTED CIRCUIT BREAKER | 13788.52
3WL1120-3FB32-4GA4-ZC22 | FIXED-MOUNTED CIRCUIT BREAKER | 16065.76
3WL1120-4AA31-4GG4 | FIXED-MOUNT NON-AUT. CIRCUIT-B. | 14512.59
3WL1120-4AA42-1AA2 | FIXED-MOUNT NON-AUT. CIRCUIT-B. | 14272.84
3WL1120-4BB32-1AA2 | FIXED-MOUNTED CIRCUIT BREAKER | 12669.15
3WL1120-4BB64-1GA4-ZT40 | FIXED-MOUNTED CIRCUIT BREAKER | 14333.78
3WL1120-4CB32-1AA2-ZK07 | FIXED-MOUNTED CIRCUIT BREAKER | 13024.37
3WL1210-4EG45-1AA2 | WITHDRAWABLE CIRCUIT BREAKER | 13094.13
3WL1210-4EG47-1AA2 | WITHDRAWABLE CIRCUIT BREAKER | 16301.51
3WL1210-4FB32-4GA4 | FIXED-MOUNTED CIRCUIT BREAKER | 11158.47
3WL1210-4FB32-4GN4 | FIXED-MOUNTED CIRCUIT BREAKER | 11578.63
3WL1210-4FB34-1AA2 | FIXED-MOUNTED CIRCUIT BREAKER | 8972.64
3WL1210-4FB35-1AA2 | WITHDRAWABLE CIRCUIT BREAKER | 9381.58
3WL1210-4FB36-4GN2 | WITHDRAWABLE CIRCUIT BREAKER | 13997.81
3WL1210-4FB36-4GP2 | WITHDRAWABLE CIRCUIT BREAKER | 14046.73
3WL1210-4FG31-1AA2 | FIXED-MOUNTED CIRCUIT BREAKER | 10231.54
3WL1210-4FG32-4GA2 | FIXED-MOUNTED CIRCUIT BREAKER | 12054.14
3WL1210-4FG32-4GP4 | FIXED-MOUNTED CIRCUIT BREAKER | 12886.45
3WL1210-4FG34-1AA2 | FIXED-MOUNTED CIRCUIT BREAKER | 10231.54
3WL1210-4FG36-1AA2 | WITHDRAWABLE CIRCUIT BREAKER | 12508.79
3WL1210-4FG36-4GP2 | WITHDRAWABLE CIRCUIT BREAKER | 15305.62
3WL1210-4FG37-1AA2 | WITHDRAWABLE CIRCUIT BREAKER | 12909.71
3WL1210-4NB34-1AA2 | FIXED-MOUNTED CIRCUIT BREAKER | 11322.05
3WL1210-4NB36-1AA2 | WITHDRAWABLE CIRCUIT BREAKER | 13599.29
3WL1210-4NG31-1AA2 | FIXED-MOUNTED CIRCUIT BREAKER | 12532.84
3WL1210-4NG33-1AA2 | FIXED-MOUNTED CIRCUIT BREAKER | 12532.84
3WL1210-4NG35-1AA2 | WITHDRAWABLE CIRCUIT BREAKER | 12941.78
3WL1210-4NG42-1AA2 | FIXED-MOUNTED CIRCUIT BREAKER | 14890.25
3WL1210-8AA31-1AA2 | FIXED-MOUNT NON-AUT. CIRCUIT-B. | 8259.01
3WL1210-8AA32-4GA4 | FIXED-MOUNT NON-AUT. CIRCUIT-B. | 10460.87
3WL1210-8AA32-4GN4 | FIXED-MOUNT NON-AUT. CIRCUIT-B. | 10881.03
3WL1210-8AA33-1AA2 | FIXED-MOUNT NON-AUT. CIRCUIT-B. | 8259.01
3WL1210-8AA33-4GN2 | FIXED-MOUNT NON-AUT. CIRCUIT-B. | 11006.92
3WL1210-8AA34-1AA2 | FIXED-MOUNT NON-AUT. CIRCUIT-B. | 8259.01
3WL1210-8AA37-1AA2 | WITHDRAW. NON-AUT. CIRCUIT-B. | 12107.86
3WL1210-8AA38-1AA2 | WITHDRAW. NON-AUT. CIRCUIT-B. | 12107.86
3WL1210-8AA43-1AA2 | FIXED-MOUNT NON-AUT. CIRCUIT-B. | 12428.6
3WL1210-8AA43-4GA2-ZA05 | FIXED-MOUNT NON-AUT. CIRCUIT-B. | 17602.91
3WL1212-2AA32-1AA2 | FIXED-MOUNT NON-AUT. CIRCUIT-B. | 5757.25
3WL1212-2AA33-1AA2 | FIXED-MOUNT NON-AUT. CIRCUIT-B. | 6238.35
3WL1212-2AA37-1AA2 | WITHDRAW. NON-AUT. CIRCUIT-B. | 8259.01
3WL1212-2AA41-1AA2 | FIXED-MOUNT NON-AUT. CIRCUIT-B. | 8900.48
3WL1212-2AA48-1AA2 | WITHDRAW. NON-AUT. CIRCUIT-B. | 11947.48
3WL1212-2BB32-1AA2 | FIXED-MOUNTED CIRCUIT BREAKER | 7601.48
3WL1212-2BB36-1AA2 | WITHDRAWABLE CIRCUIT BREAKER | 9614.12
3WL1212-2BB37-1AA2 | WITHDRAWABLE CIRCUIT BREAKER | 10103.25
3WL1212-2BB44-1AA2 | FIXED-MOUNTED CIRCUIT BREAKER | 10744.72
3WL1212-2BB46-1AA2 | WITHDRAWABLE CIRCUIT BREAKER | 13791.73
3WL1212-2CB32-1AS2 | FIXED-MOUNTED CIRCUIT BREAKER | 8860.39
3WL1212-2CB32-3AS2 | FIXED-MOUNTED CIRCUIT BREAKER | 9215.61
3WL1212-2CB32-4GS4 | FIXED-MOUNTED CIRCUIT BREAKER | 11551.37
3WL1212-2CB33-1AA2 | FIXED-MOUNTED CIRCUIT BREAKER | 8315.13
3WL1212-2CB35-1AA2 | WITHDRAWABLE CIRCUIT BREAKER | 8074.57
3WL1212-2CB36-1AA4 | WITHDRAWABLE CIRCUIT BREAKER | 10209.89
3WL1212-2CB36-4CG2 | WITHDRAWABLE CIRCUIT BREAKER | 12554.49
3WL1212-2CB36-4GS4 | WITHDRAWABLE CIRCUIT BREAKER | 13564.01
3WL1212-2CB45-1AA2 | WITHDRAWABLE CIRCUIT BREAKER | 11538.55
3WL1212-2CB46-5FA4 | WITHDRAWABLE CIRCUIT BREAKER | 16715.26
3WL1212-2DG32-4AN4 | FIXED-MOUNTED CIRCUIT BREAKER | 11584.26
3WL1212-2DG34-1AA2 | FIXED-MOUNTED CIRCUIT BREAKER | 9309.41
3WL1216-4BB32-4BA2 | FIXED-MOUNTED CIRCUIT BREAKER | 14435.61
3WL1216-4BB32-4GA4 | FIXED-MOUNTED CIRCUIT BREAKER | 14798.85
3WL1216-4BB34-4AL2 | FIXED-MOUNTED CIRCUIT BREAKER | 14950.4
3WL1216-4BB34-4AN2-ZC22 | FIXED-MOUNTED CIRCUIT BREAKER | 15101.95
3WL1216-4BB34-5AM2 | FIXED-MOUNTED CIRCUIT BREAKER | 14901.49
3WL1216-4BB36-1AA2 | WITHDRAWABLE CIRCUIT BREAKER | 15074.69
3WL1216-4BB36-4GN4 | WITHDRAWABLE CIRCUIT BREAKER | 18185.85
3WL1216-4BB36-4GP4 | WITHDRAWABLE CIRCUIT BREAKER | 18234.76
3WL1216-4BB43-1AA2 | FIXED-MOUNTED CIRCUIT BREAKER | 15635.98
3WL1216-4BB45-1AA2 | WITHDRAWABLE CIRCUIT BREAKER | 15956.71
3WL1216-4CB31-4GA2 | FIXED-MOUNTED CIRCUIT BREAKER | 15069.06
3WL1216-4CB31-4GA4-ZB16 | FIXED-MOUNTED CIRCUIT BREAKER | 15432.31
3WL1216-4CB32-1BA4 | FIXED-MOUNTED CIRCUIT BREAKER | 13058.84
3WL1216-4CB32-1GA2 | FIXED-MOUNTED CIRCUIT BREAKER | 12695.62
3WL1216-4CB32-4AN4-ZT40 | FIXED-MOUNTED CIRCUIT BREAKER | 15401.04
3WL1216-4CB32-4GA2 | FIXED-MOUNTED CIRCUIT BREAKER | 14668.14
3WL1216-4CB32-4GP2 | FIXED-MOUNTED CIRCUIT BREAKER | 15137.23
3WL1216-4CB32-5FM2 | FIXED-MOUNTED CIRCUIT BREAKER | 15088.32
3WL1216-4CB34-1AA4 | FIXED-MOUNTED CIRCUIT BREAKER | 13104.55
3WL1216-4CB34-1AG2 | FIXED-MOUNTED CIRCUIT BREAKER | 13096.54
3WL1216-4CB35-1AA2 | WITHDRAWABLE CIRCUIT BREAKER | 13382.78
3WL1216-4CB35-4AS4 | WITHDRAWABLE CIRCUIT BREAKER | 16744.92
3WL1216-4CB36-1AA2 | WITHDRAWABLE CIRCUIT BREAKER | 15307.22
3WL1216-4CB36-1GA2 | WITHDRAWABLE CIRCUIT BREAKER | 15662.44
3WL1216-4CB36-4AN4 | WITHDRAWABLE CIRCUIT BREAKER | 18063.16
3WL1216-4CB36-4GN2 | WITHDRAWABLE CIRCUIT BREAKER | 18055.14
3WL1216-4CB36-4GP2 | WITHDRAWABLE CIRCUIT BREAKER | 18104.05
3WL1216-4CB37-1AA2 | WITHDRAWABLE CIRCUIT BREAKER | 15788.32
3WL1216-4CB38-1AN4 | WITHDRAWABLE CIRCUIT BREAKER | 16090.62
3WL1216-4CB38-6AJ2 | WITHDRAWABLE CIRCUIT BREAKER | 17699.92
3WL1216-4CB41-4GA2 | FIXED-MOUNTED CIRCUIT BREAKER | 18196.27
3WL1216-4CB42-1GA2 | FIXED-MOUNTED CIRCUIT BREAKER | 15662.44
3WL1216-4CB44-1AA2 | FIXED-MOUNTED CIRCUIT BREAKER | 15868.51
3WL1216-4CB46-1AA2 | WITHDRAWABLE CIRCUIT BREAKER | 18755.16
3WL1216-4DG31-1AA2 | FIXED-MOUNTED CIRCUIT BREAKER | 13735.61
3WL1216-4DG32-4GA2 | FIXED-MOUNTED CIRCUIT BREAKER | 15662.44
3WL1216-4DG33-1AA2 | FIXED-MOUNTED CIRCUIT BREAKER | 13735.61
3WL1216-4DG34-4AN2 | FIXED-MOUNTED CIRCUIT BREAKER | 16128.3
3WL1216-4DG36-4GA4 | WITHDRAWABLE CIRCUIT BREAKER | 18992.51
3WL1216-4DG36-4GN2 | WITHDRAWABLE CIRCUIT BREAKER | 19049.42
3WL1112-3CB34-1AM2 | FIXED-MOUNTED CIRCUIT BREAKER | 8390.51
3WL1112-3CB34-1AM4 | FIXED-MOUNTED CIRCUIT BREAKER | 8753.73
3WL1112-3CB34-5FA2 | FIXED-MOUNTED CIRCUIT BREAKER | 10298.09
3WL1112-3CB34-6AJ2 | FIXED-MOUNTED CIRCUIT BREAKER | 10363.05
3WL1112-3CB35-1AA2 | WITHDRAWABLE CIRCUIT BREAKER | 7906.18
3WL1112-3CB35-1AA2-ZT40 | WITHDRAWABLE CIRCUIT BREAKER | 8210.89
3WL1112-3CB35-5AM2 | WITHDRAWABLE CIRCUIT BREAKER | 10298.9
3WL1112-3CB35-5FM4 | WITHDRAWABLE CIRCUIT BREAKER | 11017.35
3WL1112-3CB36-1AA2 | WITHDRAWABLE CIRCUIT BREAKER | 9405.63
3WL1112-3CB36-1AA4 | WITHDRAWABLE CIRCUIT BREAKER | 9768.87
3WL1112-3CB36-4AJ2 | WITHDRAWABLE CIRCUIT BREAKER | 11798.35
3WL1112-3CB36-4AN2 | WITHDRAWABLE CIRCUIT BREAKER | 11798.35
3WL1112-3CB36-4AN2-ZC22 | WITHDRAWABLE CIRCUIT BREAKER | 11998.81
3WL1112-3CB36-4BA4 | WITHDRAWABLE CIRCUIT BREAKER | 12096.63
3WL1112-3CB36-5FM2 | WITHDRAWABLE CIRCUIT BREAKER | 12153.57
3WL1112-3CB36-6BA2 | WITHDRAWABLE CIRCUIT BREAKER | 11733.39
3WL1112-3CB36-6BJ2-ZP00 | WITHDRAWABLE CIRCUIT BREAKER | 12622.64
3WL1112-3CB37-1AA2 | WITHDRAWABLE CIRCUIT BREAKER | 9854.67
3WL1112-3CB38-4GN2 | WITHDRAWABLE CIRCUIT BREAKER | 12153.57
3WL1112-3CB38-5FA2 | WITHDRAWABLE CIRCUIT BREAKER | 11733.39
3WL1112-3CB41-1AA2 | FIXED-MOUNTED CIRCUIT BREAKER | 10576.33
3WL1112-3CB41-1GA2 | FIXED-MOUNTED CIRCUIT BREAKER | 10931.55
3WL1112-3CB41-1GA4 | FIXED-MOUNTED CIRCUIT BREAKER | 11294.79
3WL1112-3CB43-1GA2 | FIXED-MOUNTED CIRCUIT BREAKER | 10931.55
3WL1112-3CB43-4GA2 | FIXED-MOUNTED CIRCUIT BREAKER | 12904.09
3WL1112-3CB44-1AA2 | FIXED-MOUNTED CIRCUIT BREAKER | 10576.33
3WL1112-3CB44-1GA2 | FIXED-MOUNTED CIRCUIT BREAKER | 10931.55
3WL1112-3DG32-1AA2 | FIXED-MOUNTED CIRCUIT BREAKER | 8507.57
3WL1112-3DG32-1AA4 | FIXED-MOUNTED CIRCUIT BREAKER | 8870.81
3WL1112-3DG32-1BA2 | FIXED-MOUNTED CIRCUIT BREAKER | 8862.79
3WL1112-3DG32-1FA2 | FIXED-MOUNTED CIRCUIT BREAKER | 8862.79
3WL1112-3DG36-1AA2 | WITHDRAWABLE CIRCUIT BREAKER | 10399.93
3WL1112-3DG36-1AA4 | WITHDRAWABLE CIRCUIT BREAKER | 10763.16
3WL1116-2CB35-4AN2 | WITHDRAWABLE CIRCUIT BREAKER | 14091.62
3WL1116-2CB35-4AN4 | WITHDRAWABLE CIRCUIT BREAKER | 14454.86
3WL1116-2CB36-1AN2 | WITHDRAWABLE CIRCUIT BREAKER | 13562.4
3WL1116-2CB36-1AN4 | WITHDRAWABLE CIRCUIT BREAKER | 13925.65
3WL1116-2CB36-1AS2 | WITHDRAWABLE CIRCUIT BREAKER | 14168.6
3WL1116-2CB36-1BJ4 | WITHDRAWABLE CIRCUIT BREAKER | 14280.86
3WL1116-2CB36-3GA2 | WITHDRAWABLE CIRCUIT BREAKER | 13852.67
3WL1116-2CB36-4AA2 | WITHDRAWABLE CIRCUIT BREAKER | 15114.78
3WL1116-2CB36-4AA4 | WITHDRAWABLE CIRCUIT BREAKER | 15478.01
3WL1116-2CB36-4AG2 | WITHDRAWABLE CIRCUIT BREAKER | 15469.99
3WL1116-2CB36-4GN4 | WITHDRAWABLE CIRCUIT BREAKER | 16253.4
3WL1116-2CB36-4GP2 | WITHDRAWABLE CIRCUIT BREAKER | 15939.07
3WL1116-2CB36-4GP4 | WITHDRAWABLE CIRCUIT BREAKER | 16302.32
3WL1116-3EB33-1AA2 | FIXED-MOUNTED CIRCUIT BREAKER | 12043.72
3WL1116-3EB36-1AA2 | WITHDRAWABLE CIRCUIT BREAKER | 14048.33
3WL1116-3EB36-1AJ2 | WITHDRAWABLE CIRCUIT BREAKER | 14468.49
3WL1116-3EB36-1AN2-ZT40 | WITHDRAWABLE CIRCUIT BREAKER | 14773.19
3WL1116-3EB36-1AP4-ZR21S07T40 | WITHDRAWABLE CIRCUIT BREAKER | 15749.84
3WL1116-3EB36-1BA2 | WITHDRAWABLE CIRCUIT BREAKER | 14403.53
3WL1116-3EB36-4GP2 | WITHDRAWABLE CIRCUIT BREAKER | 16845.16
3WL1116-3EB36-4GP4 | WITHDRAWABLE CIRCUIT BREAKER | 17208.39
3WL1116-3EB36-6AJ2 | WITHDRAWABLE CIRCUIT BREAKER | 16441.03
3WL1116-3EB36-6BA2 | WITHDRAWABLE CIRCUIT BREAKER | 16376.07
3WL1116-3EB45-1AA2 | WITHDRAWABLE CIRCUIT BREAKER | 15732.2
3WL1116-3EB45-4GG4 | WITHDRAWABLE CIRCUIT BREAKER | 18778.4
3WL1116-3EB45-5FR4 | WITHDRAWABLE CIRCUIT BREAKER | 19449.55
3WL1116-3EB46-1AA2 | WITHDRAWABLE CIRCUIT BREAKER | 17496.25
3WL1116-3EG32-4GA2 | FIXED-MOUNTED CIRCUIT BREAKER | 15101.15
3WL1116-3EG32-4GA4 | FIXED-MOUNTED CIRCUIT BREAKER | 15464.38
3WL1116-3EG32-4GN2 | FIXED-MOUNTED CIRCUIT BREAKER | 15521.31
3WL1116-3EG32-4GN4 | FIXED-MOUNTED CIRCUIT BREAKER | 15884.55
3WL1116-3EG36-4GA2 | WITHDRAWABLE CIRCUIT BREAKER | 17586.86
3WL1116-3EG36-4GA4 | WITHDRAWABLE CIRCUIT BREAKER | 17950.1
3WL1116-3EG36-4GN2 | WITHDRAWABLE CIRCUIT BREAKER | 18007.04
3WL1116-3EG36-4GN4 | WITHDRAWABLE CIRCUIT BREAKER | 18370.26
3WL1116-3EG45-1AA2 | WITHDRAWABLE CIRCUIT BREAKER | 16942.98
3WL1116-3EG45-4BA2 | WITHDRAWABLE CIRCUIT BREAKER | 19270.74
3WL1116-3EG45-4GA4 | WITHDRAWABLE CIRCUIT BREAKER | 19633.97
3WL1116-3EG46-1AA2 | WITHDRAWABLE CIRCUIT BREAKER | 18707.04
3WL1116-3FB32-4AB2 | FIXED-MOUNTED CIRCUIT BREAKER | 14299.31
3WL1116-3FB32-4BA2 | FIXED-MOUNTED CIRCUIT BREAKER | 14299.31
3WL1116-3FB32-4BJ2 | FIXED-MOUNTED CIRCUIT BREAKER | 14719.47
3WL1116-3FB32-4GA2 | FIXED-MOUNTED CIRCUIT BREAKER | 14299.31
3WL1116-3FB35-4FA2-ZF02 | WITHDRAWABLE CIRCUIT BREAKER | 17258.11
3WL1116-3FB35-4GA4 | WITHDRAWABLE CIRCUIT BREAKER | 15865.3
3WL1116-3FB35-5FA4 | WITHDRAWABLE CIRCUIT BREAKER | 15865.3
3WL1116-3FB36-1AA2 | WITHDRAWABLE CIRCUIT BREAKER | 14457.26
3WL1116-3FB36-1AA4 | WITHDRAWABLE CIRCUIT BREAKER | 14820.5
3WL1116-3FB36-4GP2 | WITHDRAWABLE CIRCUIT BREAKER | 17254.11
3WL1116-3FB36-4GP4 | WITHDRAWABLE CIRCUIT BREAKER | 17617.33
3WL1116-3FB36-4GS4 | WITHDRAWABLE CIRCUIT BREAKER | 18174.62
3WL1116-3FB36-5FA2 | WITHDRAWABLE CIRCUIT BREAKER | 16785.02
3WL1116-3FB46-6BA4 | WITHDRAWABLE CIRCUIT BREAKER | 20596.2
3WL1208-3FB36-4GP4 | WITHDRAWABLE CIRCUIT BREAKER | 13463.79
3WL1208-3FB36-5FA4 | WITHDRAWABLE CIRCUIT BREAKER | 12994.7
3WL1208-3FB37-1AA2 | WITHDRAWABLE CIRCUIT BREAKER | 10776.79
3WL1208-3FG32-4GN4 | FIXED-MOUNTED CIRCUIT BREAKER | 11971.55
3WL1208-3FG32-4GP2 | FIXED-MOUNTED CIRCUIT BREAKER | 11657.22
3WL1208-3FG32-4GP4 | FIXED-MOUNTED CIRCUIT BREAKER | 12020.46
3WL1208-3FG33-1AA2 | FIXED-MOUNTED CIRCUIT BREAKER | 9349.51
3WL1208-3FG34-1AA2 | FIXED-MOUNTED CIRCUIT BREAKER | 9349.51
3WL1210-4BB32-1AA2 | FIXED-MOUNTED CIRCUIT BREAKER | 7401.02
3WL1210-4BB32-1GA2 | FIXED-MOUNTED CIRCUIT BREAKER | 7756.24
3WL1210-4BB32-4AN2 | FIXED-MOUNTED CIRCUIT BREAKER | 9793.74
3WL1210-4BB32-4GA2 | FIXED-MOUNTED CIRCUIT BREAKER | 9728.78
3WL1210-4BB35-6BJ2 | WITHDRAWABLE CIRCUIT BREAKER | 11063.05
3WL1210-4BB36-1AA2 | WITHDRAWABLE CIRCUIT BREAKER | 10183.43
3WL1210-4BB36-4GA2 | WITHDRAWABLE CIRCUIT BREAKER | 12511.19
3WL1210-4BB36-4GA4 | WITHDRAWABLE CIRCUIT BREAKER | 12874.43
3WL1210-4BB45-1AA2 | WITHDRAWABLE CIRCUIT BREAKER | 11225.83
3WL1210-4BB46-1AA2 | WITHDRAWABLE CIRCUIT BREAKER | 13871.92
3WL1210-4BB46-2FA2 | WITHDRAWABLE CIRCUIT BREAKER | 14582.36
3WL1210-4BB47-1AA2 | WITHDRAWABLE CIRCUIT BREAKER | 14433.21
3WL1210-4CB32-4GN2 | FIXED-MOUNTED CIRCUIT BREAKER | 10381.49
3WL1210-4CB32-4GN4 | FIXED-MOUNTED CIRCUIT BREAKER | 10744.72
3WL1210-4CB32-4GP2 | FIXED-MOUNTED CIRCUIT BREAKER | 10430.4
3WL1210-4CB32-4GP4 | FIXED-MOUNTED CIRCUIT BREAKER | 10793.63
3WL1210-4CB32-5FF2 | FIXED-MOUNTED CIRCUIT BREAKER | 10316.53
3WL1210-4CB36-1AA4 | WITHDRAWABLE CIRCUIT BREAKER | 10779.2
3WL1210-4CB36-1GA2 | WITHDRAWABLE CIRCUIT BREAKER | 10771.18
3WL1210-4CB36-4AN2 | WITHDRAWABLE CIRCUIT BREAKER | 12808.68
3WL1210-4CB36-4AN4 | WITHDRAWABLE CIRCUIT BREAKER | 13171.9
3WL1210-4CB41-1AA2 | FIXED-MOUNTED CIRCUIT BREAKER | 11057.44
3WL1210-4CB42-1AA2 | FIXED-MOUNTED CIRCUIT BREAKER | 10496.15
3WL1210-4CB42-1GA2 | FIXED-MOUNTED CIRCUIT BREAKER | 10851.37
3WL1216-4DG38-1AA2 | WITHDRAWABLE CIRCUIT BREAKER | 16301.51
3WL1216-4DG42-1AA2 | FIXED-MOUNTED CIRCUIT BREAKER | 16301.51
3WL1216-4DG48-1AA2 | WITHDRAWABLE CIRCUIT BREAKER | 19749.44
3WL1216-4EB32-1AA2 | FIXED-MOUNTED CIRCUIT BREAKER | 12765.37
3WL1216-4EB32-4GA4 | FIXED-MOUNTED CIRCUIT BREAKER | 15456.36
3WL1216-4EB32-4GN2 | FIXED-MOUNTED CIRCUIT BREAKER | 15513.29
3WL1216-4EB34-1AN2-ZK07 | FIXED-MOUNTED CIRCUIT BREAKER | 13709.14
3WL1216-4EB34-4AN2 | FIXED-MOUNTED CIRCUIT BREAKER | 15558.99
3WL1216-4EB36-4GA4 | WITHDRAWABLE CIRCUIT BREAKER | 18423.2
3WL1216-4EB36-4GN2 | WITHDRAWABLE CIRCUIT BREAKER | 18480.11
3WL1216-4EB36-5FA4 | WITHDRAWABLE CIRCUIT BREAKER | 18423.2
3WL1216-4EB38-1AA2 | WITHDRAWABLE CIRCUIT BREAKER | 15732.2
3WL1216-4EB47-1AA2 | WITHDRAWABLE CIRCUIT BREAKER | 19581.05
3WL1216-4EG31-1AA2 | FIXED-MOUNTED CIRCUIT BREAKER | 14377.08
3WL1220-3EB42-6BJ4 | FIXED-MOUNTED CIRCUIT BREAKER | 21088.52
3WL1220-3EB44-1AA2 | FIXED-MOUNTED CIRCUIT BREAKER | 18538.65
3WL1220-3EB46-1AA2 | WITHDRAWABLE CIRCUIT BREAKER | 22066.78
3WL1220-3EB46-1FA2 | WITHDRAWABLE CIRCUIT BREAKER | 22421.98
3WL1220-3EB47-1AA2 | WITHDRAWABLE CIRCUIT BREAKER | 22948.8
3WL1220-3EB62-6GB2-ZK07 | FIXED-MOUNTED CIRCUIT BREAKER | 16773.79
3WL1116-3BB34-3AA2 | FIXED-MOUNTED CIRCUIT BREAKER | 11741.41
3WL1116-3BB34-4AN4 | FIXED-MOUNTED CIRCUIT BREAKER | 14142.14
3WL1116-3BB35-3GA2 | WITHDRAWABLE CIRCUIT BREAKER | 12818.29
3WL1116-3BB36-1AA2 | WITHDRAWABLE CIRCUIT BREAKER | 13390.81
3WL1116-3BB36-4AA2 | WITHDRAWABLE CIRCUIT BREAKER | 15363.35
3WL1116-3BB36-4AN2 | WITHDRAWABLE CIRCUIT BREAKER | 15783.52
3WL1116-3BB36-4GP2 | WITHDRAWABLE CIRCUIT BREAKER | 16187.64
3WL1116-3BB36-5FA4 | WITHDRAWABLE CIRCUIT BREAKER | 16081.81
3WL1116-3BB38-4GG4 | WITHDRAWABLE CIRCUIT BREAKER | 16437.03
3WL1116-3BB42-1AA2 | FIXED-MOUNTED CIRCUIT BREAKER | 13791.73
3WL1116-3BB45-1AA2 | WITHDRAWABLE CIRCUIT BREAKER | 15074.69
3WL1116-3BB46-1AA2 | WITHDRAWABLE CIRCUIT BREAKER | 16838.74
3WL1116-3BB48-1AA2 | WITHDRAWABLE CIRCUIT BREAKER | 16838.74
3WL1116-3CB31-1AM2 | FIXED-MOUNTED CIRCUIT BREAKER | 12038.9
3WL1116-3CB31-4GN7 | FIXED-MOUNTED CIRCUIT BREAKER | 14729.89
3WL1116-3CB32-1AA2 | FIXED-MOUNTED CIRCUIT BREAKER | 11137.63
3WL1116-3CB32-1AT2 | FIXED-MOUNTED CIRCUIT BREAKER | 12268.23
3WL1116-3CB32-1BP2 | FIXED-MOUNTED CIRCUIT BREAKER | 11961.92
3WL1116-3CB32-1GA8 | FIXED-MOUNTED CIRCUIT BREAKER | 11856.08
3WL1116-3CB32-1GN2 | FIXED-MOUNTED CIRCUIT BREAKER | 11913.01
3WL1116-3CB32-4AA2 | FIXED-MOUNTED CIRCUIT BREAKER | 13110.17
3WL1116-3CB32-4AJ2-ZK07 | FIXED-MOUNTED CIRCUIT BREAKER | 13653.02
3WL1116-3CB32-4AN2 | FIXED-MOUNTED CIRCUIT BREAKER | 13530.33
3WL1116-3CB32-4GG2 | FIXED-MOUNTED CIRCUIT BREAKER | 13820.59
3WL1116-3CB32-4GN2 | FIXED-MOUNTED CIRCUIT BREAKER | 13885.55
3WL1116-3CB32-6AJ2 | FIXED-MOUNTED CIRCUIT BREAKER | 13530.33
3WL1116-3CB33-1AA2 | FIXED-MOUNTED CIRCUIT BREAKER | 11618.73
3WL1116-3CB33-4AN2 | FIXED-MOUNTED CIRCUIT BREAKER | 14011.44
3WL1116-3CB33-4AN4 | FIXED-MOUNTED CIRCUIT BREAKER | 14374.67
3WL1116-3CB33-4GS4 | FIXED-MOUNTED CIRCUIT BREAKER | 15336.09
3WL1116-3CB34-1AN2 | FIXED-MOUNTED CIRCUIT BREAKER | 12038.9
3WL1116-3CB34-1GA2 | FIXED-MOUNTED CIRCUIT BREAKER | 11973.95
3WL1116-3CB34-4AN4 | FIXED-MOUNTED CIRCUIT BREAKER | 14374.67
3WL1116-3CB34-4AS4 | FIXED-MOUNTED CIRCUIT BREAKER | 14980.87
3WL1116-3CB34-5FA2 | FIXED-MOUNTED CIRCUIT BREAKER | 13946.49
3WL1116-3CB35-1AA2 | WITHDRAWABLE CIRCUIT BREAKER | 12340.4
3WL1116-3CB35-1AG2 | WITHDRAWABLE CIRCUIT BREAKER | 12695.62
3WL1116-3CB35-4AN4 | WITHDRAWABLE CIRCUIT BREAKER | 15096.34
3WL1116-3CB35-4GA2-ZK07 | WITHDRAWABLE CIRCUIT BREAKER | 14790.83
3WL1112-3CB36-4GP4 | WITHDRAWABLE CIRCUIT BREAKER | 12565.71
3WL1112-3CB36-4GS4 | WITHDRAWABLE CIRCUIT BREAKER | 13122.99
3WL1112-3CB38-1GA2 | WITHDRAWABLE CIRCUIT BREAKER | 9760.85
3WL1112-3CB38-1GA4 | WITHDRAWABLE CIRCUIT BREAKER | 10124.09
3WL1112-3CB38-1GN2 | WITHDRAWABLE CIRCUIT BREAKER | 10181.03
3WL1112-3CB38-4AA2 | WITHDRAWABLE CIRCUIT BREAKER | 11378.17
3WL1112-3CB42-4AA2 | FIXED-MOUNTED CIRCUIT BREAKER | 11915.41
3WL1112-3CB42-4AN2 | FIXED-MOUNTED CIRCUIT BREAKER | 12335.59
3WL1112-3CB42-4AP2 | FIXED-MOUNTED CIRCUIT BREAKER | 12384.5
3WL1112-3CB42-4AP2-ZC27 | FIXED-MOUNTED CIRCUIT BREAKER | 12462.05
3WL1112-3CB46-1GS4 | WITHDRAWABLE CIRCUIT BREAKER | 15127.6
3WL1112-3CB46-4GA2 | WITHDRAWABLE CIRCUIT BREAKER | 15710.54
3WL1112-3CB46-4GA4 | WITHDRAWABLE CIRCUIT BREAKER | 16073.78
3WL1112-3CB46-4GN4 | WITHDRAWABLE CIRCUIT BREAKER | 16493.94
3WL1112-3CB47-1AA2 | WITHDRAWABLE CIRCUIT BREAKER | 14104.45
3WL1112-3DG32-4GA4 | FIXED-MOUNTED CIRCUIT BREAKER | 11198.57
3WL1112-3DG32-4GG4 | FIXED-MOUNTED CIRCUIT BREAKER | 11553.79
3WL1112-3DG32-4GN2 | FIXED-MOUNTED CIRCUIT BREAKER | 11255.5
3WL1112-3DG32-4GN4 | FIXED-MOUNTED CIRCUIT BREAKER | 11618.73
3WL1116-2CB35-4GJ2 | WITHDRAWABLE CIRCUIT BREAKER | 14446.84
3WL1116-2CB35-4GN4 | WITHDRAWABLE CIRCUIT BREAKER | 14810.08
3WL1116-2CB35-4GN4-ZC01 | WITHDRAWABLE CIRCUIT BREAKER | 15243.87
3WL1116-2CB35-5AM8 | WITHDRAWABLE CIRCUIT BREAKER | 14454.86
3WL1116-2CB36-1GG2 | WITHDRAWABLE CIRCUIT BREAKER | 13852.67
3WL1116-2CB36-1GG4 | WITHDRAWABLE CIRCUIT BREAKER | 14215.91
3WL1116-2CB36-1GN2 | WITHDRAWABLE CIRCUIT BREAKER | 13917.62
3WL1116-2CB36-1GN4 | WITHDRAWABLE CIRCUIT BREAKER | 14280.86
3WL1116-2CB36-4BA4 | WITHDRAWABLE CIRCUIT BREAKER | 15833.23
3WL1116-2CB36-4BN2 | WITHDRAWABLE CIRCUIT BREAKER | 15890.16
3WL1116-2CB36-4GA2 | WITHDRAWABLE CIRCUIT BREAKER | 15469.99
3WL1116-2CB36-4GA4 | WITHDRAWABLE CIRCUIT BREAKER | 15833.23
3WL1116-3EB35-1BA4 | WITHDRAWABLE CIRCUIT BREAKER | 13483.82
3WL1116-3EB35-1BA4-ZC11 | WITHDRAWABLE CIRCUIT BREAKER | 13561.37
3WL1116-3EB35-3BA4-ZC11 | WITHDRAWABLE CIRCUIT BREAKER | 13916.59
3WL1116-3EB35-4AA4 | WITHDRAWABLE CIRCUIT BREAKER | 15101.15
3WL1116-3EB36-4AA2 | WITHDRAWABLE CIRCUIT BREAKER | 16020.85
3WL1116-3EB36-4AA4 | WITHDRAWABLE CIRCUIT BREAKER | 16384.1
3WL1116-3EB36-4GA2 | WITHDRAWABLE CIRCUIT BREAKER | 16376.07
3WL1116-3EB36-4GA4 | WITHDRAWABLE CIRCUIT BREAKER | 16739.31
3WL1116-3EB38-4GA4 | WITHDRAWABLE CIRCUIT BREAKER | 16739.31
3WL1116-3EB38-5FA2 | WITHDRAWABLE CIRCUIT BREAKER | 16376.07
3WL1116-3EB41-1AA2 | FIXED-MOUNTED CIRCUIT BREAKER | 15090.72
3WL1116-3EB42-1AA2 | FIXED-MOUNTED CIRCUIT BREAKER | 14449.25
3WL1116-3EB42-1GA2-ZT40 | FIXED-MOUNTED CIRCUIT BREAKER | 15109.16
3WL1116-3EB46-5FR4 | WITHDRAWABLE CIRCUIT BREAKER | 21213.61
3WL1116-3EB46-6BA2 | WITHDRAWABLE CIRCUIT BREAKER | 19824.01
3WL1116-3EB47-1AA2 | WITHDRAWABLE CIRCUIT BREAKER | 18217.92
3WL1116-3EB47-4GA4 | WITHDRAWABLE CIRCUIT BREAKER | 20908.9
3WL1116-3EG33-6BJ2-ZA11 | FIXED-MOUNTED CIRCUIT BREAKER | 16044.03
3WL1116-3EG34-1AA2 | FIXED-MOUNTED CIRCUIT BREAKER | 13254.49
3WL1116-3EG34-4AN2 | FIXED-MOUNTED CIRCUIT BREAKER | 15647.21
3WL1116-3EG35-1AA2 | WITHDRAWABLE CIRCUIT BREAKER | 13976.16
3WL1116-3EG37-5AA2 | WITHDRAWABLE CIRCUIT BREAKER | 17792.93
3WL1116-3EG38-1AA2 | WITHDRAWABLE CIRCUIT BREAKER | 15259.1
3WL1116-3EG38-4GN4 | WITHDRAWABLE CIRCUIT BREAKER | 18370.26
3WL1116-3EG41-1AA2 | FIXED-MOUNTED CIRCUIT BREAKER | 16301.51
3WL1116-3EG47-1FA2 | WITHDRAWABLE CIRCUIT BREAKER | 19783.91
3WL1116-3EG47-4BA4 | WITHDRAWABLE CIRCUIT BREAKER | 22119.69
3WL1116-3EG47-4GA4 | WITHDRAWABLE CIRCUIT BREAKER | 22119.69
3WL1116-3CB36-1AG2 | WITHDRAWABLE CIRCUIT BREAKER | 13978.56
3WL1116-3CB36-1BA2 | WITHDRAWABLE CIRCUIT BREAKER | 13978.56
3WL1116-3CB36-1GS2 | WITHDRAWABLE CIRCUIT BREAKER | 15004.92
3WL1116-3CB36-4AA4 | WITHDRAWABLE CIRCUIT BREAKER | 15959.12
3WL1116-3CB36-4AS2 | WITHDRAWABLE CIRCUIT BREAKER | 16622.24
3WL1116-3CB36-4FN2 | WITHDRAWABLE CIRCUIT BREAKER | 16371.26
3WL1116-3CB36-4GP2 | WITHDRAWABLE CIRCUIT BREAKER | 16420.19
3WL1116-3CB36-4GT4 | WITHDRAWABLE CIRCUIT BREAKER | 17444.94
3WL1116-3CB36-6BJ2 | WITHDRAWABLE CIRCUIT BREAKER | 16371.26
3WL1116-3CB37-1AN2-ZK07 | WITHDRAWABLE CIRCUIT BREAKER | 14727.49
3WL1210-3BB35-1AA2 | WITHDRAWABLE CIRCUIT BREAKER | 7890.16
3WL1210-3BB36-4AS2 | WITHDRAWABLE CIRCUIT BREAKER | 12621.03
3WL1210-3BB36-4GP4 | WITHDRAWABLE CIRCUIT BREAKER | 12782.21
3WL1210-3BB37-1AA2 | WITHDRAWABLE CIRCUIT BREAKER | 10103.25
3WL1210-3BB46-1AA2 | WITHDRAWABLE CIRCUIT BREAKER | 13310.63
3WL1210-3BB48-1AA2 | WITHDRAWABLE CIRCUIT BREAKER | 13310.63
3WL1210-3CB31-5FA4-ZT40 | FIXED-MOUNTED CIRCUIT BREAKER | 10629.26
3WL1210-3CB32-1AA2-ZT40 | FIXED-MOUNTED CIRCUIT BREAKER | 7473.19
3WL1210-3CB32-4AA4 | FIXED-MOUNTED CIRCUIT BREAKER | 9504.27
3WL1210-3CB32-4AS2 | FIXED-MOUNTED CIRCUIT BREAKER | 10167.4
3WL1210-3CB32-4GP2 | FIXED-MOUNTED CIRCUIT BREAKER | 9965.33
3WL1210-3CB32-5FA2 | FIXED-MOUNTED CIRCUIT BREAKER | 9496.24
3WL1210-3CB34-4GA4 | FIXED-MOUNTED CIRCUIT BREAKER | 10324.56
3WL1210-3CB35-1GA2 | WITHDRAWABLE CIRCUIT BREAKER | 8477.91
3WL1210-3CB36-1AA4-ZR16 | WITHDRAWABLE CIRCUIT BREAKER | 10686.99
3WL1210-3CB36-1FA2 | WITHDRAWABLE CIRCUIT BREAKER | 10209.89
3WL1210-3CB36-4GA2 | WITHDRAWABLE CIRCUIT BREAKER | 12182.43
3WL1210-3CB36-4GG4 | WITHDRAWABLE CIRCUIT BREAKER | 12900.88
3WL1210-3CB36-4GS2 | WITHDRAWABLE CIRCUIT BREAKER | 13208.79
3WL1210-3CB36-5AM4 | WITHDRAWABLE CIRCUIT BREAKER | 12610.61
3WL1210-3CB42-1AA2 | FIXED-MOUNTED CIRCUIT BREAKER | 10071.18
3WL1210-3CB42-4AN2 | FIXED-MOUNTED CIRCUIT BREAKER | 12463.88
3WL1210-3CB46-1AA4 | WITHDRAWABLE CIRCUIT BREAKER | 13906.39
3WL1210-3CB46-1GA2 | WITHDRAWABLE CIRCUIT BREAKER | 13898.39
3WL1210-3DG31-1AA2 | FIXED-MOUNTED CIRCUIT BREAKER | 8627.86
3WL1210-3DG32-4GA2 | FIXED-MOUNTED CIRCUIT BREAKER | 10490.54
3WL1210-3DG34-1AA2 | FIXED-MOUNTED CIRCUIT BREAKER | 8627.86
3WL1210-3DG36-1AA2 | WITHDRAWABLE CIRCUIT BREAKER | 10848.96
3WL1210-3DG36-4GP4 | WITHDRAWABLE CIRCUIT BREAKER | 14009.03
3WL1210-3DG38-1AA2 | WITHDRAWABLE CIRCUIT BREAKER | 10848.96
3WL1210-3DG45-1AA2 | WITHDRAWABLE CIRCUIT BREAKER | 12051.72
3WL1210-3DG46-1FA2 | WITHDRAWABLE CIRCUIT BREAKER | 14892.67
3WL1210-3DG48-1AA2 | WITHDRAWABLE CIRCUIT BREAKER | 14537.45
3WL1210-3EB32-1GA2-ZS07 | FIXED-MOUNTED CIRCUIT BREAKER | 8093.02
3WL1210-3EB32-4GA2 | FIXED-MOUNTED CIRCUIT BREAKER | 9921.23
3WL1210-3EB33-4GA4 | FIXED-MOUNTED CIRCUIT BREAKER | 10749.53
3WL1210-3EB35-1AA2 | WITHDRAWABLE CIRCUIT BREAKER | 8547.66
3WL1210-3EB36-4GA2 | WITHDRAWABLE CIRCUIT BREAKER | 12607.4
3WL1210-3EB36-4GN2 | WITHDRAWABLE CIRCUIT BREAKER | 13027.58
3WL1210-3EB36-4GP2 | WITHDRAWABLE CIRCUIT BREAKER | 13076.49
3WL1210-3EB41-1AA2 | FIXED-MOUNTED CIRCUIT BREAKER | 11161.68
3WL1210-3EB42-4GA2 | FIXED-MOUNTED CIRCUIT BREAKER | 12823.91
3WL1210-3EG31-1AA2 | FIXED-MOUNTED CIRCUIT BREAKER | 9269.33
3WL1210-3EG32-4GA2 | FIXED-MOUNTED CIRCUIT BREAKER | 11132.01
3WL1210-3EG32-4GP4 | FIXED-MOUNTED CIRCUIT BREAKER | 11964.32
3WL1210-3EG33-1AA2 | FIXED-MOUNTED CIRCUIT BREAKER | 9269.33
3WL1210-3EG35-1AA2 | WITHDRAWABLE CIRCUIT BREAKER | 9758.45
3WL1210-3EG36-4GN4 | WITHDRAWABLE CIRCUIT BREAKER | 14601.6
3WL1210-3EG36-4GP4 | WITHDRAWABLE CIRCUIT BREAKER | 14650.51
3WL1210-3EG44-1AA2 | FIXED-MOUNTED CIRCUIT BREAKER | 12372.47
3WL1210-3EG46-1AA2 | WITHDRAWABLE CIRCUIT BREAKER | 15178.93
3WL1210-3FB32-4GN2 | FIXED-MOUNTED CIRCUIT BREAKER | 10750.34
3WL1210-3FB32-4GP2 | FIXED-MOUNTED CIRCUIT BREAKER | 10799.25
3WL1210-3FB35-4AN2 | WITHDRAWABLE CIRCUIT BREAKER | 11349.31
3WL1210-3FB36-1AA2 | WITHDRAWABLE CIRCUIT BREAKER | 10688.59
3WL1216-3AA36-4GT4 | WITHDRAW. NON-AUT. CIRCUIT-B. | 16410.56
3WL1216-3AA38-1AA2 | WITHDRAW. NON-AUT. CIRCUIT-B. | 12588.96
3WL1216-3AA42-1GN2 | FIXED-MOUNT NON-AUT. CIRCUIT-B. | 13604.9
3WL1216-3AA42-4GA4 | FIXED-MOUNT NON-AUT. CIRCUIT-B. | 15520.5
3WL1216-3AA46-1AA2 | WITHDRAW. NON-AUT. CIRCUIT-B. | 16197.26
3WL1216-3AA46-1GA2 | WITHDRAW. NON-AUT. CIRCUIT-B. | 16552.48
3WL1216-3BB31-1AA2 | FIXED-MOUNTED CIRCUIT BREAKER | 11867.31
3WL1216-3BB32-1AA2 | FIXED-MOUNTED CIRCUIT BREAKER | 11466.39
3WL1216-3BB32-3AA4 | FIXED-MOUNTED CIRCUIT BREAKER | 12184.83
3WL1216-3BB32-4AN2 | FIXED-MOUNTED CIRCUIT BREAKER | 13859.08
3WL1216-3BB32-4GN4 | FIXED-MOUNTED CIRCUIT BREAKER | 14577.55
3WL1216-3BB32-4GP4 | FIXED-MOUNTED CIRCUIT BREAKER | 14626.46
3WL1216-3BB34-1AA2 | FIXED-MOUNTED CIRCUIT BREAKER | 11867.31
3WL1216-3BB34-4AN4 | FIXED-MOUNTED CIRCUIT BREAKER | 14623.25
3WL1216-3BB36-1AA2 | WITHDRAWABLE CIRCUIT BREAKER | 14433.21
3WL1216-3BB36-1AN2 | WITHDRAWABLE CIRCUIT BREAKER | 14853.37
3WL1216-3BB36-4GN4 | WITHDRAWABLE CIRCUIT BREAKER | 17544.37
3WL1216-3BB36-4GP4 | WITHDRAWABLE CIRCUIT BREAKER | 17593.28
3WL1216-3BB42-1GA2 | FIXED-MOUNTED CIRCUIT BREAKER | 15028.98
3WL1216-3BB43-1GA2 | FIXED-MOUNTED CIRCUIT BREAKER | 15510.08
3WL1216-3CB31-1AA2 | FIXED-MOUNTED CIRCUIT BREAKER | 12099.84
3WL1216-3CB31-1GA2 | FIXED-MOUNTED CIRCUIT BREAKER | 12455.06
3WL1216-3CB32-1AM2 | FIXED-MOUNTED CIRCUIT BREAKER | 12119.08
3WL1216-3CB32-1AS2 | FIXED-MOUNTED CIRCUIT BREAKER | 12725.28
3WL1216-3CB32-4AA4 | FIXED-MOUNTED CIRCUIT BREAKER | 14034.68
3WL1216-3CB32-4AN2-ZS07 | FIXED-MOUNTED CIRCUIT BREAKER | 14235.96
3WL1216-3CB32-4GN2 | FIXED-MOUNTED CIRCUIT BREAKER | 14446.84
3WL1216-3CB32-4GN8-ZC22 | FIXED-MOUNTED CIRCUIT BREAKER | 15010.54
3WL1216-3CB32-5FA4 | FIXED-MOUNTED CIRCUIT BREAKER | 14389.9
3WL1216-3CB33-1AA2 | FIXED-MOUNTED CIRCUIT BREAKER | 12099.84
3WL1216-3CB34-1AJ2 | FIXED-MOUNTED CIRCUIT BREAKER | 12520
3WL1216-3CB34-4AN2 | FIXED-MOUNTED CIRCUIT BREAKER | 14492.54
3WL1216-3CB35-4AN2 | WITHDRAWABLE CIRCUIT BREAKER | 15134.02
3WL1216-3CB35-4GN4 | WITHDRAWABLE CIRCUIT BREAKER | 15852.48
3WL1216-3CB36-1AN2 | WITHDRAWABLE CIRCUIT BREAKER | 15085.9
3WL1216-3CB36-1EA2 | WITHDRAWABLE CIRCUIT BREAKER | 15045.82
3WL1216-3CB36-3GN2 | WITHDRAWABLE CIRCUIT BREAKER | 15796.34
3WL1216-3CB36-4AA2 | WITHDRAWABLE CIRCUIT BREAKER | 16638.28
3WL1216-3CB36-4GA4 | WITHDRAWABLE CIRCUIT BREAKER | 17356.73
3WL1216-3CB36-4GN2 | WITHDRAWABLE CIRCUIT BREAKER | 17413.66
3WL1216-3CB36-5AF2 | WITHDRAWABLE CIRCUIT BREAKER | 16993.5
3WL1216-3CB36-5AM4 | WITHDRAWABLE CIRCUIT BREAKER | 17421.68
3WL1216-3CB36-5FR4 | WITHDRAWABLE CIRCUIT BREAKER | 18383.1
3WL1216-3CB38-1AA2 | WITHDRAWABLE CIRCUIT BREAKER | 14665.74
3WL1216-3CB38-1GA2 | WITHDRAWABLE CIRCUIT BREAKER | 15020.96
3WL1216-3CB42-1GA2 | FIXED-MOUNTED CIRCUIT BREAKER | 15261.52
3WL1216-3CB42-4GA2 | FIXED-MOUNTED CIRCUIT BREAKER | 17234.06
3WL1216-3CB45-1GA2 | WITHDRAWABLE CIRCUIT BREAKER | 16143.54
3WL1216-3CB46-1GA2 | WITHDRAWABLE CIRCUIT BREAKER | 18629.26
3WL1216-3CB46-4GA2 | WITHDRAWABLE CIRCUIT BREAKER | 20601.8
3WL1216-3CB48-1AA2 | WITHDRAWABLE CIRCUIT BREAKER | 18274.04
3WL1216-3DG31-1AA2 | FIXED-MOUNTED CIRCUIT BREAKER | 13094.13
3WL1216-3DG32-4GN4 | FIXED-MOUNTED CIRCUIT BREAKER | 15804.36
3WL1220-2NB35-1AA2 | WITHDRAWABLE CIRCUIT BREAKER | 17287.78
3WL1220-2NB38-4GG4 | WITHDRAWABLE CIRCUIT BREAKER | 22098.04
3WL1220-2NB46-1AA2 | WITHDRAWABLE CIRCUIT BREAKER | 23622.35
3WL1220-2NG32-1AA2 | FIXED-MOUNTED CIRCUIT BREAKER | 16814.69
3WL1220-2NG34-1AA2 | FIXED-MOUNTED CIRCUIT BREAKER | 17295.79
3WL1220-2NG38-1AA2 | WITHDRAWABLE CIRCUIT BREAKER | 20262.63
3WL1220-2NG46-1AA2 | WITHDRAWABLE CIRCUIT BREAKER | 24833.14
3WL1220-3AA32-1AA2 | FIXED-MOUNT NON-AUT. CIRCUIT-B. | 11466.39
3WL1220-3AA32-1AG2 | FIXED-MOUNT NON-AUT. CIRCUIT-B. | 11821.6
3WL1220-3AA32-4GA2 | FIXED-MOUNT NON-AUT. CIRCUIT-B. | 13794.14
3WL1220-3AA33-1AA2 | FIXED-MOUNT NON-AUT. CIRCUIT-B. | 12188.04
3WL1220-3AA36-1AA2 | WITHDRAW. NON-AUT. CIRCUIT-B. | 14994.5
3WL1220-3AA36-1AB2 | WITHDRAW. NON-AUT. CIRCUIT-B. | 15349.72
3WL1220-3AA36-4GA4 | WITHDRAW. NON-AUT. CIRCUIT-B. | 17685.5
3WL1220-3AA36-4GG4 | WITHDRAW. NON-AUT. CIRCUIT-B. | 18040.72
3WL1220-3AA38-1AA2 | WITHDRAW. NON-AUT. CIRCUIT-B. | 14994.5
3WL1220-3AA38-4GA4 | WITHDRAW. NON-AUT. CIRCUIT-B. | 17685.5
3WL1220-3AA42-4GA4 | FIXED-MOUNT NON-AUT. CIRCUIT-B. | 18166.59
3WL1220-3AA43-1AA2 | FIXED-MOUNT NON-AUT. CIRCUIT-B. | 16036.9
3WL1220-3AA46-1DA2 | WITHDRAW. NON-AUT. CIRCUIT-B. | 19945.09
3WL1220-3AA46-4AA2 | WITHDRAW. NON-AUT. CIRCUIT-B. | 21537.55
3WL1220-3AA46-5FA4 | WITHDRAW. NON-AUT. CIRCUIT-B. | 22256.01
3WL1220-3AA48-1AA2 | WITHDRAW. NON-AUT. CIRCUIT-B. | 19565.01
3WL1220-3BB32-1AJ2 | FIXED-MOUNTED CIRCUIT BREAKER | 13730.79
3WL1220-3BB32-1AN2 | FIXED-MOUNTED CIRCUIT BREAKER | 13730.79
3WL1220-3BB32-4AN2 | FIXED-MOUNTED CIRCUIT BREAKER | 15703.33
3WL1220-3BB32-4BA2 | FIXED-MOUNTED CIRCUIT BREAKER | 15638.37
3WL1220-3BB32-4GN4 | FIXED-MOUNTED CIRCUIT BREAKER | 16421.78
3WL1220-3BB32-4GP4 | FIXED-MOUNTED CIRCUIT BREAKER | 16470.7
3WL1220-3BB33-4AS2-ZC22 | FIXED-MOUNTED CIRCUIT BREAKER | 17231.64
3WL1220-3BB34-1AA2 | FIXED-MOUNTED CIRCUIT BREAKER | 14032.29
3WL1220-3BB34-3GG4 | FIXED-MOUNTED CIRCUIT BREAKER | 15461.17
3WL1220-3BB34-4AN4 | FIXED-MOUNTED CIRCUIT BREAKER | 16788.23
3WL1220-3BB35-1AA2-ZK07 | WITHDRAWABLE CIRCUIT BREAKER | 15277.55
3WL1220-3BB36-1AA2 | WITHDRAWABLE CIRCUIT BREAKER | 16838.74
3WL1220-3BB36-4BN4 | WITHDRAWABLE CIRCUIT BREAKER | 19949.9
3WL1220-3BB36-4GA4 | WITHDRAWABLE CIRCUIT BREAKER | 19529.73
3WL1220-3BB37-1AA2 | WITHDRAWABLE CIRCUIT BREAKER | 17560.4
3WL1220-3BB41-1AA2 | FIXED-MOUNTED CIRCUIT BREAKER | 17881.14
3WL1220-3BB42-6BA2 | FIXED-MOUNTED CIRCUIT BREAKER | 19647.6
3WL1220-3BB43-1AJ2 | FIXED-MOUNTED CIRCUIT BREAKER | 18301.3
3WL1220-3BB46-4GA2 | WITHDRAWABLE CIRCUIT BREAKER | 23737.01
3WL1220-3BB47-5AM2 | WITHDRAWABLE CIRCUIT BREAKER | 24683.99
3WL1220-3CB31-1GA2 | FIXED-MOUNTED CIRCUIT BREAKER | 14620.04
3WL1220-3CB31-4GA2 | FIXED-MOUNTED CIRCUIT BREAKER | 16592.58
3WL1220-3CB32-1AM2 | FIXED-MOUNTED CIRCUIT BREAKER | 13963.33
3WL1220-3CB32-1AN2-ZK07 | FIXED-MOUNTED CIRCUIT BREAKER | 14086.01
3WL1220-3CB32-1AT2 | FIXED-MOUNTED CIRCUIT BREAKER | 14673.76
3WL1220-3CB32-1FA2 | FIXED-MOUNTED CIRCUIT BREAKER | 13898.39
3WL1220-3CB32-1GA4 | FIXED-MOUNTED CIRCUIT BREAKER | 14261.61
3WL1220-3CB32-4AN2 | FIXED-MOUNTED CIRCUIT BREAKER | 15935.87
3WL1220-3CB32-4AP4 | FIXED-MOUNTED CIRCUIT BREAKER | 16348.02
3WL1220-3CB32-4GG2 | FIXED-MOUNTED CIRCUIT BREAKER | 16226.13
3WL1225-2DG46-1GA2 | WITHDRAWABLE CIRCUIT BREAKER | 26920.34
3WL1225-2DG46-1GN4 | WITHDRAWABLE CIRCUIT BREAKER | 27703.74
3WL1225-2DG46-4GN2 | WITHDRAWABLE CIRCUIT BREAKER | 29313.04
3WL1225-2DG46-5FA8 | WITHDRAWABLE CIRCUIT BREAKER | 29256.11
3WL1225-2EB31-4GA4 | FIXED-MOUNTED CIRCUIT BREAKER | 20668.35
3WL1225-2EB31-6BA2 | FIXED-MOUNTED CIRCUIT BREAKER | 20305.12
3WL1225-2EB32-1BA2 | FIXED-MOUNTED CIRCUIT BREAKER | 17530.74
3WL1225-2EB32-1GA4 | FIXED-MOUNTED CIRCUIT BREAKER | 17893.96
3WL1225-2EB32-1GN2 | FIXED-MOUNTED CIRCUIT BREAKER | 17950.9
3WL1225-2EB32-4GA2 | FIXED-MOUNTED CIRCUIT BREAKER | 19503.28
3WL1225-2EB32-4GG4 | FIXED-MOUNTED CIRCUIT BREAKER | 20221.72
3WL1225-2EB33-1AN2-ZF02 | FIXED-MOUNTED CIRCUIT BREAKER | 20153.57
3WL1225-2EB33-1GA2-ZK07 | FIXED-MOUNTED CIRCUIT BREAKER | 18455.27
3WL1225-2EB35-1AA2 | WITHDRAWABLE CIRCUIT BREAKER | 18458.48
3WL1225-2EB35-1GA2 | WITHDRAWABLE CIRCUIT BREAKER | 18813.68
3WL1225-2EB35-4GA4 | WITHDRAWABLE CIRCUIT BREAKER | 21149.46
3WL1225-2EB36-1AA2 | WITHDRAWABLE CIRCUIT BREAKER | 20864.01
3WL1225-2EB36-1FA2 | WITHDRAWABLE CIRCUIT BREAKER | 21219.22
3WL1225-2EB36-3AJ2-ZK07 | WITHDRAWABLE CIRCUIT BREAKER | 21762.08
3WL1225-2EB36-4GG2 | WITHDRAWABLE CIRCUIT BREAKER | 23546.97
3WL1225-2EB36-4GN2 | WITHDRAWABLE CIRCUIT BREAKER | 23611.93
3WL1225-2EB37-3GG4 | WITHDRAWABLE CIRCUIT BREAKER | 22934.38
3WL1225-2EB37-4GA4 | WITHDRAWABLE CIRCUIT BREAKER | 24196.48
3WL1225-2EB38-4FA2 | WITHDRAWABLE CIRCUIT BREAKER | 23191.75
3WL1225-2EB38-4GA4 | WITHDRAWABLE CIRCUIT BREAKER | 23555
3WL1225-2EB42-1DA2 | FIXED-MOUNTED CIRCUIT BREAKER | 21965.75
3WL1225-2EB42-1GA4 | FIXED-MOUNTED CIRCUIT BREAKER | 22304.11
3WL1225-2EB42-4GA4 | FIXED-MOUNTED CIRCUIT BREAKER | 24276.65
3WL1225-2EB43-1AA2 | FIXED-MOUNTED CIRCUIT BREAKER | 22547.88
3WL1225-2EB46-1AS2 | WITHDRAWABLE CIRCUIT BREAKER | 27022.17
3WL1225-2EB46-1FA2 | WITHDRAWABLE CIRCUIT BREAKER | 26351.03
3WL1225-2EB46-4AN2 | WITHDRAWABLE CIRCUIT BREAKER | 28388.51
3WL1225-2EB46-4GA4 | WITHDRAWABLE CIRCUIT BREAKER | 28686.8
3WL1225-2EB46-5FA2 | WITHDRAWABLE CIRCUIT BREAKER | 28323.57
3WL1225-2EB47-1AA2 | WITHDRAWABLE CIRCUIT BREAKER | 26877.85
3WL1225-2EB62-4AN2 | FIXED-MOUNTED CIRCUIT BREAKER | 19568.22
3WL1225-2EB66-1GA2 | WITHDRAWABLE CIRCUIT BREAKER | 21219.22
3WL1225-2EG32-4GN4 | FIXED-MOUNTED CIRCUIT BREAKER | 21497.47
3WL1225-2EG32-4GP4 | FIXED-MOUNTED CIRCUIT BREAKER | 21546.38
3WL1225-2EG34-4AN2 | FIXED-MOUNTED CIRCUIT BREAKER | 21580.85
3WL1225-2EG35-4GA4 | WITHDRAWABLE CIRCUIT BREAKER | 22360.25
3WL1225-2EG36-4GA4 | WITHDRAWABLE CIRCUIT BREAKER | 24765.79
3WL1225-2EG36-4GN2 | WITHDRAWABLE CIRCUIT BREAKER | 24822.72
3WL1225-2EG38-1AA2 | WITHDRAWABLE CIRCUIT BREAKER | 22074.79
3WL1225-2EG41-1AA2 | FIXED-MOUNTED CIRCUIT BREAKER | 23758.67
3WL1225-2EG43-1AA2 | FIXED-MOUNTED CIRCUIT BREAKER | 23758.67
3WL1225-2EG44-4GN4 | FIXED-MOUNTED CIRCUIT BREAKER | 26869.83
3WL1225-2EG46-4GA2 | WITHDRAWABLE CIRCUIT BREAKER | 29534.36
3WL1225-2EG46-4GN2 | WITHDRAWABLE CIRCUIT BREAKER | 29954.52
3WL1225-2FB31-1AA2 | FIXED-MOUNTED CIRCUIT BREAKER | 18386.31
3WL1225-4BB36-1AA2 | WITHDRAWABLE CIRCUIT BREAKER | 22291.29
3WL1225-4BB36-4GG2 | WITHDRAWABLE CIRCUIT BREAKER | 24974.25
3WL1225-4BB36-4GN4 | WITHDRAWABLE CIRCUIT BREAKER | 25402.45
3WL1232-3AA35-1AA2 | WITHDRAW. NON-AUT. CIRCUIT-B. | 19725.39
3WL1232-3AA35-4GJ4 | WITHDRAW. NON-AUT. CIRCUIT-B. | 22836.54
3WL1232-3AA36-2FA2 | WITHDRAW. NON-AUT. CIRCUIT-B. | 24605.42
3WL1232-3AA36-4AA2 | WITHDRAW. NON-AUT. CIRCUIT-B. | 25867.52
3WL1232-3AA36-4GG2 | WITHDRAW. NON-AUT. CIRCUIT-B. | 26577.94
3WL1232-3AA36-5FA2 | WITHDRAW. NON-AUT. CIRCUIT-B. | 26222.74
3WL1232-3AA36-5FA7 | WITHDRAW. NON-AUT. CIRCUIT-B. | 26585.97
3WL1232-3AA37-1GA4 | WITHDRAW. NON-AUT. CIRCUIT-B. | 25495.46
3WL1232-3AA38-1AA2 | WITHDRAW. NON-AUT. CIRCUIT-B. | 23894.98
3WL1232-3AA42-1GA2 | FIXED-MOUNT NON-AUT. CIRCUIT-B. | 24971.85
3WL1232-3AA42-4AA2 | FIXED-MOUNT NON-AUT. CIRCUIT-B. | 26589.17
3WL1116-2CB36-4GA7 | WITHDRAWABLE CIRCUIT BREAKER | 15833.23
3WL1116-2CB36-4GG4 | WITHDRAWABLE CIRCUIT BREAKER | 16188.45
3WL1116-2CB36-4GN2 | WITHDRAWABLE CIRCUIT BREAKER | 15890.16
3WL1116-3EB33-1GA2 | FIXED-MOUNTED CIRCUIT BREAKER | 12398.92
3WL1116-3EB34-1AA2 | FIXED-MOUNTED CIRCUIT BREAKER | 12043.72
3WL1116-3EB35-4GA2 | WITHDRAWABLE CIRCUIT BREAKER | 15093.13
3WL1116-3EB35-4GN2 | WITHDRAWABLE CIRCUIT BREAKER | 15513.29
3WL1116-3EB36-1GA2 | WITHDRAWABLE CIRCUIT BREAKER | 14403.53
3WL1116-3EB36-1GG2 | WITHDRAWABLE CIRCUIT BREAKER | 14758.75
3WL1116-3EB36-4GG4 | WITHDRAWABLE CIRCUIT BREAKER | 17094.53
3WL1116-3EB36-4GN2 | WITHDRAWABLE CIRCUIT BREAKER | 16796.25
3WL1116-3EB38-1AA2 | WITHDRAWABLE CIRCUIT BREAKER | 14048.33
3WL1116-3EB38-4AA2 | WITHDRAWABLE CIRCUIT BREAKER | 16020.85
3WL1116-3EB42-4GA2 | FIXED-MOUNTED CIRCUIT BREAKER | 16777
3WL1116-3EB44-1AA2 | FIXED-MOUNTED CIRCUIT BREAKER | 15090.72
3WL1116-3EB46-1AA4 | WITHDRAWABLE CIRCUIT BREAKER | 17859.49
3WL1116-3EB46-4GG8 | WITHDRAWABLE CIRCUIT BREAKER | 20542.47
3WL1116-3EB66-1BA4 | WITHDRAWABLE CIRCUIT BREAKER | 14766.78
3WL1116-3EG32-1AA2 | FIXED-MOUNTED CIRCUIT BREAKER | 12773.39
3WL1116-3EG32-4GP4 | FIXED-MOUNTED CIRCUIT BREAKER | 15933.47
3WL1116-3EG33-6BJ2 | FIXED-MOUNTED CIRCUIT BREAKER | 16002.43
3WL1116-3EG35-4GA2 | WITHDRAWABLE CIRCUIT BREAKER | 16303.92
3WL1116-3EG36-1AN2 | WITHDRAWABLE CIRCUIT BREAKER | 15679.28
3WL1116-3EG36-4GP4 | WITHDRAWABLE CIRCUIT BREAKER | 18419.18
3WL1116-3EG36-6BJ4 | WITHDRAWABLE CIRCUIT BREAKER | 18370.26
3WL1116-3EG42-1AA2 | FIXED-MOUNTED CIRCUIT BREAKER | 15660.03
3WL1116-3EG44-1AA2 | FIXED-MOUNTED CIRCUIT BREAKER | 16301.51
3WL1116-3EG46-1AS2 | WITHDRAWABLE CIRCUIT BREAKER | 19733.4
3WL1116-3EG46-4GA2 | WITHDRAWABLE CIRCUIT BREAKER | 21034.8
3WL1116-3FB32-1AA2 | FIXED-MOUNTED CIRCUIT BREAKER | 11971.55
3WL1116-3FB32-3GA4 | FIXED-MOUNTED CIRCUIT BREAKER | 13045.21
3WL1116-3FB32-4GA4-ZF02 | FIXED-MOUNTED CIRCUIT BREAKER | 16418.58
3WL1116-3FB32-4GN4 | FIXED-MOUNTED CIRCUIT BREAKER | 15082.71
3WL1116-3FB33-4GN2 | FIXED-MOUNTED CIRCUIT BREAKER | 15200.58
3WL1116-3FB35-1AA2 | WITHDRAWABLE CIRCUIT BREAKER | 13174.32
3WL1116-3FB36-1EA4 | WITHDRAWABLE CIRCUIT BREAKER | 15200.58
3WL1116-3FB36-1GA4 | WITHDRAWABLE CIRCUIT BREAKER | 15175.72
3WL1116-3FB36-4GG4 | WITHDRAWABLE CIRCUIT BREAKER | 17503.48
3WL1116-3FB36-4GN4 | WITHDRAWABLE CIRCUIT BREAKER | 17568.42
3WL1116-3FB36-5FA4 | WITHDRAWABLE CIRCUIT BREAKER | 17148.26
3WL1116-3FB36-6BA2 | WITHDRAWABLE CIRCUIT BREAKER | 16785.02
3WL1116-3FB46-4GA2 | WITHDRAWABLE CIRCUIT BREAKER | 20232.95
3WL1116-3FB46-4GG4 | WITHDRAWABLE CIRCUIT BREAKER | 20951.4
3WL1208-3FB38-1AA2 | WITHDRAWABLE CIRCUIT BREAKER | 10303.71
3WL1208-3FB38-4GN4-ZR21 | WITHDRAWABLE CIRCUIT BREAKER | 13891.97
3WL1208-3FG32-1AA2 | FIXED-MOUNTED CIRCUIT BREAKER | 8860.39
3WL1208-3FG32-4GA4 | FIXED-MOUNTED CIRCUIT BREAKER | 11551.37
3WL1208-3FG35-1AA2 | WITHDRAWABLE CIRCUIT BREAKER | 9782.5
3WL1208-3FG36-1AA2 | WITHDRAWABLE CIRCUIT BREAKER | 11562.6
3WL1210-4AA47-1AA2 | WITHDRAW. NON-AUT. CIRCUIT-B. | 12588.96
3WL1210-4BB31-1AA2 | FIXED-MOUNTED CIRCUIT BREAKER | 7906.18
3WL1210-4BB32-4GA4 | FIXED-MOUNTED CIRCUIT BREAKER | 10092.02
3WL1210-4BB32-4GN4 | FIXED-MOUNTED CIRCUIT BREAKER | 10512.18
3WL1210-4BB32-4GP4 | FIXED-MOUNTED CIRCUIT BREAKER | 10561.09
3WL1210-4BB34-4AN4-ZC20 | FIXED-MOUNTED CIRCUIT BREAKER | 10806.46
3WL1210-4BB34-4GN4 | FIXED-MOUNTED CIRCUIT BREAKER | 11017.35
3WL1210-4BB36-4GN2 | WITHDRAWABLE CIRCUIT BREAKER | 12931.35
3WL1210-4BB36-4GP2 | WITHDRAWABLE CIRCUIT BREAKER | 12980.26
3WL1210-4BB41-1AA2 | FIXED-MOUNTED CIRCUIT BREAKER | 10824.91
3WL1232-3AA44-1AA2 | FIXED-MOUNT NON-AUT. CIRCUIT-B. | 26220.33
3WL1232-3AA45-1AA2 | WITHDRAW. NON-AUT. CIRCUIT-B. | 26541.07
3WL1232-3AA45-4GN2 | WITHDRAW. NON-AUT. CIRCUIT-B. | 29288.99
3WL1232-3AA46-1GA2 | WITHDRAW. NON-AUT. CIRCUIT-B. | 32108.27
3WL1232-3AA46-4GA2 | WITHDRAW. NON-AUT. CIRCUIT-B. | 34080.81
3WL1232-3AA46-5FA2 | WITHDRAW. NON-AUT. CIRCUIT-B. | 34080.81
3WL1232-3AA46-5FF8 | WITHDRAW. NON-AUT. CIRCUIT-B. | 34799.27
3WL1232-3BB32-1AA2 | FIXED-MOUNTED CIRCUIT BREAKER | 20046.12
3WL1232-3BB32-1AJ2 | FIXED-MOUNTED CIRCUIT BREAKER | 20466.28
3WL1232-3BB32-1BA2 | FIXED-MOUNTED CIRCUIT BREAKER | 20401.34
3WL1232-3BB32-1GA2 | FIXED-MOUNTED CIRCUIT BREAKER | 20401.34
3WL1232-3BB32-4BN2-ZC11 | FIXED-MOUNTED CIRCUIT BREAKER | 22871.59
3WL1232-3BB32-4GA4 | FIXED-MOUNTED CIRCUIT BREAKER | 22737.11
3WL1232-3BB33-1AA2 | FIXED-MOUNTED CIRCUIT BREAKER | 20847.97
3WL1232-3BB33-1GA4 | FIXED-MOUNTED CIRCUIT BREAKER | 21566.41
3WL1232-3BB34-1GG4 | FIXED-MOUNTED CIRCUIT BREAKER | 21921.63
3WL1232-3BB34-4GN2 | FIXED-MOUNTED CIRCUIT BREAKER | 23595.89
3WL1232-3BB35-5FM4 | WITHDRAWABLE CIRCUIT BREAKER | 24680.78
3WL1232-3BB36-1AA2-ZK07T40 | WITHDRAWABLE CIRCUIT BREAKER | 26166.6
3WL1232-3BB36-4BS2 | WITHDRAWABLE CIRCUIT BREAKER | 29093.34
3WL1232-3BB36-4GA4 | WITHDRAWABLE CIRCUIT BREAKER | 28430.21
3WL1232-3BB36-4GP4 | WITHDRAWABLE CIRCUIT BREAKER | 28899.3
3WL1232-3BB36-5FA2 | WITHDRAWABLE CIRCUIT BREAKER | 28066.97
3WL1232-3BB38-1AA2 | WITHDRAWABLE CIRCUIT BREAKER | 25739.23
3WL1232-3BB41-1AA2 | FIXED-MOUNTED CIRCUIT BREAKER | 28064.57
3WL1232-3BB42-4AN2 | FIXED-MOUNTED CIRCUIT BREAKER | 28853.58
3WL1232-3BB42-4GA4 | FIXED-MOUNTED CIRCUIT BREAKER | 29151.87
3WL1232-3BB44-1AA2 | FIXED-MOUNTED CIRCUIT BREAKER | 28064.57
3WL1232-3BB45-1FF2 | WITHDRAWABLE CIRCUIT BREAKER | 29095.74
3WL1232-3BB46-5FF2 | WITHDRAWABLE CIRCUIT BREAKER | 36280.27
3WL1232-3BB46-6BA2 | WITHDRAWABLE CIRCUIT BREAKER | 35925.05
3WL1232-3CB31-1FA2 | FIXED-MOUNTED CIRCUIT BREAKER | 21435.72
3WL1232-3CB31-3GA2 | FIXED-MOUNTED CIRCUIT BREAKER | 21790.94
3WL1232-3CB31-4GB2 | FIXED-MOUNTED CIRCUIT BREAKER | 23763.48
3WL1232-3CB32-1AA2 | FIXED-MOUNTED CIRCUIT BREAKER | 20278.66
3WL1232-4EB35-5FA2 | WITHDRAWABLE CIRCUIT BREAKER | 25276.56
3WL1232-4EB35-6BJ2 | WITHDRAWABLE CIRCUIT BREAKER | 25696.72
3WL1232-4EB36-4GA2 | WITHDRAWABLE CIRCUIT BREAKER | 29446.15
3WL1232-4EB36-4GN2 | WITHDRAWABLE CIRCUIT BREAKER | 29866.32
3WL1232-4EB36-5FA2 | WITHDRAWABLE CIRCUIT BREAKER | 29446.15
3WL1232-4EB37-1AA2 | WITHDRAWABLE CIRCUIT BREAKER | 28160.79
3WL1232-4EB42-1AA2 | FIXED-MOUNTED CIRCUIT BREAKER | 29523.92
3WL1232-4EB42-1GN2 | FIXED-MOUNTED CIRCUIT BREAKER | 30299.32
3WL1340-4DG44-1AA2 | FIXED-MOUNTED CIRCUIT BREAKER | 41078.51
3WL1340-4DG45-1CA2 | WITHDRAWABLE CIRCUIT BREAKER | 50118.52
3WL1340-4DG46-1AN2 | WITHDRAWABLE CIRCUIT BREAKER | 57054.47
3WL1340-4DG46-1GA4 | WITHDRAWABLE CIRCUIT BREAKER | 57352.75
3WL1340-4DG47-1AA2 | WITHDRAWABLE CIRCUIT BREAKER | 58959.65
3WL1340-4EB31-1AA2 | FIXED-MOUNTED CIRCUIT BREAKER | 32410.57
3WL1340-4EB32-1GA2 | FIXED-MOUNTED CIRCUIT BREAKER | 30761.18
3WL1340-4EB32-1GN2 | FIXED-MOUNTED CIRCUIT BREAKER | 31181.34
3WL1340-4EB32-4GN4 | FIXED-MOUNTED CIRCUIT BREAKER | 33517.12
3WL1340-4EB32-4GP4 | FIXED-MOUNTED CIRCUIT BREAKER | 33566.03
3WL1340-4EB33-1AA2 | FIXED-MOUNTED CIRCUIT BREAKER | 32410.57
3WL1340-4EB35-1BA2 | WITHDRAWABLE CIRCUIT BREAKER | 34850.58
3WL1340-4EB35-4GA2 | WITHDRAWABLE CIRCUIT BREAKER | 36823.12
3WL1340-4EB36-3GA2-ZK07 | WITHDRAWABLE CIRCUIT BREAKER | 40700.84
3WL1340-4EB36-4AN2-ZF02 | WITHDRAWABLE CIRCUIT BREAKER | 44016.48
3WL1340-4EB36-4GN4 | WITHDRAWABLE CIRCUIT BREAKER | 42978.89
3WL1340-4EB36-4GP4 | WITHDRAWABLE CIRCUIT BREAKER | 43027.81
3WL1340-4EB36-5FA2 | WITHDRAWABLE CIRCUIT BREAKER | 42195.49
3WL1340-4EB37-5AA2 | WITHDRAWABLE CIRCUIT BREAKER | 43764.69
3WL1340-4EB38-1BF2 | WITHDRAWABLE CIRCUIT BREAKER | 40578.16
3WL1340-4EB38-5FA4-ZK07 | WITHDRAWABLE CIRCUIT BREAKER | 42681.4
3WL1340-4EB42-1AA2 | FIXED-MOUNTED CIRCUIT BREAKER | 38103.68
3WL1340-4EB46-1AA2 | WITHDRAWABLE CIRCUIT BREAKER | 56065
3WL1340-4EB46-1DA4 | WITHDRAWABLE CIRCUIT BREAKER | 56808.3
3WL1340-4EB46-4GA8 | WITHDRAWABLE CIRCUIT BREAKER | 58755.98
3WL1340-4EB47-1AA2 | WITHDRAWABLE CIRCUIT BREAKER | 58390.34
3WL1340-4EG32-1AA4 | FIXED-MOUNTED CIRCUIT BREAKER | 31979.98
3WL1340-4EG32-1GA2 | FIXED-MOUNTED CIRCUIT BREAKER | 31971.97
3WL1340-4EG32-5AA4 | FIXED-MOUNTED CIRCUIT BREAKER | 33952.51
3WL1340-4EG33-1AA2 | FIXED-MOUNTED CIRCUIT BREAKER | 33621.36
3WL1340-4EG36-1AA4 | WITHDRAWABLE CIRCUIT BREAKER | 41441.75
3WL9111-0AM91L1Y | ACC. CIRCUIT BREAKER 3WL MAIN CONT. EL. | 2229.12
3WL9211-1AA22-0BA1 | ACCESORIES FOR BREAKER 3WL | 3055.04
3WL9211-1AA31-0BA1 | ACCESORIES FOR BREAKER 3WL | 3088.71
3WL9211-1AB11-0AA1 | ACCESORIES FOR BREAKER 3WL | 2534.95
3WL9211-1AB31-0AA1 | ACCESORIES FOR BREAKER 3WL | 2668.54
3WL9211-1AB41-1AA1 | ACCESORIES FOR BREAKER 3WL | 3006.92
3WL9211-1AB41-2AA1 | ACCESORIES FOR BREAKER 3WL | 3206.59
3WL9211-1AC11-1AA1 | ACCESORIES FOR BREAKER 3WL | 2355.34
3WL9211-1AC11-2BA1 | ACCESORIES FOR BREAKER 3WL | 2975.15
3WL9211-1AC22-0BA1 | ACCESORIES FOR BREAKER 3WL | 2606
3WL9211-1AC30-0BA1 | ACCESORIES FOR BREAKER 3WL | 2529.01
3WL9211-1AC31-1BA1 | ACCESORIES FOR BREAKER 3WL | 2909.09
3WL9211-1AC31-2BA1 | ACCESORIES FOR BREAKER 3WL | 3108.75
3WL9211-1AC41-0BA1 | ACCESORIES FOR BREAKER 3WL | 2708.63
3WL9211-1AC41-1BA1 | ACCESORIES FOR BREAKER 3WL | 2978.05
3WL9211-1AD21-0AA1 | ACCESORIES FOR BREAKER 3WL | 2601.18
3WL9211-1AD31-0BA1 | ACCESORIES FOR BREAKER 3WL | 3088.71
3WL9211-1AE21-0BA1-ZR10 | ACCESORIES FOR BREAKER 3WL | 2927.54
3WL9211-1AE31-0AA1 | ACCESORIES FOR BREAKER 3WL | 2219.51
3WL9211-1AE41-1BA1 | ACCESORIES FOR BREAKER 3WL | 2978.05
3WL9211-1AE41-2BA1 | ACCESORIES FOR BREAKER 3WL | 3177.71
3WL9211-1BB00-0AA1 | ACCESORIES FOR BREAKER 3WL | 3047.01
3WL9211-1BB41-1AA1 | ACCESORIES FOR BREAKER 3WL | 3696.5
3WL1110-2CB67-1AA2 | WITHDRAWABLE CIRCUIT BREAKER | 8090.62
3WL1110-2DG31-3BB4 | FIXED-MOUNTED CIRCUIT BREAKER | 8477.1
3WL1110-2DG32-4GA4 | FIXED-MOUNTED CIRCUIT BREAKER | 9274.13
3WL1110-2DG32-4GN4 | FIXED-MOUNTED CIRCUIT BREAKER | 9694.31
3WL1110-2DG35-1AA2 | WITHDRAWABLE CIRCUIT BREAKER | 7320.85
3WL1110-2DG35-4AN4 | WITHDRAWABLE CIRCUIT BREAKER | 10076.79
7MF8123-1CA74-1AH2-ZB13M13Y15 | SITRANS P300 FLUSH DIAPHRAGM | 2397.93
7MF8123-1CA74-1AH6-ZR04 | SITRANS P300 FLUSH DIAPHRAGM | 2534.67
7MF8123-1CA74-1AJ6-ZM42 | SITRANS P300 FLUSH DIAPHRAGM | 2520.75
7MF8123-1CA74-1BA1-ZM04 | SITRANS P300 FLUSH DIAPHRAGM | 2253.61
7MF8123-1CA74-1BA2-ZM04 | SITRANS P300 FLUSH DIAPHRAGM | 2452.37
7MF8123-1CA74-1BA2-ZR04 | SITRANS P300 FLUSH DIAPHRAGM | 2473.89
7MF8123-1CA74-1BA6-ZR04 | SITRANS P300 FLUSH DIAPHRAGM | 2570.13
7MF8123-1CA74-1BA7-ZM04Y21 | SITRANS P300 FLUSH DIAPHRAGM | 2568.85
7MF8123-1CA74-1BC6-ZD12M06 | SITRANS P300 FLUSH DIAPHRAGM | 2858.79
7MF8123-1CA74-1BC6-ZN14 | SITRANS P300 FLUSH DIAPHRAGM | 2384.01
7MF8123-1CB24-1AA1-ZP01Y01Y15 | SITRANS P300 FLUSH DIAPHRAGM | 2144.72
7MF8123-1CB24-1AA6-ZY01Y15 | SITRANS P300 FLUSH DIAPHRAGM | 2339.7
7MF8123-1CB34-1AA1-ZC11Y01Y16 | SITRANS P300 FLUSH DIAPHRAGM | 2196.63
7MF8123-1CB34-1BA6-ZP02 | SITRANS P300 FLUSH DIAPHRAGM | 2542.27
7MF8123-1DA74-1AA1-ZC11M40Y01 | SITRANS P300 FLUSH DIAPHRAGM | 2213.1
3WL1210-4CB42-4GA2 | FIXED-MOUNTED CIRCUIT BREAKER | 12823.91
3WL1210-4DG32-4GA2 | FIXED-MOUNTED CIRCUIT BREAKER | 10955.61
3WL1210-4DG32-4GA4 | FIXED-MOUNTED CIRCUIT BREAKER | 11318.84
3WL1210-4DG32-4GN2 | FIXED-MOUNTED CIRCUIT BREAKER | 11375.77
3WL1210-4DG32-4GN4 | FIXED-MOUNTED CIRCUIT BREAKER | 11739.02
3WL1210-4DG32-4GP2 | FIXED-MOUNTED CIRCUIT BREAKER | 11424.69
3WL1210-4DG38-1AA2 | WITHDRAWABLE CIRCUIT BREAKER | 11410.25
3WL1210-4DG41-1AA2 | FIXED-MOUNTED CIRCUIT BREAKER | 12051.72
3WL1210-4DG42-1AA2 | FIXED-MOUNTED CIRCUIT BREAKER | 11490.44
3WL1210-4DG43-1AA2 | FIXED-MOUNTED CIRCUIT BREAKER | 12051.72
3WL1210-4EB32-4GA4 | FIXED-MOUNTED CIRCUIT BREAKER | 10749.53
3WL1210-4EB32-4GG4 | FIXED-MOUNTED CIRCUIT BREAKER | 11104.75
3WL1210-4EB32-4GN2 | FIXED-MOUNTED CIRCUIT BREAKER | 10806.46
3WL1210-4EB32-4GN4 | FIXED-MOUNTED CIRCUIT BREAKER | 11169.7
3WL1210-4EB36-4GN4 | WITHDRAWABLE CIRCUIT BREAKER | 13952.09
3WL1210-4EB36-4GP2 | WITHDRAWABLE CIRCUIT BREAKER | 13637.78
3WL1210-4EB36-4GP4 | WITHDRAWABLE CIRCUIT BREAKER | 14001.01
3WL1210-4EB36-5FA2 | WITHDRAWABLE CIRCUIT BREAKER | 13168.69
3WL1210-4EG32-1AA2 | FIXED-MOUNTED CIRCUIT BREAKER | 9269.33
3WL1210-4EG32-4GA2 | FIXED-MOUNTED CIRCUIT BREAKER | 11597.08
3WL1210-4EG32-4GA4 | FIXED-MOUNTED CIRCUIT BREAKER | 11960.32
3WL1210-4EG32-4GN2 | FIXED-MOUNTED CIRCUIT BREAKER | 12017.25
3WL1210-4EG32-4GN4 | FIXED-MOUNTED CIRCUIT BREAKER | 12380.48
3WL1212-3NB35-1AA2 | WITHDRAWABLE CIRCUIT BREAKER | 12228.13
3WL1212-3NB35-4AS4 | WITHDRAWABLE CIRCUIT BREAKER | 15590.27
3WL1212-3NB36-1AA2 | WITHDRAWABLE CIRCUIT BREAKER | 14000.21
3WL1212-3NB37-1AA2 | WITHDRAWABLE CIRCUIT BREAKER | 14401.14
3WL1216-3EB35-1AA2 | WITHDRAWABLE CIRCUIT BREAKER | 13166.29
3WL1216-3EB35-1EA2 | WITHDRAWABLE CIRCUIT BREAKER | 13546.38
3WL1216-3EB35-1GA2 | WITHDRAWABLE CIRCUIT BREAKER | 13521.51
3WL1216-3EB35-4AN4 | WITHDRAWABLE CIRCUIT BREAKER | 15922.24
3WL1216-3EB36-6AJ4-ZC22 | WITHDRAWABLE CIRCUIT BREAKER | 18047.12
3WL1216-3EB36-6BA4 | WITHDRAWABLE CIRCUIT BREAKER | 17781.72
3WL1216-3EB37-1AA2 | WITHDRAWABLE CIRCUIT BREAKER | 15491.64
3WL1216-3EB38-1AA2 | WITHDRAWABLE CIRCUIT BREAKER | 15090.72
3WL1216-3EB38-4GA2 | WITHDRAWABLE CIRCUIT BREAKER | 17418.47
3WL1216-3EG32-1AA2 | FIXED-MOUNTED CIRCUIT BREAKER | 13334.68
3WL1216-3EG32-4GA2 | FIXED-MOUNTED CIRCUIT BREAKER | 15662.44
3WL1216-3EG32-4GA4 | FIXED-MOUNTED CIRCUIT BREAKER | 16025.67
3WL1216-3EG32-4GN2 | FIXED-MOUNTED CIRCUIT BREAKER | 16082.6
3WL1216-3EG36-4GN4 | WITHDRAWABLE CIRCUIT BREAKER | 19412.67
3WL1216-3EG36-4GP2 | WITHDRAWABLE CIRCUIT BREAKER | 19098.34
3WL1216-3EG36-4GP4 | WITHDRAWABLE CIRCUIT BREAKER | 19461.58
3WL1216-3EG36-5FA4 | WITHDRAWABLE CIRCUIT BREAKER | 18992.51
3WL1216-3FB31-1AA2 | FIXED-MOUNTED CIRCUIT BREAKER | 12933.76
3WL1216-3FB32-1AA2 | FIXED-MOUNTED CIRCUIT BREAKER | 12532.84
3WL1216-3FB32-1AA4 | FIXED-MOUNTED CIRCUIT BREAKER | 12896.08
3WL1216-3FB32-1AG4 | FIXED-MOUNTED CIRCUIT BREAKER | 13251.28
3WL1216-3FB35-4GA4 | WITHDRAWABLE CIRCUIT BREAKER | 16266.22
3WL1216-3FB35-4GT2 | WITHDRAWABLE CIRCUIT BREAKER | 17033.6
3WL1216-3FB36-1AA2 | WITHDRAWABLE CIRCUIT BREAKER | 15499.66
3WL1216-3FB36-4AN8 | WITHDRAWABLE CIRCUIT BREAKER | 18255.6
3WL1216-3FB36-4GA2 | WITHDRAWABLE CIRCUIT BREAKER | 17827.42
3WL1216-3FB38-4GN4-ZR21 | WITHDRAWABLE CIRCUIT BREAKER | 19087.91
3WL1216-3FB42-1AA2 | FIXED-MOUNTED CIRCUIT BREAKER | 15740.22
3WL1216-3FB42-1GA2 | FIXED-MOUNTED CIRCUIT BREAKER | 16095.44
3WL1216-3FB46-1AA2 | WITHDRAWABLE CIRCUIT BREAKER | 19107.96
3WL1216-3FG36-1AA2 | WITHDRAWABLE CIRCUIT BREAKER | 16758.55
3WL1216-3FG36-3AN2 | WITHDRAWABLE CIRCUIT BREAKER | 17533.95
7MF8123-1DA74-1AA1-ZM04Y01 | SITRANS P300 FLUSH DIAPHRAGM | 2238.41
7MF8123-1DA74-1AA1-ZM11P00 | SITRANS P300 FLUSH DIAPHRAGM | 2651.15
7MF8123-1DA74-1AA1-ZN04 | SITRANS P300 FLUSH DIAPHRAGM | 2045.97
7MF8123-1DA74-1AA1-ZR04Y01 | SITRANS P300 FLUSH DIAPHRAGM | 2259.93
7MF8123-1DA74-1AA2-ZB12M11Y01 | SITRANS P300 FLUSH DIAPHRAGM | 2376.41
7MF8123-1DA74-1AA2-ZN14Y01 | SITRANS P300 FLUSH DIAPHRAGM | 2156.11
7MF8123-1DA74-1AA2-ZR01 | SITRANS P300 FLUSH DIAPHRAGM | 2211.83
7MF8123-1DA74-1AA4-ZN15 | SITRANS P300 FLUSH DIAPHRAGM | 2247.28
7MF8123-1DA74-1AA5-ZC11C12M11 | SITRANS P300 FLUSH DIAPHRAGM | 2523.28
7MF8123-1DA74-1AA5-ZM11Y01Y21 | SITRANS P300 FLUSH DIAPHRAGM | 2481.5
7MF8123-1DA74-1AA6-ZB13N14 | SITRANS P300 FLUSH DIAPHRAGM | 2232.09
7MF8123-1DA74-1AA6-ZC14 | SITRANS P300 FLUSH DIAPHRAGM | 2157.38
7MF8123-1DA74-1AA6-ZM06Y01 | SITRANS P300 FLUSH DIAPHRAGM | 2691.66
7MF8123-1DA74-1AA6-ZM11P00 | SITRANS P300 FLUSH DIAPHRAGM | 2946.14
7MF8123-1DA74-1AA6-ZM16Y01 | SITRANS P300 FLUSH DIAPHRAGM | 2732.18
7MF8123-1DA74-1AA6-ZM23 | SITRANS P300 FLUSH DIAPHRAGM | 2520.75
7MF8123-1DA74-1AA6-ZM40 | SITRANS P300 FLUSH DIAPHRAGM | 2452.37
7MF8123-1DA74-1AA6-ZN14Y01 | SITRANS P300 FLUSH DIAPHRAGM | 2252.33
7MF8123-1DA74-1AA6-ZN28 | SITRANS P300 FLUSH DIAPHRAGM | 2415.66
7MF8123-1DA74-1AA7-ZM04Y21 | SITRANS P300 FLUSH DIAPHRAGM | 2533.41
7MF8123-1DA74-1AA7-ZM11Y01Y21 | SITRANS P300 FLUSH DIAPHRAGM | 2492.89
7MF8123-1DA74-1AA7-ZR02Y21 | SITRANS P300 FLUSH DIAPHRAGM | 2338.44
7MF8123-1DA74-1AA7-ZY01Y21 | SITRANS P300 FLUSH DIAPHRAGM | 2197.89
7MF8123-1DA74-1AB2-ZM04 | SITRANS P300 FLUSH DIAPHRAGM | 2457.44
7MF8123-1DA74-1AB6-ZM42 | SITRANS P300 FLUSH DIAPHRAGM | 2553.66
7MF8123-1DA74-1AB6-ZN14 | SITRANS P300 FLUSH DIAPHRAGM | 2272.59
7MF8123-1DA74-1AC2-ZD12R10 | SITRANS P300 FLUSH DIAPHRAGM | 2351.1
7MF8123-1DA74-1AC2-ZR02 | SITRANS P300 FLUSH DIAPHRAGM | 2338.44
7MF8123-1DA74-1AC6-ZN28Y01 | SITRANS P300 FLUSH DIAPHRAGM | 2552.4
7MF8123-1DA74-1AH2-ZB13M13 | SITRANS P300 FLUSH DIAPHRAGM | 2377.68
7MF8123-1DA74-1AH6-ZC11R01 | SITRANS P300 FLUSH DIAPHRAGM | 2343.5
7MF8123-1DA74-1AH6-ZN14 | SITRANS P300 FLUSH DIAPHRAGM | 2232.09
7MF8123-1DA74-1AJ7-ZM42Y01Y21 | SITRANS P300 FLUSH DIAPHRAGM | 2561.27
7MF8123-1DA74-1BA1-ZM04 | SITRANS P300 FLUSH DIAPHRAGM | 2253.61
7MF9410-3FA | 5-way-valve for corrosive liq. a. Gaz | 772.3
7MF9410-3FA-ZB11M11 | 5-way-valve for corrosive liq. a. Gaz | 816.61
7MF9410-3FA-ZB16M12 | 5-way-valve for corrosive liq. a. Gaz | 822.95
7MF9410-3FA-ZB31M11 | 5-way-valve for corrosive liq. a. Gaz | 841.94
7MF9411-5AA-ZK15 | 2-way valve block DN 5 | 272.21
7MF9411-5AA-ZK15M12 | 2-way valve block DN 5 | 310.18
7MF9411-5AA-ZS12 | 2-way valve block DN 5 | 357.03
7MF9411-5BA-ZK16M11M12 | 3-way valve block DN 5 | 324.12
7MF9411-5BA-ZK16M12S13 | 3-way valve block DN 5 | 457.05
7MF9411-5BA-ZK26M12S13 | 3-way valve block DN 5 | 463.38
7MF9411-5BA-ZK26M22 | 3-way valve block DN 5 | 360.83
7MF9411-5BA-ZK36M21 | 3-way valve block DN 5 | 319.05
7MF9411-5BA-ZK36M22S13 | 3-way valve block DN 5 | 519.09
7MF9411-5BA-ZK46M22S13 | 3-way valve block DN 5 | 557.07
7MF9411-5BA-ZM11 | 3-way valve block DN 5 | 278.53
7MF9411-5CA-ZD07M22S14 | 5-way valve block DN 5 | 920.43
7MF9411-5CA-ZK16K36 | 5-way valve block DN 5 | 436.79
7MF9411-5CA-ZK16M22 | 5-way valve block DN 5 | 519.09
7MF9411-5CA-ZK26 | 5-way valve block DN 5 | 430.47
7MF9411-5CA-ZK26M22S14 | 5-way valve block DN 5 | 729.25
7MF9411-5CA-ZK36 | 5-way valve block DN 5 | 429.2
7MF9411-5CA-ZK46 | 5-way valve block DN 5 | 467.18
7MF9411-5CA-ZK46M12 | 5-way valve block DN 5 | 505.16
3WL1210-4BB42-1AA2 | FIXED-MOUNTED CIRCUIT BREAKER | 10263.62
3WL1210-4BB44-1AA2 | FIXED-MOUNTED CIRCUIT BREAKER | 10824.91
3WL1210-4BB48-1AA2 | WITHDRAWABLE CIRCUIT BREAKER | 13871.92
3WL1210-4CB31-4BA7 | FIXED-MOUNTED CIRCUIT BREAKER | 10829.72
3WL1210-4CB32-4AN2 | FIXED-MOUNTED CIRCUIT BREAKER | 10026.27
3WL1210-4CB32-4GA4 | FIXED-MOUNTED CIRCUIT BREAKER | 10324.56
3WL1210-4CB33-1AA2 | FIXED-MOUNTED CIRCUIT BREAKER | 8138.72
3WL1210-4CB34-1AA4 | FIXED-MOUNTED CIRCUIT BREAKER | 8501.96
3WL1210-4CB35-4AS4 | WITHDRAWABLE CIRCUIT BREAKER | 11909.8
3WL1210-4CB35-4GN2 | WITHDRAWABLE CIRCUIT BREAKER | 11295.58
3WL1210-4CB36-4BB4 | WITHDRAWABLE CIRCUIT BREAKER | 13462.18
3WL1210-4CB36-4GA4 | WITHDRAWABLE CIRCUIT BREAKER | 13106.96
3WL1210-4CB38-1AA2 | WITHDRAWABLE CIRCUIT BREAKER | 10415.96
3WL1210-4CB38-6AJ2 | WITHDRAWABLE CIRCUIT BREAKER | 12808.68
3WL1210-4CB42-4GA4 | FIXED-MOUNTED CIRCUIT BREAKER | 13187.14
3WL1210-4CB44-1AA2 | FIXED-MOUNTED CIRCUIT BREAKER | 11057.44
3WL1210-4CB48-1AA2 | WITHDRAWABLE CIRCUIT BREAKER | 14104.45
3WL1210-4DG32-1AA2 | FIXED-MOUNTED CIRCUIT BREAKER | 8627.86
3WL1210-4DG33-1AA2 | FIXED-MOUNTED CIRCUIT BREAKER | 9133.02
3WL1210-4DG35-1AA2 | WITHDRAWABLE CIRCUIT BREAKER | 9541.95
3WL1210-4DG36-4GN4 | WITHDRAWABLE CIRCUIT BREAKER | 14521.41
3WL1210-4DG36-4GP4 | WITHDRAWABLE CIRCUIT BREAKER | 14570.32
3WL1210-4DG45-1AA2 | WITHDRAWABLE CIRCUIT BREAKER | 12452.65
3WL1210-4DG46-1AA2 | WITHDRAWABLE CIRCUIT BREAKER | 15098.74
3WL1210-4EB32-1AA2 | FIXED-MOUNTED CIRCUIT BREAKER | 8058.54
3WL1210-4EB32-4GA2 | FIXED-MOUNTED CIRCUIT BREAKER | 10386.3
3WL1210-4EB32-4GP2 | FIXED-MOUNTED CIRCUIT BREAKER | 10855.37
3WL1210-4EB33-1AA2 | FIXED-MOUNTED CIRCUIT BREAKER | 8563.71
3WL1210-4EB36-1AP2 | WITHDRAWABLE CIRCUIT BREAKER | 11310.02
3WL1210-4EB36-4GA4 | WITHDRAWABLE CIRCUIT BREAKER | 13531.93
3WL1210-4EB37-4GG4 | WITHDRAWABLE CIRCUIT BREAKER | 14288.08
3WL1210-4EB41-1AA2 | FIXED-MOUNTED CIRCUIT BREAKER | 11482.41
3WL1210-4EB46-1AA2 | WITHDRAWABLE CIRCUIT BREAKER | 14529.43
3WL1210-4EB48-1AA2 | WITHDRAWABLE CIRCUIT BREAKER | 14529.43
3WL1210-4EG32-4GP2 | FIXED-MOUNTED CIRCUIT BREAKER | 12066.16
3WL1210-4EG33-1AA2 | FIXED-MOUNTED CIRCUIT BREAKER | 9774.48
3WL1210-4EG36-4GN4 | WITHDRAWABLE CIRCUIT BREAKER | 15162.88
3WL1210-4EG36-4GP4 | WITHDRAWABLE CIRCUIT BREAKER | 15211.8
3WL1212-3NB38-1AA2 | WITHDRAWABLE CIRCUIT BREAKER | 14000.21
3WL1216-3EB32-4AJ4-ZK07 | FIXED-MOUNTED CIRCUIT BREAKER | 15002.52
3WL1216-3EB33-1AA2 | FIXED-MOUNTED CIRCUIT BREAKER | 12524.82
3WL1216-3EB34-1AA2 | FIXED-MOUNTED CIRCUIT BREAKER | 12524.82
3WL1216-3EB35-4GA4 | WITHDRAWABLE CIRCUIT BREAKER | 15857.28
3WL1216-3EB36-1AA2 | WITHDRAWABLE CIRCUIT BREAKER | 15090.72
3WL1216-3EB36-4GN2 | WITHDRAWABLE CIRCUIT BREAKER | 17838.65
3WL1216-3EB36-4GP2 | WITHDRAWABLE CIRCUIT BREAKER | 17887.56
3WL1216-3EB41-1AA2 | FIXED-MOUNTED CIRCUIT BREAKER | 15812.39
3WL1216-3EB42-1AA2 | FIXED-MOUNTED CIRCUIT BREAKER | 15331.27
3WL1216-3EB47-1AA2 | WITHDRAWABLE CIRCUIT BREAKER | 19260.32
3WL1216-3EG31-1AA2 | FIXED-MOUNTED CIRCUIT BREAKER | 13735.61
3WL1216-3EG32-4GN4 | FIXED-MOUNTED CIRCUIT BREAKER | 16445.84
3WL1216-3EG32-4GP4 | FIXED-MOUNTED CIRCUIT BREAKER | 16494.75
3WL1216-3EG34-1AA2 | FIXED-MOUNTED CIRCUIT BREAKER | 13735.61
3WL1216-3EG36-4GA2 | WITHDRAWABLE CIRCUIT BREAKER | 18629.26
3WL1216-3EG36-4GG4 | WITHDRAWABLE CIRCUIT BREAKER | 19347.71
3WL1216-3EG38-1AA2 | WITHDRAWABLE CIRCUIT BREAKER | 16301.51
3WL1216-3EG42-1AA2 | FIXED-MOUNTED CIRCUIT BREAKER | 16542.06
3WL1216-3EG46-1GA2 | WITHDRAWABLE CIRCUIT BREAKER | 20265.03
3WL1216-3EG47-1AA2 | WITHDRAWABLE CIRCUIT BREAKER | 20471.1
7MF9411-5CA-ZM11 | 5-way valve block DN 5 | 443.12
7MF9411-5CA-ZM21 | 5-way valve block DN 5 | 470.98
7MF9412-1BA-ZM14S12 | 2-spindle valve manifold rotating sleeve | 576.07
7MF9412-1BA-ZM16S12 | 2-spindle valve manifold rotating sleeve | 491.24
7MF9413-1EA-ZK16 | 5-spindle valve manifold | 621.64
7MF9413-1EA-ZK16M16M18 | 5-spindle valve manifold | 752.04
7MF9413-1EA-ZK36M16M18S14 | 5-spindle valve manifold | 960.95
7MF9413-1EA-ZM16M18 | 5-spindle valve manifold | 744.46
7MF9416-1DA-ZB11M11 | 3-way-v. manifold DN 8 witho. test conne | 615.31
7MF9416-1EA-ZB31 | 3-way-v. manifold DN 8 with test connec | 1330.64
7MF9416-2CA | 3-way-v. manifold DN 8 witho. test conne | 376.03
7MF9416-2CA-ZB34M12 | 3-way-v. manifold DN 8 witho. test conne | 451.99
7MF9416-2DA | 3-way-v. manifold DN 8 with. test conne | 470.98
7MF9416-2DA-ZB11M12 | 3-way-v. manifold DN 8 with. test conne | 521.61
7MH7122-2BN31-1A | MSI BELT SCALE | 8699.68
7MH7122-2BP31-1A | MSI BELT SCALE | 8699.68
7MH7122-2BW52-4D-ZC11Y15 | MSI BELT SCALE | 23517.69
7MH7122-2CA31-1A | MSI BELT SCALE | 9491.74
7MH7122-2CF41-1A | MSI BELT SCALE | 9491.74
7MH7122-2CG52-5A-ZC11 | MSI BELT SCALE | 22153.11
7MH7122-2DD32-6A | MSI BELT SCALE | 25616.92
7MH7122-2DD64-1A-ZY15 | MSI BELT SCALE | 11955.42
7MH7123-1AC10-ZC11Y15 | MUS Universal Belt Scale | 4333.34
7MH7123-1AE10 | MUS Universal Belt Scale | 4209.95
7MH7123-2BB10 | MUS Universal Belt Scale | 5446.81
7MH7123-2BC10-ZC11Y15 | MUS Universal Belt Scale | 5570.21
7MH7125-1AD10 | MCS BELT SCALE | 5039.29
7MH7125-1AE10 | MCS BELT SCALE | 5039.29
7MH7125-2AC20 | MCS BELT SCALE | 5722.31
7MH7126-1AA1 | MLC BELT SCALE | 10048.47
7MH7126-1CA1 | MLC BELT SCALE | 10600.9
7MH7126-1CB1 | MLC BELT SCALE | 10600.9
7MH7126-1FB1 | MLC BELT SCALE | 11669.88
7MH7126-1GA1 | MLC BELT SCALE | 10392.83
7MH7126-1JA1 | MLC BELT SCALE | 11008.4
7MH7126-1JB1 | MLC BELT SCALE | 11008.4
7MH7126-1KB2 | MLC BELT SCALE | 11276.72
7MH7126-1LB2-ZC11 | MLC BELT SCALE | 11955.42
7MH7126-2BB2 | MLC BELT SCALE | 13595.5
7MH7126-2CB2 | MLC BELT SCALE | 14024.52
7MH7126-2EB5 | MLC BELT SCALE | 14889.75
7MH7126-2GB2 | MLC BELT SCALE | 13629.92
7MH7126-2KB1 | MLC BELT SCALE | 15795.16
7MH7126-2LB2 | MLC BELT SCALE | 16727.84
7MH7127-1CA1 | Flat bar calibration weight | 266.89
7MH7127-1DR1 | Flat bar calibration weight | 352.98
7MH7127-2BR1 | Flat bar calibration weight | 311.36
7MH7127-2CG1 | Flat bar calibration weight | 319.99
7MH7131-1AA10-ZC11 | TASS Speed Sensor | 1480.79
7MH7134-2AB21 | RBSS Speed Sensor | 3625.93
7MH7134-2AB32-ZC11 | RBSS Speed Sensor | 3102.21
7MH7144-1AA2-ZC11 | Motion Failure Alarm MFA-4P | 781.67
7MH7144-2AA2 | Motion Failure Alarm MFA-4P | 1579.3
7MH7144-2AB2 | Motion Failure Alarm MFA-4P | 1842.51
7MH7144-3AA2-ZC11 | Motion Failure Alarm MFA-4P | 2469.97
7MH7144-3AB2 | Motion Failure Alarm MFA-4P | 2688
7MH7146-0BA-ZY17 | MOTION SENSING PROBES | 709.89
7MH7146-0DA-ZC11 | MOTION SENSING PROBES | 1403.81
7MH7146-0HA-ZY01 | MOTION SENSING PROBES | 1187.13
7MH7146-0JA-ZC11 | MOTION SENSING PROBES | 1270.88
7MH7146-1BA-ZC11Y01 | MOTION SENSING PROBES | 1575.31
7MH7146-1DA-ZC11Y01 | MOTION SENSING PROBES | 2293.17
7MH7146-1GA-ZY01 | MOTION SENSING PROBES | 1995.39
7MH7146-2GA-ZY01 | MOTION SENSING PROBES | 2545.76
7MH7152-2AA00-1EA-ZY77 | Milltronics BW500 | 6543.05
7MH7152-2AA02-1AA | Milltronics BW500 | 7069.66
7MH7152-2AA04-2EA-ZY77 | Milltronics BW500 | 7798.57
7MH7152-2AA05-1CA | Milltronics BW500 | 7798.57
7MH7152-2AA06-1AA | Milltronics BW500 | 7069.66
3WL1116-3EG48-1AA2 | WITHDRAWABLE CIRCUIT BREAKER | 18707.04
3WL1116-3FB32-4GP2 | FIXED-MOUNTED CIRCUIT BREAKER | 14768.38
3WL1116-3FB32-4GP4 | FIXED-MOUNTED CIRCUIT BREAKER | 15131.62
3WL1116-3FB32-6BA2 | FIXED-MOUNTED CIRCUIT BREAKER | 14299.31
3WL1116-3FB33-1AA2 | FIXED-MOUNTED CIRCUIT BREAKER | 12452.65
3WL1116-3FB36-4AA2 | WITHDRAWABLE CIRCUIT BREAKER | 16429.8
3WL1116-3FB36-4AN2 | WITHDRAWABLE CIRCUIT BREAKER | 16849.97
3WL1116-3FB36-4AS4 | WITHDRAWABLE CIRCUIT BREAKER | 17819.4
3WL1116-3FB36-4GA2 | WITHDRAWABLE CIRCUIT BREAKER | 16785.02
3WL1116-3FB37-4GG8 | WITHDRAWABLE CIRCUIT BREAKER | 18064.77
3WL1116-3FB38-1AA2 | WITHDRAWABLE CIRCUIT BREAKER | 14457.26
3WL1116-3FB38-4GA2 | WITHDRAWABLE CIRCUIT BREAKER | 16785.02
3WL1116-3FB45-1AA2 | WITHDRAWABLE CIRCUIT BREAKER | 16141.14
3WL1116-3FB45-4GA4 | WITHDRAWABLE CIRCUIT BREAKER | 18832.12
3WL1208-3FB42-1AA2 | FIXED-MOUNTED CIRCUIT BREAKER | 10287.67
3WL1208-3FB45-4GJ4 | WITHDRAWABLE CIRCUIT BREAKER | 14361.04
3WL1208-3FB46-1AA2 | WITHDRAWABLE CIRCUIT BREAKER | 13735.61
3WL1208-3FG31-1AA2 | FIXED-MOUNTED CIRCUIT BREAKER | 9349.51
3WL1208-3FG36-4AS2 | WITHDRAWABLE CIRCUIT BREAKER | 14561.5
3WL1208-3FG36-4AS4 | WITHDRAWABLE CIRCUIT BREAKER | 14924.74
3WL1208-3FG36-4BA2 | WITHDRAWABLE CIRCUIT BREAKER | 13890.36
3WL1208-3FG36-4GA2 | WITHDRAWABLE CIRCUIT BREAKER | 13890.36
3WL1210-4BB33-1AA2 | FIXED-MOUNTED CIRCUIT BREAKER | 7906.18
3WL1210-4BB34-1AA2 | FIXED-MOUNTED CIRCUIT BREAKER | 7906.18
3WL1210-4BB34-4AN2 | FIXED-MOUNTED CIRCUIT BREAKER | 10298.9
3WL1210-4BB34-4AN4 | FIXED-MOUNTED CIRCUIT BREAKER | 10662.13
3WL1210-4BB36-4GP4 | WITHDRAWABLE CIRCUIT BREAKER | 13343.5
3WL1210-4BB37-1AA2 | WITHDRAWABLE CIRCUIT BREAKER | 10584.35
3WL1210-4BB37-4AG4 | WITHDRAWABLE CIRCUIT BREAKER | 13275.35
3WL1210-4BB38-1AA2 | WITHDRAWABLE CIRCUIT BREAKER | 10183.43
3WL1210-4CB32-1AA4 | FIXED-MOUNTED CIRCUIT BREAKER | 7996.8
3WL1210-4CB32-1AN2 | FIXED-MOUNTED CIRCUIT BREAKER | 8053.73
3WL1210-4CB32-1AP2 | FIXED-MOUNTED CIRCUIT BREAKER | 8102.64
3WL1210-4CB32-1GA2 | FIXED-MOUNTED CIRCUIT BREAKER | 7988.77
3WL1210-4CB34-4AN2 | FIXED-MOUNTED CIRCUIT BREAKER | 10531.43
3WL1210-4CB34-4GN2 | FIXED-MOUNTED CIRCUIT BREAKER | 10886.65
3WL1210-4CB34-5AF2 | FIXED-MOUNTED CIRCUIT BREAKER | 10466.48
3WL1210-4CB35-1AA2 | WITHDRAWABLE CIRCUIT BREAKER | 8547.66
3WL1210-4CB36-4GN2 | WITHDRAWABLE CIRCUIT BREAKER | 13163.88
3WL1210-4CB36-4GN4 | WITHDRAWABLE CIRCUIT BREAKER | 13527.12
3WL1210-4CB36-4GP2 | WITHDRAWABLE CIRCUIT BREAKER | 13212.81
3WL1210-4CB36-4GP4 | WITHDRAWABLE CIRCUIT BREAKER | 13576.03
3WL1210-4CB37-1AA2 | WITHDRAWABLE CIRCUIT BREAKER | 10816.88
3WL1210-4CB46-1AA2 | WITHDRAWABLE CIRCUIT BREAKER | 14104.45
3WL1210-4CB46-1GA2 | WITHDRAWABLE CIRCUIT BREAKER | 14459.67
3WL1210-4CB46-4GA2 | WITHDRAWABLE CIRCUIT BREAKER | 16432.21
3WL1210-4CB46-4GA4 | WITHDRAWABLE CIRCUIT BREAKER | 16795.44
3WL1210-4DG36-1AA2 | WITHDRAWABLE CIRCUIT BREAKER | 11410.25
3WL1210-4DG36-4GA2 | WITHDRAWABLE CIRCUIT BREAKER | 13738
3WL1210-4DG36-4GA4 | WITHDRAWABLE CIRCUIT BREAKER | 14101.25
3WL1210-4DG36-4GN2 | WITHDRAWABLE CIRCUIT BREAKER | 14158.18
3WL1210-4DG46-4GA2 | WITHDRAWABLE CIRCUIT BREAKER | 17426.5
3WL1210-4DG47-1AA2 | WITHDRAWABLE CIRCUIT BREAKER | 15660.03
3WL1210-4DG47-1FA4 | WITHDRAWABLE CIRCUIT BREAKER | 16378.49
3WL1210-4DG48-1AA2 | WITHDRAWABLE CIRCUIT BREAKER | 15098.74
3WL1210-4EB34-1GA4 | FIXED-MOUNTED CIRCUIT BREAKER | 9282.15
3WL1210-4EB34-3AA2-ZK07 | FIXED-MOUNTED CIRCUIT BREAKER | 9041.6
3WL1210-4EB35-1AA2 | WITHDRAWABLE CIRCUIT BREAKER | 8972.64
3WL1210-4EB35-4GA4 | WITHDRAWABLE CIRCUIT BREAKER | 11663.64
7MH7152-2AB03-2AA | Milltronics BW500 | 5367.88
7MH7152-2AB05-2AA | Milltronics BW500 | 5367.88
3WL1220-4DG32-4GP4 | FIXED-MOUNTED CIRCUIT BREAKER | 18419.18
3WL1220-4DG33-1AA2 | FIXED-MOUNTED CIRCUIT BREAKER | 15900.58
3WL1220-4DG36-4GA4 | WITHDRAWABLE CIRCUIT BREAKER | 21317.85
3WL1220-4DG36-4GN4 | WITHDRAWABLE CIRCUIT BREAKER | 21738.01
3WL1220-4DG38-1AA2 | WITHDRAWABLE CIRCUIT BREAKER | 18626.85
3WL1220-4DG42-1AA2 | FIXED-MOUNTED CIRCUIT BREAKER | 18787.23
3WL1220-4DG46-4GA2 | WITHDRAWABLE CIRCUIT BREAKER | 25605.31
3WL1220-4DG47-1AA2 | WITHDRAWABLE CIRCUIT BREAKER | 23999.22
3WL1220-4EB32-4GA2 | FIXED-MOUNTED CIRCUIT BREAKER | 17017.55
3WL1220-4EB32-4GG4 | FIXED-MOUNTED CIRCUIT BREAKER | 17736.01
3WL1220-4EB33-1AA2 | FIXED-MOUNTED CIRCUIT BREAKER | 15331.27
3WL1220-4EB35-1AA2 | WITHDRAWABLE CIRCUIT BREAKER | 16293.48
3WL1220-4EB36-4GA4 | WITHDRAWABLE CIRCUIT BREAKER | 20748.54
3WL1220-4EB36-4GN4 | WITHDRAWABLE CIRCUIT BREAKER | 21168.7
3WL1220-4EB38-4GA4 | WITHDRAWABLE CIRCUIT BREAKER | 20748.54
3WL1220-4EB42-1AA2 | FIXED-MOUNTED CIRCUIT BREAKER | 18217.92
3WL1220-4EB47-1AA2 | WITHDRAWABLE CIRCUIT BREAKER | 23429.91
3WL1220-4EG31-1AA2 | FIXED-MOUNTED CIRCUIT BREAKER | 16542.06
3WL1220-4EG32-4GP2 | FIXED-MOUNTED CIRCUIT BREAKER | 18697.41
3WL1225-3DG36-5AR2 | WITHDRAWABLE CIRCUIT BREAKER | 25634.99
3WL1225-3DG41-1GA2 | FIXED-MOUNTED CIRCUIT BREAKER | 25637.38
3WL1225-3DG42-1GA2 | FIXED-MOUNTED CIRCUIT BREAKER | 24835.54
3WL1225-3DG45-1GA2 | WITHDRAWABLE CIRCUIT BREAKER | 25958.13
3WL1225-3DG46-1FA2 | WITHDRAWABLE CIRCUIT BREAKER | 29646.61
3WL1225-3EB31-1AA2 | FIXED-MOUNTED CIRCUIT BREAKER | 19340.5
3WL1225-3EB32-1AA2 | FIXED-MOUNTED CIRCUIT BREAKER | 18699.02
3WL1225-3EB32-1GA8 | FIXED-MOUNTED CIRCUIT BREAKER | 19417.48
3WL1225-3EB32-4AA2 | FIXED-MOUNTED CIRCUIT BREAKER | 20671.56
3WL1225-3EB32-4GN2 | FIXED-MOUNTED CIRCUIT BREAKER | 21446.95
3WL1225-3EB32-4GP2 | FIXED-MOUNTED CIRCUIT BREAKER | 21495.86
3WL1225-3EB35-1AA2 | WITHDRAWABLE CIRCUIT BREAKER | 19581.05
3WL1225-3EB35-1AA4 | WITHDRAWABLE CIRCUIT BREAKER | 19944.3
3WL1225-3EB35-4GA4-ZC11 | WITHDRAWABLE CIRCUIT BREAKER | 22349.59
3WL1225-3EB35-4GN2 | WITHDRAWABLE CIRCUIT BREAKER | 22328.97
3WL1225-3EB36-1GA2 | WITHDRAWABLE CIRCUIT BREAKER | 22421.98
3WL1225-3EB36-4AA2 | WITHDRAWABLE CIRCUIT BREAKER | 24039.3
3WL1225-3EB36-4GT4 | WITHDRAWABLE CIRCUIT BREAKER | 25888.36
3WL1225-3EB36-6AJ2-ZT40 | WITHDRAWABLE CIRCUIT BREAKER | 24764.18
3WL1225-3EB41-1AA2 | FIXED-MOUNTED CIRCUIT BREAKER | 24712.85
3WL1225-3EB42-1AN2 | FIXED-MOUNTED CIRCUIT BREAKER | 24331.19
3WL1225-3EB42-4AA2 | FIXED-MOUNTED CIRCUIT BREAKER | 25883.55
3WL1225-3EB43-1AA2 | FIXED-MOUNTED CIRCUIT BREAKER | 24712.85
3WL1225-3EB46-1BA4 | WITHDRAWABLE CIRCUIT BREAKER | 29440.54
3WL1225-3EB46-1DA4 | WITHDRAWABLE CIRCUIT BREAKER | 29465.4
3WL1225-3EB48-1AA2 | WITHDRAWABLE CIRCUIT BREAKER | 28722.08
3WL1225-3EG32-1AA2 | FIXED-MOUNTED CIRCUIT BREAKER | 19909.81
3WL1225-3EG32-4GN2 | FIXED-MOUNTED CIRCUIT BREAKER | 22657.73
3WL1225-3EG32-4GP2 | FIXED-MOUNTED CIRCUIT BREAKER | 22706.64
3WL1225-3EG32-5AM2 | FIXED-MOUNTED CIRCUIT BREAKER | 22302.51
3WL1225-3EG35-1AA2 | WITHDRAWABLE CIRCUIT BREAKER | 20791.84
3WL1225-3EG35-4GA4 | WITHDRAWABLE CIRCUIT BREAKER | 23482.83
3WL1225-3EG36-4GN2 | WITHDRAWABLE CIRCUIT BREAKER | 26025.49
3WL1225-3EG36-4GP2 | WITHDRAWABLE CIRCUIT BREAKER | 26074.4
3WL1225-3EG38-1AA2 | WITHDRAWABLE CIRCUIT BREAKER | 23277.55
3WL1225-3EG41-1AA2 | FIXED-MOUNTED CIRCUIT BREAKER | 25923.64
3WL1225-3EG42-1GA2 | FIXED-MOUNTED CIRCUIT BREAKER | 25477.02
3WL1225-3EG46-1GA2 | WITHDRAWABLE CIRCUIT BREAKER | 30288.09
3WL1225-3EG46-4GA4 | WITHDRAWABLE CIRCUIT BREAKER | 32623.87
3WL1225-3FB31-4GA2 | FIXED-MOUNTED CIRCUIT BREAKER | 22077.2
3WL1225-3FB32-1AA4 | FIXED-MOUNTED CIRCUIT BREAKER | 19471.2
3WL1225-3FB32-4GN2 | FIXED-MOUNTED CIRCUIT BREAKER | 21855.88
3WL1225-3FB32-4GP2 | FIXED-MOUNTED CIRCUIT BREAKER | 21904.79
3WL1225-3FB33-1AA2 | FIXED-MOUNTED CIRCUIT BREAKER | 19749.44
3WL1225-3FB35-1AS2 | WITHDRAWABLE CIRCUIT BREAKER | 21016.36
3WL1225-3FB35-4FA4-ZF02 | WITHDRAWABLE CIRCUIT BREAKER | 24437.03
3WL1225-3FB36-1GA4 | WITHDRAWABLE CIRCUIT BREAKER | 23194.17
3WL1225-3FB36-1GN2 | WITHDRAWABLE CIRCUIT BREAKER | 23251.1
3WL1225-3FB36-4GG4 | WITHDRAWABLE CIRCUIT BREAKER | 25521.93
3WL1225-3FB36-4GN4 | WITHDRAWABLE CIRCUIT BREAKER | 25586.87
3WL1225-3FB37-4GA4 | WITHDRAWABLE CIRCUIT BREAKER | 25888.36
3WL1225-3FB38-1AA2 | WITHDRAWABLE CIRCUIT BREAKER | 22475.71
3WL1225-3FB42-1AA2 | FIXED-MOUNTED CIRCUIT BREAKER | 24319.95
3WL1225-3FB46-1AA2 | WITHDRAWABLE CIRCUIT BREAKER | 29131.02
3WL1232-3FB36-5FA8 | WITHDRAWABLE CIRCUIT BREAKER | 29496.66
3WL1232-3FB36-6BB4 | WITHDRAWABLE CIRCUIT BREAKER | 29851.88
3WL1232-3FB38-1AA2 | WITHDRAWABLE CIRCUIT BREAKER | 26805.68
3WL1232-3FB41-4GA4 | FIXED-MOUNTED CIRCUIT BREAKER | 31822.02
3WL1232-3FB45-4GA2 | WITHDRAWABLE CIRCUIT BREAKER | 31779.51
3WL1232-3FB46-1AA2 | WITHDRAWABLE CIRCUIT BREAKER | 34663.75
3WL1232-3FB48-4DA4 | WITHDRAWABLE CIRCUIT BREAKER | 37379.61
3WL1232-3FG32-1AA2 | FIXED-MOUNTED CIRCUIT BREAKER | 22371.47
3WL1232-3FG32-4GA4 | FIXED-MOUNTED CIRCUIT BREAKER | 25062.47
3WL1232-3FG32-4GN4 | FIXED-MOUNTED CIRCUIT BREAKER | 25482.63
3WL1232-3FG35-1AA2 | WITHDRAWABLE CIRCUIT BREAKER | 23894.98
3WL1232-3FG36-1AA4 | WITHDRAWABLE CIRCUIT BREAKER | 28427.81
3WL1232-3FG36-4GN4 | WITHDRAWABLE CIRCUIT BREAKER | 31175.73
3WL1232-3FG36-4GP4 | WITHDRAWABLE CIRCUIT BREAKER | 31224.64
3WL1232-3FG37-1FA2 | WITHDRAWABLE CIRCUIT BREAKER | 29301.81
3WL1232-3FG37-6DL4 | WITHDRAWABLE CIRCUIT BREAKER | 32131.52
3WL1232-3FG46-4AS2 | WITHDRAWABLE CIRCUIT BREAKER | 38921.55
3WL1232-3FG46-5FA7 | WITHDRAWABLE CIRCUIT BREAKER | 38613.64
3WL1232-3NB35-1AA2 | WITHDRAWABLE CIRCUIT BREAKER | 24985.48
3WL1232-3NB36-1AA2 | WITHDRAWABLE CIRCUIT BREAKER | 29155.07
3WL1232-3NB42-1AT2 | FIXED-MOUNTED CIRCUIT BREAKER | 31007.34
3WL1232-3NB45-4GA2 | WITHDRAWABLE CIRCUIT BREAKER | 34128.92
3WL1232-3NG34-1AA2 | FIXED-MOUNTED CIRCUIT BREAKER | 25474.62
3WL1232-3NG36-1AA2 | WITHDRAWABLE CIRCUIT BREAKER | 30365.86
3WL1232-4AA31-1AA2 | FIXED-MOUNT NON-AUT. CIRCUIT-B. | 20847.97
3WL1232-4AA32-1AA2 | FIXED-MOUNT NON-AUT. CIRCUIT-B. | 19725.39
3WL1232-4AA32-4GA2 | FIXED-MOUNT NON-AUT. CIRCUIT-B. | 22053.13
3WL1232-4AA32-4GG4 | FIXED-MOUNT NON-AUT. CIRCUIT-B. | 22771.59
3WL1232-4AA35-5FA4 | WITHDRAW. NON-AUT. CIRCUIT-B. | 23138.03
3WL1232-4AA36-1AG2 | WITHDRAW. NON-AUT. CIRCUIT-B. | 24971.85
3WL1232-4AA37-1AA2 | WITHDRAW. NON-AUT. CIRCUIT-B. | 25659.04
3WL1232-4AA41-1AA2 | FIXED-MOUNT NON-AUT. CIRCUIT-B. | 28144.76
3WL1232-4AA43-1AA2 | FIXED-MOUNT NON-AUT. CIRCUIT-B. | 28144.76
3WL1232-4AA45-1AA2 | WITHDRAW. NON-AUT. CIRCUIT-B. | 27182.54
3WL1232-4AA45-4GG4 | WITHDRAW. NON-AUT. CIRCUIT-B. | 30228.76
3WL1232-4AA46-4GA4 | WITHDRAW. NON-AUT. CIRCUIT-B. | 35566.63
3WL1232-4AA46-5FA2 | WITHDRAW. NON-AUT. CIRCUIT-B. | 35203.4
3WL1232-4BB32-1GA2 | FIXED-MOUNTED CIRCUIT BREAKER | 21924.84
3WL1232-4BB32-4AN2 | FIXED-MOUNTED CIRCUIT BREAKER | 23962.34
3WL1232-4BB32-4GN4 | FIXED-MOUNTED CIRCUIT BREAKER | 24680.78
3WL1232-4BB32-4GP4 | FIXED-MOUNTED CIRCUIT BREAKER | 24729.69
3WL1232-4BB33-1AG2 | FIXED-MOUNTED CIRCUIT BREAKER | 23047.43
3WL1232-4BB36-1GA2 | WITHDRAWABLE CIRCUIT BREAKER | 26816.1
3WL1216-3FG36-4GA2 | WITHDRAWABLE CIRCUIT BREAKER | 19086.31
3WL1216-3FG36-4GA2-ZB16 | WITHDRAWABLE CIRCUIT BREAKER | 19086.31
3WL1216-3FG46-1DA4 | WITHDRAWABLE CIRCUIT BREAKER | 21110.18
3WL1216-3FG46-4BA2 | WITHDRAWABLE CIRCUIT BREAKER | 22694.61
3WL1216-3NB31-1AA2 | FIXED-MOUNTED CIRCUIT BREAKER | 15283.17
3WL1216-3NB32-1AA2 | FIXED-MOUNTED CIRCUIT BREAKER | 14882.25
3WL1216-3NB33-1AA2 | FIXED-MOUNTED CIRCUIT BREAKER | 15283.17
3WL1216-3NG31-1AA2 | FIXED-MOUNTED CIRCUIT BREAKER | 16493.94
3WL1216-3NG32-1AA2 | FIXED-MOUNTED CIRCUIT BREAKER | 16093.02
3WL1216-3NG33-1AA2 | FIXED-MOUNTED CIRCUIT BREAKER | 16493.94
3WL1216-3NG34-1AA2 | FIXED-MOUNTED CIRCUIT BREAKER | 16493.94
3WL1216-4AA34-1AA2 | FIXED-MOUNT NON-AUT. CIRCUIT-B. | 10664.54
3WL1216-4AA34-4AN2-ZF02 | FIXED-MOUNT NON-AUT. CIRCUIT-B. | 14813.29
3WL1216-4AA34-5FF4 | FIXED-MOUNT NON-AUT. CIRCUIT-B. | 13710.74
3WL1216-4AA35-1AA2 | WITHDRAW. NON-AUT. CIRCUIT-B. | 11306.02
3WL1216-4AA44-1AA2 | FIXED-MOUNT NON-AUT. CIRCUIT-B. | 13791.73
3WL1216-4AA45-1AA2 | WITHDRAW. NON-AUT. CIRCUIT-B. | 14112.48
3WL1216-4AA46-1AA2 | WITHDRAW. NON-AUT. CIRCUIT-B. | 16678.38
3WL1216-4AA46-1GA2 | WITHDRAW. NON-AUT. CIRCUIT-B. | 17033.6
3WL1220-3CB36-1EA2 | WITHDRAWABLE CIRCUIT BREAKER | 17451.36
3WL1220-3CB36-1EA4 | WITHDRAWABLE CIRCUIT BREAKER | 17814.58
3WL1220-3CB36-1FA2 | WITHDRAWABLE CIRCUIT BREAKER | 17426.5
3WL1220-3CB36-1GA2 | WITHDRAWABLE CIRCUIT BREAKER | 17426.5
3WL1220-3CB36-4GA2 | WITHDRAWABLE CIRCUIT BREAKER | 19399.04
3WL1220-3CB36-4GA4 | WITHDRAWABLE CIRCUIT BREAKER | 19762.26
3WL1220-3CB36-4GA8 | WITHDRAWABLE CIRCUIT BREAKER | 19762.26
3WL1220-3CB36-4GG2 | WITHDRAWABLE CIRCUIT BREAKER | 19754.26
3WL1220-3CB37-1AP2 | WITHDRAWABLE CIRCUIT BREAKER | 18262.02
3WL1220-3CB37-4AA2 | WITHDRAWABLE CIRCUIT BREAKER | 19765.47
3WL1220-3CB37-4AA7 | WITHDRAWABLE CIRCUIT BREAKER | 20128.71
3WL1220-3CB37-4AJ2 | WITHDRAWABLE CIRCUIT BREAKER | 20185.65
3WL1220-3CB42-1DA2 | FIXED-MOUNTED CIRCUIT BREAKER | 17932.46
3WL1220-3CB42-1FA2 | FIXED-MOUNTED CIRCUIT BREAKER | 17907.61
3WL1220-3CB42-1GA2 | FIXED-MOUNTED CIRCUIT BREAKER | 17907.61
3WL1220-3CB42-1GA4 | FIXED-MOUNTED CIRCUIT BREAKER | 18270.84
3WL1220-3CB42-1GN2 | FIXED-MOUNTED CIRCUIT BREAKER | 18327.77
3WL1220-3CB46-1AA2 | WITHDRAWABLE CIRCUIT BREAKER | 21641.79
3WL1220-3CB46-1AS4 | WITHDRAWABLE CIRCUIT BREAKER | 23031.39
3WL1220-3CB46-1DA2 | WITHDRAWABLE CIRCUIT BREAKER | 22021.87
3WL1220-3CB46-1DD4 | WITHDRAWABLE CIRCUIT BREAKER | 22765.18
3WL1220-3CB47-1FA2 | WITHDRAWABLE CIRCUIT BREAKER | 22879.05
3WL1220-3CB47-5AA2 | WITHDRAWABLE CIRCUIT BREAKER | 24496.36
3WL1220-3CB48-1AA2 | WITHDRAWABLE CIRCUIT BREAKER | 21641.79
3WL1220-3DG31-1AA2 | FIXED-MOUNTED CIRCUIT BREAKER | 15259.1
3WL1220-3DG32-4GN2 | FIXED-MOUNTED CIRCUIT BREAKER | 17285.37
3WL1220-3DG32-4GN4 | FIXED-MOUNTED CIRCUIT BREAKER | 17648.61
3WL1220-3DG32-4GP2 | FIXED-MOUNTED CIRCUIT BREAKER | 17334.28
3WL1220-3DG32-4GP4 | FIXED-MOUNTED CIRCUIT BREAKER | 17697.52
3WL1220-3DG36-1GA2 | WITHDRAWABLE CIRCUIT BREAKER | 18420.78
3WL1220-3DG36-4AG2 | WITHDRAWABLE CIRCUIT BREAKER | 20393.32
3WL1220-3DG36-4AN2 | WITHDRAWABLE CIRCUIT BREAKER | 20458.28
3WL1220-3DG36-4GA2 | WITHDRAWABLE CIRCUIT BREAKER | 20393.32
3WL1220-3DG42-1GA4 | FIXED-MOUNTED CIRCUIT BREAKER | 19265.12
3WL1220-3DG42-4GA2 | FIXED-MOUNTED CIRCUIT BREAKER | 20874.43
3WL1220-3DG42-6BA2 | FIXED-MOUNTED CIRCUIT BREAKER | 20874.43
3WL1220-3DG43-1AA2 | FIXED-MOUNTED CIRCUIT BREAKER | 19107.96
3WL1220-3DG48-1AA2 | WITHDRAWABLE CIRCUIT BREAKER | 22636.07
3WL1220-3EB31-1AA2 | FIXED-MOUNTED CIRCUIT BREAKER | 14689.79
3WL1220-3EB32-1AA2 | FIXED-MOUNTED CIRCUIT BREAKER | 13968.14
3WL1232-4BB36-4GA2 | WITHDRAWABLE CIRCUIT BREAKER | 28788.64
3WL1232-4BB36-4GP4 | WITHDRAWABLE CIRCUIT BREAKER | 29620.95
3WL1232-4BB37-1AA2 | WITHDRAWABLE CIRCUIT BREAKER | 27503.28
3WL1232-4BB43-1AA2 | FIXED-MOUNTED CIRCUIT BREAKER | 29988.99
3WL1232-4BB45-1AA2 | WITHDRAWABLE CIRCUIT BREAKER | 29026.78
3WL1232-4BB47-1AA2 | WITHDRAWABLE CIRCUIT BREAKER | 36163.21
3WL1232-4CB31-4AN2 | FIXED-MOUNTED CIRCUIT BREAKER | 25317.45
3WL1232-4CB32-1AA4 | FIXED-MOUNTED CIRCUIT BREAKER | 22165.4
3WL1232-4CB32-4AN2 | FIXED-MOUNTED CIRCUIT BREAKER | 24194.87
3WL1232-4CB32-4BA4 | FIXED-MOUNTED CIRCUIT BREAKER | 24493.16
3WL1232-4CB32-4GP4 | FIXED-MOUNTED CIRCUIT BREAKER | 24962.23
3WL1232-4CB32-4GS8 | FIXED-MOUNTED CIRCUIT BREAKER | 25519.51
3WL1220-3EG32-4GA2 | FIXED-MOUNTED CIRCUIT BREAKER | 17506.69
3WL1220-3EG32-4GN2 | FIXED-MOUNTED CIRCUIT BREAKER | 17926.85
3WL1220-3EG34-1AA2 | FIXED-MOUNTED CIRCUIT BREAKER | 15900.58
3WL1220-3EG35-1BA2 | WITHDRAWABLE CIRCUIT BREAKER | 17378.38
3WL1220-3EG36-1GP4 | WITHDRAWABLE CIRCUIT BREAKER | 19894.57
3WL1220-3EG36-4GA4 | WITHDRAWABLE CIRCUIT BREAKER | 21398.04
3WL1220-3EG36-5FA2 | WITHDRAWABLE CIRCUIT BREAKER | 21034.8
3WL1220-3EG37-1AA2 | WITHDRAWABLE CIRCUIT BREAKER | 19428.69
3WL1220-3EG44-1AA2 | FIXED-MOUNTED CIRCUIT BREAKER | 19749.44
3WL1220-3EG45-1FA4 | WITHDRAWABLE CIRCUIT BREAKER | 21269.73
3WL1220-3EG47-1AA2 | WITHDRAWABLE CIRCUIT BREAKER | 24159.59
3WL1220-3EG47-2AA2 | WITHDRAWABLE CIRCUIT BREAKER | 24514.81
3WL1220-3FB32-1AA4 | FIXED-MOUNTED CIRCUIT BREAKER | 14740.31
3WL1220-3FB32-4GA2 | FIXED-MOUNTED CIRCUIT BREAKER | 16704.84
3WL1220-3FB33-1AA2 | FIXED-MOUNTED CIRCUIT BREAKER | 15098.74
3WL1220-3FB35-1AA2 | WITHDRAWABLE CIRCUIT BREAKER | 16221.31
3WL1220-3FB36-4AN8 | WITHDRAWABLE CIRCUIT BREAKER | 20661.14
3WL1220-3FB36-4GA4 | WITHDRAWABLE CIRCUIT BREAKER | 20596.2
3WL1220-3FB36-4GP4 | WITHDRAWABLE CIRCUIT BREAKER | 21065.27
3WL1220-3FB36-5FA2 | WITHDRAWABLE CIRCUIT BREAKER | 20232.95
3WL1220-3FB37-4GA8 | WITHDRAWABLE CIRCUIT BREAKER | 21317.85
3WL1220-3FB38-1AA2 | WITHDRAWABLE CIRCUIT BREAKER | 17905.2
3WL1220-3FB46-4GA2 | WITHDRAWABLE CIRCUIT BREAKER | 24803.47
3WL1220-3FB46-4GN4 | WITHDRAWABLE CIRCUIT BREAKER | 25586.87
3WL1220-3FG32-4GA2 | FIXED-MOUNTED CIRCUIT BREAKER | 17963.73
3WL1220-3FG32-4GN2 | FIXED-MOUNTED CIRCUIT BREAKER | 18383.89
3WL1220-3FG36-1AA2 | WITHDRAWABLE CIRCUIT BREAKER | 19164.09
3WL1220-3FG36-4GA4 | WITHDRAWABLE CIRCUIT BREAKER | 21855.09
3WL1220-3FG38-1AA2 | WITHDRAWABLE CIRCUIT BREAKER | 19164.09
3WL1220-3FG46-1AA2 | WITHDRAWABLE CIRCUIT BREAKER | 23734.62
3WL1220-3NB32-1AA2 | FIXED-MOUNTED CIRCUIT BREAKER | 16726.48
3WL1220-3NB34-1AA2 | FIXED-MOUNTED CIRCUIT BREAKER | 17448.15
3WL1220-3NB42-1AA2 | FIXED-MOUNTED CIRCUIT BREAKER | 20735.7
3WL1220-3NG31-1AA2 | FIXED-MOUNTED CIRCUIT BREAKER | 18658.94
3WL1220-3NG36-1AA2 | WITHDRAWABLE CIRCUIT BREAKER | 21465.4
3WL1220-3NG36-2GT4 | WITHDRAWABLE CIRCUIT BREAKER | 23669.66
3WL1220-3NG46-1AA2 | WITHDRAWABLE CIRCUIT BREAKER | 26035.91
3WL1220-4AA31-1AA2 | FIXED-MOUNT NON-AUT. CIRCUIT-B. | 12829.52
3WL1220-4AA32-4GG2 | FIXED-MOUNT NON-AUT. CIRCUIT-B. | 14871.02
3WL1220-4AA32-5FF4 | FIXED-MOUNT NON-AUT. CIRCUIT-B. | 15234.26
3WL1220-4AA36-4GA2 | WITHDRAW. NON-AUT. CIRCUIT-B. | 17883.54
3WL1220-4AA36-4GA4 | WITHDRAW. NON-AUT. CIRCUIT-B. | 18246.78
3WL1220-4AA41-1AA2 | FIXED-MOUNT NON-AUT. CIRCUIT-B. | 16437.82
3WL1220-4AA42-1GA2 | FIXED-MOUNT NON-AUT. CIRCUIT-B. | 16071.37
3WL1220-4AA42-4GA2 | FIXED-MOUNT NON-AUT. CIRCUIT-B. | 18043.91
3WL1220-4AA46-1AA2 | WITHDRAW. NON-AUT. CIRCUIT-B. | 20206.49
3WL1220-4AA46-1GA2 | WITHDRAW. NON-AUT. CIRCUIT-B. | 20561.71
3WL1216-3EG48-1AA2 | WITHDRAWABLE CIRCUIT BREAKER | 19909.81
3WL1216-3FB32-1GA2 | FIXED-MOUNTED CIRCUIT BREAKER | 12888.06
3WL1216-3FB32-4GA4 | FIXED-MOUNTED CIRCUIT BREAKER | 15223.82
3WL1216-3FB35-1AA2 | WITHDRAWABLE CIRCUIT BREAKER | 13575.24
3WL1216-3FB35-1EA4 | WITHDRAWABLE CIRCUIT BREAKER | 14318.55
3WL1216-3FB36-4GN2 | WITHDRAWABLE CIRCUIT BREAKER | 18247.58
3WL1216-3FB36-4GP2 | WITHDRAWABLE CIRCUIT BREAKER | 18296.49
3WL1216-3FB37-4GA8 | WITHDRAWABLE CIRCUIT BREAKER | 18591.58
3WL1216-3FB38-1AA2 | WITHDRAWABLE CIRCUIT BREAKER | 15499.66
3WL1216-3FB46-4GA4 | WITHDRAWABLE CIRCUIT BREAKER | 21798.96
3WL1216-3FG32-1AA2 | FIXED-MOUNTED CIRCUIT BREAKER | 13791.73
3WL1216-3FG33-1AA2 | FIXED-MOUNTED CIRCUIT BREAKER | 14192.65
3WL1216-3FG35-1AA2 | WITHDRAWABLE CIRCUIT BREAKER | 14834.13
3WL1216-3FG36-4GA4 | WITHDRAWABLE CIRCUIT BREAKER | 19449.55
3WL1216-3FG36-4GN4 | WITHDRAWABLE CIRCUIT BREAKER | 19869.71
3WL1216-3FG42-4GA2 | FIXED-MOUNTED CIRCUIT BREAKER | 19326.87
3WL1216-3FG46-1AA4 | WITHDRAWABLE CIRCUIT BREAKER | 20730.1
3WL1216-3NB35-1AA2 | WITHDRAWABLE CIRCUIT BREAKER | 15924.63
3WL1216-3NB36-1AA2 | WITHDRAWABLE CIRCUIT BREAKER | 17849.07
3WL1216-3NB37-4GN4 | WITHDRAWABLE CIRCUIT BREAKER | 21361.15
3WL1216-3NB42-1AA2 | FIXED-MOUNTED CIRCUIT BREAKER | 18089.63
3WL1216-3NG36-1AA2 | WITHDRAWABLE CIRCUIT BREAKER | 19059.86
3WL1216-3NG38-1AA2 | WITHDRAWABLE CIRCUIT BREAKER | 19059.86
3WL1216-4AA32-4GA2 | FIXED-MOUNT NON-AUT. CIRCUIT-B. | 12591.38
3WL1216-4AA33-1AA2 | FIXED-MOUNT NON-AUT. CIRCUIT-B. | 10664.54
3WL1216-4AA36-1AA2 | WITHDRAW. NON-AUT. CIRCUIT-B. | 13230.44
3WL1216-4AA36-4GA2 | WITHDRAW. NON-AUT. CIRCUIT-B. | 15558.2
3WL1216-4AA42-1GA2 | FIXED-MOUNT NON-AUT. CIRCUIT-B. | 13585.66
3WL1216-4AA42-4GA4 | FIXED-MOUNT NON-AUT. CIRCUIT-B. | 15921.42
3WL1216-4AA46-4GA2 | WITHDRAW. NON-AUT. CIRCUIT-B. | 19006.14
3WL1216-4AA47-1AA2 | WITHDRAW. NON-AUT. CIRCUIT-B. | 17079.3
3WL1216-4BB32-1GN2 | FIXED-MOUNTED CIRCUIT BREAKER | 12883.24
3WL1216-4BB32-4AA2-ZS55 | FIXED-MOUNTED CIRCUIT BREAKER | 15042.61
3WL1220-3CB36-1GG4 | WITHDRAWABLE CIRCUIT BREAKER | 18144.94
3WL1220-3CB36-1GN4 | WITHDRAWABLE CIRCUIT BREAKER | 18209.9
3WL1220-3CB36-4AS2 | WITHDRAWABLE CIRCUIT BREAKER | 20070.17
3WL1220-3CB36-4FM4 | WITHDRAWABLE CIRCUIT BREAKER | 20182.44
3WL1220-3CB36-4GN2 | WITHDRAWABLE CIRCUIT BREAKER | 19819.2
3WL1220-3CB36-4GP2 | WITHDRAWABLE CIRCUIT BREAKER | 19868.11
3WL1220-3CB36-5FM2 | WITHDRAWABLE CIRCUIT BREAKER | 19819.2
3WL1220-3CB36-6BA2 | WITHDRAWABLE CIRCUIT BREAKER | 19399.04
3WL1220-3CB37-4GA4 | WITHDRAWABLE CIRCUIT BREAKER | 20483.93
3WL1220-3CB38-1AA2 | WITHDRAWABLE CIRCUIT BREAKER | 17071.28
3WL1220-3CB42-1AA4 | FIXED-MOUNTED CIRCUIT BREAKER | 17915.62
3WL1220-3CB42-1AN2-ZK07 | FIXED-MOUNTED CIRCUIT BREAKER | 18095.24
3WL1220-3CB42-4AA2 | FIXED-MOUNTED CIRCUIT BREAKER | 19524.93
3WL1220-3CB42-4AN4 | FIXED-MOUNTED CIRCUIT BREAKER | 20308.33
3WL1220-3CB44-1AA2 | FIXED-MOUNTED CIRCUIT BREAKER | 18113.68
3WL1220-3CB45-1AA2 | WITHDRAWABLE CIRCUIT BREAKER | 18915.52
3WL1220-3CB46-1GA2 | WITHDRAWABLE CIRCUIT BREAKER | 21997.01
3WL1220-3CB46-1GS2 | WITHDRAWABLE CIRCUIT BREAKER | 23023.37
3WL1220-3CB46-2FA2 | WITHDRAWABLE CIRCUIT BREAKER | 22352.23
3WL1220-3CB46-4GN4 | WITHDRAWABLE CIRCUIT BREAKER | 24752.95
3WL1220-3CB47-1AA2 | WITHDRAWABLE CIRCUIT BREAKER | 22523.83
3WL1220-3DG31-5FR2 | FIXED-MOUNTED CIRCUIT BREAKER | 18613.22
3WL1220-3DG32-1BJ4 | FIXED-MOUNTED CIRCUIT BREAKER | 15676.07
3WL1220-3DG32-4AG2 | FIXED-MOUNTED CIRCUIT BREAKER | 16865.21
3WL1220-3DG32-4GA2 | FIXED-MOUNTED CIRCUIT BREAKER | 16865.21
3WL1220-3DG32-4GG4 | FIXED-MOUNTED CIRCUIT BREAKER | 17583.65
3WL1225-3CB32-1AS2 | FIXED-MOUNTED CIRCUIT BREAKER | 19300.4
3WL1225-3CB32-1BA2 | FIXED-MOUNTED CIRCUIT BREAKER | 18629.26
3WL1225-3CB32-1GA4 | FIXED-MOUNTED CIRCUIT BREAKER | 18992.51
3WL1225-3CB32-1GG4 | FIXED-MOUNTED CIRCUIT BREAKER | 19347.71
3WL1225-3CB32-1GN4 | FIXED-MOUNTED CIRCUIT BREAKER | 19412.67
3WL1225-3CB32-4AA4 | FIXED-MOUNTED CIRCUIT BREAKER | 20609.83
3WL1225-3CB32-4AN4 | FIXED-MOUNTED CIRCUIT BREAKER | 21029.99
3WL1225-3CB32-4GG2 | FIXED-MOUNTED CIRCUIT BREAKER | 20957.02
3WL1225-3CB32-4GN2 | FIXED-MOUNTED CIRCUIT BREAKER | 21021.96
3WL1225-3CB32-6BA2 | FIXED-MOUNTED CIRCUIT BREAKER | 20601.8
3WL1225-3CB33-1FA2 | FIXED-MOUNTED CIRCUIT BREAKER | 19270.74
3WL1225-3CB34-1AA2 | FIXED-MOUNTED CIRCUIT BREAKER | 18915.52
3WL1225-3CB34-1AN2 | FIXED-MOUNTED CIRCUIT BREAKER | 19335.68
3WL1225-3CB34-4AA2 | FIXED-MOUNTED CIRCUIT BREAKER | 20888.06
3WL1225-3CB34-4AS2 | FIXED-MOUNTED CIRCUIT BREAKER | 21914.42
3WL1225-3CB35-3AA4-ZK07 | WITHDRAWABLE CIRCUIT BREAKER | 19997.21
3WL1225-3CB35-4AA2 | WITHDRAWABLE CIRCUIT BREAKER | 21128.62
3WL1225-3CB35-4GN4 | WITHDRAWABLE CIRCUIT BREAKER | 22267.24
3WL1225-3CB36-1AA2 | WITHDRAWABLE CIRCUIT BREAKER | 21641.79
3WL1225-3CB36-1BA2 | WITHDRAWABLE CIRCUIT BREAKER | 21997.01
3WL1225-3CB36-1EA2 | WITHDRAWABLE CIRCUIT BREAKER | 22021.87
3WL1225-3CB36-1GN4 | WITHDRAWABLE CIRCUIT BREAKER | 22780.41
3WL1225-3CB36-1GT2 | WITHDRAWABLE CIRCUIT BREAKER | 23127.61
3WL1225-3CB36-4AG2 | WITHDRAWABLE CIRCUIT BREAKER | 23969.55
3WL1225-3CB36-4AN2 | WITHDRAWABLE CIRCUIT BREAKER | 24034.51
3WL1225-3CB36-4GA2 | WITHDRAWABLE CIRCUIT BREAKER | 23969.55
3WL1225-3CB36-4GG4 | WITHDRAWABLE CIRCUIT BREAKER | 24688.01
3WL1225-3CB36-5AM2 | WITHDRAWABLE CIRCUIT BREAKER | 24034.51
3WL1225-3CB36-5FA2 | WITHDRAWABLE CIRCUIT BREAKER | 23969.55
3WL1225-3CB37-1AS4-ZT40 | WITHDRAWABLE CIRCUIT BREAKER | 24057.75
3WL1225-3CB37-4AJ2 | WITHDRAWABLE CIRCUIT BREAKER | 24756.16
3WL1225-3CB38-5FF2 | WITHDRAWABLE CIRCUIT BREAKER | 24324.77
3WL1225-3CB41-1GA2 | FIXED-MOUNTED CIRCUIT BREAKER | 24643.1
3WL1225-3CB42-1BA4 | FIXED-MOUNTED CIRCUIT BREAKER | 24204.5
3WL1225-3CB42-1GA2 | FIXED-MOUNTED CIRCUIT BREAKER | 23841.26
3WL1225-3CB42-4AN2 | FIXED-MOUNTED CIRCUIT BREAKER | 25878.74
3WL1225-3CB42-4GA2-ZK07 | FIXED-MOUNTED CIRCUIT BREAKER | 25936.48
3WL1225-3CB45-1GA2 | WITHDRAWABLE CIRCUIT BREAKER | 24963.83
3WL1225-3CB46-1BA4 | WITHDRAWABLE CIRCUIT BREAKER | 29015.57
3WL1225-3CB46-4GA2 | WITHDRAWABLE CIRCUIT BREAKER | 30624.86
3WL1225-3CB46-4GN4 | WITHDRAWABLE CIRCUIT BREAKER | 31408.27
3WL1225-3CB48-1GA2 | WITHDRAWABLE CIRCUIT BREAKER | 28652.33
3WL1225-3CB62-1AA2 | FIXED-MOUNTED CIRCUIT BREAKER | 18274.04
3WL1225-3DG32-1FA2 | FIXED-MOUNTED CIRCUIT BREAKER | 19623.55
3WL1225-3DG32-4AG2 | FIXED-MOUNTED CIRCUIT BREAKER | 21596.09
3WL1225-3DG32-4GP2 | FIXED-MOUNTED CIRCUIT BREAKER | 22065.17
3WL1225-3DG32-5FA2 | FIXED-MOUNTED CIRCUIT BREAKER | 21596.09
3WL1225-3DG34-4AG2 | FIXED-MOUNTED CIRCUIT BREAKER | 22237.57
3WL1225-3DG35-1AN2 | WITHDRAWABLE CIRCUIT BREAKER | 20570.52
3WL1225-3DG36-1FA4 | WITHDRAWABLE CIRCUIT BREAKER | 23354.53
3WL1225-3DG36-4DN2 | WITHDRAWABLE CIRCUIT BREAKER | 25408.85
3WL1225-3DG36-4GP2 | WITHDRAWABLE CIRCUIT BREAKER | 25432.92
3WL1225-3DG36-4GS4 | WITHDRAWABLE CIRCUIT BREAKER | 26353.43
3WL1232-3EB32-4GA4 | FIXED-MOUNTED CIRCUIT BREAKER | 23394.63
3WL1232-3EB32-4GG4 | FIXED-MOUNTED CIRCUIT BREAKER | 23749.85
3WL1232-3EB32-4GN2 | FIXED-MOUNTED CIRCUIT BREAKER | 23451.56
3WL1232-3EB32-6AA2 | FIXED-MOUNTED CIRCUIT BREAKER | 22676.17
3WL1232-3EB33-4AA2-ZF02 | FIXED-MOUNTED CIRCUIT BREAKER | 25234.06
3WL1232-3EB35-1FA4 | WITHDRAWABLE CIRCUIT BREAKER | 22945.59
3WL1232-3EB35-4AS4 | WITHDRAWABLE CIRCUIT BREAKER | 25589.28
3WL1232-3EB35-5FA2 | WITHDRAWABLE CIRCUIT BREAKER | 24554.9
3WL1232-3EB36-1AA2 | WITHDRAWABLE CIRCUIT BREAKER | 26396.74
3WL1232-3EB36-1AA4 | WITHDRAWABLE CIRCUIT BREAKER | 26759.98
3WL1232-3EB36-3GA4 | WITHDRAWABLE CIRCUIT BREAKER | 27470.4
3WL1232-3EB36-4DA4 | WITHDRAWABLE CIRCUIT BREAKER | 29112.58
3WL1232-3EB36-4GN4 | WITHDRAWABLE CIRCUIT BREAKER | 29507.9
3WL1232-3EB36-4GP4 | WITHDRAWABLE CIRCUIT BREAKER | 29556.81
3WL1232-3EB37-3GA4 | WITHDRAWABLE CIRCUIT BREAKER | 28352.44
3WL1232-3EB38-1AA2 | WITHDRAWABLE CIRCUIT BREAKER | 26396.74
3WL1232-3EB41-1AA2 | FIXED-MOUNTED CIRCUIT BREAKER | 28722.08
3WL1232-3EB42-1GA4 | FIXED-MOUNTED CIRCUIT BREAKER | 27836.85
3WL1232-3EB42-1GN2 | FIXED-MOUNTED CIRCUIT BREAKER | 27893.78
3WL1232-3EB45-1GA2 | WITHDRAWABLE CIRCUIT BREAKER | 29398.05
3WL1232-3EB45-4GA7 | WITHDRAWABLE CIRCUIT BREAKER | 31733.81
3WL1232-3EB46-1GA2 | WITHDRAWABLE CIRCUIT BREAKER | 34610.04
3WL1232-3EB46-3GA2 | WITHDRAWABLE CIRCUIT BREAKER | 34965.24
3WL1232-3EB46-4GA4 | WITHDRAWABLE CIRCUIT BREAKER | 36945.8
3WL1232-3EB46-5FA2 | WITHDRAWABLE CIRCUIT BREAKER | 36582.58
3WL1232-3EG31-1AA2 | FIXED-MOUNTED CIRCUIT BREAKER | 22716.26
3WL1232-3EG32-1AM2 | FIXED-MOUNTED CIRCUIT BREAKER | 22334.6
3WL1232-3EG32-4GN4 | FIXED-MOUNTED CIRCUIT BREAKER | 25025.58
3WL1232-3EG32-4GP4 | FIXED-MOUNTED CIRCUIT BREAKER | 25074.49
3WL1232-3EG35-1AA2 | WITHDRAWABLE CIRCUIT BREAKER | 23437.92
3WL1232-3EG35-4GA4 | WITHDRAWABLE CIRCUIT BREAKER | 26128.92
3WL1232-3EG36-1FA4 | WITHDRAWABLE CIRCUIT BREAKER | 28325.97
3WL1232-3EG36-4GA4 | WITHDRAWABLE CIRCUIT BREAKER | 30298.51
3WL1232-3EG36-5FA4 | WITHDRAWABLE CIRCUIT BREAKER | 30298.51
3WL1232-3EG37-1AA2 | WITHDRAWABLE CIRCUIT BREAKER | 28489.54
3WL1232-3EG41-1GA2 | FIXED-MOUNTED CIRCUIT BREAKER | 30288.09
3WL1232-3EG42-1AA2 | FIXED-MOUNTED CIRCUIT BREAKER | 28329.18
3WL1232-3EG46-1AA2 | WITHDRAWABLE CIRCUIT BREAKER | 35465.59
3WL1232-3EG46-1BA2 | WITHDRAWABLE CIRCUIT BREAKER | 35820.81
3WL1232-3EG46-4GN8 | WITHDRAWABLE CIRCUIT BREAKER | 38576.75
3WL1232-3EG46-5FA2 | WITHDRAWABLE CIRCUIT BREAKER | 37793.35
3WL1232-3EG48-1AA2 | WITHDRAWABLE CIRCUIT BREAKER | 35465.59
3WL1232-3FB31-1AS2 | FIXED-MOUNTED CIRCUIT BREAKER | 22940.78
3WL1232-3FB32-4GA4 | FIXED-MOUNTED CIRCUIT BREAKER | 23803.58
3WL1232-3FB32-4GN4 | FIXED-MOUNTED CIRCUIT BREAKER | 24223.74
3WL1232-3FB34-1AJ2 | FIXED-MOUNTED CIRCUIT BREAKER | 22334.6
3WL1232-3FB34-4AN2 | FIXED-MOUNTED CIRCUIT BREAKER | 24307.12
3WL1232-3FB35-1AA2 | WITHDRAWABLE CIRCUIT BREAKER | 22636.07
3WL1232-3FB35-4GA2 | WITHDRAWABLE CIRCUIT BREAKER | 24963.83
3WL1232-3FB36-1FA4 | WITHDRAWABLE CIRCUIT BREAKER | 27524.13
3WL1232-3FB36-1GN2 | WITHDRAWABLE CIRCUIT BREAKER | 27581.06
3WL1232-3FB36-4GG4 | WITHDRAWABLE CIRCUIT BREAKER | 29851.88
3WL1232-3FB36-4GN4 | WITHDRAWABLE CIRCUIT BREAKER | 29916.84
3WL1232-3FB36-5FA2 | WITHDRAWABLE CIRCUIT BREAKER | 29133.44
3WL1232-3FB36-5FA7 | WITHDRAWABLE CIRCUIT BREAKER | 29496.66
3WL1110-2DG36-4GN4 | WITHDRAWABLE CIRCUIT BREAKER | 11706.94
3WL1110-2DG36-4GP4 | WITHDRAWABLE CIRCUIT BREAKER | 11755.85
3WL1110-2DG41-1AA2 | FIXED-MOUNTED CIRCUIT BREAKER | 9758.45
3WL1110-2DG42-2AP4 | FIXED-MOUNTED CIRCUIT BREAKER | 10328.56
3WL1110-2DG46-1AA2 | WITHDRAWABLE CIRCUIT BREAKER | 11811.17
3WL1110-2DG46-1FA8 | WITHDRAWABLE CIRCUIT BREAKER | 12529.63
3WL1110-2EB32-1AA2 | FIXED-MOUNTED CIRCUIT BREAKER | 6013.84
3WL1110-2EB32-1AN2-ZM06 | FIXED-MOUNTED CIRCUIT BREAKER | 8077.78
3WL1110-2EB32-4AJ2 | FIXED-MOUNTED CIRCUIT BREAKER | 8406.54
3WL1110-2EB32-4AN4 | FIXED-MOUNTED CIRCUIT BREAKER | 8769.78
3WL1210-4EB42-1AA2 | FIXED-MOUNTED CIRCUIT BREAKER | 10921.13
3WL1210-4EB43-1AA2 | FIXED-MOUNTED CIRCUIT BREAKER | 11482.41
3WL1210-4EB44-1AA2 | FIXED-MOUNTED CIRCUIT BREAKER | 11482.41
3WL1210-4EB45-1AA2 | WITHDRAWABLE CIRCUIT BREAKER | 11883.34
3WL1210-4EG35-1AA2 | WITHDRAWABLE CIRCUIT BREAKER | 10183.43
3WL1210-4EG36-1AA2 | WITHDRAWABLE CIRCUIT BREAKER | 12051.72
3WL1210-4EG36-4GA2 | WITHDRAWABLE CIRCUIT BREAKER | 14379.48
3WL1210-4EG36-4GA4 | WITHDRAWABLE CIRCUIT BREAKER | 14742.72
3WL1216-3EB32-4GA4 | FIXED-MOUNTED CIRCUIT BREAKER | 14814.89
3WL1216-3EB32-4GN2 | FIXED-MOUNTED CIRCUIT BREAKER | 14871.81
3WL1216-3EB32-4GN4 | FIXED-MOUNTED CIRCUIT BREAKER | 15235.05
3WL1216-3EB32-4GP2 | FIXED-MOUNTED CIRCUIT BREAKER | 14920.72
3WL1216-3EB32-4GP4 | FIXED-MOUNTED CIRCUIT BREAKER | 15283.97
3WL1216-3EB36-1GA2 | WITHDRAWABLE CIRCUIT BREAKER | 15445.94
3WL1216-3EB36-4BA4 | WITHDRAWABLE CIRCUIT BREAKER | 17781.72
3WL1216-3EB36-4GA2 | WITHDRAWABLE CIRCUIT BREAKER | 17418.47
3WL1216-3EB36-4GA4 | WITHDRAWABLE CIRCUIT BREAKER | 17781.72
3WL1216-3EB44-1AA2 | FIXED-MOUNTED CIRCUIT BREAKER | 15812.39
3WL1216-3EB45-1AA2 | WITHDRAWABLE CIRCUIT BREAKER | 16213.31
3WL1216-3EB46-1AA2 | WITHDRAWABLE CIRCUIT BREAKER | 18699.02
3WL1216-3EB46-1FA4 | WITHDRAWABLE CIRCUIT BREAKER | 19417.48
3WL1216-3EG35-1AA2 | WITHDRAWABLE CIRCUIT BREAKER | 14377.08
3WL1216-3EG35-4GA2 | WITHDRAWABLE CIRCUIT BREAKER | 16704.84
3WL1216-3EG36-1AA2 | WITHDRAWABLE CIRCUIT BREAKER | 16301.51
3WL1216-3EG36-1AB2 | WITHDRAWABLE CIRCUIT BREAKER | 16656.72
3WL1216-3EG43-1AA2 | FIXED-MOUNTED CIRCUIT BREAKER | 17023.16
3WL1216-3EG44-1AA2 | FIXED-MOUNTED CIRCUIT BREAKER | 17023.16
3WL1216-3EG45-1AA2 | WITHDRAWABLE CIRCUIT BREAKER | 17424.08
3WL1216-3EG46-1AA2 | WITHDRAWABLE CIRCUIT BREAKER | 19909.81
3WL1216-3FB32-4GN4 | FIXED-MOUNTED CIRCUIT BREAKER | 15644
3WL1216-3FB32-4GP2 | FIXED-MOUNTED CIRCUIT BREAKER | 15329.67
3WL1216-3FB32-4GP4 | FIXED-MOUNTED CIRCUIT BREAKER | 15692.91
3WL1216-3FB33-1AA2 | FIXED-MOUNTED CIRCUIT BREAKER | 12933.76
3WL1216-3FB36-4GP4 | WITHDRAWABLE CIRCUIT BREAKER | 18659.73
3WL1216-3FB36-5FA4 | WITHDRAWABLE CIRCUIT BREAKER | 18190.66
3WL1216-3FB37-1AA2 | WITHDRAWABLE CIRCUIT BREAKER | 15900.58
3WL1216-3FB37-4AN8 | WITHDRAWABLE CIRCUIT BREAKER | 18656.52
3WL1216-3FG32-4GA2 | FIXED-MOUNTED CIRCUIT BREAKER | 16119.49
3WL1216-3FG32-4GA4 | FIXED-MOUNTED CIRCUIT BREAKER | 16482.73
3WL1216-3FG32-4GN2 | FIXED-MOUNTED CIRCUIT BREAKER | 16539.65
3WL1216-3FG32-4GN4 | FIXED-MOUNTED CIRCUIT BREAKER | 16902.89
3WL1216-3FG32-4GP2 | FIXED-MOUNTED CIRCUIT BREAKER | 16588.56
3WL1216-3FG36-4GP4 | WITHDRAWABLE CIRCUIT BREAKER | 19918.62
3WL1216-3FG37-1AA2 | WITHDRAWABLE CIRCUIT BREAKER | 17159.47
3WL1216-3FG37-1FA2 | WITHDRAWABLE CIRCUIT BREAKER | 17514.69
3WL1216-3FG38-1AA2 | WITHDRAWABLE CIRCUIT BREAKER | 16758.55
3WL1216-3NB36-4AS4 | WITHDRAWABLE CIRCUIT BREAKER | 21211.21
3WL1216-3NB36-4GA4 | WITHDRAWABLE CIRCUIT BREAKER | 20540.06
3WL1216-3NB37-1AA2 | WITHDRAWABLE CIRCUIT BREAKER | 18249.99
3WL1216-3NB37-4GG4 | WITHDRAWABLE CIRCUIT BREAKER | 21296.2
3WL1216-3NG46-1AA2 | WITHDRAWABLE CIRCUIT BREAKER | 22668.16
3WL1216-4AA31-1AA2 | FIXED-MOUNT NON-AUT. CIRCUIT-B. | 10664.54
3WL1216-4AA32-1AA2 | FIXED-MOUNT NON-AUT. CIRCUIT-B. | 10263.62
3WL1216-4AA32-1FF4 | FIXED-MOUNT NON-AUT. CIRCUIT-B. | 11337.28
3WL1216-4AA37-1AA2 | WITHDRAW. NON-AUT. CIRCUIT-B. | 13711.55
3WL1216-4AA37-4AN2 | WITHDRAW. NON-AUT. CIRCUIT-B. | 16104.25
3WL1216-4AA38-1AA2 | WITHDRAW. NON-AUT. CIRCUIT-B. | 13230.44
3WL1216-4AA41-1AA2 | FIXED-MOUNT NON-AUT. CIRCUIT-B. | 13791.73
3WL1216-4AA48-1AA2 | WITHDRAW. NON-AUT. CIRCUIT-B. | 16678.38
3WL1220-3EB32-1AA2-ZT40 | FIXED-MOUNTED CIRCUIT BREAKER | 14272.84
3WL1220-3EB32-4GN4 | FIXED-MOUNTED CIRCUIT BREAKER | 17079.3
3WL1220-3EB32-4GN4-ZF02 | FIXED-MOUNTED CIRCUIT BREAKER | 18835.33
3WL1220-3EB32-4GP2 | FIXED-MOUNTED CIRCUIT BREAKER | 16764.97
3WL1220-3EB32-4GP4 | FIXED-MOUNTED CIRCUIT BREAKER | 17128.21
3WL1220-3EB32-6AJ2 | FIXED-MOUNTED CIRCUIT BREAKER | 16360.84
3WL1220-3EB35-4GA4 | WITHDRAWABLE CIRCUIT BREAKER | 18503.37
3WL1220-3EB35-4GN2 | WITHDRAWABLE CIRCUIT BREAKER | 18560.3
3WL1220-3EB35-5BA2 | WITHDRAWABLE CIRCUIT BREAKER | 18140.14
3WL1220-3EB36-1AA2 | WITHDRAWABLE CIRCUIT BREAKER | 17496.25
3WL1220-3EB36-4GN4 | WITHDRAWABLE CIRCUIT BREAKER | 20607.41
3WL1220-3EB36-4GN4-ZR15 | WITHDRAWABLE CIRCUIT BREAKER | 20876.83
3WL1220-3EB36-4GP2 | WITHDRAWABLE CIRCUIT BREAKER | 20293.1
3WL1220-3EB36-4GP4 | WITHDRAWABLE CIRCUIT BREAKER | 20656.32
3WL1225-2FG36-4GS2 | WITHDRAWABLE CIRCUIT BREAKER | 25885.96
3WL1225-2FG36-5FA8 | WITHDRAWABLE CIRCUIT BREAKER | 25222.83
3WL1225-2FG37-1AA2 | WITHDRAWABLE CIRCUIT BREAKER | 23173.31
3WL1225-2FG37-5FM2 | WITHDRAWABLE CIRCUIT BREAKER | 25921.25
3WL1225-2FG46-1GA2 | WITHDRAWABLE CIRCUIT BREAKER | 28018.87
3WL1225-2FG46-4AA2 | WITHDRAWABLE CIRCUIT BREAKER | 29636.19
3WL1225-2FG46-4GA4 | WITHDRAWABLE CIRCUIT BREAKER | 30354.63
3WL1225-2FG46-5FA2 | WITHDRAWABLE CIRCUIT BREAKER | 29991.41
3WL1225-2NB42-1AA2 | FIXED-MOUNTED CIRCUIT BREAKER | 24344.01
3WL1225-2NB46-1AA2 | WITHDRAWABLE CIRCUIT BREAKER | 28754.15
3WL1225-2NG31-1AA2 | FIXED-MOUNTED CIRCUIT BREAKER | 21946.49
3WL1225-2NG32-1AA2 | FIXED-MOUNTED CIRCUIT BREAKER | 21144.65
3WL1225-3AA31-6AJ4 | FIXED-MOUNT NON-AUT. CIRCUIT-B. | 19594.68
3WL1225-3AA32-1AA2 | FIXED-MOUNT NON-AUT. CIRCUIT-B. | 16197.26
3WL1225-3AA32-1AA4 | FIXED-MOUNT NON-AUT. CIRCUIT-B. | 16560.51
3WL1225-3AA32-1AJ2 | FIXED-MOUNT NON-AUT. CIRCUIT-B. | 16617.44
3WL1225-3AA32-5FA2 | FIXED-MOUNT NON-AUT. CIRCUIT-B. | 18525.02
3WL1225-3AA33-1AA2 | FIXED-MOUNT NON-AUT. CIRCUIT-B. | 16838.74
3WL1225-3AA34-1AA2 | FIXED-MOUNT NON-AUT. CIRCUIT-B. | 16838.74
3WL1225-3AA34-1AN2-ZS07 | FIXED-MOUNT NON-AUT. CIRCUIT-B. | 17403.24
3WL1225-3AA34-1GA2 | FIXED-MOUNT NON-AUT. CIRCUIT-B. | 17193.96
3WL1225-3AA36-4AA2 | WITHDRAW. NON-AUT. CIRCUIT-B. | 21537.55
3WL1225-3AA36-4AA4 | WITHDRAW. NON-AUT. CIRCUIT-B. | 21900.79
3WL1225-3AA36-4AN4 | WITHDRAW. NON-AUT. CIRCUIT-B. | 22320.95
3WL1225-3AA36-4AS4 | WITHDRAW. NON-AUT. CIRCUIT-B. | 22927.15
3WL1225-3AA42-1GA2 | FIXED-MOUNT NON-AUT. CIRCUIT-B. | 21764.48
3WL1225-3AA42-1GA4 | FIXED-MOUNT NON-AUT. CIRCUIT-B. | 22127.72
3WL1225-3AA42-4AA2 | FIXED-MOUNT NON-AUT. CIRCUIT-B. | 23381.79
3WL1225-3AA42-4GA2 | FIXED-MOUNT NON-AUT. CIRCUIT-B. | 23737.01
3WL1225-3AA46-4GA2 | WITHDRAW. NON-AUT. CIRCUIT-B. | 28548.08
3WL1225-3AA46-4GA4 | WITHDRAW. NON-AUT. CIRCUIT-B. | 28911.33
3WL1225-3AA46-4GN2 | WITHDRAW. NON-AUT. CIRCUIT-B. | 28968.24
3WL1225-3AA46-4GN4 | WITHDRAW. NON-AUT. CIRCUIT-B. | 29331.49
3WL1225-3BB32-1AM2 | FIXED-MOUNTED CIRCUIT BREAKER | 18461.67
3WL1225-3BB32-1AN2 | FIXED-MOUNTED CIRCUIT BREAKER | 18461.67
3WL1225-3BB32-1FA2 | FIXED-MOUNTED CIRCUIT BREAKER | 18396.73
3WL1225-3BB32-1GA2 | FIXED-MOUNTED CIRCUIT BREAKER | 18396.73
3WL1225-3BB32-5AM2 | FIXED-MOUNTED CIRCUIT BREAKER | 20434.21
3WL1225-3BB32-5FM2 | FIXED-MOUNTED CIRCUIT BREAKER | 20789.43
3WL1225-3BB33-1AA2 | FIXED-MOUNTED CIRCUIT BREAKER | 18682.99
3WL1225-3BB33-1GA2 | FIXED-MOUNTED CIRCUIT BREAKER | 19038.21
3WL1225-3BB36-1BA4 | WITHDRAWABLE CIRCUIT BREAKER | 22127.72
3WL1225-3BB36-1EA8 | WITHDRAWABLE CIRCUIT BREAKER | 22152.56
3WL1225-3BB36-1FA2 | WITHDRAWABLE CIRCUIT BREAKER | 21764.48
3WL1110-2EB32-4GA2 | FIXED-MOUNTED CIRCUIT BREAKER | 8341.6
3WL1110-2EB32-4GN2 | FIXED-MOUNTED CIRCUIT BREAKER | 8761.76
3WL1110-2EB32-4GP2 | FIXED-MOUNTED CIRCUIT BREAKER | 8810.67
3WL1110-2EB33-4AS2 | FIXED-MOUNTED CIRCUIT BREAKER | 9477.8
3WL1110-2EB34-1GA2 | FIXED-MOUNTED CIRCUIT BREAKER | 6834.12
3WL1110-2EB35-1AA2 | WITHDRAWABLE CIRCUIT BREAKER | 6751.54
3WL1110-2EB35-1BA2-ZK07 | WITHDRAWABLE CIRCUIT BREAKER | 7229.44
3WL1110-2EB35-4DB4 | WITHDRAWABLE CIRCUIT BREAKER | 9822.6
3WL1110-2EB35-4GA2-ZK07 | WITHDRAWABLE CIRCUIT BREAKER | 9201.98
3WL1110-2EB35-4GG4-ZK07 | WITHDRAWABLE CIRCUIT BREAKER | 9920.42
3WL1110-2EB36-1GA2 | WITHDRAWABLE CIRCUIT BREAKER | 8381.69
3WL1110-2EB36-3AA2-ZK07 | WITHDRAWABLE CIRCUIT BREAKER | 8504.36
3WL1110-2EB36-4GN2 | WITHDRAWABLE CIRCUIT BREAKER | 10774.39
3WL1110-2EB36-4GP2 | WITHDRAWABLE CIRCUIT BREAKER | 10823.3
3WL1110-2EB36-6BJ4 | WITHDRAWABLE CIRCUIT BREAKER | 11137.63
3WL1110-2EB37-1AG2 | WITHDRAWABLE CIRCUIT BREAKER | 8870.81
3WL1110-2EB38-4GB2 | WITHDRAWABLE CIRCUIT BREAKER | 10709.43
3WL1110-2EB38-4GG4 | WITHDRAWABLE CIRCUIT BREAKER | 11072.67
3WL1110-2EB42-4GN2 | FIXED-MOUNTED CIRCUIT BREAKER | 11319.65
3WL1110-2EB44-1AA2 | FIXED-MOUNTED CIRCUIT BREAKER | 9189.14
3WL1110-2EB46-4GA2 | WITHDRAWABLE CIRCUIT BREAKER | 13569.62
3WL1110-2EB46-5FA4 | WITHDRAWABLE CIRCUIT BREAKER | 13932.86
3WL1110-2EG31-1AA2 | FIXED-MOUNTED CIRCUIT BREAKER | 7689.7
3WL1110-2EG32-1FA2 | FIXED-MOUNTED CIRCUIT BREAKER | 7579.85
3WL1110-2EG33-1AA2 | FIXED-MOUNTED CIRCUIT BREAKER | 7689.7
3WL1110-2EG34-4AN2 | FIXED-MOUNTED CIRCUIT BREAKER | 10082.39
3WL1110-2EG36-4GP2 | WITHDRAWABLE CIRCUIT BREAKER | 12034.09
3WL1110-2EG37-1AA2 | WITHDRAWABLE CIRCUIT BREAKER | 9726.38
3WL1110-2EG44-1AA2 | FIXED-MOUNTED CIRCUIT BREAKER | 10399.93
3WL1110-2EG46-1AA2 | WITHDRAWABLE CIRCUIT BREAKER | 12452.65
3WL1110-2FB32-1GN2 | FIXED-MOUNTED CIRCUIT BREAKER | 7198.16
3WL1110-2FB32-4AG2-ZF02 | FIXED-MOUNTED CIRCUIT BREAKER | 10506.57
3WL1110-2FB32-4GP4 | FIXED-MOUNTED CIRCUIT BREAKER | 9582.85
3WL1110-2FB33-4GA2 | FIXED-MOUNTED CIRCUIT BREAKER | 9215.61
3WL1110-2FB35-4GA2 | WITHDRAWABLE CIRCUIT BREAKER | 9488.24
3WL1110-2FB35-4GS4-ZS01 | WITHDRAWABLE CIRCUIT BREAKER | 11186.54
3WL1112-2AA32-6BJ2 | FIXED-MOUNT NON-AUT. CIRCUIT-B. | 7326.45
3WL1112-2AA33-4AS2 | FIXED-MOUNT NON-AUT. CIRCUIT-B. | 8018.45
3WL1112-2AA34-4GA2 | FIXED-MOUNT NON-AUT. CIRCUIT-B. | 7347.31
3WL1112-2AA35-1AA2 | WITHDRAW. NON-AUT. CIRCUIT-B. | 4995.49
3WL1112-2AA35-5FA4 | WITHDRAW. NON-AUT. CIRCUIT-B. | 7686.49
3WL1112-2AA36-1AA2-ZR21 | WITHDRAW. NON-AUT. CIRCUIT-B. | 6666.53
3WL1112-2AA36-4AA2 | WITHDRAW. NON-AUT. CIRCUIT-B. | 8218.91
3WL1112-2AA36-4AN4 | WITHDRAW. NON-AUT. CIRCUIT-B. | 9002.31
3WL1112-2AA36-5FF4 | WITHDRAW. NON-AUT. CIRCUIT-B. | 9292.57
3WL1112-2AA37-4GG4 | WITHDRAW. NON-AUT. CIRCUIT-B. | 9781.71
3WL1112-3CB32-1GN4 | FIXED-MOUNTED CIRCUIT BREAKER | 8651.91
3WL1112-3CB32-2FA4 | FIXED-MOUNTED CIRCUIT BREAKER | 8586.95
3WL1112-3CB32-4AP2 | FIXED-MOUNTED CIRCUIT BREAKER | 9954.91
3WL1112-3CB32-4BA4-ZK07 | FIXED-MOUNTED CIRCUIT BREAKER | 10326.95
3WL1112-3CB32-4GG2 | FIXED-MOUNTED CIRCUIT BREAKER | 10196.26
3WL1112-3CB32-4GN4 | FIXED-MOUNTED CIRCUIT BREAKER | 10624.44
3WL1112-3CB32-5FA2 | FIXED-MOUNTED CIRCUIT BREAKER | 9841.04
3WL1112-3CB32-5FM2 | FIXED-MOUNTED CIRCUIT BREAKER | 10261.2
3WL1112-3CB33-4AJ2-ZC22 | FIXED-MOUNTED CIRCUIT BREAKER | 10563.51
3WL1112-3CB33-4AS2-ZC22 | FIXED-MOUNTED CIRCUIT BREAKER | 11169.7
3WL1112-3CB34-1AP2 | FIXED-MOUNTED CIRCUIT BREAKER | 8439.42
3WL1112-3CB34-1GA2 | FIXED-MOUNTED CIRCUIT BREAKER | 8325.55
3WL1112-3CB34-4GA2 | FIXED-MOUNTED CIRCUIT BREAKER | 10298.09
3WL1112-3CB34-4GN2 | FIXED-MOUNTED CIRCUIT BREAKER | 10718.27
3WL1112-3CB34-5BA2-ZT40 | FIXED-MOUNTED CIRCUIT BREAKER | 10602.79
3WL1112-3CB35-1AS4 | WITHDRAWABLE CIRCUIT BREAKER | 9295.78
3WL1112-3CB35-3BJ2 | WITHDRAWABLE CIRCUIT BREAKER | 9036.8
3WL1112-3CB35-4GA4 | WITHDRAWABLE CIRCUIT BREAKER | 10597.19
3WL1112-3CB35-4GN4-ZK07 | WITHDRAWABLE CIRCUIT BREAKER | 11140.03
3WL1112-3CB36-1AD2 | WITHDRAWABLE CIRCUIT BREAKER | 9785.71
3WL1112-3CB36-1AN4 | WITHDRAWABLE CIRCUIT BREAKER | 10189.05
3WL1112-3CB36-1BA4 | WITHDRAWABLE CIRCUIT BREAKER | 10124.09
3WL1112-3CB36-1GA4-ZP00 | WITHDRAWABLE CIRCUIT BREAKER | 10593.17
3WL1112-3CB36-2FA4 | WITHDRAWABLE CIRCUIT BREAKER | 10479.31
3WL1112-3CB36-4GA2 | WITHDRAWABLE CIRCUIT BREAKER | 11733.39
3WL1112-3CB36-4GN2 | WITHDRAWABLE CIRCUIT BREAKER | 12153.57
3WL1112-3CB36-4GT2 | WITHDRAWABLE CIRCUIT BREAKER | 12863.99
3WL1112-3CB36-5AM2 | WITHDRAWABLE CIRCUIT BREAKER | 11798.35
3WL1112-3CB36-5FA4 | WITHDRAWABLE CIRCUIT BREAKER | 12096.63
3WL1112-3CB38-1AA2 | WITHDRAWABLE CIRCUIT BREAKER | 9405.63
3WL1112-3CB38-1AN2 | WITHDRAWABLE CIRCUIT BREAKER | 9825.81
3WL1112-3CB38-4BA4 | WITHDRAWABLE CIRCUIT BREAKER | 12096.63
3WL1112-3CB38-4GG2 | WITHDRAWABLE CIRCUIT BREAKER | 12088.61
3WL1112-3CB42-1AN2-ZK07 | FIXED-MOUNTED CIRCUIT BREAKER | 10485.73
3WL1112-3CB42-2FA2 | FIXED-MOUNTED CIRCUIT BREAKER | 10653.31
3WL1112-3CB42-4GA2 | FIXED-MOUNTED CIRCUIT BREAKER | 12270.63
3WL1112-3CB43-1AA2 | FIXED-MOUNTED CIRCUIT BREAKER | 10576.33
3WL1112-3CB46-1AA2 | WITHDRAWABLE CIRCUIT BREAKER | 13382.78
3WL1112-3CB46-1GA2 | WITHDRAWABLE CIRCUIT BREAKER | 13738
3WL1112-3CB48-4AA2 | WITHDRAWABLE CIRCUIT BREAKER | 15355.32
3WL1112-3DG31-1AA2 | FIXED-MOUNTED CIRCUIT BREAKER | 8964.63
3WL1112-3DG32-1GS2 | FIXED-MOUNTED CIRCUIT BREAKER | 9889.16
3WL1112-3DG32-4AN2 | FIXED-MOUNTED CIRCUIT BREAKER | 10900.28
3WL1112-3DG32-4GP4 | FIXED-MOUNTED CIRCUIT BREAKER | 11667.64
3WL1112-3DG34-1AA2 | FIXED-MOUNTED CIRCUIT BREAKER | 8964.63
3WL1116-2CB35-4BA2 | WITHDRAWABLE CIRCUIT BREAKER | 14026.68
3WL1116-2CB35-4GA4 | WITHDRAWABLE CIRCUIT BREAKER | 14389.9
3WL1116-2CB35-5FM2 | WITHDRAWABLE CIRCUIT BREAKER | 14446.84
3WL1116-2CB36-1AA4 | WITHDRAWABLE CIRCUIT BREAKER | 13505.47
3WL1116-2CB36-1FA2 | WITHDRAWABLE CIRCUIT BREAKER | 13497.46
3WL1116-2CB36-1GA2-ZP00R21T40 | WITHDRAWABLE CIRCUIT BREAKER | 14691.4
3WL1116-2CB36-2GA4 | WITHDRAWABLE CIRCUIT BREAKER | 14215.91
3WL1116-2CB36-3AA4 | WITHDRAWABLE CIRCUIT BREAKER | 13860.69
3WL1116-2CB36-4AG4 | WITHDRAWABLE CIRCUIT BREAKER | 15833.23
3WL1116-2CB36-4AN4 | WITHDRAWABLE CIRCUIT BREAKER | 15898.18
3WL1116-2CB36-4GB4 | WITHDRAWABLE CIRCUIT BREAKER | 16188.45
3WL1116-2CB36-4GG7 | WITHDRAWABLE CIRCUIT BREAKER | 16188.45
3WL1116-3EB33-4AS4 | FIXED-MOUNTED CIRCUIT BREAKER | 15405.84
3WL1116-3EB35-1AA2 | WITHDRAWABLE CIRCUIT BREAKER | 12765.37
3WL1116-3EB35-4AP2 | WITHDRAWABLE CIRCUIT BREAKER | 15206.98
3WL1116-3EB35-4GA4 | WITHDRAWABLE CIRCUIT BREAKER | 15456.36
3WL1116-3EB36-1EA2 | WITHDRAWABLE CIRCUIT BREAKER | 14428.39
3WL1116-3EB36-1GA4 | WITHDRAWABLE CIRCUIT BREAKER | 14766.78
3WL1116-3EB36-4GG8 | WITHDRAWABLE CIRCUIT BREAKER | 17094.53
3WL1116-3EB36-4GN4 | WITHDRAWABLE CIRCUIT BREAKER | 17159.47
3WL1116-3EB37-1AA2 | WITHDRAWABLE CIRCUIT BREAKER | 14609.62
3WL1116-3EB38-1GA2 | WITHDRAWABLE CIRCUIT BREAKER | 14403.53
3WL1116-3EB42-1GA4 | FIXED-MOUNTED CIRCUIT BREAKER | 15167.7
3WL1116-3EB43-1AA2 | FIXED-MOUNTED CIRCUIT BREAKER | 15090.72
3WL1116-3EB46-1GA2 | WITHDRAWABLE CIRCUIT BREAKER | 17851.47
3WL1116-3EB46-5FA2 | WITHDRAWABLE CIRCUIT BREAKER | 19824.01
3WL1116-3EB48-1AA2 | WITHDRAWABLE CIRCUIT BREAKER | 17496.25
3WL1116-3EG31-1AA2 | FIXED-MOUNTED CIRCUIT BREAKER | 13254.49
3WL1116-3EG32-1AA4 | FIXED-MOUNTED CIRCUIT BREAKER | 13136.62
3WL1116-3EG32-4GP2 | FIXED-MOUNTED CIRCUIT BREAKER | 15570.22
3WL1116-3EG33-1AA2 | FIXED-MOUNTED CIRCUIT BREAKER | 13254.49
3WL1116-3EG36-1AA2 | WITHDRAWABLE CIRCUIT BREAKER | 15259.1
3WL1116-3EG36-1CA2 | WITHDRAWABLE CIRCUIT BREAKER | 15639.18
3WL1116-3EG36-4GP2 | WITHDRAWABLE CIRCUIT BREAKER | 18055.95
3WL1116-3EG36-5FM4 | WITHDRAWABLE CIRCUIT BREAKER | 18370.26
3WL1116-3EG37-1AA2 | WITHDRAWABLE CIRCUIT BREAKER | 15820.39
3WL1116-3EG41-1GA2 | FIXED-MOUNTED CIRCUIT BREAKER | 16656.72
3WL1116-3EG43-1AA2 | FIXED-MOUNTED CIRCUIT BREAKER | 16301.51
3WL1116-3EG46-1GA2 | WITHDRAWABLE CIRCUIT BREAKER | 19062.26
3WL1116-3EG47-1AA2 | WITHDRAWABLE CIRCUIT BREAKER | 19428.69
3WL1116-3FB31-1AA2 | FIXED-MOUNTED CIRCUIT BREAKER | 12452.65
3WL1116-3FB32-1GA4 | FIXED-MOUNTED CIRCUIT BREAKER | 12689.99
3WL1116-3FB32-4AA2-ZF02 | FIXED-MOUNTED CIRCUIT BREAKER | 15700.12
3WL1116-3FB32-4GA4 | FIXED-MOUNTED CIRCUIT BREAKER | 14662.53
3WL1116-3FB32-4GN2 | FIXED-MOUNTED CIRCUIT BREAKER | 14719.47
3WL1116-3FB34-1AA2 | FIXED-MOUNTED CIRCUIT BREAKER | 12452.65
3WL1116-3FB35-4AS4 | WITHDRAWABLE CIRCUIT BREAKER | 16536.45
3WL1116-3FB36-1GA2 | WITHDRAWABLE CIRCUIT BREAKER | 14812.48
3WL1116-3FB36-1GN2 | WITHDRAWABLE CIRCUIT BREAKER | 15232.65
3WL1116-3FB36-4GA4 | WITHDRAWABLE CIRCUIT BREAKER | 17148.26
3WL1116-3FB36-4GN2 | WITHDRAWABLE CIRCUIT BREAKER | 17205.19
3WL1116-3FB36-5FR4 | WITHDRAWABLE CIRCUIT BREAKER | 18174.62
3WL1116-3FB37-1AA2 | WITHDRAWABLE CIRCUIT BREAKER | 15018.55
3WL1116-3FB46-4GA4 | WITHDRAWABLE CIRCUIT BREAKER | 20596.2
3WL1116-3FB46-4GN2 | WITHDRAWABLE CIRCUIT BREAKER | 20653.11
3WL1208-3FB37-4GA8 | WITHDRAWABLE CIRCUIT BREAKER | 13467.79
3WL1208-3FB38-1GN4-ZR21 | WITHDRAWABLE CIRCUIT BREAKER | 11919.43
3WL1208-3FG32-4GA2 | FIXED-MOUNTED CIRCUIT BREAKER | 11188.15
3WL1208-3FG32-4GN2 | FIXED-MOUNTED CIRCUIT BREAKER | 11608.31
3WL1208-3FG35-4GA2 | WITHDRAWABLE CIRCUIT BREAKER | 12110.26
3WL1208-3FG36-1BA2 | WITHDRAWABLE CIRCUIT BREAKER | 11917.82
3WL1208-3FG36-4GA4 | WITHDRAWABLE CIRCUIT BREAKER | 14253.59
3WL1210-4AA48-1AA2 | WITHDRAW. NON-AUT. CIRCUIT-B. | 12027.67
3WL1210-4BB32-4GN2 | FIXED-MOUNTED CIRCUIT BREAKER | 10148.96
3WL1210-4BB32-4GP2 | FIXED-MOUNTED CIRCUIT BREAKER | 10197.87
3WL1210-4BB34-4BP2 | FIXED-MOUNTED CIRCUIT BREAKER | 10703.03
3WL1210-4BB35-1AA2 | WITHDRAWABLE CIRCUIT BREAKER | 8315.13
3WL1210-4BB36-4GG2 | WITHDRAWABLE CIRCUIT BREAKER | 12866.4
3WL1210-4BB36-4GN4 | WITHDRAWABLE CIRCUIT BREAKER | 13294.59
3WL1210-4BB41-4AN2 | FIXED-MOUNTED CIRCUIT BREAKER | 13217.61
3WL1210-4BB43-1AA2 | FIXED-MOUNTED CIRCUIT BREAKER | 10824.91
3WL1210-4CB31-1AA2 | FIXED-MOUNTED CIRCUIT BREAKER | 8138.72
3WL1210-4CB32-1AA2 | FIXED-MOUNTED CIRCUIT BREAKER | 7633.57
3WL1210-4CB32-3GA2 | FIXED-MOUNTED CIRCUIT BREAKER | 8343.99
3WL1210-4CB32-4GA2 | FIXED-MOUNTED CIRCUIT BREAKER | 9961.31
3WL1210-4CB32-6BJ2 | FIXED-MOUNTED CIRCUIT BREAKER | 10381.49
3WL1210-4CB34-1AA2 | FIXED-MOUNTED CIRCUIT BREAKER | 8138.72
3WL1210-4CB35-4GA4 | WITHDRAWABLE CIRCUIT BREAKER | 11238.66
3WL1210-4CB36-1AA2 | WITHDRAWABLE CIRCUIT BREAKER | 10415.96
3WL1210-4CB36-4AS4 | WITHDRAWABLE CIRCUIT BREAKER | 13778.1
3WL1210-4CB36-4GA2 | WITHDRAWABLE CIRCUIT BREAKER | 12743.72
3WL1210-4CB37-5AM2 | WITHDRAWABLE CIRCUIT BREAKER | 13209.6
3WL1210-4CB38-4AN2 | WITHDRAWABLE CIRCUIT BREAKER | 12808.68
3WL1210-4CB43-1AA2 | FIXED-MOUNTED CIRCUIT BREAKER | 11057.44
3WL1210-4CB45-1AA2 | WITHDRAWABLE CIRCUIT BREAKER | 11458.36
3WL1220-3DG32-4GS2 | FIXED-MOUNTED CIRCUIT BREAKER | 17891.57
3WL1220-3DG34-1AA2 | FIXED-MOUNTED CIRCUIT BREAKER | 15259.1
3WL1220-3DG36-1AA2 | WITHDRAWABLE CIRCUIT BREAKER | 18065.56
3WL1220-3DG36-1FA2 | WITHDRAWABLE CIRCUIT BREAKER | 18420.78
3WL1220-3DG36-4GA4 | WITHDRAWABLE CIRCUIT BREAKER | 20756.56
3WL1220-3DG36-4GN4 | WITHDRAWABLE CIRCUIT BREAKER | 21176.72
3WL1220-3DG36-4GP4 | WITHDRAWABLE CIRCUIT BREAKER | 21225.63
3WL1220-3DG41-1GA2 | FIXED-MOUNTED CIRCUIT BREAKER | 19463.18
3WL1220-3DG42-1AA2 | FIXED-MOUNTED CIRCUIT BREAKER | 18546.67
3WL1220-3DG45-1AA2 | WITHDRAWABLE CIRCUIT BREAKER | 19909.81
3WL1220-3DG46-1AA2 | WITHDRAWABLE CIRCUIT BREAKER | 22636.07
3WL1220-3DG46-5FS4 | WITHDRAWABLE CIRCUIT BREAKER | 26353.43
3WL1220-3DG47-5AA2 | WITHDRAWABLE CIRCUIT BREAKER | 25490.65
3WL1220-3EB32-1AN2 | FIXED-MOUNTED CIRCUIT BREAKER | 14388.3
3WL1220-3EB32-1BA2-ZK07 | FIXED-MOUNTED CIRCUIT BREAKER | 14446.04
3WL1220-3EB32-4GA2 | FIXED-MOUNTED CIRCUIT BREAKER | 16295.9
3WL1220-3EB32-4GN2 | FIXED-MOUNTED CIRCUIT BREAKER | 16716.06
3WL1220-3EB33-4GA4 | FIXED-MOUNTED CIRCUIT BREAKER | 17380.79
3WL1220-3EB34-1GA2 | FIXED-MOUNTED CIRCUIT BREAKER | 15045.01
3WL1220-3EB35-1AA2-ZK07 | WITHDRAWABLE CIRCUIT BREAKER | 15935.07
3WL1220-3EB35-4AP2 | WITHDRAWABLE CIRCUIT BREAKER | 18254
3WL1220-3EB36-1AA4 | WITHDRAWABLE CIRCUIT BREAKER | 17859.49
3WL1220-3EB36-1GA7 | WITHDRAWABLE CIRCUIT BREAKER | 18214.71
3WL1220-3EB36-4GG2 | WITHDRAWABLE CIRCUIT BREAKER | 20179.23
3WL1220-3EB36-4GN2 | WITHDRAWABLE CIRCUIT BREAKER | 20244.19
3WL1220-3EB36-4GT4 | WITHDRAWABLE CIRCUIT BREAKER | 21317.85
3WL1220-3EB37-1AA2 | WITHDRAWABLE CIRCUIT BREAKER | 18217.92
3WL1220-3EB42-1GA2 | FIXED-MOUNTED CIRCUIT BREAKER | 18332.58
3WL1225-2FG36-4GP2 | WITHDRAWABLE CIRCUIT BREAKER | 25328.68
3WL1225-2FG42-1AA2 | FIXED-MOUNTED CIRCUIT BREAKER | 23253.5
3WL1225-2FG42-1GA2 | FIXED-MOUNTED CIRCUIT BREAKER | 23608.72
3WL1225-2FG46-1AA2 | WITHDRAWABLE CIRCUIT BREAKER | 27663.65
3WL1225-2FG46-1AN2 | WITHDRAWABLE CIRCUIT BREAKER | 28083.81
3WL1225-2FG46-5FF4 | WITHDRAWABLE CIRCUIT BREAKER | 30709.85
3WL1225-2NB32-1AA2 | FIXED-MOUNTED CIRCUIT BREAKER | 19933.86
3WL1225-2NB36-4GG4 | WITHDRAWABLE CIRCUIT BREAKER | 26668.55
3WL1225-2NB38-1AA2 | WITHDRAWABLE CIRCUIT BREAKER | 23622.35
3WL1225-2NG33-1AA2 | FIXED-MOUNTED CIRCUIT BREAKER | 21946.49
3WL1225-2NG35-1AA2 | WITHDRAWABLE CIRCUIT BREAKER | 22427.61
3WL1225-2NG45-1AA2 | WITHDRAWABLE CIRCUIT BREAKER | 26917.93
3WL1225-2NG46-4GS2 | WITHDRAWABLE CIRCUIT BREAKER | 33319.06
3WL1225-3AA32-1BJ2 | FIXED-MOUNT NON-AUT. CIRCUIT-B. | 16972.64
3WL1225-3AA32-1GA4 | FIXED-MOUNT NON-AUT. CIRCUIT-B. | 16915.72
3WL1225-3AA32-4AS2 | FIXED-MOUNT NON-AUT. CIRCUIT-B. | 19196.16
3WL1225-3AA32-4GA4 | FIXED-MOUNT NON-AUT. CIRCUIT-B. | 18888.26
3WL1225-3AA34-4AN2-ZS07 | FIXED-MOUNT NON-AUT. CIRCUIT-B. | 19375.78
3WL1225-3AA35-1AA4 | WITHDRAW. NON-AUT. CIRCUIT-B. | 17442.53
3WL1225-3AA36-1AA4 | WITHDRAW. NON-AUT. CIRCUIT-B. | 19928.25
3WL1225-3AA36-1GA4 | WITHDRAW. NON-AUT. CIRCUIT-B. | 20283.47
3WL1225-3AA36-4BA2 | WITHDRAW. NON-AUT. CIRCUIT-B. | 21892.77
3WL1225-3AA36-4GA2 | WITHDRAW. NON-AUT. CIRCUIT-B. | 21892.77
3WL1225-3AA42-1AA2 | FIXED-MOUNT NON-AUT. CIRCUIT-B. | 21409.26
3WL1225-3AA42-1DA4 | FIXED-MOUNT NON-AUT. CIRCUIT-B. | 22152.56
3WL1225-3AA42-4GA4 | FIXED-MOUNT NON-AUT. CIRCUIT-B. | 24100.26
3WL1225-3AA43-1AA2 | FIXED-MOUNT NON-AUT. CIRCUIT-B. | 22211.1
3WL1225-3AA46-1AA2-ZS33 | WITHDRAW. NON-AUT. CIRCUIT-B. | 26464.09
3WL1225-3AA46-1GA2 | WITHDRAW. NON-AUT. CIRCUIT-B. | 26575.54
3WL1225-3AA46-1GN4 | WITHDRAW. NON-AUT. CIRCUIT-B. | 27358.95
3WL1225-3AA46-5FA4-ZC11 | WITHDRAW. NON-AUT. CIRCUIT-B. | 28988.87
3WL1210-4CB47-1AA2 | WITHDRAWABLE CIRCUIT BREAKER | 14665.74
3WL1210-4DG31-1AA2 | FIXED-MOUNTED CIRCUIT BREAKER | 9133.02
3WL1210-4DG32-4GP4 | FIXED-MOUNTED CIRCUIT BREAKER | 11787.93
3WL1210-4DG34-1AA2 | FIXED-MOUNTED CIRCUIT BREAKER | 9133.02
3WL1210-4DG36-4GP2 | WITHDRAWABLE CIRCUIT BREAKER | 14207.09
3WL1210-4DG37-1AA2 | WITHDRAWABLE CIRCUIT BREAKER | 11811.17
3WL1210-4DG44-1AA2 | FIXED-MOUNTED CIRCUIT BREAKER | 12051.72
3WL1210-4DG45-1FA4 | WITHDRAWABLE CIRCUIT BREAKER | 13171.11
3WL1210-4DG46-1GA2 | WITHDRAWABLE CIRCUIT BREAKER | 15453.96
3WL1210-4EB31-1AA2 | FIXED-MOUNTED CIRCUIT BREAKER | 8563.71
3WL1210-4EB32-1GA2-ZS07 | FIXED-MOUNTED CIRCUIT BREAKER | 8558.08
3WL1210-4EB32-4GP4 | FIXED-MOUNTED CIRCUIT BREAKER | 11218.62
3WL1210-4EB34-1AA2 | FIXED-MOUNTED CIRCUIT BREAKER | 8563.71
3WL1210-4EB36-1AA2 | WITHDRAWABLE CIRCUIT BREAKER | 10840.95
3WL1210-4EB36-4GA2 | WITHDRAWABLE CIRCUIT BREAKER | 13168.69
3WL1210-4EB36-4GN2 | WITHDRAWABLE CIRCUIT BREAKER | 13588.87
3WL1210-4EB37-1AA2 | WITHDRAWABLE CIRCUIT BREAKER | 11241.87
3WL1210-4EB38-1AA2 | WITHDRAWABLE CIRCUIT BREAKER | 10840.95
3WL1210-4EB47-1AA2 | WITHDRAWABLE CIRCUIT BREAKER | 15090.72
3WL1210-4EG31-1AA2 | FIXED-MOUNTED CIRCUIT BREAKER | 9774.48
3WL1210-4EG32-4GP4 | FIXED-MOUNTED CIRCUIT BREAKER | 12429.39
3WL1210-4EG34-1AA2 | FIXED-MOUNTED CIRCUIT BREAKER | 9774.48
3WL1210-4EG36-4GN2 | WITHDRAWABLE CIRCUIT BREAKER | 14799.66
3WL1210-4EG36-4GP2 | WITHDRAWABLE CIRCUIT BREAKER | 14848.57
3WL1212-3NB42-1AA2 | FIXED-MOUNTED CIRCUIT BREAKER | 13839.85
3WL1216-3EB32-4GA2 | FIXED-MOUNTED CIRCUIT BREAKER | 14451.65
3WL1216-3EB33-1GA2 | FIXED-MOUNTED CIRCUIT BREAKER | 12880.03
3WL1216-3EB34-4AN2-ZF02 | FIXED-MOUNTED CIRCUIT BREAKER | 16673.56
3WL1216-3EB35-4GA2 | WITHDRAWABLE CIRCUIT BREAKER | 15494.05
3WL1216-3EB35-4GN4 | WITHDRAWABLE CIRCUIT BREAKER | 16277.45
3WL1216-3EB36-4GN4 | WITHDRAWABLE CIRCUIT BREAKER | 18201.88
3WL1216-3EB36-4GP4 | WITHDRAWABLE CIRCUIT BREAKER | 18250.79
3WL1216-3EB41-1GA4 | FIXED-MOUNTED CIRCUIT BREAKER | 16530.83
3WL1216-3EB43-1AA2 | FIXED-MOUNTED CIRCUIT BREAKER | 15812.39
3WL1216-3EB46-4GA2 | WITHDRAWABLE CIRCUIT BREAKER | 21026.78
3WL1216-3EB48-1AA2 | WITHDRAWABLE CIRCUIT BREAKER | 18699.02
3WL1216-3EG32-4GP2 | FIXED-MOUNTED CIRCUIT BREAKER | 16131.51
3WL1216-3EG33-1AA2 | FIXED-MOUNTED CIRCUIT BREAKER | 13735.61
3WL1216-3EG36-4GA4 | WITHDRAWABLE CIRCUIT BREAKER | 18992.51
3WL1216-3EG36-4GN2 | WITHDRAWABLE CIRCUIT BREAKER | 19049.42
3WL1216-3EG37-1AA2 | WITHDRAWABLE CIRCUIT BREAKER | 16702.43
3WL1216-3EG41-1AA2 | FIXED-MOUNTED CIRCUIT BREAKER | 17023.16
3WL1216-3EG46-4GG4 | WITHDRAWABLE CIRCUIT BREAKER | 22956.01
3WL1216-3EG47-2AA2 | WITHDRAWABLE CIRCUIT BREAKER | 20826.32
3WL1216-3FB32-4GA2 | FIXED-MOUNTED CIRCUIT BREAKER | 14860.6
3WL1216-3FB32-4GN2 | FIXED-MOUNTED CIRCUIT BREAKER | 15280.76
3WL1216-3FB34-1AA2 | FIXED-MOUNTED CIRCUIT BREAKER | 12933.76
3WL1216-3FB35-1AD2 | WITHDRAWABLE CIRCUIT BREAKER | 13955.3
3WL1216-3FB36-4GA4 | WITHDRAWABLE CIRCUIT BREAKER | 18190.66
3WL1216-3FB36-4GN4 | WITHDRAWABLE CIRCUIT BREAKER | 18610.82
3WL1216-3FB37-4GT2 | WITHDRAWABLE CIRCUIT BREAKER | 19358.94
3WL1216-3FB38-1GN4-ZR21 | WITHDRAWABLE CIRCUIT BREAKER | 17115.38
3WL1216-3FB46-1GA2 | WITHDRAWABLE CIRCUIT BREAKER | 19463.18
3WL1216-3FG31-1AA2 | FIXED-MOUNTED CIRCUIT BREAKER | 14192.65
3WL1216-3FG32-4GP4 | FIXED-MOUNTED CIRCUIT BREAKER | 16951.8
3WL1216-3FG34-1AA2 | FIXED-MOUNTED CIRCUIT BREAKER | 14192.65
3WL1216-3FG36-4GN2 | WITHDRAWABLE CIRCUIT BREAKER | 19506.49
3WL1216-3FG36-4GP2 | WITHDRAWABLE CIRCUIT BREAKER | 19555.4
3WL1216-3FG42-1AA2 | FIXED-MOUNTED CIRCUIT BREAKER | 16999.11
3WL1216-4BB31-1AA2 | FIXED-MOUNTED CIRCUIT BREAKER | 12508.79
3WL1216-4BB32-1AA2 | FIXED-MOUNTED CIRCUIT BREAKER | 12107.86
3WL1216-4BB32-1AM2 | FIXED-MOUNTED CIRCUIT BREAKER | 12528.02
3WL1220-3CB36-3AG2 | WITHDRAWABLE CIRCUIT BREAKER | 17781.72
3WL1220-3CB36-4AA2 | WITHDRAWABLE CIRCUIT BREAKER | 19043.82
3WL1220-3CB36-4AA4 | WITHDRAWABLE CIRCUIT BREAKER | 19407.06
3WL1220-3CB36-4AN2 | WITHDRAWABLE CIRCUIT BREAKER | 19463.98
3WL1220-3CB36-4GS7 | WITHDRAWABLE CIRCUIT BREAKER | 20788.63
3WL1220-3CB36-5AM2 | WITHDRAWABLE CIRCUIT BREAKER | 19463.98
3WL1220-3CB36-5AM4 | WITHDRAWABLE CIRCUIT BREAKER | 19827.22
3WL1220-3CB36-5FA2 | WITHDRAWABLE CIRCUIT BREAKER | 19399.04
3WL1220-3CB36-5FA4 | WITHDRAWABLE CIRCUIT BREAKER | 19762.26
3WL1220-3CB38-4AN2 | WITHDRAWABLE CIRCUIT BREAKER | 19463.98
3WL1220-3CB38-5FA2 | WITHDRAWABLE CIRCUIT BREAKER | 19399.04
3WL1220-3CB41-1AA2 | FIXED-MOUNTED CIRCUIT BREAKER | 18113.68
3WL1220-3CB42-1AA2 | FIXED-MOUNTED CIRCUIT BREAKER | 17552.39
3WL1220-3CB42-4GA4 | FIXED-MOUNTED CIRCUIT BREAKER | 20243.37
3WL1220-3CB42-5FA2 | FIXED-MOUNTED CIRCUIT BREAKER | 19880.13
3WL1220-3CB42-5FM2 | FIXED-MOUNTED CIRCUIT BREAKER | 20300.31
3WL1220-3CB43-1AA2 | FIXED-MOUNTED CIRCUIT BREAKER | 18113.68
3WL1220-3CB46-4AN2-ZS24 | WITHDRAWABLE CIRCUIT BREAKER | 24436.22
3WL1220-3CB46-4GA2 | WITHDRAWABLE CIRCUIT BREAKER | 23969.55
3WL1220-3CB46-4GA4 | WITHDRAWABLE CIRCUIT BREAKER | 24332.79
3WL1220-3CB46-4GN2 | WITHDRAWABLE CIRCUIT BREAKER | 24389.71
3WL1220-3DG32-1FA2 | FIXED-MOUNTED CIRCUIT BREAKER | 14892.67
3WL1220-3DG32-1GA2 | FIXED-MOUNTED CIRCUIT BREAKER | 14892.67
3WL1220-3DG32-1GS2 | FIXED-MOUNTED CIRCUIT BREAKER | 15919.03
3WL1220-3DG32-3GA2 | FIXED-MOUNTED CIRCUIT BREAKER | 15247.89
3WL1220-3DG35-1AA2 | WITHDRAWABLE CIRCUIT BREAKER | 16381.7
3WL1220-3DG35-1AN2 | WITHDRAWABLE CIRCUIT BREAKER | 16801.86
3WL1220-3DG35-1BA2 | WITHDRAWABLE CIRCUIT BREAKER | 16736.92
3WL1220-3DG35-4GN2 | WITHDRAWABLE CIRCUIT BREAKER | 19129.61
3WL1220-3DG36-4GT4 | WITHDRAWABLE CIRCUIT BREAKER | 21887.16
3WL1220-3DG37-1AA2 | WITHDRAWABLE CIRCUIT BREAKER | 18787.23
3WL1220-3DG38-1AA2 | WITHDRAWABLE CIRCUIT BREAKER | 18065.56
3WL1220-3DG41-1AA2 | FIXED-MOUNTED CIRCUIT BREAKER | 19107.96
3WL1220-3DG46-1DD4 | WITHDRAWABLE CIRCUIT BREAKER | 23759.46
3WL1220-3DG46-1FA2 | WITHDRAWABLE CIRCUIT BREAKER | 22991.29
3WL1220-3DG46-4GA2 | WITHDRAWABLE CIRCUIT BREAKER | 24963.83
3WL1220-3DG46-4GA4 | WITHDRAWABLE CIRCUIT BREAKER | 25327.07
3WL1220-3DG46-4GT4 | WITHDRAWABLE CIRCUIT BREAKER | 26457.67
3WL1220-3EB32-1GA4-ZK07 | FIXED-MOUNTED CIRCUIT BREAKER | 14809.27
3WL1220-3EB32-1GN4 | FIXED-MOUNTED CIRCUIT BREAKER | 15106.76
3WL1220-3EB32-3AN2 | FIXED-MOUNTED CIRCUIT BREAKER | 14743.52
3WL1220-3EB32-4AN2 | FIXED-MOUNTED CIRCUIT BREAKER | 16360.84
3WL1220-3EB34-4AN2-ZC22 | FIXED-MOUNTED CIRCUIT BREAKER | 17282.97
3WL1220-3EB34-4GN2 | FIXED-MOUNTED CIRCUIT BREAKER | 17437.73
3WL1220-3EB34-5AA2 | FIXED-MOUNTED CIRCUIT BREAKER | 16662.33
3WL1220-3EB35-1AA2 | WITHDRAWABLE CIRCUIT BREAKER | 15812.39
3WL1220-3EB36-4AN2 | WITHDRAWABLE CIRCUIT BREAKER | 19888.97
3WL1220-3EB36-4AS4 | WITHDRAWABLE CIRCUIT BREAKER | 20858.39
3WL1220-3EB36-4BA2 | WITHDRAWABLE CIRCUIT BREAKER | 19824.01
3WL1220-3EB36-4GA2 | WITHDRAWABLE CIRCUIT BREAKER | 19824.01
3WL1220-3EB38-1GA2 | WITHDRAWABLE CIRCUIT BREAKER | 17851.47
3WL1220-3EB38-5FA2 | WITHDRAWABLE CIRCUIT BREAKER | 19824.01
3WL1220-3EB38-6BA2-ZK07 | WITHDRAWABLE CIRCUIT BREAKER | 19946.69
3WL1220-3EB41-1AA2 | FIXED-MOUNTED CIRCUIT BREAKER | 18538.65
3WL1225-2FG42-4AA4 | FIXED-MOUNTED CIRCUIT BREAKER | 25589.28
3WL1225-2FG42-5FA2 | FIXED-MOUNTED CIRCUIT BREAKER | 25581.26
3WL1216-3FG46-1AA2 | WITHDRAWABLE CIRCUIT BREAKER | 20366.85
3WL1216-3NB34-1AA2 | FIXED-MOUNTED CIRCUIT BREAKER | 15283.17
3WL1216-3NB35-4AS4 | WITHDRAWABLE CIRCUIT BREAKER | 19286.77
3WL1216-3NB38-1AA2 | WITHDRAWABLE CIRCUIT BREAKER | 17849.07
3WL1216-3NB46-1AA2 | WITHDRAWABLE CIRCUIT BREAKER | 21457.37
3WL1216-3NG35-1AA2 | WITHDRAWABLE CIRCUIT BREAKER | 17135.42
3WL1216-3NG37-1AA2 | WITHDRAWABLE CIRCUIT BREAKER | 19460.78
3WL1216-3NG42-1AA2 | FIXED-MOUNTED CIRCUIT BREAKER | 19300.4
3WL1216-4AA32-1GA2 | FIXED-MOUNT NON-AUT. CIRCUIT-B. | 10618.84
3WL1216-4AA32-4GA4 | FIXED-MOUNT NON-AUT. CIRCUIT-B. | 12954.6
3WL1216-4AA36-1GA2 | WITHDRAW. NON-AUT. CIRCUIT-B. | 13585.66
3WL1216-4AA36-4GA4 | WITHDRAW. NON-AUT. CIRCUIT-B. | 15921.42
3WL1216-4AA42-1AA2 | FIXED-MOUNT NON-AUT. CIRCUIT-B. | 13230.44
3WL1216-4AA42-4GA2 | FIXED-MOUNT NON-AUT. CIRCUIT-B. | 15558.2
3WL1216-4AA43-1AA2 | FIXED-MOUNT NON-AUT. CIRCUIT-B. | 13791.73
3WL1216-4AA46-3GA2 | WITHDRAW. NON-AUT. CIRCUIT-B. | 17388.82
3WL1216-4AA46-4GA4 | WITHDRAW. NON-AUT. CIRCUIT-B. | 19369.36
3WL1216-4BB32-4AA2 | FIXED-MOUNTED CIRCUIT BREAKER | 14080.4
3WL1220-3CB36-1BB4 | WITHDRAWABLE CIRCUIT BREAKER | 18144.94
3WL1220-3CB36-1GA4 | WITHDRAWABLE CIRCUIT BREAKER | 17789.74
3WL1220-3CB36-1GN2 | WITHDRAWABLE CIRCUIT BREAKER | 17846.66
3WL1220-3CB36-1GS2 | WITHDRAWABLE CIRCUIT BREAKER | 18452.85
3WL1220-3CB36-4AN4 | WITHDRAWABLE CIRCUIT BREAKER | 19827.22
3WL1220-3CB36-4BA4-ZC22 | WITHDRAWABLE CIRCUIT BREAKER | 19962.72
3WL1220-3CB36-4GN4 | WITHDRAWABLE CIRCUIT BREAKER | 20182.44
3WL1220-3CB36-4GP4 | WITHDRAWABLE CIRCUIT BREAKER | 20231.35
3WL1220-3CB36-5FR4 | WITHDRAWABLE CIRCUIT BREAKER | 20788.63
3WL1220-3CB37-1AA2 | WITHDRAWABLE CIRCUIT BREAKER | 17792.93
3WL1220-3CB37-4GA2 | WITHDRAWABLE CIRCUIT BREAKER | 20120.69
3WL1220-3CB37-5BA4 | WITHDRAWABLE CIRCUIT BREAKER | 20483.93
3WL1220-3CB42-1AN2 | FIXED-MOUNTED CIRCUIT BREAKER | 17972.55
3WL1220-3CB42-1BA2 | FIXED-MOUNTED CIRCUIT BREAKER | 17907.61
3WL1220-3CB42-4AG2 | FIXED-MOUNTED CIRCUIT BREAKER | 19880.13
3WL1220-3CB42-4GA2 | FIXED-MOUNTED CIRCUIT BREAKER | 19880.13
3WL1220-3CB43-4GA2 | FIXED-MOUNTED CIRCUIT BREAKER | 20441.44
3WL1220-3CB44-1BA2 | FIXED-MOUNTED CIRCUIT BREAKER | 18468.9
3WL1220-3CB46-1GA4 | WITHDRAWABLE CIRCUIT BREAKER | 22360.25
3WL1220-3CB46-1GS4 | WITHDRAWABLE CIRCUIT BREAKER | 23386.61
3WL1220-3CB46-5FA2 | WITHDRAWABLE CIRCUIT BREAKER | 23969.55
3WL1220-3CB47-1AR2 | WITHDRAWABLE CIRCUIT BREAKER | 23550.18
3WL1220-3DG31-4GA2 | FIXED-MOUNTED CIRCUIT BREAKER | 17586.86
3WL1220-3DG32-1AA2 | FIXED-MOUNTED CIRCUIT BREAKER | 14537.45
3WL1220-3DG32-4AN2 | FIXED-MOUNTED CIRCUIT BREAKER | 16930.15
3WL1220-3DG32-4GA4 | FIXED-MOUNTED CIRCUIT BREAKER | 17228.43
3WL1220-3DG33-1AA2 | FIXED-MOUNTED CIRCUIT BREAKER | 15259.1
3WL1220-3DG34-4GN4 | FIXED-MOUNTED CIRCUIT BREAKER | 18370.26
3WL1220-3DG35-4GN4 | WITHDRAWABLE CIRCUIT BREAKER | 19492.86
3WL1220-3DG36-1AA4 | WITHDRAWABLE CIRCUIT BREAKER | 18428.8
3WL1220-3DG36-4GN2 | WITHDRAWABLE CIRCUIT BREAKER | 20813.5
3WL1220-3DG36-4GP2 | WITHDRAWABLE CIRCUIT BREAKER | 20862.41
3WL1220-3DG41-4GN4 | FIXED-MOUNTED CIRCUIT BREAKER | 22219.12
3WL1220-3DG42-1GA2 | FIXED-MOUNTED CIRCUIT BREAKER | 18901.89
3WL1220-3DG44-1AA2 | FIXED-MOUNTED CIRCUIT BREAKER | 19107.96
3WL1220-3DG45-4GN2 | WITHDRAWABLE CIRCUIT BREAKER | 22657.73
3WL1220-3DG46-5FA2 | WITHDRAWABLE CIRCUIT BREAKER | 24963.83
3WL1220-3DG47-1AA2 | WITHDRAWABLE CIRCUIT BREAKER | 23518.11
3WL1220-3EB32-1AN4 | FIXED-MOUNTED CIRCUIT BREAKER | 14751.54
3WL1220-3EB32-1GA2 | FIXED-MOUNTED CIRCUIT BREAKER | 14323.36
3WL1220-3EB32-4AN4 | FIXED-MOUNTED CIRCUIT BREAKER | 16724.08
3WL1225-3BB36-1GA2 | WITHDRAWABLE CIRCUIT BREAKER | 21764.48
3WL1225-3BB41-1AA2 | FIXED-MOUNTED CIRCUIT BREAKER | 24055.35
3WL1225-3BB41-1GA2 | FIXED-MOUNTED CIRCUIT BREAKER | 24410.57
3WL1225-3BB42-1AA2 | FIXED-MOUNTED CIRCUIT BREAKER | 23253.5
3WL1225-3BB42-1AM2 | FIXED-MOUNTED CIRCUIT BREAKER | 23673.66
3WL1225-3BB42-1GA2 | FIXED-MOUNTED CIRCUIT BREAKER | 23608.72
3WL1225-3BB46-4GN4 | WITHDRAWABLE CIRCUIT BREAKER | 31175.73
3WL1225-3BB47-1AA2 | WITHDRAWABLE CIRCUIT BREAKER | 28786.23
3WL1225-3BB48-1AA2 | WITHDRAWABLE CIRCUIT BREAKER | 28064.57
3WL1225-3CB31-1AA2 | FIXED-MOUNTED CIRCUIT BREAKER | 18915.52
3WL1232-3CB35-5FA2 | WITHDRAWABLE CIRCUIT BREAKER | 24129.91
3WL1232-3CB35-5FA4 | WITHDRAWABLE CIRCUIT BREAKER | 24493.16
3WL1232-3CB35-6BA8 | WITHDRAWABLE CIRCUIT BREAKER | 24493.16
3WL1232-3CB36-1AA2 | WITHDRAWABLE CIRCUIT BREAKER | 25971.76
3WL1232-3CB36-1GA4 | WITHDRAWABLE CIRCUIT BREAKER | 26690.21
3WL1232-3CB36-1GG4 | WITHDRAWABLE CIRCUIT BREAKER | 27045.43
3WL1232-3CB36-1GN2 | WITHDRAWABLE CIRCUIT BREAKER | 26747.14
3WL1232-3CB36-1GN4 | WITHDRAWABLE CIRCUIT BREAKER | 27110.38
3WL1232-3CB36-4DA2 | WITHDRAWABLE CIRCUIT BREAKER | 28324.37
3WL1232-3CB36-4GA2 | WITHDRAWABLE CIRCUIT BREAKER | 28299.5
3WL1232-3CB36-4GA4 | WITHDRAWABLE CIRCUIT BREAKER | 28662.75
3WL1232-3CB36-4GN2 | WITHDRAWABLE CIRCUIT BREAKER | 28719.68
3WL1232-3CB36-6AA2 | WITHDRAWABLE CIRCUIT BREAKER | 27944.3
3WL1232-3CB36-6BN4 | WITHDRAWABLE CIRCUIT BREAKER | 29082.92
3WL1232-3CB37-1AA2 | WITHDRAWABLE CIRCUIT BREAKER | 26853.78
3WL1232-3CB37-1AA2-ZT40 | WITHDRAWABLE CIRCUIT BREAKER | 27158.48
3WL1232-3CB38-1GA4 | WITHDRAWABLE CIRCUIT BREAKER | 26690.21
3WL1232-3CB38-4GA2 | WITHDRAWABLE CIRCUIT BREAKER | 28299.5
3WL1232-3CB38-5AR2 | WITHDRAWABLE CIRCUIT BREAKER | 28970.66
3WL1232-3CB41-1AA2 | FIXED-MOUNTED CIRCUIT BREAKER | 28297.11
3WL1232-3CB42-4GA2 | FIXED-MOUNTED CIRCUIT BREAKER | 29021.17
3WL1232-3CB42-4GA4 | FIXED-MOUNTED CIRCUIT BREAKER | 29384.4
3WL1232-3CB42-4GG4 | FIXED-MOUNTED CIRCUIT BREAKER | 29739.62
3WL1232-3CB42-4GN2 | FIXED-MOUNTED CIRCUIT BREAKER | 29441.33
3WL1232-3CB42-4GN4 | FIXED-MOUNTED CIRCUIT BREAKER | 29804.58
3WL1232-3CB46-1GA2 | WITHDRAWABLE CIRCUIT BREAKER | 34185.05
3WL1232-3CB46-1GA4 | WITHDRAWABLE CIRCUIT BREAKER | 34548.29
3WL1232-3CB46-1GS4 | WITHDRAWABLE CIRCUIT BREAKER | 35574.65
3WL1232-3CB46-3GA4 | WITHDRAWABLE CIRCUIT BREAKER | 34903.51
3WL1232-3CB48-4GN2 | WITHDRAWABLE CIRCUIT BREAKER | 36577.76
3WL1232-3CB48-5BM4 | WITHDRAWABLE CIRCUIT BREAKER | 36940.99
3WL1232-3CB62-4GN4-ZS01 | FIXED-MOUNTED CIRCUIT BREAKER | 23698.52
3WL1232-3DG31-1AA2 | FIXED-MOUNTED CIRCUIT BREAKER | 22074.79
3WL1232-3DG32-4GN4 | FIXED-MOUNTED CIRCUIT BREAKER | 24384.1
3WL1232-3DG32-4GP2 | FIXED-MOUNTED CIRCUIT BREAKER | 24069.79
3WL1232-3DG32-4GP4 | FIXED-MOUNTED CIRCUIT BREAKER | 24433.01
3WL1232-3DG32-4GT7 | FIXED-MOUNTED CIRCUIT BREAKER | 25094.54
3WL1232-3DG36-1FM2 | WITHDRAWABLE CIRCUIT BREAKER | 27741.43
3WL1232-3DG36-1GA2 | WITHDRAWABLE CIRCUIT BREAKER | 27321.27
3WL1232-3DG36-3GN2 | WITHDRAWABLE CIRCUIT BREAKER | 28096.64
3WL1232-3DG36-4AA2 | WITHDRAWABLE CIRCUIT BREAKER | 28938.59
3WL1232-3DG36-5FM8 | WITHDRAWABLE CIRCUIT BREAKER | 30077.21
3WL1232-3DG36-5FR4 | WITHDRAWABLE CIRCUIT BREAKER | 30683.4
3WL1232-3DG36-6BN4 | WITHDRAWABLE CIRCUIT BREAKER | 30077.21
3WL1232-3DG37-1AA2 | WITHDRAWABLE CIRCUIT BREAKER | 27848.07
3WL1232-3DG44-1AA2 | FIXED-MOUNTED CIRCUIT BREAKER | 29291.39
3WL1232-3DG45-1AA2 | WITHDRAWABLE CIRCUIT BREAKER | 29612.14
3WL1232-3DG45-4GA2 | WITHDRAWABLE CIRCUIT BREAKER | 31939.9
3WL1232-3DG45-4GN4 | WITHDRAWABLE CIRCUIT BREAKER | 32723.3
3WL1220-3EB32-4GA4 | FIXED-MOUNTED CIRCUIT BREAKER | 16659.12
3WL1220-3EB33-1AA2 | FIXED-MOUNTED CIRCUIT BREAKER | 14689.79
3WL1220-3EB34-1AA2 | FIXED-MOUNTED CIRCUIT BREAKER | 14689.79
3WL1220-3EB35-1GA2 | WITHDRAWABLE CIRCUIT BREAKER | 16167.61
3WL1220-3EB35-4AS4 | WITHDRAWABLE CIRCUIT BREAKER | 19174.52
3WL1220-3EB36-1AA2-ZK07 | WITHDRAWABLE CIRCUIT BREAKER | 17618.94
3WL1220-3EB36-1BB2 | WITHDRAWABLE CIRCUIT BREAKER | 18206.69
3WL1220-3EB36-3GA4 | WITHDRAWABLE CIRCUIT BREAKER | 18569.93
3WL1220-3EB36-4GA4 | WITHDRAWABLE CIRCUIT BREAKER | 20187.25
3WL1220-3EB36-4GG4 | WITHDRAWABLE CIRCUIT BREAKER | 20542.47
3WL1220-3EB36-5BA4 | WITHDRAWABLE CIRCUIT BREAKER | 20187.25
3WL1220-3EB38-1AA2 | WITHDRAWABLE CIRCUIT BREAKER | 17496.25
3WL1220-3EB42-1AA2 | FIXED-MOUNTED CIRCUIT BREAKER | 17977.36
3WL1225-2FG36-4GN4 | WITHDRAWABLE CIRCUIT BREAKER | 25642.99
3WL1225-2FG36-4GP4 | WITHDRAWABLE CIRCUIT BREAKER | 25691.92
3WL1225-2FG38-1AA2 | WITHDRAWABLE CIRCUIT BREAKER | 22531.85
3WL1225-2FG42-1FA2 | FIXED-MOUNTED CIRCUIT BREAKER | 23608.72
3WL1225-2FG46-1AA4 | WITHDRAWABLE CIRCUIT BREAKER | 28026.89
3WL1225-2FG46-1FA2 | WITHDRAWABLE CIRCUIT BREAKER | 28018.87
3WL1225-2FG46-5FA4 | WITHDRAWABLE CIRCUIT BREAKER | 30354.63
3WL1225-2NB31-1AA2 | FIXED-MOUNTED CIRCUIT BREAKER | 20735.7
3WL1225-2NB33-1AA2 | FIXED-MOUNTED CIRCUIT BREAKER | 20735.7
3WL1225-2NB36-4GA4 | WITHDRAWABLE CIRCUIT BREAKER | 26313.34
3WL1225-2NB37-1AA2 | WITHDRAWABLE CIRCUIT BREAKER | 24263.83
3WL1225-2NG34-1AA2 | FIXED-MOUNTED CIRCUIT BREAKER | 21946.49
3WL1225-2NG36-1AA2 | WITHDRAWABLE CIRCUIT BREAKER | 24833.14
3WL1225-2NG46-1AA2 | WITHDRAWABLE CIRCUIT BREAKER | 29964.94
3WL1225-3AA31-1AA2 | FIXED-MOUNT NON-AUT. CIRCUIT-B. | 16838.74
3WL1225-3AA32-1AP2 | FIXED-MOUNT NON-AUT. CIRCUIT-B. | 16666.35
3WL1225-3AA32-1GA2 | FIXED-MOUNT NON-AUT. CIRCUIT-B. | 16552.48
3WL1225-3AA32-4GA2 | FIXED-MOUNT NON-AUT. CIRCUIT-B. | 18525.02
3WL1225-3AA32-4GG4 | FIXED-MOUNT NON-AUT. CIRCUIT-B. | 19243.48
3WL1225-3AA35-1AA2 | WITHDRAW. NON-AUT. CIRCUIT-B. | 17079.3
3WL1225-3AA35-1GA2 | WITHDRAW. NON-AUT. CIRCUIT-B. | 17434.52
3WL1225-3AA36-1AA2 | WITHDRAW. NON-AUT. CIRCUIT-B. | 19565.01
3WL1225-3AA36-1GA2 | WITHDRAW. NON-AUT. CIRCUIT-B. | 19920.23
3WL1225-3AA36-4FA2 | WITHDRAW. NON-AUT. CIRCUIT-B. | 21892.77
3WL1225-3AA36-4GA4 | WITHDRAW. NON-AUT. CIRCUIT-B. | 22256.01
3WL1225-3AA42-1DA2 | FIXED-MOUNT NON-AUT. CIRCUIT-B. | 21789.34
3WL1225-3AA42-1FA2 | FIXED-MOUNT NON-AUT. CIRCUIT-B. | 21764.48
3WL1225-3AA42-4GA2-ZK07 | FIXED-MOUNT NON-AUT. CIRCUIT-B. | 23737.01
3WL1225-3AA42-5FF8 | FIXED-MOUNT NON-AUT. CIRCUIT-B. | 24455.48
3WL1225-3AA46-1DA4 | WITHDRAW. NON-AUT. CIRCUIT-B. | 26963.63
3WL1225-3AA46-1GA4 | WITHDRAW. NON-AUT. CIRCUIT-B. | 26938.79
3WL1225-3AA46-6BA4 | WITHDRAW. NON-AUT. CIRCUIT-B. | 28911.33
3WL1225-3AA48-1AA2 | WITHDRAW. NON-AUT. CIRCUIT-B. | 26220.33
3WL1225-3BB32-1AA2 | FIXED-MOUNTED CIRCUIT BREAKER | 18041.51
3WL1225-3BB32-1AG2 | FIXED-MOUNTED CIRCUIT BREAKER | 18396.73
3WL1225-3BB32-4AA2 | FIXED-MOUNTED CIRCUIT BREAKER | 20014.05
3WL1225-3BB32-4AN4 | FIXED-MOUNTED CIRCUIT BREAKER | 20797.45
3WL1225-3BB32-4GN4 | FIXED-MOUNTED CIRCUIT BREAKER | 21152.67
3WL1225-3BB32-4GP4 | FIXED-MOUNTED CIRCUIT BREAKER | 21201.58
3WL1225-3BB33-4AS2-ZC22 | FIXED-MOUNTED CIRCUIT BREAKER | 21882.35
3WL1225-3BB34-1AA2 | FIXED-MOUNTED CIRCUIT BREAKER | 18682.99
3WL1225-3BB35-4AN2 | WITHDRAWABLE CIRCUIT BREAKER | 21316.25
3WL1225-3BB36-1AG2 | WITHDRAWABLE CIRCUIT BREAKER | 21764.48
3WL1225-3BB36-4GA4 | WITHDRAWABLE CIRCUIT BREAKER | 24100.26
3WL1225-3BB36-4GN4 | WITHDRAWABLE CIRCUIT BREAKER | 24520.42
3WL1225-3BB37-1AA2 | WITHDRAWABLE CIRCUIT BREAKER | 22130.93
3WL1225-2FG42-5FA4 | FIXED-MOUNTED CIRCUIT BREAKER | 25944.49
3WL1225-2FG45-1AA4 | WITHDRAWABLE CIRCUIT BREAKER | 24979.88
3WL1225-2NB34-1AA2 | FIXED-MOUNTED CIRCUIT BREAKER | 20735.7
3WL1225-2NB34-1GN4 | FIXED-MOUNTED CIRCUIT BREAKER | 21874.32
3WL1225-2NB35-1AA2 | WITHDRAWABLE CIRCUIT BREAKER | 21216.82
3WL1225-2NB36-1AA2 | WITHDRAWABLE CIRCUIT BREAKER | 23622.35
3WL1225-2NG36-4GA4 | WITHDRAWABLE CIRCUIT BREAKER | 27524.13
3WL1225-2NG36-4GN4-ZF02 | WITHDRAWABLE CIRCUIT BREAKER | 29700.33
3WL1225-2NG37-1AA2 | WITHDRAWABLE CIRCUIT BREAKER | 25474.62
3WL1225-2NG38-1AA2 | WITHDRAWABLE CIRCUIT BREAKER | 24833.14
3WL1225-2NG42-1AA2 | FIXED-MOUNTED CIRCUIT BREAKER | 25554.8
3WL1225-3AA32-3AA2 | FIXED-MOUNT NON-AUT. CIRCUIT-B. | 16552.48
3WL1225-3AA32-4AA2 | FIXED-MOUNT NON-AUT. CIRCUIT-B. | 18169.8
3WL1225-3AA32-4AA4 | FIXED-MOUNT NON-AUT. CIRCUIT-B. | 18533.04
3WL1225-3AA32-4AN4 | FIXED-MOUNT NON-AUT. CIRCUIT-B. | 18953.2
3WL1225-3AA35-1GN4 | WITHDRAW. NON-AUT. CIRCUIT-B. | 18217.92
3WL1225-3AA35-4GA4 | WITHDRAW. NON-AUT. CIRCUIT-B. | 19770.28
3WL1225-3AA35-4GS2 | WITHDRAW. NON-AUT. CIRCUIT-B. | 20433.42
3WL1225-3AA35-5FR2 | WITHDRAW. NON-AUT. CIRCUIT-B. | 20433.42
3WL1225-3AA37-1AA2 | WITHDRAW. NON-AUT. CIRCUIT-B. | 20286.68
3WL1225-3AA37-4GA2 | WITHDRAW. NON-AUT. CIRCUIT-B. | 22614.44
3WL1225-3AA38-1AA2 | WITHDRAW. NON-AUT. CIRCUIT-B. | 19565.01
3WL1225-3AA38-4GA4 | WITHDRAW. NON-AUT. CIRCUIT-B. | 22256.01
3WL1225-3AA41-1AA2 | FIXED-MOUNT NON-AUT. CIRCUIT-B. | 22211.1
3WL1225-3AA44-1AA2 | FIXED-MOUNT NON-AUT. CIRCUIT-B. | 22211.1
3WL1225-3AA44-1AN2-ZS07 | FIXED-MOUNT NON-AUT. CIRCUIT-B. | 22775.6
3WL1225-3AA45-1AA2 | WITHDRAW. NON-AUT. CIRCUIT-B. | 22531.85
3WL1225-3AA46-1AA2 | WITHDRAW. NON-AUT. CIRCUIT-B. | 26220.33
3WL1225-3BB31-1AA2 | FIXED-MOUNTED CIRCUIT BREAKER | 18682.99
3WL1225-3BB31-1AP2 | FIXED-MOUNTED CIRCUIT BREAKER | 19152.06
3WL1225-3BB31-4GN2 | FIXED-MOUNTED CIRCUIT BREAKER | 21430.91
3WL1225-3BB31-5AM2 | FIXED-MOUNTED CIRCUIT BREAKER | 21075.69
3WL1225-3BB32-4GA2 | FIXED-MOUNTED CIRCUIT BREAKER | 20369.27
3WL1225-3BB32-4GA2-ZK07 | FIXED-MOUNTED CIRCUIT BREAKER | 20491.95
3WL1225-3BB32-4GA4 | FIXED-MOUNTED CIRCUIT BREAKER | 20732.49
3WL1225-3BB32-4GG4 | FIXED-MOUNTED CIRCUIT BREAKER | 21087.71
3WL1225-3BB34-4AN2 | FIXED-MOUNTED CIRCUIT BREAKER | 21075.69
3WL1225-3BB34-4AN4 | FIXED-MOUNTED CIRCUIT BREAKER | 21438.93
3WL1225-3BB34-4GN2 | FIXED-MOUNTED CIRCUIT BREAKER | 21430.91
3WL1225-3BB35-1AA2 | WITHDRAWABLE CIRCUIT BREAKER | 18923.55
3WL1225-3BB35-1AN2 | WITHDRAWABLE CIRCUIT BREAKER | 19343.71
3WL1225-3BB36-4GP2 | WITHDRAWABLE CIRCUIT BREAKER | 24206.09
3WL1225-3BB36-4GP4 | WITHDRAWABLE CIRCUIT BREAKER | 24569.33
3WL1225-3BB36-5FA4 | WITHDRAWABLE CIRCUIT BREAKER | 24100.26
3WL1225-3BB36-5FM2 | WITHDRAWABLE CIRCUIT BREAKER | 24157.17
3WL1225-3BB43-1AA2 | FIXED-MOUNTED CIRCUIT BREAKER | 24055.35
3WL1225-3BB44-1AA2 | FIXED-MOUNTED CIRCUIT BREAKER | 24055.35
3WL1225-3BB44-1GA2 | FIXED-MOUNTED CIRCUIT BREAKER | 24410.57
3WL1225-3BB44-6BB2 | FIXED-MOUNTED CIRCUIT BREAKER | 26738.33
3WL1225-3CB31-4GB2 | FIXED-MOUNTED CIRCUIT BREAKER | 21598.5
3WL1225-3CB32-1AA2 | FIXED-MOUNTED CIRCUIT BREAKER | 18274.04
3WL1225-3CB32-1AA4 | FIXED-MOUNTED CIRCUIT BREAKER | 18637.29
3WL1225-3CB32-1AF2 | FIXED-MOUNTED CIRCUIT BREAKER | 18629.26
3WL1225-3CB32-1AG2 | FIXED-MOUNTED CIRCUIT BREAKER | 18629.26
3WL1232-3CB36-1AS2 | WITHDRAWABLE CIRCUIT BREAKER | 26998.12
3WL1232-3CB36-1AU2 | WITHDRAWABLE CIRCUIT BREAKER | 26440.83
3WL1232-3CB36-1BA4 | WITHDRAWABLE CIRCUIT BREAKER | 26690.21
3WL1232-3CB36-1BJ2 | WITHDRAWABLE CIRCUIT BREAKER | 26747.14
3WL1225-3AA47-1AA2 | WITHDRAW. NON-AUT. CIRCUIT-B. | 26942
3WL1225-3BB32-1AA2-ZK07 | FIXED-MOUNTED CIRCUIT BREAKER | 18164.2
3WL1225-3BB32-1AJ2 | FIXED-MOUNTED CIRCUIT BREAKER | 18461.67
3WL1225-3BB32-3GA2 | FIXED-MOUNTED CIRCUIT BREAKER | 18751.95
3WL1225-3BB32-4AN2 | FIXED-MOUNTED CIRCUIT BREAKER | 20434.21
3WL1225-3BB32-4AS2 | FIXED-MOUNTED CIRCUIT BREAKER | 21040.41
3WL1225-3BB32-4GN2 | FIXED-MOUNTED CIRCUIT BREAKER | 20789.43
3WL1225-3BB32-4GP2 | FIXED-MOUNTED CIRCUIT BREAKER | 20838.34
3WL1225-3BB33-4GA2-ZK07 | FIXED-MOUNTED CIRCUIT BREAKER | 21133.42
3WL1225-3BB34-1GA2 | FIXED-MOUNTED CIRCUIT BREAKER | 19038.21
3WL1225-3BB36-1AA2 | WITHDRAWABLE CIRCUIT BREAKER | 21409.26
3WL1225-3BB36-1AN2 | WITHDRAWABLE CIRCUIT BREAKER | 21829.43
3WL1225-3BB36-4GA2 | WITHDRAWABLE CIRCUIT BREAKER | 23737.01
3WL1225-3BB36-4GN2 | WITHDRAWABLE CIRCUIT BREAKER | 24157.17
3WL1225-3BB37-6BA2 | WITHDRAWABLE CIRCUIT BREAKER | 24458.67
3WL1225-3BB38-1FA2 | WITHDRAWABLE CIRCUIT BREAKER | 21764.48
3WL1225-3BB42-4GN2 | FIXED-MOUNTED CIRCUIT BREAKER | 26001.42
3WL1225-3BB42-6FA2 | FIXED-MOUNTED CIRCUIT BREAKER | 25581.26
3WL1225-3BB45-1AA2 | WITHDRAWABLE CIRCUIT BREAKER | 24376.08
3WL1225-3BB46-1AA2 | WITHDRAWABLE CIRCUIT BREAKER | 28064.57
3WL1225-3CB31-1GA4 | FIXED-MOUNTED CIRCUIT BREAKER | 19633.97
3WL1225-3CB31-4GA2 | FIXED-MOUNTED CIRCUIT BREAKER | 21243.28
3WL1232-3CB35-4GN2 | WITHDRAWABLE CIRCUIT BREAKER | 24550.09
3WL1232-3CB35-4GP2 | WITHDRAWABLE CIRCUIT BREAKER | 24599
3WL1232-3CB36-1AA4 | WITHDRAWABLE CIRCUIT BREAKER | 26334.99
3WL1232-3CB36-1AN2 | WITHDRAWABLE CIRCUIT BREAKER | 26391.92
3WL1232-3CB36-1EA4 | WITHDRAWABLE CIRCUIT BREAKER | 26715.07
3WL1232-3CB36-1GA2 | WITHDRAWABLE CIRCUIT BREAKER | 26326.98
3WL1232-3CB36-1GS4 | WITHDRAWABLE CIRCUIT BREAKER | 27716.56
3WL1232-3CB36-4AA2 | WITHDRAWABLE CIRCUIT BREAKER | 27944.3
3WL1232-3CB36-4AP7 | WITHDRAWABLE CIRCUIT BREAKER | 28776.61
3WL1232-3CB36-4BA2 | WITHDRAWABLE CIRCUIT BREAKER | 28299.5
3WL1232-3CB36-4GP2 | WITHDRAWABLE CIRCUIT BREAKER | 28768.59
3WL1232-3CB36-4GS2 | WITHDRAWABLE CIRCUIT BREAKER | 29325.88
3WL1232-3CB36-5FF4 | WITHDRAWABLE CIRCUIT BREAKER | 29017.97
3WL1232-3CB36-5FP4 | WITHDRAWABLE CIRCUIT BREAKER | 29131.83
3WL1232-3CB37-1AN2 | WITHDRAWABLE CIRCUIT BREAKER | 27273.96
3WL1232-3CB37-4AA2 | WITHDRAWABLE CIRCUIT BREAKER | 28826.32
3WL1232-3CB38-1AA2 | WITHDRAWABLE CIRCUIT BREAKER | 25971.76
3WL1232-3CB38-1BB2 | WITHDRAWABLE CIRCUIT BREAKER | 26682.18
3WL1232-3CB42-1AA2 | FIXED-MOUNTED CIRCUIT BREAKER | 26693.42
3WL1232-3CB42-1AN2 | FIXED-MOUNTED CIRCUIT BREAKER | 27113.58
3WL1232-3CB42-1GG2 | FIXED-MOUNTED CIRCUIT BREAKER | 27403.85
3WL1232-3CB42-4AA2 | FIXED-MOUNTED CIRCUIT BREAKER | 28665.96
3WL1232-3CB42-5FA2 | FIXED-MOUNTED CIRCUIT BREAKER | 29021.17
3WL1232-3CB43-1AN2 | FIXED-MOUNTED CIRCUIT BREAKER | 28717.27
3WL1232-3CB45-4GG2 | WITHDRAWABLE CIRCUIT BREAKER | 31300.82
3WL1232-3CB46-1DK4 | WITHDRAWABLE CIRCUIT BREAKER | 35042.22
3WL1232-3CB46-4AA2 | WITHDRAWABLE CIRCUIT BREAKER | 35802.37
3WL1232-3CB46-4GA4 | WITHDRAWABLE CIRCUIT BREAKER | 36520.83
3WL1232-3CB47-1AA2 | WITHDRAWABLE CIRCUIT BREAKER | 34952.42
3WL1232-3CB48-1GA2 | WITHDRAWABLE CIRCUIT BREAKER | 34185.05
3WL1232-3DG32-1AA2 | FIXED-MOUNTED CIRCUIT BREAKER | 21272.94
3WL1232-3DG32-1GA2 | FIXED-MOUNTED CIRCUIT BREAKER | 21628.16
3WL1232-3DG32-4AN2 | FIXED-MOUNTED CIRCUIT BREAKER | 23665.66
3WL1232-3DG32-4GA4 | FIXED-MOUNTED CIRCUIT BREAKER | 23963.94
3WL1232-3DG32-4GN2 | FIXED-MOUNTED CIRCUIT BREAKER | 24020.88
3WL1232-3DG32-6BA2 | FIXED-MOUNTED CIRCUIT BREAKER | 23600.7
3WL1232-3DG34-1AA2 | FIXED-MOUNTED CIRCUIT BREAKER | 22074.79
3WL1225-3BB38-1AA2 | WITHDRAWABLE CIRCUIT BREAKER | 21409.26
3WL1225-3BB42-3GA4 | FIXED-MOUNTED CIRCUIT BREAKER | 24327.17
3WL1225-3BB42-4GN4 | FIXED-MOUNTED CIRCUIT BREAKER | 26364.66
3WL1225-3BB45-1AN2 | WITHDRAWABLE CIRCUIT BREAKER | 24796.25
3WL1225-3BB46-1GP2 | WITHDRAWABLE CIRCUIT BREAKER | 28888.86
3WL1225-3CB31-1GA2 | FIXED-MOUNTED CIRCUIT BREAKER | 19270.74
3WL1225-3CB31-3BJ2 | FIXED-MOUNTED CIRCUIT BREAKER | 20046.12
3WL1232-3CB35-4GA4-ZC22 | WITHDRAWABLE CIRCUIT BREAKER | 24693.62
3WL1232-3CB35-4GN4 | WITHDRAWABLE CIRCUIT BREAKER | 24913.32
3WL1232-3CB36-1AM2 | WITHDRAWABLE CIRCUIT BREAKER | 26391.92
3WL1232-3CB36-1AN4 | WITHDRAWABLE CIRCUIT BREAKER | 26755.16
3WL1232-3CB36-1EA2 | WITHDRAWABLE CIRCUIT BREAKER | 26351.83
3WL1232-3CB36-1FA2 | WITHDRAWABLE CIRCUIT BREAKER | 26326.98
3WL1232-3CB36-1GA2-ZT40 | WITHDRAWABLE CIRCUIT BREAKER | 26631.67
3WL1232-3CB36-1GS2 | WITHDRAWABLE CIRCUIT BREAKER | 27353.34
3WL1232-3CB36-3GA2 | WITHDRAWABLE CIRCUIT BREAKER | 26682.18
3WL1232-3CB36-4AS2 | WITHDRAWABLE CIRCUIT BREAKER | 28970.66
3WL1232-3CB36-4BJ2 | WITHDRAWABLE CIRCUIT BREAKER | 28719.68
3WL1232-3CB36-4GN4 | WITHDRAWABLE CIRCUIT BREAKER | 29082.92
3WL1232-3CB36-4GP4 | WITHDRAWABLE CIRCUIT BREAKER | 29131.83
3WL1232-3CB36-5AA2 | WITHDRAWABLE CIRCUIT BREAKER | 27944.3
3WL1232-3CB36-5FA4 | WITHDRAWABLE CIRCUIT BREAKER | 28662.75
3WL1232-3CB36-5FM4 | WITHDRAWABLE CIRCUIT BREAKER | 29082.92
3WL1232-3CB37-3GA4-ZT40 | WITHDRAWABLE CIRCUIT BREAKER | 28232.15
3WL1232-3CB37-4AJ2 | WITHDRAWABLE CIRCUIT BREAKER | 29246.5
3WL1232-3CB38-1AA2-ZK07 | WITHDRAWABLE CIRCUIT BREAKER | 26094.43
3WL1232-3CB38-1GA2 | WITHDRAWABLE CIRCUIT BREAKER | 26326.98
3WL1232-3CB41-1GA2 | FIXED-MOUNTED CIRCUIT BREAKER | 28652.33
3WL1232-3CB42-1AG2 | FIXED-MOUNTED CIRCUIT BREAKER | 27048.64
3WL1232-3CB42-3GA4 | FIXED-MOUNTED CIRCUIT BREAKER | 27767.08
3WL1232-3CB42-4AN2 | FIXED-MOUNTED CIRCUIT BREAKER | 29086.12
3WL1232-3CB43-1AA2 | FIXED-MOUNTED CIRCUIT BREAKER | 28297.11
3WL1232-3CB44-1AA2 | FIXED-MOUNTED CIRCUIT BREAKER | 28297.11
3WL1232-3CB45-4GA2 | WITHDRAWABLE CIRCUIT BREAKER | 30945.6
3WL1232-3CB46-1AA2 | WITHDRAWABLE CIRCUIT BREAKER | 33829.83
3WL1232-3CB46-4GA2 | WITHDRAWABLE CIRCUIT BREAKER | 36157.59
3WL1232-3CB46-4GG2 | WITHDRAWABLE CIRCUIT BREAKER | 36512.81
3WL1232-3CB48-1AA2 | WITHDRAWABLE CIRCUIT BREAKER | 33829.83
3WL1232-3CB48-4GA2 | WITHDRAWABLE CIRCUIT BREAKER | 36157.59
3WL1232-3DG31-4GA2 | FIXED-MOUNTED CIRCUIT BREAKER | 24402.54
3WL1232-3DG32-1AN4 | FIXED-MOUNTED CIRCUIT BREAKER | 22056.34
3WL1232-3DG32-4GA2 | FIXED-MOUNTED CIRCUIT BREAKER | 23600.7
3WL1232-3DG32-4GG4 | FIXED-MOUNTED CIRCUIT BREAKER | 24319.16
3WL1232-3DG33-1AA2 | FIXED-MOUNTED CIRCUIT BREAKER | 22074.79
3WL1232-3DG34-4AJ2 | FIXED-MOUNTED CIRCUIT BREAKER | 24467.5
3WL1232-3DG35-4GN4 | WITHDRAWABLE CIRCUIT BREAKER | 25907.62
3WL1232-3DG36-1AA4 | WITHDRAWABLE CIRCUIT BREAKER | 27329.29
3WL1232-3DG36-4AN4 | WITHDRAWABLE CIRCUIT BREAKER | 29721.99
3WL1232-3DG36-4GA2 | WITHDRAWABLE CIRCUIT BREAKER | 29293.8
3WL1232-3DG36-4GP4 | WITHDRAWABLE CIRCUIT BREAKER | 30126.12
3WL1232-3DG36-5AM2 | WITHDRAWABLE CIRCUIT BREAKER | 29358.74
3WL1232-3DG37-4AA2 | WITHDRAWABLE CIRCUIT BREAKER | 29820.6
3WL1232-3DG38-1AA2 | WITHDRAWABLE CIRCUIT BREAKER | 26966.05
3WL1232-3DG42-1GA2 | FIXED-MOUNTED CIRCUIT BREAKER | 28042.92
3WL1232-3DG42-4GA4 | FIXED-MOUNTED CIRCUIT BREAKER | 30378.7
3WL1232-3DG46-1AA2 | WITHDRAWABLE CIRCUIT BREAKER | 34824.13
3WL1232-3DG46-1GA2 | WITHDRAWABLE CIRCUIT BREAKER | 35179.35
3WL1232-3DG46-4GS4 | WITHDRAWABLE CIRCUIT BREAKER | 38541.47
3WL1232-3DG47-1AA2 | WITHDRAWABLE CIRCUIT BREAKER | 35946.71
3WL1232-3DG47-5GA2 | WITHDRAWABLE CIRCUIT BREAKER | 38274.46
3WL1232-3DG48-1AA2 | WITHDRAWABLE CIRCUIT BREAKER | 34824.13
3WL1232-3DG48-5FA2 | WITHDRAWABLE CIRCUIT BREAKER | 37151.89
3WL1232-3EB31-1AA2 | FIXED-MOUNTED CIRCUIT BREAKER | 21505.48
3WL1232-3EB31-1AJ2 | FIXED-MOUNTED CIRCUIT BREAKER | 21925.65
3WL1340-4FG36-4GA4 | WITHDRAWABLE CIRCUIT BREAKER | 44226.55
3WL1340-4FG36-4GA7 | WITHDRAWABLE CIRCUIT BREAKER | 44226.55
3WL1340-4FG36-4GN2 | WITHDRAWABLE CIRCUIT BREAKER | 44283.49
3WL1340-4FG36-4GN4 | WITHDRAWABLE CIRCUIT BREAKER | 44646.73
3WL1340-4FG46-4GN4 | WITHDRAWABLE CIRCUIT BREAKER | 60843.99
3WL1340-4FG46-5FA4 | WITHDRAWABLE CIRCUIT BREAKER | 60423.82
3WL1340-4FG46-6BJ2 | WITHDRAWABLE CIRCUIT BREAKER | 60480.75
3WL1340-4NB31-1AA2 | FIXED-MOUNTED CIRCUIT BREAKER | 35168.91
3WL1340-4NG32-1AA2 | FIXED-MOUNTED CIRCUIT BREAKER | 34375.09
3WL1340-4NG33-1AA2 | FIXED-MOUNTED CIRCUIT BREAKER | 36379.7
3WL1340-4NG34-1AA2 | FIXED-MOUNTED CIRCUIT BREAKER | 36379.7
3WL1340-4NG35-1AA2 | WITHDRAWABLE CIRCUIT BREAKER | 38464.5
3WL1340-5AA32-4GG4 | FIXED-MOUNT NON-AUT. CIRCUIT-B. | 38808.49
3WL1340-5AA32-5FF4 | FIXED-MOUNT NON-AUT. CIRCUIT-B. | 38808.49
3WL1340-5AA35-4GG4 | WITHDRAW. NON-AUT. CIRCUIT-B. | 42817.72
3WL1340-5AA35-5FF4 | WITHDRAW. NON-AUT. CIRCUIT-B. | 42817.72
3WL1350-4AA32-1GA2 | FIXED-MOUNT NON-AUT. CIRCUIT-B. | 47664.07
3WL1350-4AA32-4GA2 | FIXED-MOUNT NON-AUT. CIRCUIT-B. | 49636.61
3WL1350-4AA32-4GA4 | FIXED-MOUNT NON-AUT. CIRCUIT-B. | 49999.83
3WL1350-4AA35-1AA2 | WITHDRAW. NON-AUT. CIRCUIT-B. | 49714.38
3WL1350-4AA42-1GA2 | FIXED-MOUNT NON-AUT. CIRCUIT-B. | 59691.74
3WL1350-4AA42-4AA2 | FIXED-MOUNT NON-AUT. CIRCUIT-B. | 61309.06
3WL1350-4AA42-4GA2 | FIXED-MOUNT NON-AUT. CIRCUIT-B. | 61664.28
3WL1350-4AA42-4GA4 | FIXED-MOUNT NON-AUT. CIRCUIT-B. | 62027.51
3WL1350-4AA46-4GA2 | WITHDRAW. NON-AUT. CIRCUIT-B. | 74734.36
3WL1350-4AA46-4GA4 | WITHDRAW. NON-AUT. CIRCUIT-B. | 75097.58
3WL1350-4AA46-5FR4 | WITHDRAW. NON-AUT. CIRCUIT-B. | 76123.96
3WL1350-4AA47-1AA2 | WITHDRAW. NON-AUT. CIRCUIT-B. | 74972.5
3WL1350-4CB31-1AA2 | FIXED-MOUNTED CIRCUIT BREAKER | 51470.42
3WL1350-4CB32-4GA2 | FIXED-MOUNTED CIRCUIT BREAKER | 51713.39
3WL1350-4CB32-4GA4 | FIXED-MOUNTED CIRCUIT BREAKER | 52076.61
3WL1350-4CB32-4GN2 | FIXED-MOUNTED CIRCUIT BREAKER | 52133.55
3WL1350-4CB32-4GN4 | FIXED-MOUNTED CIRCUIT BREAKER | 52496.79
3WL1350-4CB35-5FF2 | WITHDRAWABLE CIRCUIT BREAKER | 54474.14
3WL1350-4CB36-1AA2 | WITHDRAWABLE CIRCUIT BREAKER | 59087.94
3WL1350-4CB36-1AA2-ZT40 | WITHDRAWABLE CIRCUIT BREAKER | 59392.65
3WL1350-4CB36-1AN2 | WITHDRAWABLE CIRCUIT BREAKER | 59508.12
3WL1350-4CB36-5FA2 | WITHDRAWABLE CIRCUIT BREAKER | 61415.7
3WL1350-4CB36-5FA4 | WITHDRAWABLE CIRCUIT BREAKER | 61778.94
3WL1350-4CB37-1AA2 | WITHDRAWABLE CIRCUIT BREAKER | 61012.38
3WL1350-4CB37-4GA2 | WITHDRAWABLE CIRCUIT BREAKER | 63340.14
3WL1350-4CB45-4GA4 | WITHDRAWABLE CIRCUIT BREAKER | 67391.86
3WL1350-4CB46-1AA2 | WITHDRAWABLE CIRCUIT BREAKER | 74483.38
3WL1350-4CB46-1AA4 | WITHDRAWABLE CIRCUIT BREAKER | 74846.6
3WL1350-4CB46-1AG2 | WITHDRAWABLE CIRCUIT BREAKER | 74838.6
3WL1350-4DG32-1GA2 | FIXED-MOUNTED CIRCUIT BREAKER | 50735.13
3WL1350-4DG32-1GN2 | FIXED-MOUNTED CIRCUIT BREAKER | 51155.29
3WL1350-4DG32-3AA2 | FIXED-MOUNTED CIRCUIT BREAKER | 50735.13
3WL1350-4DG32-4AN2 | FIXED-MOUNTED CIRCUIT BREAKER | 52772.61
3WL1350-4DG36-4AA2 | WITHDRAWABLE CIRCUIT BREAKER | 62054.78
3WL1350-4DG36-4AG2 | WITHDRAWABLE CIRCUIT BREAKER | 62410
3WL1350-4DG36-4AN2 | WITHDRAWABLE CIRCUIT BREAKER | 62474.94
3WL1350-4DG36-4GA2 | WITHDRAWABLE CIRCUIT BREAKER | 62410
1FK2203-2AK00-1SB0 | SYNCHRONOUS MOTOR 1FK2 CT 0,64 NM | 730.58
1FK2203-2AK00-2MA0 | SYNCHRONOUS MOTOR 1FK2 CT 0,64 NM | 1005.43
1FK2203-2AK00-2MB0 | SYNCHRONOUS MOTOR 1FK2 CT 0,64 NM | 1005.43
1FK2203-2AK00-2SA0 | SYNCHRONOUS MOTOR 1FK2 CT 0,64 NM | 730.58
6AV7265-6KA00-0AS0 | Simatic IPC677E 19" 5:4 | 13825.54
6AV7285-6RC00-0AA0 | SIMATIC IFP 2400 frameless | 4348.55
6AV7295-6RC00-0AA0 | SIMATIC ITC 2400 frameless | 4637.72
6AV7675-0TA00-0AA3 | Remote Firmware V6 Pro, 25x License | 10001.88
6AV7675-0TA00-0AB0 | add. ThinClient in RDM, Single License | 1015.77
6AV7675-0TA00-0AB1 | add. ThinClient in RDM, 5x License | 5002.44
6AV7675-0TA00-0AB2 | add. ThinClient in RDM, 10x License | 9727.71
6EP4136-3AC00-2AY0 | SITOP UPS1600/DC/DC24V/20A/IE/PN/EX | 587.46
6EP4231-7HC00-0AX0 | SITOP BUF1200/300MS/40A/EX | 446.71
6EP4347-7RC00-0AX0 | SITOP RED1200/REDM./DC24/48V/2X20A/EX | 194.59
6EP4348-7RB00-0AX0 | SITOP RED1200/DC24/48V/2X40A | 274.15
6ES7661-0KC42-1RL6 | Process Control System IPC647E | 15617.06
6ES7661-0NA45-1DG2 | Process Control System IPC647E | 8978.62
6ES7661-0PC51-1RE2 | Process Control System IPC647E | 15780.38
6ES7661-0PC63-1SF6 | Process Control System IPC647E | 20369.3
6ES7661-1PS45-1SD2 | Process Control System IPC847E | 14485.94
6ES7661-1PS45-1SF2 | Process Control System IPC847E | 16845.58
6ES7661-1PW67-1RA6 | Process Control System IPC847E | 26472.91
6FX5002-2CD24-1CD0 | SIGNAL CABLE, PREASSEMBLED | 247.82
6FX5002-5CG52-1CF0 | POWER CABLE PREASSEMBLED | 489.44
6FX5002-5DQ58-1BF0 | POWER CABLE PREASSEMBLED | 878.15
6FX5012-8QN08-1AH0 | ONE-CABLE-CONNECTION ASSEMBLY | 237.07
6FX8002-5DN56-1GF0 | POWER CABLE PREASSEMBLED | 1868.85
6FX8002-5DN56-1HA0 | POWER CABLE PREASSEMBLED | 1990.01
6FX8002-5DQ15-1DC0 | POWER CABLE EXTENSION | 883.02
6FX8002-5DQ38-1DC0 | POWER CABLE PREASSEMBLED EXT. | 1033.28
6DL5411-0AA02-0AH0 | SIMATIC PFL Library V2.0 (1 HMI RT) DL | 777.13
6DL5411-0BA02-0AH0 | SIMATIC PFL Library V2.0 (30 HMI RT) DL | 14294.24
6DL5411-0CA02-0AH0 | SIMATIC PFL Library V2.0 (1 AS RT) DL | 932.83
6DL5411-0DA02-0AH0 | SIMATIC PFL Library V2.0 (30 AS RT) DL | 17091.34
6DL5411-0EA02-0AH0 | SIMATIC PFL Lib V2.0 (1 HMI +1 AS RT) DL | 1476.4
6FX5002-5CN27-1AD0 | POWER CABLE PREASSEMBLED | 213.52
6FX5002-5CN36-1AF4 | POWER CABLE PREASSEMBLED | 286.63
6FX5002-5CN36-1AH5 | POWER CABLE PREASSEMBLED | 297.12
6FX7002-5EX26-1AG5 | POWER CABLE, PREASSEMBLED | 508.37
6FX8002-5CS16-1BE5 | POWER CABLE PREASSEMBLED | 398.43
6FX8002-5DN06-1AE5 | POWER CABLE PREASSEMBLED | 294.93
6FX8002-5DN16-1BD0 | POWER CABLE PREASSEMBLED | 435.28
6FX8002-5DN16-1CC0 | POWER CABLE PREASSEMBLED | 578.89
6GK5332-0GA01-2AC2 | SCALANCE XCM332 | 5218.2
6GK5763-1AL00-3AA0 | SCALANCE WUM763-1 | 1009.7
6GK5763-1AL00-3DA0 | SCALANCE WUM763-1 | 1080.41
6GK5763-1AL00-7DA0 | SCALANCE WAM763-1 | 1421.59
5SY4216-6-ZW08 | CIRCUIT BREAKER 10KA 2POL B16 | 68.55
5TT5810-0 | Insta cont. 2NO 230 V AC 25A | 18.31
5TT5860-0 | Insta cont. 2NO 230 V AC 32A | 31.23
5UB1551-0KE | I-sys,Profibox,screwl. Schuko,claws,ew | 381.65
6AG1193-6AG20-2AA0 | SIPLUS ET 200SP BA LC/RJ45 | 791.76
6AG4114-3DQ03-0JA2 | SIMATIC IPC847E (Rack PC) | 8521.67
6AV7882-0DB30-6DA0 | SIMATIC IPC277E, 15" Touch | 5393.46
6AV7882-0DB30-8EA0 | SIMATIC IPC277E, 15" Touch | 4182.93
6AV7882-0DB50-1LA0 | SIMATIC IPC277E, 15" Touch | 4114.02
6AV7886-0DB21-2AB0 | SIMATIC IPC277G, 15" Multitouch | 4123
6FX5002-5DN06-1AD1 | POWER CABLE PREASSEMBLED | 239.26
6FX5002-5DN06-1AJ2 | POWER CABLE PREASSEMBLED | 271.75
6FX5002-5DN06-1AJ4 | POWER CABLE PREASSEMBLED | 271.75
6FX5002-5DN36-1AH6 | POWER CABLE PREASSEMBLED | 334.49
6FX5002-8QN21-1AB0 | ONE-CABLE-CONNECTION ASSEMBLY | 224.45
6FX8002-8QE08-1AG0 | ONE-CABLE-CONNECTION EXTENSION | 322.09
6FX8002-8QN04-1BH0 | ONE-CABLE-CONNECTION ASSEMBLY | 391.7
6FX8012-5DN46-1DA0 | POWER CABLE PREASSEMBLED | 867.04
6FX8012-5DQ48-1CA0 | POWER CABLE PREASSEMBLED EXT. | 881
8MF1111-0AA00-0HA8 | SIVACON 2000mm x 1200mm x 600mm | 3601.54
8MF1111-0AA00-0HB0 | SIVACON 2000mm x 900mm x 400mm | 3156.73
8MF1111-0AA00-0HB1 | SIVACON 2000mm x 1000mm x 400mm | 3673.29
8MF1111-0AA00-0HB2 | SIVACON 2200mm x 600mm x 500mm | 2554.09
8MF1111-0AA00-0HC7 | SIVACON 2000mm x 800mm x 400mm | 3185.44
8MF1111-0AA00-0HC8 | SIVACON 2000mm x 1200mm x 800mm | 3472.41
8MF1111-0AA00-0HD0 | SIVACON 2000mm x 800mm x 800mm | 3802.43
8MF1111-0AA00-0HD1 | SIVACON 2200mm x 800mm x 600mm | 4075.06
8MF1111-0AA00-0HE1 | SIVACON 2000mm x 800mm x 600mm | 3902.88
8MF1111-0AA00-0HE2 | SIVACON 2000mm x 800mm x 600mm | 3974.62
8MF1111-0AA00-0HE3 | SIVACON 2000mm x 800mm x 600mm | 3802.43
8MF1111-0AA00-0HE4 | SIVACON 2000mm x 800mm x 600mm | 3902.88
8MF1111-0AA00-0HE5 | SIVACON 2000mm x 800mm x 600mm | 3802.43
8MF1111-0AA00-0HG0 | SIVACON 2200mm x 900mm x 600mm | 2783.67
8MF1111-0AA00-0HG1 | SIVACON 2000mm x 600mm x 800mm | 2754.97
8MF1111-0AA00-0HG2 | SIVACON 2200mm x 900mm x 600mm | 3084.99
8MF1111-0AA00-0HG3 | SIVACON 2200mm x 900mm x 600mm | 2783.67
8MF1111-0AA00-0HH8 | SIVACON 2000mm x 1000mm x 600mm | 3142.39
8MF1111-0AA00-0HJ0 | SIVACON 2000mm x 1000mm x 600mm | 3572.86
8MF1111-0AA00-0HJ1 | SIVACON 2000mm x 1000mm x 600mm | 3988.97
8MF1111-0AA00-0HJ2 | SIVACON 2200mm x 900mm x 500mm | 3171.09
8MF1111-0AA00-0HK7 | SIVACON 2000mm x 600mm x 500mm | 2582.79
8MF1111-0AA00-0HK8 | SIVACON 2000mm x 600mm x 500mm | 2582.79
8MF1111-0AA00-0HL0 | SIVACON 2000mm x 600mm x 500mm | 2582.79
8MF1111-0AA00-0HL1 | SIVACON 2000mm x 600mm x 500mm | 2582.79
8MF1111-0AA00-0HM5 | SIVACON 2000mm x 800mm x 600mm | 4433.78
8MF1111-0AA00-0HM6 | SIVACON 2000mm x 1000mm x 600mm | 2066.23
8MF1111-0AA00-0HM7 | SIVACON 2000mm x 1000mm x 600mm | 2066.23
8MF1111-0AA00-0HM8 | SIVACON 2000mm x 400mm x 400mm | 2439.29
8MF1111-0AA00-0HN0 | SIVACON 2000mm x 400mm x 400mm | 2353.2
8MF1111-0AA00-0HP4 | SIVACON 2000mm x 600mm x 500mm | 2582.79
8MF1111-0AA00-0HP5 | SIVACON 1800mm x 600mm x 500mm | 2568.43
8MF1111-0AA00-0HP6 | SIVACON 2000mm x 800mm x 500mm | 3099.35
8MF1111-0AA00-0HP7 | SIVACON 2000mm x 800mm x 600mm | 2482.34
8MF1111-0AA00-0HR3 | SIVACON 2200mm x 800mm x 600mm | 4849.9
8MF1111-0AA00-0HR4 | SIVACON 2000mm x 1200mm x 500mm | 2998.9
8MF1111-0AA00-0HR5 | SIVACON 2000mm x 1200mm x 500mm | 3486.75
8MF1111-0AA00-0HR6 | SIVACON 2000mm x 1200mm x 500mm | 2998.9
8MF1111-0AA00-0HT1 | SIVACON 2000mm x 1000mm x 600mm | 3615.9
8MF1111-0AA00-0HT2 | SIVACON 2000mm x 1000mm x 600mm | 3615.9
8MF1111-0AA00-0HT3 | SIVACON 2200mm x 900mm x 800mm | 4189.85
8MF1111-0AA00-0HT4 | SIVACON 2200mm x 900mm x 1000mm | 4333.34
8MF1111-0AA00-0HT5 | SIVACON 2200mm x 1200mm x 600mm | 5725.18
8MF1111-0AA00-0HV0 | SIVACON 2200mm x 900mm x 600mm | 4275.94
8MF1111-0AA00-0HV1 | SIVACON 2200mm x 900mm x 400mm | 3429.36
8MF1111-0AA00-0HV2 | SIVACON 2200mm x 900mm x 400mm | 4663.36
8MF1111-0AA00-0HV3 | SIVACON 2000mm x 600mm x 500mm | 2568.43
8MF1111-0AA00-0HW8 | SIVACON 2000mm x 600mm x 400mm | 2195.37
8MF1111-0AA00-0HX0 | SIVACON 2000mm x 800mm x 600mm | 4103.76
8MF1111-0AA00-0HX1 | SIVACON 2200mm x 600mm x 600mm | 3257.18
8MF1111-0AA00-0HX2 | SIVACON 2000mm x 800mm x 500mm | 2683.22
8MF1111-0AA00-0HY7 | SIVACON 2200mm x 1200mm x 800mm | 4146.8
8WH9066-5CA06 | WARNING COVERS 12MM, YELLOW | 0.7
8WH9067-5CA06 | WARNING COVERS 16MM, YELLOW | 2.35
A5E03082912 | MAG 8000 DN150 Grounding ring kit | 336.63
A5E39669934042 | 2 x 30 m (100 ft) std. cable | 954.61
A5E39669934043 | 2 x 60 m (200 ft) std. Cable | 1073.13
A5E50846040001 | Optical Encoder, 500 ppr | 4971.86
A5E50846040002 | Optical Encoder, 1000 ppr | 4971.86
A5E50846040003 | Optical Encoder, 2500 ppr | 5099.57
1FG1505-3QG33-2AR1-ZD14K06Q92 | SIMOTICS S-1FG1 SERVO GEARED MOTOR | 5119.29
1FG1601-5QE32-2HF1-ZD22K12 | SIMOTICS S-1FG1 SERVO GEARED MOTOR | 3064.05
1FK2103-2AG00-2SA0-ZC21M00R10 | Synchronous motor 1FK2-HD 0,64 Nm | 1727.14
1FK2103-2AH00-0MA0 | SYNCHRONOUS MOTOR 1FK2 HD 0,64 NM | 1005.43
1FK2103-2AH01-0SA0 | SYNCHRONOUS MOTOR 1FK2 HD 0,64 NM | 807.34
1FK2103-2AH01-0SB0 | SYNCHRONOUS MOTOR 1FK2 HD 0,64 NM | 807.34
1FK2103-2AH01-1MA0 | SYNCHRONOUS MOTOR 1FK2 HD 0,64 NM | 1082.17
1FK2103-2AH01-1MB0 | SYNCHRONOUS MOTOR 1FK2 HD 0,64 NM | 1082.17
1FK2103-2AH10-2SB0 | SYNCHRONOUS MOTOR 1FK2 HD 0,64 NM | 950.88
1FK2103-2AH11-0MA0 | SYNCHRONOUS MOTOR 1FK2 HD 0,64 NM | 1302.47
1FK2103-2AH11-0MB0 | SYNCHRONOUS MOTOR 1FK2 HD 0,64 NM | 1302.47
1FK2103-2AH11-0SA0 | SYNCHRONOUS MOTOR 1FK2 HD 0,64 NM | 1027.62
1FK2103-4AH00-1SB0 | SYNCHRONOUS MOTOR 1FK2 HD 1,27 NM | 840.16
1FK2103-4AH00-2MA0 | SYNCHRONOUS MOTOR 1FK2 HD 1,27 NM | 1115.01
1FK2103-4AH00-2MB0 | SYNCHRONOUS MOTOR 1FK2 HD 1,27 NM | 1115.01
1FK2103-4AH00-2SA0 | SYNCHRONOUS MOTOR 1FK2 HD 1,27 NM | 840.16
1FK2103-4AH00-2SB0 | SYNCHRONOUS MOTOR 1FK2 HD 1,27 NM | 840.16
1FK2103-4AH10-1MA0 | SYNCHRONOUS MOTOR 1FK2 HD 1,27 NM | 1335.31
1FK2103-4AH10-1MB0 | SYNCHRONOUS MOTOR 1FK2 HD 1,27 NM | 1335.31
1FK2103-4AH10-1SA0 | SYNCHRONOUS MOTOR 1FK2 HD 1,27 NM | 1060.46
1FK2103-4AH10-1SB0 | SYNCHRONOUS MOTOR 1FK2 HD 1,27 NM | 1060.46
1FK2104-5AF00-2SA0-ZA31M01R10 | Synchronous motor 1FK2-HD 2.4 NM | 1647.5
1FT7108-5AF71-1DH0-ZX09 | SYNCHRONOUS MOTOR 1FT7 | 10888.68
1FT7108-5AF71-1FA1-ZN05 | SYNCHRONOUS MOTOR 1FT7 | 11153.45
1FT7108-5SF71-4CG4 | SYNCHRONOUS MOTOR 1FT7 | 11500.99
1FT7117-7SF71-1LH0-ZL06Q44 | SYNCHRONMOTOR 1FT7 M0 = 105 NM | 20106.77
1PH8133-3DD02-2AD1-ZU65 | COMPACT ASYNCHRONOUS MOTOR 1PH813 | 11350.22
1PH8135-1HG22-2BA2-ZK24 | COMPACT ASYNCHRONOUS MOTOR 1PH813 | 7314.01
1PH8135-1HG22-2BA2-ZK24V90 | COMPACT ASYNCHRONOUS MOTOR 1PH813 | 7417.39
1PH8135-2FF02-2CH1 | COMPACT SYNCHRONOUS MOTOR 1PH813 | 15258.97
1PH8137-1MF10-2GA2 | COMPACT ASYNCHRONOUS MOTOR 1PH813 | 6114.76
1PH8137-3DD02-2AD1-ZU65 | COMPACT ASYNCHRONOUS MOTOR 1PH813 | 12161.83
1PH8137-3FG13-0AA1-ZK10U67 | COMPACT ASYNCHRONOUS MOTOR 1PH813 | 13797.81
1PH8138-1DF22-2GD1 | COMPACT ASYNCHRONOUS MOTOR 1PH813 | 9221.72
1PH3133-1DG02-0LA0-ZP81 | SIMOTICS M 1PH3 motor; 3AC 380V | 6364.78
1PH3133-1DG02-2KA0-ZP81 | SIMOTICS M 1PH3 motor; 3AC 380V | 6480.32
1PH3133-1DG02-2LA0-ZP81 | SIMOTICS M 1PH3 motor; 3AC 380V | 6364.78
1PH3133-1DG04-0KA0-ZP81 | SIMOTICS M 1PH3 motor; 3AC 380V | 6229.03
1PH3135-1DD04-0LA0-ZP81 | SIMOTICS M 1PH3 motor; 3AC 380V | 6025.38
1PH3135-1DD04-2KA0-ZP81 | SIMOTICS M 1PH3 motor; 3AC 380V | 6136.46
1PH3135-1DD04-2LA0-ZP81 | SIMOTICS M 1PH3 motor; 3AC 380V | 6025.38
1PH3136-1DD00-0GA0-ZP81 | SIMOTICS M 1PH3 motor; 3AC 380V | 6166.37
1PH3136-1DD00-2GA0-ZP81 | SIMOTICS M 1PH3 motor; 3AC 380V | 6166.37
1PH8105-3HF13-2AA2-ZU60 | COMPACT ASYNCHRONOUS MOTOR 1PH810 | 8125.15
1PH8107-1DB02-1DA1 | COMPACT ASYNCHRONOUS MOTOR 1PH810 | 6653.94
1PH8107-1DF02-2BA1-ZA12 | COMPACT ASYNCHRONOUS MOTOR 1PH810 | 6597.31
1PH8107-1FD02-2LC1 | COMPACT ASYNCHRONOUS MOTOR 1PH810 | 8007.48
1PH8186-1DF00-2BA1-ZA12 | COMPACT ASYNCHRONOUS MOTOR | 16486.25
1PH8186-1DF10-2EA1 | COMPACT ASYNCHRONOUS MOTOR | 16200.86
1PH8186-1DF30-2BA1-ZK09K85 | COMPACT ASYNCHRONOUS MOTOR | 21365.43
1PH8186-1DF30-2BA1-ZK10K85 | COMPACT ASYNCHRONOUS MOTOR | 21365.43
1PH8186-1JL00-2EB2-ZL76 | COMPACT ASYNCHRONOUS MOTOR | 15777.27
1PH8186-1MD00-0EA2-ZK24L76 | COMPACT ASYNCHRONOUS MOTOR | 15919.98
1PH8186-1MD03-0LC2-ZL76 | COMPACT ASYNCHRONOUS MOTOR | 24052.98
1PH8186-1MD10-0FD2-ZL76 | COMPACT ASYNCHRONOUS MOTOR | 15569.74
1PH8224-1HF00-2EA2-ZL76 | COMPACT ASYNCHRONOUS MOTOR | 19513.71
1PH8224-1HF43-2BA2-ZG14 | COMPACT ASYNCHRONOUS MOTOR | 26899.52
1PH8224-1JF00-2BD2-ZL76 | COMPACT ASYNCHRONOUS MOTOR | 19980.66
1PH8224-1JF03-2BC2-ZX01 | COMPACT ASYNCHRONOUS MOTOR | 21766.24
3RK1315-6KS41-2AA3-ZU01 | MOTOR STARTER M200D AS-I BASIC | 1249.78
3RK1315-6KS41-3AA0-ZU01 | MOTOR STARTER M200D AS-I BASIC | 1232.56
3RK1315-6KS41-3AA3-ZU01 | MOTOR STARTER M200D AS-I BASIC | 1384.66
3RK1315-6LS41-3AA3-ZU01 | MOTOR STARTER M200D AS-I BASIC | 1449.22
3VA1112-5EE42-0DC0 | MCCB_IEC_FS160_125A_4P_55KA_TM_ ATFM | 842.57
5TG2908-2X | D-ISYS COVER.F.COMM.DEV.22.5 YELLOW | 14.59
1FK2203-2AK10-0MA0 | SYNCHRONOUS MOTOR 1FK2 CT 0,64 NM | 1225.73
1FK2203-2AK10-0MB0 | SYNCHRONOUS MOTOR 1FK2 CT 0,64 NM | 1225.73
1FK2203-2AK10-0SA0 | SYNCHRONOUS MOTOR 1FK2 CT 0,64 NM | 950.88
1FK2203-2AK10-0SB0 | SYNCHRONOUS MOTOR 1FK2 CT 0,64 NM | 950.88
1FK2203-2AK11-1MA0 | SYNCHRONOUS MOTOR 1FK2 CT 0,64 NM | 1302.47
1FK2203-2AK11-1MB0 | SYNCHRONOUS MOTOR 1FK2 CT 0,64 NM | 1302.47
1FK2203-2AK11-1SA0 | SYNCHRONOUS MOTOR 1FK2 CT 0,64 NM | 1027.62
1FK2203-2AK11-1SB0 | SYNCHRONOUS MOTOR 1FK2 CT 0,64 NM | 1027.62
1FK2203-4AK01-0MB0 | SYNCHRONOUS MOTOR 1FK2 CT 1,27 NM | 1191.75
1FK2203-4AK01-0SA0 | SYNCHRONOUS MOTOR 1FK2 CT 1,27 NM | 916.9
1FK2203-4AK01-0SB0 | SYNCHRONOUS MOTOR 1FK2 CT 1,27 NM | 916.9
1FK2203-4AK01-1MA0 | SYNCHRONOUS MOTOR 1FK2 CT 1,27 NM | 1191.75
1FK2203-4AK10-2SA0 | SYNCHRONOUS MOTOR 1FK2 CT 1,27 NM | 1060.46
1FK2203-4AK10-2SB0 | SYNCHRONOUS MOTOR 1FK2 CT 1,27 NM | 1060.46
1FK2203-4AK11-0MA0 | SYNCHRONOUS MOTOR 1FK2 CT 1,27 NM | 1412.05
1FK2203-4AK11-0MB0 | SYNCHRONOUS MOTOR 1FK2 CT 1,27 NM | 1412.05
1FT7082-5AF70-1CA0-ZX01 | SYNCHRONOUS MOTOR 1FT7 | 5284.39
1FT7082-5AF71-1DD2-ZN05 | SYNCHRONOUS MOTOR 1FT7 | 5221.31
1PH3101-1DF00-2LA0-ZP81 | SIMOTICS M 1PH3 motor; 3AC 380V | 5405.76
1PH3101-1DF02-0KA0-ZP81 | SIMOTICS M 1PH3 motor; 3AC 380V | 5521.99
1PH3101-1DF02-0LA0-ZP81 | SIMOTICS M 1PH3 motor; 3AC 380V | 5405.76
1PH3101-1DF02-2KA0-ZP81 | SIMOTICS M 1PH3 motor; 3AC 380V | 5521.99
1PH3103-1DD00-0GA0-ZP81 | SIMOTICS M 1PH3 motor; 3AC 380V | 5149.61
1PH3103-1DD00-2GA0-ZP81 | SIMOTICS M 1PH3 motor; 3AC 380V | 5149.61
1PH3103-1DD02-0GA0-ZP81 | SIMOTICS M 1PH3 motor; 3AC 380V | 5149.61
1PH3103-1DD02-2GA0-ZP81 | SIMOTICS M 1PH3 motor; 3AC 380V | 5149.61
1PH3105-1AG00-0KA0-ZP81 | SIMOTICS M 1PH3 motor; 3AC 380V | 4905.6
1PH3105-1AG00-0LA0-ZP81 | SIMOTICS M 1PH3 motor; 3AC 380V | 4789.42
1PH3105-1AG00-2KA0-ZP81 | SIMOTICS M 1PH3 motor; 3AC 380V | 4905.6
1PH3105-1AG00-2LA0-ZP81 | SIMOTICS M 1PH3 motor; 3AC 380V | 4789.42
1PH3105-1AG02-0KA0-ZP81 | SIMOTICS M 1PH3 motor; 3AC 380V | 4905.6
1PH3105-1DG02-0LA0-ZP81 | SIMOTICS M 1PH3 motor; 3AC 380V | 5779.44
1PH3105-1DG02-2KA0-ZP81 | SIMOTICS M 1PH3 motor; 3AC 380V | 5894.38
1PH3105-1DG02-2LA0-ZP81 | SIMOTICS M 1PH3 motor; 3AC 380V | 5779.44
1PH3107-1AG00-0KA0-ZP81 | SIMOTICS M 1PH3 motor; 3AC 380V | 4759.63
1PH3107-1DG02-2KA0-ZP81 | SIMOTICS M 1PH3 motor; 3AC 380V | 5997.11
1PH3107-1DG02-2LA0-ZP81 | SIMOTICS M 1PH3 motor; 3AC 380V | 5881.52
1PH3131-1DE00-0GA0-ZP81 | SIMOTICS M 1PH3 motor; 3AC 380V | 5704.11
3WL1232-3EB31-4GG7 | FIXED-MOUNTED CIRCUIT BREAKER | 24551.69
3WL1232-3EB32-1AJ4 | FIXED-MOUNTED CIRCUIT BREAKER | 21487.03
3WL1340-4FG36-1AA4 | WITHDRAWABLE CIRCUIT BREAKER | 41898.79
3WL1340-4FG36-4GA2 | WITHDRAWABLE CIRCUIT BREAKER | 43863.33
3WL1340-4FG36-4GP2 | WITHDRAWABLE CIRCUIT BREAKER | 44332.4
3WL1340-4FG36-4GS7 | WITHDRAWABLE CIRCUIT BREAKER | 45252.93
3WL1340-4FG45-4GA2 | WITHDRAWABLE CIRCUIT BREAKER | 53164.72
3WL1340-4FG46-1AT2 | WITHDRAWABLE CIRCUIT BREAKER | 58863.43
3WL1340-4NB33-1AA2 | FIXED-MOUNTED CIRCUIT BREAKER | 35168.91
3WL1340-4NB35-1AA2 | WITHDRAWABLE CIRCUIT BREAKER | 37253.71
3WL1340-4NB37-1AA2 | WITHDRAWABLE CIRCUIT BREAKER | 44550.51
3WL1340-4NB42-1AA2 | FIXED-MOUNTED CIRCUIT BREAKER | 40862.02
3WL1340-4NG31-1AA2 | FIXED-MOUNTED CIRCUIT BREAKER | 36379.7
3WL1340-4NG36-1AA2 | WITHDRAWABLE CIRCUIT BREAKER | 43836.86
3WL1340-4NG36-4GT4 | WITHDRAWABLE CIRCUIT BREAKER | 47658.46
3WL1340-4NG46-1BN2 | WITHDRAWABLE CIRCUIT BREAKER | 60809.51
3WL1340-4NG47-4FA2 | WITHDRAWABLE CIRCUIT BREAKER | 64687.23
3WL1340-5CB31-1AA2 | FIXED-MOUNTED CIRCUIT BREAKER | 39683.3
3WL1340-5CB32-4GS4 | FIXED-MOUNTED CIRCUIT BREAKER | 41556.41
3WL1340-5CB36-4AN2 | WITHDRAWABLE CIRCUIT BREAKER | 50575.56
3WL1350-4AA31-1AA4 | FIXED-MOUNT NON-AUT. CIRCUIT-B. | 49756.88
3WL1350-4AA32-1AA2 | FIXED-MOUNT NON-AUT. CIRCUIT-B. | 47308.85
3WL1350-4AA36-1GA2 | WITHDRAW. NON-AUT. CIRCUIT-B. | 57366.38
3WL1350-4AA36-4GA4 | WITHDRAW. NON-AUT. CIRCUIT-B. | 59702.16
3WL1350-4AA37-1AA2 | WITHDRAW. NON-AUT. CIRCUIT-B. | 58935.6
3WL1350-4AA41-1AA2 | FIXED-MOUNT NON-AUT. CIRCUIT-B. | 61982.61
3WL1350-4AA42-1AA2 | FIXED-MOUNT NON-AUT. CIRCUIT-B. | 59336.52
3WL1350-4AA42-4GG2 | FIXED-MOUNT NON-AUT. CIRCUIT-B. | 62019.5
3WL1350-4AA45-2FM2 | WITHDRAW. NON-AUT. CIRCUIT-B. | 63754.69
3WL1350-4AA46-1GA2 | WITHDRAW. NON-AUT. CIRCUIT-B. | 72761.82
3WL1350-4AA46-4AN2 | WITHDRAW. NON-AUT. CIRCUIT-B. | 74799.3
3WL1350-4CB31-4AN2 | FIXED-MOUNTED CIRCUIT BREAKER | 53863.13
3WL1350-4CB32-1AA4 | FIXED-MOUNTED CIRCUIT BREAKER | 49748.86
3WL1350-4CB32-4AA2 | FIXED-MOUNTED CIRCUIT BREAKER | 51358.17
3WL1350-4CB32-4AP4 | FIXED-MOUNTED CIRCUIT BREAKER | 52190.48
3WL1350-4CB32-4GP4 | FIXED-MOUNTED CIRCUIT BREAKER | 52545.7
3WL1350-4CB32-6BA2 | FIXED-MOUNTED CIRCUIT BREAKER | 51713.39
3WL1350-4CB35-4GN2 | WITHDRAWABLE CIRCUIT BREAKER | 54539.08
3WL1350-4CB35-5FA4 | WITHDRAWABLE CIRCUIT BREAKER | 54482.15
3WL1350-4CB36-1FA2 | WITHDRAWABLE CIRCUIT BREAKER | 59443.16
3WL1350-4CB36-4AA2 | WITHDRAWABLE CIRCUIT BREAKER | 61060.48
3WL1350-4CB36-4GN4 | WITHDRAWABLE CIRCUIT BREAKER | 62199.1
3WL1350-4CB36-4GP4 | WITHDRAWABLE CIRCUIT BREAKER | 62248.02
3WL1350-4CB37-5GA4 | WITHDRAWABLE CIRCUIT BREAKER | 63703.37
3WL1350-4CB41-1GA2 | FIXED-MOUNTED CIRCUIT BREAKER | 64414.61
3WL1350-4CB42-4GA2 | FIXED-MOUNTED CIRCUIT BREAKER | 63741.06
3WL1350-4CB45-1AA2 | WITHDRAWABLE CIRCUIT BREAKER | 64700.86
3WL1350-4CB46-1BA4 | WITHDRAWABLE CIRCUIT BREAKER | 75201.82
3WL1350-4CB46-1GA4 | WITHDRAWABLE CIRCUIT BREAKER | 75201.82
3WL1350-4DG32-1AA2 | FIXED-MOUNTED CIRCUIT BREAKER | 50379.91
3WL1350-4DG32-1AJ2 | FIXED-MOUNTED CIRCUIT BREAKER | 50800.09
3WL1350-4DG32-4BA4 | FIXED-MOUNTED CIRCUIT BREAKER | 53070.91
3WL1350-4DG32-4GA4 | FIXED-MOUNTED CIRCUIT BREAKER | 53070.91
3WL1350-4DG35-4GA2 | WITHDRAWABLE CIRCUIT BREAKER | 55113.21
3WL1350-4DG36-1AA4 | WITHDRAWABLE CIRCUIT BREAKER | 60445.47
3WL1350-4DG36-4GN2 | WITHDRAWABLE CIRCUIT BREAKER | 62830.16
3WL1350-4DG36-4GP2 | WITHDRAWABLE CIRCUIT BREAKER | 62879.07
1FK2203-2AK00-1MA0 | SYNCHRONOUS MOTOR 1FK2 CT 0,64 NM | 1005.43
1FK2203-2AK00-1SA0 | SYNCHRONOUS MOTOR 1FK2 CT 0,64 NM | 730.58
1FK2203-2AK00-2SB0 | SYNCHRONOUS MOTOR 1FK2 CT 0,64 NM | 730.58
1FK2203-2AK01-0MB0 | SYNCHRONOUS MOTOR 1FK2 CT 0,64 NM | 1082.17
6AV7251-3HB07-1DA0 | SIMATIC IPC477E PRO, 22 MTouch | 7357.59
6AV7261-0DJ40-2AC0 | SIMATIC IPC677E, 19" Multitouch | 9624.33
6AV7675-0TA00-0AA1 | Remote Firmware V6 Pro, 5x License | 2139.4
6EP1933-2EC51-8AA0 | SITOP UPS500S/DC/DC24V/15A/5KWS/EX | 726.99
6EP3333-6SC00-0AY0 | LOGO!POWER/1AC/DC24V/4A/EX | 167.67
6EP4133-0GD00-0AY0 | SITOP BAT1600/EX/BATT.MODUL/24V/3.2AH/EX | 250.9
6EP4136-3AC00-0AY0 | SITOP UPS1600/DC/DC24V/20A/EX | 419.79
6EP4438-7EC00-3DX0 | SITOP SEL1400/8X2-10A/EX | 406.32
6ES7648-1AA50-0XS0 | Flexmodule adapter plate COM breakout | 49.45
6ES7661-0AA41-1AG2 | Process Control System IPC647E | 6972.55
6ES7661-0JP42-1CL2 | Process Control System IPC647E | 13175.03
6ES7661-0YC41-8RA2 | Process Control System IPC647E | 10376.42
6ES7661-1FC41-1RE6 | Process Control System IPC847E | 14634.25
6ES7661-1KC42-1RF2 | Process Control System IPC847E | 15456.76
6ES7661-1KD46-1RE2 | Process Control System IPC847E | 16136.94
6ES7823-1HA04-0YB5 | SIMATIC Machine Simulator S V4.0 +Dongle | 7884.73
6ES7823-1HA14-0YB5 | SIMATIC Machine Simulator M V4.0 +Dongle | 16097.98
6FX5022-5CS06-1EF0 | POWER CABLE PREASSEMBLED | 346.84
6FX8002-5CG12-1AJ0 | POWER CABLE PREASSEMBLED | 252.95
6FX8002-5DA05-1CG1 | POWER CABLE, PREASSEMBLED EXT. | 714.25
6FX8002-5DN56-1FF0 | POWER CABLE PREASSEMBLED | 1626.46
6FX8002-5DS06-1BE5 | POWER CABLE PREASSEMBLED | 432.85
6FX8012-5CN27-1BF0 | POWER CABLE PREASSEMBLED | 360.7
6FX8012-5CQ48-1BF0 | POWER CABLE EXTENSION | 685.16
6DL5410-8BX68-0YA0 | PCS 7 ADV. PROCESS GRAPHICS ENGIN. V9.1 | 6316.81
6DL5411-0EA02-0AK0 | SIMATIC PFL Lib V2.0 UG (1HMI/1AS RT) DL | 95.3
6DL5424-0AX01-0AV8 | SIMATIC eaSie SUS Core Package DL | 4265.11
6ES7658-7JX68-0YA5 | PCS 7 TELECONTROL OS ENGINEERING V9.1 | 4905.88
6FX5002-5CN06-1AJ4 | POWER CABLE PREASSEMBLED | 234.46
6FX7002-5EX26-1AK5 | POWER CABLE, PREASSEMBLED | 592.32
6FX7002-5LM72-1AB4 | POWER CABLE PREASSEMBLED | 365.87
6FX8002-5CQ38-1BJ0 | POWER CABLE EXTENSION | 667.12
6FX8002-5CS16-1BD0 | POWER CABLE PREASSEMBLED | 373.74
6FX8002-5DN16-1FF0 | POWER CABLE PREASSEMBLED | 1105.56
6FX8002-5DN16-1HA0 | POWER CABLE PREASSEMBLED | 1344.9
6FX8002-5DN46-1BK0 | POWER CABLE PREASSEMBLED | 654.72
6FX8002-5DX38-1DC0 | POWER CABLE, PREASSEMBLED EXT. | 5331.53
6GK5004-2BF00-1AB2 | SCALANCE XB004-2LD | 624.8
6GK5766-1GE00-3DB0 | SCALANCE WUM766-1 (USA-VARIANTE) | 1421.59
6GK5766-1GE00-7TB0 | SCALANCE WAM766-1 EEC (USA-VARIANTE) | 2133.1
5SY4206-6-ZW08 | CIRCUIT BREAKER 10KA 2POL B6 | 82.59
5SY4210-6-ZW08 | CIRCUIT BREAKER 10KA 2POL B10 | 68.55
5UB1558-0KE | I-sys, Profibox,screwl. Schuko ins,c.ew | 559.17
5UB1852-0MG01 | Style, schuko-socket w. hinged cover dm | 30.06
5UB1855-0MG01 | Style, schuko-socket w. shutter m.gold | 20.52
6AG1141-5BG35-4FA0 | SIPLUS IPC 427E CONTI Win 10 | 7611.87
6AG4114-3RR15-0WY0 | SIMATIC IPC847E (Rack PC) | 11940.48
6AU1400-2QA20-0AA0-ZM00 | SIMOTION D, CF CARD 2 GB for D4X5-2 | 5561.65
6AV7882-0AB30-8CA0 | SIMATIC IPC277E, 7" Touch | 3526.72
6AV7882-0DA30-6EA0 | SIMATIC IPC277E, 15" Touch | 4307.28
6AV7886-0DB31-2AB0 | SIMATIC IPC277G, 15" Multitouch | 4496.04
6BK1800-6KC00-0AA0 | customer-specific IPC647E 110V | 8328.4
6FX5002-5CS06-1BB5 | POWER CABLE PREASSEMBLED | 246.39
6FX5008-1BE04-1FK0 | ONE-CABLE-CONNECTION ASSEMBLY | 647.96
6FX8002-2CC06-1CA0 | SIGNAL CABLE, PREASSEMBLED, | 273.25
6FX8002-5CN46-1AE5 | POWER CABLE PREASSEMBLED | 352.24
6FX8002-5CP41-1BD0 | POWER CABLE, PREASSEMBLED | 731.22
3WL1232-3DG36-1AA2 | WITHDRAWABLE CIRCUIT BREAKER | 26966.05
3WL1232-3DG36-1AN4 | WITHDRAWABLE CIRCUIT BREAKER | 27749.45
3WL1232-3DG36-4AN2 | WITHDRAWABLE CIRCUIT BREAKER | 29358.74
3WL1232-3DG36-4FM4 | WITHDRAWABLE CIRCUIT BREAKER | 30077.21
3WL1232-3DG36-4GA4 | WITHDRAWABLE CIRCUIT BREAKER | 29657.03
3WL1232-3DG36-4GP2 | WITHDRAWABLE CIRCUIT BREAKER | 29762.88
3WL1232-3DG36-4GS4 | WITHDRAWABLE CIRCUIT BREAKER | 30683.4
3WL1232-3DG37-4GG4 | WITHDRAWABLE CIRCUIT BREAKER | 30894.29
3WL1232-3DG41-1AA2 | FIXED-MOUNTED CIRCUIT BREAKER | 29291.39
3WL1232-3DG42-1FA2 | FIXED-MOUNTED CIRCUIT BREAKER | 28042.92
3WL1232-3DG42-1GA4 | FIXED-MOUNTED CIRCUIT BREAKER | 28406.16
3WL1232-3DG43-1AA2 | FIXED-MOUNTED CIRCUIT BREAKER | 29291.39
3WL1232-3DG45-5FA4-ZB32 | WITHDRAWABLE CIRCUIT BREAKER | 32303.12
3WL1232-3DG46-1FA2 | WITHDRAWABLE CIRCUIT BREAKER | 35179.35
3WL1232-3DG46-5FA4 | WITHDRAWABLE CIRCUIT BREAKER | 37515.11
3WL1232-3DG47-4GA2 | WITHDRAWABLE CIRCUIT BREAKER | 38274.46
3WL1232-3EB32-1AA2 | FIXED-MOUNTED CIRCUIT BREAKER | 20703.63
3WL1232-3EB32-1AN2 | FIXED-MOUNTED CIRCUIT BREAKER | 21123.81
3WL1340-4FG36-1AA2 | WITHDRAWABLE CIRCUIT BREAKER | 41535.57
3WL1340-4FG36-1AT2 | WITHDRAWABLE CIRCUIT BREAKER | 42666.17
3WL1340-4FG36-4GP4 | WITHDRAWABLE CIRCUIT BREAKER | 44695.64
3WL1340-4FG36-5FR4 | WITHDRAWABLE CIRCUIT BREAKER | 45252.93
3WL1340-4FG46-1AA2 | WITHDRAWABLE CIRCUIT BREAKER | 57732.83
3WL1340-4FG46-1GA2 | WITHDRAWABLE CIRCUIT BREAKER | 58088.05
3WL1340-4NB32-1AA2 | FIXED-MOUNTED CIRCUIT BREAKER | 33164.3
3WL1340-4NB34-1AA2 | FIXED-MOUNTED CIRCUIT BREAKER | 35168.91
3WL1340-4NB38-1AA2 | WITHDRAWABLE CIRCUIT BREAKER | 42626.07
3WL1340-4NB46-1AA2 | WITHDRAWABLE CIRCUIT BREAKER | 58823.34
3WL1340-4NG36-4GN4 | WITHDRAWABLE CIRCUIT BREAKER | 46948.02
3WL1340-4NG36-5FA4 | WITHDRAWABLE CIRCUIT BREAKER | 46527.85
3WL1340-4NG46-1AA2 | WITHDRAWABLE CIRCUIT BREAKER | 60034.13
3WL1340-4NG46-5FA8 | WITHDRAWABLE CIRCUIT BREAKER | 62725.13
3WL1340-5CB32-1AA2-ZB20 | FIXED-MOUNTED CIRCUIT BREAKER | 37839.05
3WL1340-5CB36-1AA2 | WITHDRAWABLE CIRCUIT BREAKER | 48182.86
3WL1350-4AA31-3GN2 | FIXED-MOUNT NON-AUT. CIRCUIT-B. | 50524.25
3WL1350-4AA32-1AA4 | FIXED-MOUNT NON-AUT. CIRCUIT-B. | 47672.09
3WL1350-4AA36-1AA2 | WITHDRAW. NON-AUT. CIRCUIT-B. | 57011.18
3WL1350-4AA36-4GA2 | WITHDRAW. NON-AUT. CIRCUIT-B. | 59338.92
3WL1350-4AA37-4GA4 | WITHDRAW. NON-AUT. CIRCUIT-B. | 61626.58
3WL1350-4AA41-4GA2 | FIXED-MOUNT NON-AUT. CIRCUIT-B. | 64310.37
3WL1350-4AA45-1AA2 | WITHDRAW. NON-AUT. CIRCUIT-B. | 62624.09
3WL1350-4AA45-4GA2 | WITHDRAW. NON-AUT. CIRCUIT-B. | 64951.84
3WL1350-4AA46-1FA4 | WITHDRAW. NON-AUT. CIRCUIT-B. | 73125.04
3WL1350-4AA46-4AA2 | WITHDRAW. NON-AUT. CIRCUIT-B. | 74379.14
3WL1350-4CB31-1GA2 | FIXED-MOUNTED CIRCUIT BREAKER | 51825.64
3WL1350-4CB32-1AA2 | FIXED-MOUNTED CIRCUIT BREAKER | 49385.63
3WL1350-4CB32-4AN2 | FIXED-MOUNTED CIRCUIT BREAKER | 51778.33
3WL1350-4CB32-4AS2 | FIXED-MOUNTED CIRCUIT BREAKER | 52384.53
3WL1350-4CB32-4GP2 | FIXED-MOUNTED CIRCUIT BREAKER | 52182.46
3WL1350-4CB32-4GS2 | FIXED-MOUNTED CIRCUIT BREAKER | 52739.75
3WL1350-4CB35-4GA4-ZK07 | WITHDRAWABLE CIRCUIT BREAKER | 54604.83
3WL1350-4CB35-5FA2 | WITHDRAWABLE CIRCUIT BREAKER | 54118.92
3WL1350-4CB36-1GA2 | WITHDRAWABLE CIRCUIT BREAKER | 59443.16
3WL1350-4CB36-4AN2 | WITHDRAWABLE CIRCUIT BREAKER | 61480.66
3WL1350-4CB36-4GN2 | WITHDRAWABLE CIRCUIT BREAKER | 61835.88
3WL1350-4CB36-4GP2 | WITHDRAWABLE CIRCUIT BREAKER | 61884.79
3WL1350-4CB36-5AM2 | WITHDRAWABLE CIRCUIT BREAKER | 61480.66
3WL1350-4CB37-4GN4 | WITHDRAWABLE CIRCUIT BREAKER | 64123.54
3WL1350-4CB41-1AA2 | FIXED-MOUNTED CIRCUIT BREAKER | 64059.39
3WL1350-4CB42-4GA4 | FIXED-MOUNTED CIRCUIT BREAKER | 64104.29
3WL1350-4CB45-1AN2 | WITHDRAWABLE CIRCUIT BREAKER | 65121.03
3WL1350-4CB46-1AN2 | WITHDRAWABLE CIRCUIT BREAKER | 74903.54
3WL1350-4CB46-1GA2 | WITHDRAWABLE CIRCUIT BREAKER | 74838.6
3WL1350-4CB46-3GA2 | WITHDRAWABLE CIRCUIT BREAKER | 75193.8
3WL1350-4DG31-1AA2 | FIXED-MOUNTED CIRCUIT BREAKER | 52464.72
3WL1350-4DG32-1AA2-ZS55 | FIXED-MOUNTED CIRCUIT BREAKER | 51342.12
3WL1350-4DG32-4GA2 | FIXED-MOUNTED CIRCUIT BREAKER | 52707.67
3WL1350-4DG32-4GN2 | FIXED-MOUNTED CIRCUIT BREAKER | 53127.83
3WL1350-4DG35-1AA2 | WITHDRAWABLE CIRCUIT BREAKER | 52785.45
3WL1350-4DG36-1AA2 | WITHDRAWABLE CIRCUIT BREAKER | 60082.24
3WL1350-4DG36-1DP4 | WITHDRAWABLE CIRCUIT BREAKER | 61294.62
3WL1350-4DG36-4GA4 | WITHDRAWABLE CIRCUIT BREAKER | 62773.23
3WL1350-4DG36-4GN4 | WITHDRAWABLE CIRCUIT BREAKER | 63193.4
1FK2203-2AK00-0SB0 | SYNCHRONOUS MOTOR 1FK2 CT 0,64 NM | 730.58
1FK2203-2AK00-1MB0 | SYNCHRONOUS MOTOR 1FK2 CT 0,64 NM | 1005.43
1FK2203-2AK01-0MA0 | SYNCHRONOUS MOTOR 1FK2 CT 0,64 NM | 1082.17
1FK2203-2AK01-0SA0 | SYNCHRONOUS MOTOR 1FK2 CT 0,64 NM | 807.34
1FK2203-2AK01-1SB0 | SYNCHRONOUS MOTOR 1FK2 CT 0,64 NM | 807.34
6AV7261-0CC10-2AB2 | SIMATIC IPC677E, 19" Multitouch | 6824.22
6AV7675-0TA00-0AA0 | Remote Firmware V6 Pro, Single License | 428.47
6AV7675-0TA00-0AA2 | Remote Firmware V6 Pro, 10x License | 4278.81
6AV7675-0TA00-0AB3 | add. ThinClient in RDM, 25x License | 23313.24
6EP1935-5PG01-8AA0 | SITOP UPS501S/5KWS/EXPANSIONMODULE/EX | 488.33
6EP3437-8MB10-2CY0 | SITOP PSU8600/3AC/DC24V/40A/4X10A EIP | 966.86
6EP4135-0GL00-0AY0 | SITOP BAT1600/BATT.MODUL/24V/12AH/EX | 406.32
6EP4438-7FC00-3DX0 | SITOP SEL1200/8X2-10A/EX | 279.05
6ES7648-1AA50-0XT0 | Flexmodule adapter plate closed | 49.45
6ES7652-8GX68-0YE0 | PCS 7 TELECONTROL UPGRADE V9.0 -> V9.1 | 2762.12
6ES7661-0FA41-8RE4 | Process Control System IPC647E | 13796.77
6ES7661-0KC41-1RC4 | Process Control System IPC647E | 12425.94
6ES7661-0PT63-1SF6 | Process Control System IPC647E | 22713.96
6ES7661-1ES42-1CE6 | Process Control System IPC847E | 14746.63
6ES7661-1KD46-1RA2 | Process Control System IPC847E | 11977.98
6ES7661-1KS46-1RE2 | Process Control System IPC847E | 16680.78
6ES7823-1HA04-0YA5 | SIMATIC Machine Simulator S V4.0 | 7802.59
6ES7823-1HA14-0YA5 | SIMATIC Machine Simulator M V4.0 | 16015.85
6FX8002-2CC80-1CC0 | SIGNAL CABLE, PREASSEMBLED | 418.52
6FX8002-5CN05-1DC0 | POWER CABLE PREASSEMBLED EXT. | 659.58
6FX8002-5DN56-1AJ0 | POWER CABLE PREASSEMBLED | 487.35
6FX8002-5DN56-1FH0 | POWER CABLE PREASSEMBLED | 1674.95
6FX8002-5DQ58-1CF0 | POWER CABLE PREASSEMBLED EXT. | 1168.83
6FX8012-2CQ80-1CF0 | SIGNAL CABLE, PREASSEMBLED, | 428.72
6DL5410-5BX68-0YE0 | PCS 7 ADV. PROC. GRAPH. UG V9.0 -> V9.1 | 1804.1
6DL5410-8BX68-0YE0 | PCS 7 ADV. PROC. GRAPH. UG V8.X -> V9.1 | 3007.21
6ES7658-7KX68-0YA0 | PCS 7 TELECONTROL OS RUNTIME V9.1 | 6137.66
6FX7002-5LM02-1BF0 | POWER CABLE PREASSEMBLED | 946.94
6FX8002-2SL02-1BA0 | SIGNAL CABLE, PREASSEMBLED | 355.87
6FX8002-5CS06-1CK0 | POWER CABLE PREASSEMBLED | 519.17
6FX8002-5CS16-1BE0 | POWER CABLE PREASSEMBLED | 386.09
6FX8002-5DN16-1DF0 | POWER CABLE PREASSEMBLED | 786.4
6FX8002-5DN16-1GF0 | POWER CABLE PREASSEMBLED | 1265.15
6FX8002-5DS46-1CA0 | POWER CABLE PREASSEMBLED | 674.04
6FX8002-5ME05-1AH5 | POWER CABLE EXTENSION | 378.09
6GK5766-1GE00-7DB0 | SCALANCE WAM766-1 (USA-VARIANTE) | 1705.91
6GK5853-2EA00-2DA1 | SCALANCE MUM853-1 (EU) | 1331.45
5SY4202-7-ZW08 | CIRCUIT BREAKER 10KA 2POL C2 | 109.85
5SY4206-7-ZW08 | CIRCUIT BREAKER 10KA 2POL C6 | 109.85
5UB1842-0MG01 | Style,schuko,w.hinged cover a.shutter dm | 32.77
5UB1853-0MG01 | Style, schuko-socket malt gold | 16.9
6AG1136-6BA01-2CA0 | SIPLUS ET 200SP F-DI 4/8x24VDC HF | 802.54
6AG1141-5BG45-4CB1 | SIPLUS IPC427E CONTI Bundle Win 10 | 11711.92
6AG4114-3DQ11-0CX1 | SIMATIC IPC847E (Rack PC) | 5415.94
6AU1400-2QA20-0AA0-ZF10M44 | SIMOTION D, CF CARD 2 GB for D4X5-2 | 9496.6
6AV7882-0BB50-8CA0-ZA01K02 | SIMATIC IPC 277E 9T Kasto design | 3654.07
6AV7886-0EE31-2AB0 | SIMATIC IPC277G, 19" Multitouch | 4908.05
6BK1800-6KC00-0AA1 | customer-specific IPC647E 110V | 8900.71
6FX5008-1BA51-1BG0 | POWER CABLE, SOLD BY THE METER | 438.81
6FX5008-1BE08-1FK0 | ONE-CABLE-CONNECTION ASSEMBLY | 765.66
6FX8002-5CN46-1AF5 | POWER CABLE PREASSEMBLED | 368.04
6FX8002-8QE04-1AG0 | ONE-CABLE-CONNECTION EXTENSION | 246.97
6FX8022-5CN36-1CF0 | POWER CABLE PREASSEMBLED | 549.25
7ML1830-1AM | EASY AIMER II, ALUMINIUM, | 128.41
8MF1111-0AA00-0HA4 | SIVACON 2200mm x 800mm x 600mm | 3371.98
8MF1111-0AA00-0HA6 | SIVACON 2000mm x 600mm x 600mm | 2396.25
8MF1111-0AA00-0HB4 | SIVACON 1800mm x 1200mm x 600mm | 3300.23
8MF1111-0AA00-0HB6 | SIVACON 1800mm x 1200mm x 600mm | 3328.93
8MF1111-0AA00-0HC2 | SIVACON 1800mm x 1200mm x 600mm | 3013.26
8MF1111-0AA00-0HC4 | SIVACON 2000mm x 800mm x 400mm | 3084.99
8MF1111-0AA00-0HC6 | SIVACON 2000mm x 800mm x 400mm | 3099.35
8MF1111-0AA00-0HD2 | SIVACON 2000mm x 600mm x 500mm | 2582.79
7MF7906-3AC | 7MF7906-3AC: Transient Protector, M20 | 503.9
1FT7086-5WH71-1BA2-ZN16 | SYNCHRONOUS MOTOR 1FT7 | 7642.52
6GF3400-1SL03 | Pat-GeniusOSD; form recog. for MV500 | 1394.7
8MF1111-0AA00-0HD6 | SIVACON 2200mm x 900mm x 600mm | 1779.26
8MF1111-0AA00-0HD8 | SIVACON 2200mm x 900mm x 600mm | 1779.26
8MF1111-0AA00-0HE6 | SIVACON 2000mm x 1200mm x 600mm | 4706.41
8MF1111-0AA00-0HE8 | SIVACON 2000mm x 600mm x 500mm | 2582.79
8MF1111-0AA00-0HF6 | SIVACON 2200mm x 900mm x 600mm | 3084.99
8MF1111-0AA00-0HF8 | SIVACON 2200mm x 900mm x 600mm | 3084.99
8MF1111-0AA00-0HG4 | SIVACON 2200mm x 900mm x 600mm | 3084.99
8MF1111-0AA00-0HG6 | SIVACON 2200mm x 900mm x 600mm | 2783.67
8MF1111-0AA00-0HG8 | SIVACON 2000mm x 800mm x 600mm | 2855.42
8MF1111-0AA00-0HH4 | SIVACON 2000mm x 1000mm x 600mm | 3572.86
8MF1111-0AA00-0HH6 | SIVACON 2000mm x 1000mm x 600mm | 3099.35
8MF1111-0AA00-0HJ4 | SIVACON 2000mm x 400mm x 400mm | 1807.94
8MF1111-0AA00-0HJ6 | SIVACON 2000mm x 400mm x 400mm | 2008.83
8MF1111-0AA00-0HK2 | SIVACON 2000mm x 400mm x 400mm | 1922.74
8MF1111-0AA00-0HK4 | SIVACON 2000mm x 400mm x 400mm | 1937.09
8MF1111-0AA00-0HK6 | SIVACON 2000mm x 600mm x 500mm | 2582.79
8MF1111-0AA00-0HL2 | SIVACON 2200mm x 900mm x 400mm | 3171.09
8MF1111-0AA00-0HL4 | SIVACON 2200mm x 900mm x 600mm | 4663.36
8MF1111-0AA00-0HM2 | SIVACON 2200mm x 1200mm x 600mm | 3788.08
8MF1111-0AA00-0HM4 | SIVACON 2000mm x 800mm x 800mm | 3917.22
8MF1111-0AA00-0HN2 | SIVACON 2000mm x 600mm x 400mm | 2611.49
8MF1111-0AA00-0HN4 | SIVACON 2000mm x 1200mm x 500mm | 4017.67
8MF1111-0AA00-0HP0 | SIVACON 1800mm x 1200mm x 600mm | 3917.22
8MF1111-0AA00-0HP2 | SIVACON 2000mm x 600mm x 500mm | 2582.79
8MF1111-0AA00-0HQ0 | SIVACON 2200mm x 800mm x 1000mm | 1449.22
8MF1111-0AA00-0HQ2 | SIVACON 2000mm x 800mm x 400mm | 2826.72
8MF1111-0AA00-0HR0 | SIVACON 2200mm x 800mm x 600mm | 5065.13
8MF1111-0AA00-0HR2 | SIVACON 1800mm x 800mm x 400mm | 2927.15
8MF1111-0AA00-0HR7 | SIVACON 2000mm x 800mm x 800mm | 3128.03
8MF1111-0AA00-0HS0 | SIVACON 2000mm x 900mm x 800mm | 3687.65
8MF1111-0AA00-0HS7 | SIVACON 2200mm x 800mm x 1000mm | 3745.04
8MF1111-0AA00-0HT0 | SIVACON 2000mm x 1000mm x 600mm | 3615.9
8MF1111-0AA00-0HT7 | SIVACON 2200mm x 800mm x 600mm | 4778.15
8MF1111-0AA00-0HU0 | SIVACON 2200mm x 800mm x 600mm | 4878.59
8MF1111-0AA00-0HU5 | SIVACON 2200mm x 1200mm x 600mm | 5753.86
8MF1111-0AA00-0HU7 | SIVACON 2200mm x 600mm x 600mm | 2970.21
8MF1111-0AA00-0HV5 | SIVACON 2200mm x 800mm x 600mm | 3501.11
8MF1111-0AA00-0HV7 | SIVACON 2200mm x 800mm x 600mm | 3501.11
8MF1111-0AA00-0HW5 | SIVACON 2000mm x 1000mm x 600mm | 1994.48
8MF1111-0AA00-0HW7 | SIVACON 2000mm x 1000mm x 400mm | 3429.36
8MF1111-0AA00-0HX3 | SIVACON 2000mm x 600mm x 500mm | 2554.09
8MF1111-0AA00-0HX5 | SIVACON 2000mm x 800mm x 600mm | 3285.87
8MF1111-0AA00-0HY3 | SIVACON 1800mm x 600mm x 800mm | 4706.41
8MF1111-0AA00-0HY5 | SIVACON 2000mm x 800mm x 600mm | 3371.98
8WH1000-0AP00 | TT TERMINAL 70SQMM, BEIGE | 24.78
8WH1000-0CP07 | PE TERM. 50 MM2 | 19.97
8WH9060-5CA06 | WARNING COVERS 5,2MM, YELLOW | 0.13
8WH9064-5CA06 | WARNING COVERS 8,2MM, YELLOW | 0.38
A5E39669934044 | 2 x 100 m (320 ft) std. cable | 1640.95
A5E50514198 | KIT,BLUETOOTH MODULE W/GLAND | 88.02
A5E50949498 | Battery pack, spare | 1952.02
1FG1500-1RD23-2AR1-ZD21G99K07 | SIMOTICS S-1FG1 SERVO GEARED MOTOR | 3469.8
1FG1502-7QE33-2FR1-ZD16 | SIMOTICS S-1FG1 SERVO GEARED MOTOR | 3936.05
1FK2103-2AH00-0SA0 | SYNCHRONOUS MOTOR 1FK2 HD 0,64 NM | 730.58
1FK2103-2AH00-1MA0 | SYNCHRONOUS MOTOR 1FK2 HD 0,64 NM | 1005.43
1FK2103-2AH00-2SB0 | SYNCHRONOUS MOTOR 1FK2 HD 0,64 NM | 730.58
1FK2103-2AH01-0MB0 | SYNCHRONOUS MOTOR 1FK2 HD 0,64 NM | 1082.17
1FK2103-2AH01-1SA0 | SYNCHRONOUS MOTOR 1FK2 HD 0,64 NM | 807.34
1FK2103-2AH10-0MA0 | SYNCHRONOUS MOTOR 1FK2 HD 0,64 NM | 1225.73
1FK2103-2AH10-1SB0 | SYNCHRONOUS MOTOR 1FK2 HD 0,64 NM | 950.88
1FK2103-2AH10-2MB0 | SYNCHRONOUS MOTOR 1FK2 HD 0,64 NM | 1225.73
1FK2103-2AH11-1MA0 | SYNCHRONOUS MOTOR 1FK2 HD 0,64 NM | 1302.47
1FK2103-2AH11-1SA0 | SYNCHRONOUS MOTOR 1FK2 HD 0,64 NM | 1027.62
1FK2103-4AH00-0SB0 | SYNCHRONOUS MOTOR 1FK2 HD 1,27 NM | 840.16
1FK2103-4AH00-1MB0 | SYNCHRONOUS MOTOR 1FK2 HD 1,27 NM | 1115.01
1FK2103-4AH01-0MA0 | SYNCHRONOUS MOTOR 1FK2 HD 1,27 NM | 1191.75
1FK2103-4AH01-0SA0 | SYNCHRONOUS MOTOR 1FK2 HD 1,27 NM | 916.9
1FK2103-4AH10-0MB0 | SYNCHRONOUS MOTOR 1FK2 HD 1,27 NM | 1335.31
1FK2103-4AH10-0SB0 | SYNCHRONOUS MOTOR 1FK2 HD 1,27 NM | 1060.46
1FK2103-4AH10-2MA0 | SYNCHRONOUS MOTOR 1FK2 HD 1,27 NM | 1335.31
1FK2103-4AH10-2SA0 | SYNCHRONOUS MOTOR 1FK2 HD 1,27 NM | 1060.46
1FK2103-4AH11-0MA0 | SYNCHRONOUS MOTOR 1FK2 HD 1,27 NM | 1412.05
1FK2103-4AH11-1MB0 | SYNCHRONOUS MOTOR 1FK2 HD 1,27 NM | 1412.05
1FK2103-4AH11-1SB0 | SYNCHRONOUS MOTOR 1FK2 HD 1,27 NM | 1137.21
1FT7042-5AK71-1BG2-ZQ12 | SYNCHRONOUS MOTOR 1FT7 | 3738.31
1FT7066-5AF70-1CG2-ZN16 | SYNCHRONOUS MOTOR 1FT7 | 6244.39
1FT7086-1AF71-1CH1-ZQ13 | SYNCHRONOUS MOTOR 1FT7 | 6479.52
1FT7108-5AC74-1NB0-ZN05 | SYNCHRONOUS MOTOR 1FT7 | 10862
1FT7117-7SF71-4LH0-ZL06Q44 | SYNCHRONMOTOR 1FT7 M0 = 105 NM | 20106.77
1FT7132-5AF71-4BB2 | SYNCHRONOUS MOTOR 1FT7 | 12898.61
1PH8133-1JF10-2GC2-ZG14 | COMPACT ASYNCHRONOUS MOTOR 1PH813 | 5916.87
1PH8133-1MG02-0HA2-ZV90 | COMPACT ASYNCHRONOUS MOTOR 1PH813 | 5914.07
1PH8135-3MF02-2AA2-ZK23U65X53 | COMPACT ASYNCHRONOUS MOTOR 1PH813 | 11602.21
1PH8135-4FF02-2PC1-ZU65 | COMPACT SYNCHRONOUS MOTOR 1PH813 | 19013.96
1PH8137-1DG10-2GA1-ZV90 | COMPACT ASYNCHRONOUS MOTOR 1PH813 | 7028.98
1PH8137-1HG02-0GA2-ZK24L74V90 | COMPACT ASYNCHRONOUS MOTOR 1PH813 | 6879.41
1PH8137-1JF03-2BB2-ZV90 | COMPACT ASYNCHRONOUS MOTOR 1PH813 | 7286.03
1FT2103-4AH00-1MB0 | Synchronous motor 1FT2-HD 1,27 Nm | 1278.03
1FT7082-5AH71-1KG2-ZQ12Q13 | SYNCHRONOUS MOTOR 1FT7 | 5010.19
1FT7105-5SF71-1BG0-ZX09Y84 | SYNCHRONOUS MOTOR 1FT7 | 8221.15
1PH3133-1DG04-0LA0-ZP81 | SIMOTICS M 1PH3 motor; 3AC 380V | 6117.95
1PH3133-1DG04-2LA0-ZP81 | SIMOTICS M 1PH3 motor; 3AC 380V | 6117.95
1PH3135-1DD02-2KA0-ZP81 | SIMOTICS M 1PH3 motor; 3AC 380V | 6384.02
1PH3135-1DD04-0KA0-ZP81 | SIMOTICS M 1PH3 motor; 3AC 380V | 6136.46
1PH3136-1DD02-2GA0-ZP81 | SIMOTICS M 1PH3 motor; 3AC 380V | 6166.37
1PH3136-1DD04-2GA0-ZP81 | SIMOTICS M 1PH3 motor; 3AC 380V | 5927.26
1PH8103-1AF12-2BA2-ZX01 | COMPACT ASYNCHRONOUS MOTOR 1PH810 | 4462.46
1PH8103-1MF12-2GA2 | COMPACT ASYNCHRONOUS MOTOR 1PH810 | 4812.04
1PH8107-1MD12-2GA2 | COMPACT ASYNCHRONOUS MOTOR 1PH810 | 5200.06
1PH8107-3MD12-0AA2-ZU66 | COMPACT ASYNCHRONOUS MOTOR 1PH810 | 9014.35
1PH8186-1AF40-2AA2-ZG14K09X91 | COMPACT ASYNCHRONOUS MOTOR | 20394.5
1PH8186-1DC10-2FA1-ZG14L00P00 | COMPACT ASYNCHRONOUS MOTOR | 17828.33
1PH8186-1DF40-0BA1-ZA12L00 | COMPACT ASYNCHRONOUS MOTOR | 20055.36
1PH8186-1HC40-1BA2-ZK09 | COMPACT ASYNCHRONOUS MOTOR | 20107.27
1PH8186-1JC23-2AC2-ZK40X01 | COMPACT ASYNCHRONOUS MOTOR | 22297.66
1PH8186-1JF10-2BC2-ZG14L00L27 | COMPACT ASYNCHRONOUS MOTOR | 17974.16
1PH8224-1AF43-2AA2-ZG14K09X91 | COMPACT ASYNCHRONOUS MOTOR | 28205.78
1PH8224-1DC10-1BA1-ZK08K10 | COMPACT ASYNCHRONOUS MOTOR | 22103.54
1PH8224-1DF40-2EB1-ZG14L76 | COMPACT ASYNCHRONOUS MOTOR | 26605.53
1PH8224-1FD10-1BA1-ZK40L00 | COMPACT ASYNCHRONOUS MOTOR | 23180.22
1PH8224-1MF10-2FA2-ZK40 | COMPACT ASYNCHRONOUS MOTOR | 20767.5
3RH2140-1BG40-ZW97 | CONT.RELAY,4NO,DC125V | 38.73
3RH2911-1XA31-0MA0-ZW98 | AUX. SWITCH BLOCK, 3NO+1NC | 13.16
3RH2911-1XA40-0MA0-ZW98 | AUX. SWITCH BLOCK, 4NO | 13.16
3RT2628-1BB45-0WA1 | CONTACTOR, AC6B:33KVAR 1NO+2NC 24VDC | 270.94
3SE6415-1AB01 | Actuator for 3SE64, RFID- w.tumbler | 787.24
3SK1121-1CB41-1AA0 | SIRIUS SAFETY RELAY ADV REL 2NO+2NO TV | 522.94
3VA1010-4ED32-0KD0 | MCCB_IEC_FS100_100A_3P_36KA_TM_ FTFM | 420.58
5ST3010-0HG-ZW15 | AUXILARY SWITCH 1NO1NC UL489 | 21.43
5SY4310-7-ZW09 | CIRCUIT BREAKER 10KA 3POL C10 | 125.08
5SY4320-7-ZW09 | CIRCUIT BREAKER 10KA 3POL C20 | 125.08
1FK2203-2AK10-1MA0 | SYNCHRONOUS MOTOR 1FK2 CT 0,64 NM | 1225.73
1FK2203-2AK10-1SA0 | SYNCHRONOUS MOTOR 1FK2 CT 0,64 NM | 950.88
1FK2203-2AK11-0MB0 | SYNCHRONOUS MOTOR 1FK2 CT 0,64 NM | 1302.47
1FK2203-2AK11-0SB0 | SYNCHRONOUS MOTOR 1FK2 CT 0,64 NM | 1027.62
1FK2203-4AK00-0MA0 | SYNCHRONOUS MOTOR 1FK2 CT 1,27 NM | 1115.01
1FK2203-4AK00-0SA0 | SYNCHRONOUS MOTOR 1FK2 CT 1,27 NM | 840.16
1FK2203-4AK00-2MB0 | SYNCHRONOUS MOTOR 1FK2 CT 1,27 NM | 1115.01
1FK2203-4AK00-2SB0 | SYNCHRONOUS MOTOR 1FK2 CT 1,27 NM | 840.16
1FK2203-4AK01-1SA0 | SYNCHRONOUS MOTOR 1FK2 CT 1,27 NM | 916.9
1FK2203-4AK10-0MA0 | SYNCHRONOUS MOTOR 1FK2 CT 1,27 NM | 1335.31
1FK2203-4AK10-1MB0 | SYNCHRONOUS MOTOR 1FK2 CT 1,27 NM | 1335.31
1FK2203-4AK10-1SB0 | SYNCHRONOUS MOTOR 1FK2 CT 1,27 NM | 1060.46
1FK2203-4AK10-2MB0 | SYNCHRONOUS MOTOR 1FK2 CT 1,27 NM | 1335.31
1FK2203-4AK11-0SA0 | SYNCHRONOUS MOTOR 1FK2 CT 1,27 NM | 1137.21
1FK2203-4AK11-1MA0 | SYNCHRONOUS MOTOR 1FK2 CT 1,27 NM | 1412.05
1FT7082-5AH71-1CA1-ZN05 | SYNCHRONOUS MOTOR 1FT7 | 5704.03
1PH3101-1AF00-2KA0-ZP81 | SIMOTICS M 1PH3 motor; 3AC 380V | 4313.02
1PH3101-1AF02-2LA0-ZP81 | SIMOTICS M 1PH3 motor; 3AC 380V | 4423.44
1PH3101-1DF00-0LA0-ZP81 | SIMOTICS M 1PH3 motor; 3AC 380V | 5405.76
1PH3103-1AD00-0GA0-ZP81 | SIMOTICS M 1PH3 motor; 3AC 380V | 4161.49
1PH3103-1AD02-0GA0-ZP81 | SIMOTICS M 1PH3 motor; 3AC 380V | 4161.49
1PH3103-1AF02-0LA0-ZP81 | SIMOTICS M 1PH3 motor; 3AC 380V | 4720.08
1PH3103-1AF02-2LA0-ZP81 | SIMOTICS M 1PH3 motor; 3AC 380V | 4720.08
3WL1232-3CB36-4AA4 | WITHDRAWABLE CIRCUIT BREAKER | 28307.53
3WL1232-3CB36-4AG2 | WITHDRAWABLE CIRCUIT BREAKER | 28299.5
3WL1232-3CB36-4AN2 | WITHDRAWABLE CIRCUIT BREAKER | 28364.46
3WL1232-3CB36-4AN4 | WITHDRAWABLE CIRCUIT BREAKER | 28727.7
3WL1232-3CB36-5AM2 | WITHDRAWABLE CIRCUIT BREAKER | 28364.46
3WL1232-3CB36-5AM4 | WITHDRAWABLE CIRCUIT BREAKER | 28727.7
3WL1232-3CB36-5AN2 | WITHDRAWABLE CIRCUIT BREAKER | 28364.46
3WL1232-3CB36-5FA2 | WITHDRAWABLE CIRCUIT BREAKER | 28299.5
3WL1232-3CB37-4GA2 | WITHDRAWABLE CIRCUIT BREAKER | 29181.54
3WL1232-3CB37-4GS4 | WITHDRAWABLE CIRCUIT BREAKER | 30571.14
3WL1232-3CB37-5FA2 | WITHDRAWABLE CIRCUIT BREAKER | 29181.54
3WL1232-3CB37-5FA4 | WITHDRAWABLE CIRCUIT BREAKER | 29544.78
3WL1232-3CB37-6BJ2 | WITHDRAWABLE CIRCUIT BREAKER | 29601.7
3WL1232-3CB42-1BA2 | FIXED-MOUNTED CIRCUIT BREAKER | 27048.64
3WL1232-3CB42-1FA2 | FIXED-MOUNTED CIRCUIT BREAKER | 27048.64
3WL1232-3CB42-1GA2 | FIXED-MOUNTED CIRCUIT BREAKER | 27048.64
3WL1232-3CB42-1GA4 | FIXED-MOUNTED CIRCUIT BREAKER | 27411.88
3WL1232-3CB44-1GA2 | FIXED-MOUNTED CIRCUIT BREAKER | 28652.33
3WL1232-3CB45-1AA2 | WITHDRAWABLE CIRCUIT BREAKER | 28617.84
3WL1232-3CB45-1BA4 | WITHDRAWABLE CIRCUIT BREAKER | 29336.3
3WL1232-3CB45-1GA2 | WITHDRAWABLE CIRCUIT BREAKER | 28973.06
3WL1232-3CB46-4GN2 | WITHDRAWABLE CIRCUIT BREAKER | 36577.76
3WL1232-3CB46-5AA2 | WITHDRAWABLE CIRCUIT BREAKER | 35802.37
3WL1232-3CB46-5FA2 | WITHDRAWABLE CIRCUIT BREAKER | 36157.59
3WL1232-3CB46-5FA4 | WITHDRAWABLE CIRCUIT BREAKER | 36520.83
3WL1232-3CB46-6BA2 | WITHDRAWABLE CIRCUIT BREAKER | 36157.59
3WL1232-3DG32-1GA4 | FIXED-MOUNTED CIRCUIT BREAKER | 21991.4
3WL1232-3DG32-1GN2 | FIXED-MOUNTED CIRCUIT BREAKER | 22048.34
3WL1232-3DG32-1GS2 | FIXED-MOUNTED CIRCUIT BREAKER | 22654.52
3WL1232-3DG32-4AA2 | FIXED-MOUNTED CIRCUIT BREAKER | 23245.48
3WL1232-3DG35-1AA2 | WITHDRAWABLE CIRCUIT BREAKER | 22796.46
3WL1232-3DG35-1AN2 | WITHDRAWABLE CIRCUIT BREAKER | 23216.62
3WL1232-3DG35-4AA2 | WITHDRAWABLE CIRCUIT BREAKER | 24768.99
3WL1232-3DG35-4GG2 | WITHDRAWABLE CIRCUIT BREAKER | 25479.42
3WL1232-3DG36-4GB4 | WITHDRAWABLE CIRCUIT BREAKER | 30012.25
3WL1232-3DG36-4GG2 | WITHDRAWABLE CIRCUIT BREAKER | 29649.02
3WL1232-3DG36-4GN2 | WITHDRAWABLE CIRCUIT BREAKER | 29713.96
3WL1232-3DG36-4GN4 | WITHDRAWABLE CIRCUIT BREAKER | 30077.21
3WL1232-3DG42-1AA2 | FIXED-MOUNTED CIRCUIT BREAKER | 27687.7
3WL1232-3DG42-1BA4 | FIXED-MOUNTED CIRCUIT BREAKER | 28406.16
3WL1232-3DG42-1BB2 | FIXED-MOUNTED CIRCUIT BREAKER | 28398.14
3WL1232-3DG42-1EA2 | FIXED-MOUNTED CIRCUIT BREAKER | 28067.78
3WL1232-3DG46-4AA2 | WITHDRAWABLE CIRCUIT BREAKER | 36796.67
3WL1232-3DG46-4GA2 | WITHDRAWABLE CIRCUIT BREAKER | 37151.89
3WL1232-3DG46-4GN2 | WITHDRAWABLE CIRCUIT BREAKER | 37572.05
3WL1232-3DG46-4GN4 | WITHDRAWABLE CIRCUIT BREAKER | 37935.29
3WL1232-3EB32-1AS2 | FIXED-MOUNTED CIRCUIT BREAKER | 21730
3WL1232-3EB32-1GA2 | FIXED-MOUNTED CIRCUIT BREAKER | 21058.85
3WL1232-3EB32-1GA2-ZK07 | FIXED-MOUNTED CIRCUIT BREAKER | 21181.53
3WL1340-4FG35-4GN4 | WITHDRAWABLE CIRCUIT BREAKER | 39274.36
3WL1340-4FG37-1AA2 | WITHDRAWABLE CIRCUIT BREAKER | 43459.99
3WL1340-4FG37-5FM4 | WITHDRAWABLE CIRCUIT BREAKER | 46571.15
3WL1340-4FG38-1AA2 | WITHDRAWABLE CIRCUIT BREAKER | 41535.57
3WL1340-4FG42-1AA2 | FIXED-MOUNTED CIRCUIT BREAKER | 39771.51
3WL1340-4FG42-4GS2 | FIXED-MOUNTED CIRCUIT BREAKER | 43125.63
3WL1340-4NB35-5FA4 | WITHDRAWABLE CIRCUIT BREAKER | 39944.7
3WL1340-4NB36-1AA2 | WITHDRAWABLE CIRCUIT BREAKER | 42626.07
3WL1340-4NB36-4GA2 | WITHDRAWABLE CIRCUIT BREAKER | 44953.83
3WL1340-4NB36-5FA4 | WITHDRAWABLE CIRCUIT BREAKER | 45317.07
3WL1340-4NG37-1AA2 | WITHDRAWABLE CIRCUIT BREAKER | 45761.28
3WL1340-4NG38-1AA2 | WITHDRAWABLE CIRCUIT BREAKER | 43836.86
3WL1340-4NG42-1AA2 | FIXED-MOUNTED CIRCUIT BREAKER | 42072.81
3WL1340-4NG45-4BB2 | WITHDRAWABLE CIRCUIT BREAKER | 55821.23
3WL1340-5CB36-4GN2 | WITHDRAWABLE CIRCUIT BREAKER | 50930.78
3WL1340-5EB36-1AA2 | WITHDRAWABLE CIRCUIT BREAKER | 48607.84
3WL1340-5FB32-4GG4 | FIXED-MOUNTED CIRCUIT BREAKER | 41719.19
3WL1350-4AA31-1AA2 | FIXED-MOUNT NON-AUT. CIRCUIT-B. | 49393.65
3WL1350-4AA36-4GS2 | WITHDRAW. NON-AUT. CIRCUIT-B. | 60365.29
3WL1350-4AA36-4GS4 | WITHDRAW. NON-AUT. CIRCUIT-B. | 60728.52
3WL1350-4AA36-5FA2 | WITHDRAW. NON-AUT. CIRCUIT-B. | 59338.92
3WL1350-4AA36-5FF4 | WITHDRAW. NON-AUT. CIRCUIT-B. | 60057.38
3WL1350-4AA46-1AA2 | WITHDRAW. NON-AUT. CIRCUIT-B. | 72406.6
3WL1350-4AA46-1AA4 | WITHDRAW. NON-AUT. CIRCUIT-B. | 72769.82
3WL1350-4AA46-1DA2 | WITHDRAW. NON-AUT. CIRCUIT-B. | 72786.66
3WL1350-4AA46-1DA4 | WITHDRAW. NON-AUT. CIRCUIT-B. | 73149.9
3WL1350-4CB32-1AJ2 | FIXED-MOUNTED CIRCUIT BREAKER | 49805.79
3WL1350-4CB32-1AN2 | FIXED-MOUNTED CIRCUIT BREAKER | 49805.79
3WL1350-4CB32-1AN4 | FIXED-MOUNTED CIRCUIT BREAKER | 50169.03
3WL1350-4CB32-1GA2 | FIXED-MOUNTED CIRCUIT BREAKER | 49740.85
3WL1350-4CB35-1AA2 | WITHDRAWABLE CIRCUIT BREAKER | 51791.16
3WL1350-4CB35-1AN2 | WITHDRAWABLE CIRCUIT BREAKER | 52211.32
3WL1350-4CB35-1BA4 | WITHDRAWABLE CIRCUIT BREAKER | 52509.61
3WL1350-4CB35-4AS4 | WITHDRAWABLE CIRCUIT BREAKER | 55153.3
3WL1350-4CB35-4GA4 | WITHDRAWABLE CIRCUIT BREAKER | 54482.15
3WL1350-4CB36-4AN4 | WITHDRAWABLE CIRCUIT BREAKER | 61843.88
3WL1350-4CB36-4AS4 | WITHDRAWABLE CIRCUIT BREAKER | 62450.08
3WL1350-4CB36-4GA2 | WITHDRAWABLE CIRCUIT BREAKER | 61415.7
3WL1350-4CB36-4GA4 | WITHDRAWABLE CIRCUIT BREAKER | 61778.94
3WL1350-4CB42-1AA2 | FIXED-MOUNTED CIRCUIT BREAKER | 61413.3
3WL1350-4CB42-1AM2 | FIXED-MOUNTED CIRCUIT BREAKER | 61833.46
3WL1350-4CB42-1AN2 | FIXED-MOUNTED CIRCUIT BREAKER | 61833.46
3WL1350-4CB42-1GA2 | FIXED-MOUNTED CIRCUIT BREAKER | 61768.52
3WL1350-4CB46-4GA2 | WITHDRAWABLE CIRCUIT BREAKER | 76811.12
3WL1350-4CB46-4GA4 | WITHDRAWABLE CIRCUIT BREAKER | 77174.36
3WL1350-4CB46-4GN4 | WITHDRAWABLE CIRCUIT BREAKER | 77594.54
3WL1350-4CB47-1AA2 | WITHDRAWABLE CIRCUIT BREAKER | 77049.28
3WL1350-4DG32-4GN4 | FIXED-MOUNTED CIRCUIT BREAKER | 53491.07
3WL1350-4DG32-4GP2 | FIXED-MOUNTED CIRCUIT BREAKER | 53176.74
3WL1350-4DG32-4GP4 | FIXED-MOUNTED CIRCUIT BREAKER | 53539.99
3WL1350-4DG32-4GS2 | FIXED-MOUNTED CIRCUIT BREAKER | 53734.03
3WL1350-4DG36-4GP4 | WITHDRAWABLE CIRCUIT BREAKER | 63242.32
3WL1350-4DG36-4GS4 | WITHDRAWABLE CIRCUIT BREAKER | 63799.58
1FK2106-4AF00-0MA0-ZA42M01R25 | SYNCHRONOUS MOTOR 1FK2 HD 12 NM | 3129.34
1FK2203-2AK00-0MA0 | SYNCHRONOUS MOTOR 1FK2 CT 0,64 NM | 1005.43
1FK2203-2AK00-0MB0 | SYNCHRONOUS MOTOR 1FK2 CT 0,64 NM | 1005.43
1FK2203-2AK00-0SA0 | SYNCHRONOUS MOTOR 1FK2 CT 0,64 NM | 730.58
1FK2203-2AK01-0SB0 | SYNCHRONOUS MOTOR 1FK2 CT 0,64 NM | 807.34
1FK2203-2AK01-1MA0 | SYNCHRONOUS MOTOR 1FK2 CT 0,64 NM | 1082.17
1FK2203-2AK01-1MB0 | SYNCHRONOUS MOTOR 1FK2 CT 0,64 NM | 1082.17
1FK2203-2AK01-1SA0 | SYNCHRONOUS MOTOR 1FK2 CT 0,64 NM | 807.34
6EP3337-8SC00-0AY0 | SITOP PSU8200/1AC/DC24V/40A/EX | 763.69
6EP3433-7SC00-0AX0 | SITOP PSU6200/3AC/DC24V/5A/EX | 339.01
6EP3434-7SC00-3AX0 | SITOP PSU6200/3AC/DC24V/10A/EX | 423.47
6EP3436-7SC00-3AX0 | SITOP PSU6200/3AC/DC24V/20A/EX | 522.59
6EP3437-7SC00-3AX0 | SITOP PSU6200/3AC/DC24V/40A/EX | 698.83
6ES7648-1AA50-0XU0 | IPC227G DIN-Rail set | 97.39
6ES7648-1AA50-0XV0 | IPC227G Wallmount Set | 97.39
6ES7648-1AA50-0XW0 | IPC227G Bookmount set | 97.39
6ES7652-5GX68-0YE0 | PCS 7 TELECONTROL UPGRADE V8.X -> V9.1 | 4603.54
1PH3131-1DE00-2GA0-ZP81 | SIMOTICS M 1PH3 motor; 3AC 380V | 5704.11
1PH8163-1FB00-2QA1-ZX01 | COMPACT ASYNCHRONOUS MOTOR 1PH816 | 10491.42
1PH8163-1HF23-2BA2-ZX02 | COMPACT ASYNCHRONOUS MOTOR 1PH816 | 10038
1PH8163-1HF23-2BA2-ZX05 | COMPACT ASYNCHRONOUS MOTOR 1PH816 | 10038
1PH8163-1JB10-2GC2-ZG14 | COMPACT ASYNCHRONOUS MOTOR 1PH816 | 8156.64
1PH8184-1AF00-2AC2-ZA12L27L76 | COMPACT ASYNCHRONOUS MOTOR | 11453.91
1PH8184-1AF03-2AB2-ZK90L76V92 | COMPACT ASYNCHRONOUS MOTOR | 11797.75
1PH8184-1AF03-2BB2-ZK90L76V92 | COMPACT ASYNCHRONOUS MOTOR | 12083.15
1PH8184-1AF10-2EA2-ZL76 | COMPACT ASYNCHRONOUS MOTOR | 10283.36
1PH8184-1MF00-2EB2-ZL03L76V92 | COMPACT ASYNCHRONOUS MOTOR | 16312.77
3SU1000-5BF01-0AA0-ZY01Y11 | KEY-OPERATED SWITCH SIEMENS, O-I | 207.01
3VA2040-5HN36-0HA0 | MCCB_IEC_FS100_40A_3P_55KA_ETU3_LSI | 669.18
3VA2463-5HR32-0AA0 | MCCB_IEC_FS630_630A_3p_55kA_ETU3_LI-DTVE | 2178.15
3VA2463-5JP32-0DE0 | MCCB_IEC_FS630_630A_3P_55KA_ETU5_LSI | 2618.23
3VA2463-6HM42-0AF0 | MCCB_IEC_FS630_630A_4P_85KA_ETU3_LIG | 3140.49
3VA2463-6JP32-0HJ0 | MCCB_IEC_FS630_630A_3P_85KA_ETU5_LSI | 2861.95
3VA9374-0JJ24 | Wire connector 2 cables 4 pcs. | 179.42
3VA9447-0HC10 | SEO520, 24 V DC | 940.88
3VA9447-0HC15 | SEO520, 24 V DC INCL. COM | 1132.33
3VA9447-0HC20 | SEO520, 42-60 V AC/DC | 940.88
3VA9447-0HC30 | SEO520, 110-230 V AC/ 110-250 V DC | 940.88
7KM9300-0PP20-0AA0 | SENTRON PROFINET Proxy f. Modbus devices | 407.96
7MC1950-2WA01 | Certificate for the order (WPQ) for 7MT | 303.75
7MC8005-4CB10-1DF0-ZT12 | TS300 THERMOMETER MODULAR | 555.81
7ME3940-3PQ00 | Power Adaptor Type J for Japan (JIS8303) | 1226.19
8MF1111-0AA00-0JA1 | SIVACON 2200mm x 900mm x 400mm | 3357.62
8MF1111-0AA00-0JA2 | SIVACON 2200mm x 900mm x 400mm | 3443.71
8MF1111-0AA00-0JA3 | SIVACON 2200mm x 900mm x 400mm | 3357.62
8MF1111-0AA00-0JA4 | SIVACON 2200mm x 900mm x 800mm | 6557.41
A5E52057829 | 71221XX11A,L1B,XX=BELT:96IN,A DIM:138IN | 35668.26
3KF9204-6 | CABLE CON. COVER STANDA 6 PIECES 3KF FS2 | 42.14
3KF9204-7 | CABLE CON. COVER SHORT 6 PIECES 3KF FS2 | 31.23
3KF9204-8 | CABLE CON. COVER STANDA 8 PIECES 3KF FS2 | 51.86
3KF9404-1 | CABLE CON. COVER SHORT 1 PIECE 3KF FS4 | 8.05
3SU1900-0XF10-0AA0 | SIRIUS ACT PROFINET - Set | 1040.08
3SX5600-1F | Mounting plate for RFID-Tumbler 3SE64 | 27.13
3SX5600-2F | Blocking element, for RFID with tumbler | 87.82
3SX5600-3F | Triangular key, for 3SE64 | 20.36
5TC9774-5MG00 | Style,thermostat limit.floor heat,m.gold | 224.72
5TG1321-0MG | Style, 1 fold frame, malt gold | 10.7
5TG1322-0MG | Style, 2 fold frame, malt gold | 17.2
5TG1323-0MG | Style, 3 fold frame, malt gold | 29.37
5TG1324-0MG | Style, 4 fold frame, malt gold | 44.18
5TG1394-0MG | Style, UAE cover plate, malt gold | 15.66
6AG4104-5JK36-3AB0 | SIMATIC IPC547J | 6747.82
6AG4104-5LD14-2AN3 | SIMATIC IPC547J | 8442.27
6AG4112-3GD13-2JX2 | SIMATIC IPC647E (Rack PC) | 9450.54
6AV2128-3QB36-0AX1 | SIMATIC HMI MTP1500 Unified Comfort Neut | 4892.77
6AV2128-3UB06-0AX1 | SIMATIC HMI MTP1900 Unified Comfort | 5740.87
6AV2128-3UB36-0AX1 | SIMATIC HMI MTP1900 Unified Comfort Neut | 5888.07
6AV2128-3XB06-0AX1 | SIMATIC HMI MTP2200 Unified Comfort | 6736.17
6AV7241-3YA05-0FA0 | SIMATIC IPC477E 22" MT (1366x1080) neutr | 6333.35
6AV7241-5BC05-0GA0 | SIMATIC IPC477E 15" ST (1280 x 800) | 6909.63
6AV7241-5DA04-0FA0 | SIMATIC IPC477E 19" ST (1366 x 768) | 6090.12
6AV7241-5DA05-0GA0 | SIMATIC IPC477E 19" ST (1366 x 768) | 6454.17
6AV7241-5DB07-0GA0 | SIMATIC IPC477E 19" ST (1366 x 768) | 6692.38
5TG6278-5CM00 | Motion detector adap.frame,carbo. met. | 11.34
1PH3103-1DF00-0KA0-ZP81 | SIMOTICS M 1PH3 motor; 3AC 380V | 5823.76
1PH3103-1DF00-2KA0-ZP81 | SIMOTICS M 1PH3 motor; 3AC 380V | 5823.76
1PH3105-1AD00-2GA0-ZP81 | SIMOTICS M 1PH3 motor; 3AC 380V | 4373.37
1PH3105-1AD02-2GA0-ZP81 | SIMOTICS M 1PH3 motor; 3AC 380V | 4373.37
1PH3105-1AG02-2KA0-ZP81 | SIMOTICS M 1PH3 motor; 3AC 380V | 4905.6
1PH3105-1DD00-0GA0-ZP81 | SIMOTICS M 1PH3 motor; 3AC 380V | 5355.71
1PH3105-1DG00-0LA0-ZP81 | SIMOTICS M 1PH3 motor; 3AC 380V | 5779.44
1PH3105-1DG00-2LA0-ZP81 | SIMOTICS M 1PH3 motor; 3AC 380V | 5779.44
1PH3107-1AG00-2KA0-ZP81 | SIMOTICS M 1PH3 motor; 3AC 380V | 4759.63
1PH3107-1AG02-0KA0-ZP81 | SIMOTICS M 1PH3 motor; 3AC 380V | 4759.63
1PH3107-1DG00-2LA0-ZP81 | SIMOTICS M 1PH3 motor; 3AC 380V | 5881.52
1PH3107-1DG02-0LA0-ZP81 | SIMOTICS M 1PH3 motor; 3AC 380V | 5881.52
1PH3131-1DE02-0GA0-ZP81 | SIMOTICS M 1PH3 motor; 3AC 380V | 5704.11
1PH3131-1DE04-0GA0-ZP81 | SIMOTICS M 1PH3 motor; 3AC 380V | 5482.94
1PH8138-3DF23-0AH1-ZU65V90 | COMPACT ASYNCHRONOUS MOTOR 1PH813 | 14186.36
1PH8165-1DD10-2FA1-ZK09 | COMPACT ASYNCHRONOUS MOTOR 1PH816 | 9821.25
1PH8165-1EF00-2HA2-ZL74 | COMPACT ASYNCHRONOUS MOTOR 1PH816 | 10018
1PH8165-1MB03-2BC2 | COMPACT ASYNCHRONOUS MOTOR 1PH816 | 9180.49
1PH8166-1DG22-2GA1-ZK09 | COMPACT ASYNCHRONOUS MOTOR 1PH816 | 13835.31
1PH8184-1DD01-0BD1 | COMPACT ASYNCHRONOUS MOTOR | 12254.45
1PH8184-1DD10-1BA1-ZK40L00 | COMPACT ASYNCHRONOUS MOTOR | 13227.23
1PH8184-1HF30-2AB2-ZV92X01 | COMPACT ASYNCHRONOUS MOTOR | 12778.31
1PH8184-1MD00-0BA2 | COMPACT ASYNCHRONOUS MOTOR | 10775.67
3VA2063-6HN36-0AB0 | MCCB_IEC_FS100_63A_3P_85KA_ETU3_LSI | 710.26
3VA2110-5HN42-0KH0 | MCCB_IEC_FS160_100A_4P_55KA_ETU3_LSI | 898.28
3VA2463-5HL32-0KB0 | MCCB_IEC_FS630_630A_3P_55KA_ETU3_LI | 2047.24
3VA2463-5HM42-0AF0 | MCCB_IEC_FS630_630A_4P_55KA_ETU3_LIG | 2806.25
3VA5110-4ED31-0CD0 | MCCB_UL_FS125_100A_3P_25KA_TM_ FTFM | 675.68
3VA5170-4ED31-0JA0 | MCCB_UL_FS125_70A_3P_25KA_TM_ FTFM | 468.91
3VA9267-0GA85 | Heavy Duty Shaft Support | 39.5
3VA9373-0JJ24 | Wire connector 2 cables 3 pcs. | 132.39
3VA9447-0HC35 | SEO520, 110-230 VAC/110-250 VDC INCL COM | 1132.33
3VA9673-0QE60 | Rear connecting studs flat 90 F, 3 pcs | 188.18
6RA8082-6FS22-0AA0-ZL10L21S01 | SINAMICS DCM DC CONVERTER | 8211.24
6XV1878-2F | IE FC TP FRNC Cable GP 4x2, Cat6A | 8.04
7ME3940-3PR00 | Power Adaptor Type A for Europe (CEE7/7) | 1260.76
7ME3940-3PT00 | Power Adaptor Type D for U.K. (BS1363) | 1282.15
7ME3940-4PU00 | Charger Type K for U.S. (NEMA 5-15P) | 1548.78
8MF1111-0AA00-0HY8 | SIVACON 2000mm x 600mm x 500mm | 2568.43
8MF1111-0AA00-0JA6 | SIVACON 2200mm x 900mm x 400mm | 3357.62
3KF9204-1 | CABLE CON. COVER SHORT 1 PIECE 3KF FS2 | 5.58
3KF9404-6 | CABLE CON. COVER STANDA 6 PIECES 3KF FS4 | 53.89
3KF9404-8 | CABLE CON. COVER STANDA 8 PIECES 3KF FS4 | 70.56
3RM1002-2AA04-ZX90 | DIRECT STARTER 0,4-2,0A, 24V PUSH-IN | 160.16
3RM1202-2AA04-ZX90 | REVERSING STARTER 0,4-2,0A, 24V PUSH-IN | 175.36
3RV1915-4AB | 3-PHASE BUSBARS | 11.81
3SX5600-4F | Aluminium guard plate for 3SE64 | 33.95
3VA1110-3EF42-0HA0 | MCCB_IEC_FS160_100A_4P_25KA_TM_ ATAM | 458.2
5TC1586 | Motion detector extension insert | 121.32
5TC9774-4MG00 | Style, room thermostat, malt gold | 113.95
5TG1326-0MG | Style, intermediate frame 51x51, m.gold | 6.3
5TG1328-0MG | Style, intermediate frame 65x65, m.gold | 6.3
5TG1343-0MG | Style, over plate mod jack label, m.gold | 31
5TG1391-0MG | Style,module carrier m-system 1f, m.gold | 12.25
6AG4112-3JR03-0DX0 | SIMATIC IPC647E (Rack PC) | 7997.3
6AV2124-0GC01-0AX0-ZA01V01 | TP700 Comfort Viessmann-Design | 1878.51
6ES7661-1JC45-1CA2 | Process Control System IPC847E | 8915.69
6ES7661-1JC45-1CB2 | Process Control System IPC847E | 9425.08
6ES7661-1JD46-1CE2 | Process Control System IPC847E | 14500.92
6ES7661-1JS46-1CE2 | Process Control System IPC847E | 15044.77
6ES7810-4CE12-0YC5 | STEP7 V5.7, Special Upgrade DL | 416.5
6ES7823-0FE30-1AA0 | TPCamGen | 4235.41
6FX8002-5CS46-1BC0 | POWER CABLE PREASSEMBLED | 462.67
6FX8002-5CS46-1BD0 | POWER CABLE PREASSEMBLED | 478.46
6FX8002-5CS46-1BD5 | POWER CABLE PREASSEMBLED | 494.22
6FX8002-5CS56-1BF0 | POWER CABLE PREASSEMBLED | 569.31
6FX8002-5CS56-1BH0 | POWER CABLE PREASSEMBLED | 608.29
6FX8012-5CN36-1CF0 | POWER CABLE PREASSEMBLED | 580.17
6FX8012-5CN36-1DA0 | POWER CABLE PREASSEMBLED | 641.93
6FX8012-5CN46-1BF0 | POWER CABLE PREASSEMBLED | 509.98
6FX8012-5CN46-1DA0 | POWER CABLE PREASSEMBLED | 746.53
6DL5424-0BX01-0AV8 | SIMATIC eaSie SUS PCS 7 Skill Package DL | 1505.46
6ES7193-6SC20-1AM0 | 5 shielding Connections | 69.51
6FX8002-2SL20-1BD5 | SIGNAL CABLE, PREASSEMBLED | 316.08
6FX8002-2SL20-1BE5 | SIGNAL CABLE, PREASSEMBLED | 327.2
6FX8002-2SL20-1BF0 | SIGNAL CABLE, PREASSEMBLED | 327.21
6FX8002-2SL20-1BF5 | SIGNAL CABLE, PREASSEMBLED | 338.38
6FX8002-2SL20-1BG0 | SIGNAL CABLE, PREASSEMBLED | 338.38
6FX8002-5DN26-1BE2 | POWER CABLE PREASSEMBLED | 491.19
6FX8002-5DN27-1BK0 | POWER CABLE PREASSEMBLED | 463.59
6FX8002-5DN36-1GF0 | POWER CABLE PREASSEMBLED | 1325.32
6FX8002-5DN46-1AB0 | POWER CABLE PREASSEMBLED | 307.3
6GK5897-4MA00-0AA3 | Antenna ANT897-4MA, cellular | 48.56
5SY4110-7-ZW07 | CIRCUIT BREAKER 10KA 1POL C10 | 39.61
5SY4113-6-ZW07 | CIRCUIT BREAKER 10KA 1POL B13 | 24.23
5SY4116-6-ZW07 | CIRCUIT BREAKER 10KA 1POL B16 | 24.23
5UB1870-0MG01 | Style, schuko+USB w. shutter malt gold | 99.17
5UH1277-2MG | Style,french cover for 5UB55005KK,m.gold | 3.73
6AG1000-5CL02-4FB1 | SIPLUS IPC427E CONTI Bundle Win 10 | 10791.73
6AV6372-2DF00-0AH0 | Value Pack Ind. EnM Initial DL | 1277.04
6AV6372-2DF00-0DY1 | Value Pack Ind. EnM SUS DL | 1277.04
6ES7521-7BH00-0AB0 | S7-1500, DI 16X24VDC HS | 496.51
6ES7647-0JB00-0YA2 | SIMATIC IPC520A | 2448.03
6ES7647-8CE12-2AA1 | SIMATIC IPC227G | 2107.95
6FX8002-2CC06-1DA0 | SIGNAL CABLE, PREASSEMBLED, | 352.27
6FX8002-2DD48-1AD0 | SIGNAL CABLE, PREASSEMBLED | 196.47
6FX8002-2DD48-1AG0 | SIGNAL CABLE, PREASSEMBLED | 225.87
6FX8002-5CN36-1BG6 | POWER CABLE PREASSEMBLED | 481.42
7ML5746-2AA02-1BA0 | SITRANS LVL200, STANDARD | 933.22
7ML5746-2PA13-1BA0 | SITRANS LVL200, STANDARD | 1409.14
8MF1111-0AA00-0HA1 | SIVACON 2200mm x 900mm x 600mm | 3716.34
8MF1111-0AA00-0HA2 | SIVACON 2200mm x 600mm x 600mm | 3099.35
8MF1111-0AA00-0HA3 | SIVACON 2000mm x 800mm x 1000mm | 4017.67
8MF1111-0AA00-0HB7 | SIVACON 1800mm x 1200mm x 600mm | 2884.1
8MF1111-0AA00-0HB8 | SIVACON 1800mm x 600mm x 600mm | 2066.23
8MF1111-0AA00-0HC0 | SIVACON 1800mm x 800mm x 600mm | 2209.71
8MF1111-0AA00-0HC1 | SIVACON 1800mm x 1200mm x 600mm | 3472.41
7MH5113-4GD70 | SIWAREX WL280 RN-S SA 2t C3 HT Cable | 2178.74
7MH5127-3PD00 | SIWAREX WL230 SB-S SB 500kg C3 | 660.86
7MH5706-3PA00 | SIWAREX WL230 BB Compact mounting unit | 559.51
1FT7132-5SF71-8BG1-ZJ09 | SYNCHRONOUS MOTOR 1FT7 | 19411.01
8MF1111-0AA00-0HD3 | SIVACON 2000mm x 600mm x 500mm | 2582.79
8MF1111-0AA00-0HD4 | SIVACON 2200mm x 1200mm x 600mm | 4175.51
8MF1111-0AA00-0HD5 | SIVACON 2000mm x 800mm x 600mm | 4433.78
8MF1111-0AA00-0HF1 | SIVACON 2000mm x 600mm x 500mm | 2582.79
8MF1111-0AA00-0HF2 | SIVACON 2200mm x 900mm x 600mm | 3084.99
8MF1111-0AA00-0HF3 | SIVACON 2200mm x 900mm x 600mm | 3084.99
6AV2128-3MB36-0AX1 | SIMATIC HMI MTP1200 Unified Comfort Neut | 3897.48
6AV2128-3QB06-0AX1-ZA01L02 | MTP1500 UCP Lyras-Design | 5062.94
6AV2128-3XB36-0AX1 | SIMATIC HMI MTP2200 Unified Comfort Neut | 6883.38
6AV7241-3BB31-0FA0 | SIMATIC IPC477E 15" ST (1280 x 800) | 5582.23
6AV7241-3XB05-0FA0 | SIMATIC IPC477E 19" MT (1366x768) neutr | 5942.98
6AV7241-5EC35-0GA0 | SIMATIC IPC477E 22" ST (1920 x 1080) | 8016.78
6AV7241-7LB66-0FA0 | SIMATIC IPC477E 22" MT (1920 x 1080) | 7989.81
5TG4812-0MG | Style, volume potentiometer 3w, mg | 79.45
5TG6278-5AC00 | Motion detector adap.frame,anthracite | 11.34
5TG6278-5TW00 | Motion detector adap.frame, titan. white | 8.05
5TG7141-0MG01 | Style, single rocker,difuser malt gold | 12.98
5TG7145-0MG01 | Style, double rocker, diffuser malt gold | 18.12
6AG1332-0TA00-7AY0 | SIPLUS PS PSU3400 1ACDC DC 24V 2.5A | 1000.26
6AG2647-0AH11-1AX1 | SIPLUS HMI KP300 Basic mono PN.. | 1365.71
6AG4021-0AD12-0CB0 | SIMATIC IPC127E | 1989.59
6AG4131-3CJ10-2AC2 | SIMATIC IPC627E (Box PC) | 4794.18
6AG4131-3DC20-2AA4 | SIMATIC IPC627E (Box PC) | 5612.2
6AG4141-5AB15-0FA0 | SIMATIC IPC427E (MicroBOX PC) | 4413.65
6AG4141-5BC50-0DA0 | SIMATIC IPC427E (MicroBOX PC) | 4638.37
1PH3131-1DF04-0LA0-ZP81 | SIMOTICS M 1PH3 motor; 3AC 380V | 5951.33
1PH3131-1DF04-2LA0-ZP81 | SIMOTICS M 1PH3 motor; 3AC 380V | 5951.33
1PH3133-1DD00-0GA0-ZP81 | SIMOTICS M 1PH3 motor; 3AC 380V | 5838.95
1PH3133-1DD02-0GA0-ZP81 | SIMOTICS M 1PH3 motor; 3AC 380V | 5838.95
1PH3133-1DG00-2LA0-ZP81 | SIMOTICS M 1PH3 motor; 3AC 380V | 6364.78
1PH8226-1DD00-2BC1-ZK08K40 | COMPACT ASYNCHRONOUS MOTOR | 26221.41
1PH8226-1HF03-2CA2 | COMPACT ASYNCHRONOUS MOTOR | 26390.09
1PH8226-1MD12-2AA2-ZA12 | COMPACT ASYNCHRONOUS MOTOR | 25923.13
1PH8228-1HD30-2AA2-ZL76 | COMPACT ASYNCHRONOUS MOTOR | 36952.16
1PH8228-1MF03-2AA2-ZK23L76X53 | COMPACT ASYNCHRONOUS MOTOR | 33389.77
1PH8286-1AF10-2EW2-ZG02K83 | COMPACT ASYNCHRONOUS MOTOR | 44399.56
1PH8286-1DD10-1BU1-ZL00 | COMPACT ASYNCHRONOUS MOTOR | 46429.89
1PH8286-1HC40-2BU2-ZL00 | COMPACT ASYNCHRONOUS MOTOR | 60038.08
1PH8286-1HF23-2BA2-ZG50P00 | COMPACT ASYNCHRONOUS MOTOR | 59753.72
3NC1208-0MK | Cyl. Fuse 10x38 8A gR 1100Vdc./1250Vdc U | 12.8
3RH1921-2TA11-ZX92 | AUXILIARY SWITCH BLOCK, | 11.13
3SU1801-0AU00-4EB1 | Enclosure plastic, 1 control point | 117.11
3UF7000-1AU00-0AX0 | BASIC UNIT SIMOCODE PRO C; | 523.07
3VA1225-1AA32-0KB0 | SD_IEC_FS250_250A_3P | 694.95
3VA1332-5EF32-0HB0 | MCCB_IEC_FS400_320A_3P_55KA_TM_ ATAM | 1399.65
3VA1340-1AA32-0CD0 | SD_IEC_FS400_400A_3P | 974.87
3VA1340-5EF32-0BA0 | MCCB_IEC_FS400_400A_3P_55KA_TM_ ATAM | 1357.87
3VA1340-5EF32-0KF0 | MCCB_IEC_FS400_400A_3P_55KA_TM_ ATAM | 1378.76
3VA1463-6EF42-0LA0 | MCCB_IEC_FS630_630A_4P_70KA_TM_ ATAM | 2813.22
3VA1580-5EF42-0LB0 | MCCB_IEC_FS1000_800A_4P_55KA_TM_ ATAM | 3481.69
3VA2116-5HN36-0DB0 | MCCB_IEC_FS160_160A_3P_55KA_ETU3_LSI | 1086.29
3VA2116-5HN42-0AH0 | MCCB_IEC_FS160_160A_4P_55KA_ETU3_LSI | 1176.82
3VA2225-7HN42-0DC0 | MCCB_IEC_FS250_250A_4P_110KA_ETU3_LSI | 1907.97
3VA2340-6HM42-0AF0 | MCCB_IEC_FS400_400A_4P_85KA_ETU3_LIG | 2353.62
3VA2440-5HR32-0AA0 | MCCB_IEC_FS630_400A_3p_55kA_ETU3_LI-DTVE | 2178.15
3VA2612-6HN32-0AH0 | MCCB_IEC_FS1250_1250A_3p_85kA_ETU3_LSI | 4978.83
5SJ4110-7HG42-ZW11 | CIRCUIT BREAKER 10KA 1POL C10 | 38.36
5SY4102-7-ZW07 | CIRCUIT BREAKER 10KA 1POL C2 | 39.61
5SY4106-6-ZW07 | CIRCUIT BREAKER 10KA 1POL B6 | 29.43
6GT2093-0FG00 | Pistol grip for RF160B | 397.45
6GT2803-1FA10 | HF MOBILE READER HEAD RF360H (ext.Ant.) | 2117.88
6GT2890-0CD00 | Cleanroom housing UP for RF1000 Reader | 41.62
8MF1111-0AA00-0HF4 | SIVACON 2200mm x 900mm x 600mm | 2783.67
8MF1111-0AA00-0HH0 | SIVACON 2000mm x 800mm x 600mm | 3902.88
8MF1111-0AA00-0HH1 | SIVACON 2000mm x 800mm x 600mm | 2855.42
8MF1111-0AA00-0HH2 | SIVACON 2000mm x 800mm x 600mm | 3285.87
8MF1111-0AA00-0HH3 | SIVACON 2000mm x 800mm x 600mm | 2855.42
8MF1111-0AA00-0HJ7 | SIVACON 2000mm x 400mm x 400mm | 1807.94
8MF1111-0AA00-0HJ8 | SIVACON 2000mm x 400mm x 400mm | 1994.48
8MF1111-0AA00-0HK0 | SIVACON 2000mm x 400mm x 400mm | 1764.9
8MF1111-0AA00-0HK1 | SIVACON 2000mm x 400mm x 400mm | 1994.48
8MF1111-0AA00-0HL6 | SIVACON 1800mm x 400mm x 400mm | 2310.16
8MF1111-0AA00-0HL7 | SIVACON 2200mm x 900mm x 600mm | 5079.47
8MF1111-0AA00-0HL8 | SIVACON 2200mm x 800mm x 600mm | 2697.58
8MF1111-0AA00-0HM0 | SIVACON 2000mm x 800mm x 600mm | 3013.26
8MF1111-0AA00-0HN5 | SIVACON 2000mm x 800mm x 600mm | 1116.34
8MF1111-0AA00-0HN6 | SIVACON 1800mm x 1200mm x 400mm | 1908.39
8MF1111-0AA00-0HN7 | SIVACON 2000mm x 800mm x 800mm | 3386.32
8MF1111-0AA00-0HN8 | SIVACON 1800mm x 900mm x 500mm | 3113.69
8MF1111-0AA00-0HQ3 | SIVACON 2000mm x 800mm x 400mm | 2826.72
8MF1111-0AA00-0HQ4 | SIVACON 2000mm x 1200mm x 600mm | 4333.34
8MF1111-0AA00-0HQ5 | SIVACON 2200mm x 900mm x 400mm | 3587.2
8MF1111-0AA00-0HQ6 | SIVACON 2000mm x 1000mm x 400mm | 3472.41
8MF1111-0AA00-0HQ7 | SIVACON 2000mm x 800mm x 400mm | 2898.46
8MF1111-0AA00-0HS2 | SIVACON 2000mm x 600mm x 500mm | 2582.79
8MF1111-0AA00-0HS3 | SIVACON 2200mm x 800mm x 600mm | 2424.95
8MF1111-0AA00-0HS4 | SIVACON 1800mm x 800mm x 600mm | 3458.07
8MF1111-0AA00-0HS5 | SIVACON 2000mm x 400mm x 500mm | 526.61
8MF1111-0AA00-0HU1 | SIVACON 2200mm x 1200mm x 600mm | 5682.13
8MF1111-0AA00-0HU2 | SIVACON 2200mm x 1200mm x 600mm | 5782.57
8MF1111-0AA00-0HU3 | SIVACON 2200mm x 1200mm x 600mm | 5753.86
8MF1111-0AA00-0HU4 | SIVACON 2200mm x 1200mm x 600mm | 5839.97
8MF1111-0AA00-0HW0 | SIVACON 2000mm x 800mm x 600mm | 3084.99
8MF1111-0AA00-0HW1 | SIVACON 2000mm x 1000mm x 600mm | 2181.02
8MF1111-0AA00-0HW2 | SIVACON 2000mm x 1000mm x 600mm | 1994.48
8MF1111-0AA00-0HW3 | SIVACON 2000mm x 1000mm x 600mm | 1707.51
8MF1111-0AA00-0HX7 | SIVACON 2000mm x 800mm x 600mm | 3988.97
8MF1111-0AA00-0HX8 | SIVACON 2000mm x 800mm x 500mm | 3242.82
8MF1111-0AA00-0HY0 | SIVACON 1800mm x 600mm x 800mm | 4175.51
8MF1111-0AA00-0HY1 | SIVACON 2000mm x 800mm x 600mm | 3128.03
8WH9020-3AH00 | LINK RAIL 2 TERM. F.70SQMM | 2.85
8WH9020-3AJ00 | JUMPER,3-POLE,F. 95 MM2 | 6.69
8WH9021-0CB12 | BRIDGING LINK | 1.03
8WH9030-2AB12 | N BAR 10X3MM | 19.97
A5E51100285 | Modbus cable for FST090, spare | 739.01
A5E51114688 | 2 x 6 m (20 ft) Sensorleitung FST090 | 1506
A5E51114689 | 2 x 15 m (50 ft) Sensorleitung FST090 | 1940.51
A5E51662884 | 7ML58810EH030BF9, A01 Retrofit | 3101.44
1FG1101-9RD44-4AR1-ZD05H6AK06 | SIMOTICS S-1FG1 SERVO GEARED MOTOR | 2723.58
1FG1301-1RC26-2FC2-ZD05K07N23 | SIMOTICS S-1FG1 SERVO GEARED MOTOR | 3257.96
1FK2103-2AH00-1SA0 | SYNCHRONOUS MOTOR 1FK2 HD 0,64 NM | 730.58
1FK2103-2AH00-1SB0 | SYNCHRONOUS MOTOR 1FK2 HD 0,64 NM | 730.58
1FK2103-2AH00-2MA0 | SYNCHRONOUS MOTOR 1FK2 HD 0,64 NM | 1005.43
1FK2103-2AH00-2MB0 | SYNCHRONOUS MOTOR 1FK2 HD 0,64 NM | 1005.43
1FK2103-2AH10-0SA0 | SYNCHRONOUS MOTOR 1FK2 HD 0,64 NM | 950.88
1FK2103-2AH10-0SB0 | SYNCHRONOUS MOTOR 1FK2 HD 0,64 NM | 950.88
1FK2103-2AH10-1MA0 | SYNCHRONOUS MOTOR 1FK2 HD 0,64 NM | 1225.73
1FK2103-2AH10-1MB0 | SYNCHRONOUS MOTOR 1FK2 HD 0,64 NM | 1225.73
1FK2103-2AH10-1SA0 | SYNCHRONOUS MOTOR 1FK2 HD 0,64 NM | 950.88
1FK2103-2AH11-1SB0 | SYNCHRONOUS MOTOR 1FK2 HD 0,64 NM | 1027.62
1FK2103-4AH00-0MA0 | SYNCHRONOUS MOTOR 1FK2 HD 1,27 NM | 1115.01
1FK2103-4AH00-0MB0 | SYNCHRONOUS MOTOR 1FK2 HD 1,27 NM | 1115.01
1FK2103-4AH00-0SA0 | SYNCHRONOUS MOTOR 1FK2 HD 1,27 NM | 840.16
1FK2103-4AH01-1MA0 | SYNCHRONOUS MOTOR 1FK2 HD 1,27 NM | 1191.75
1FK2103-4AH01-1MB0 | SYNCHRONOUS MOTOR 1FK2 HD 1,27 NM | 1191.75
1FK2103-4AH01-1SA0 | SYNCHRONOUS MOTOR 1FK2 HD 1,27 NM | 916.9
1FK2103-4AH01-1SB0 | SYNCHRONOUS MOTOR 1FK2 HD 1,27 NM | 916.9
1FK2103-4AH11-0MB0 | SYNCHRONOUS MOTOR 1FK2 HD 1,27 NM | 1412.05
1FK2103-4AH11-0SA0 | SYNCHRONOUS MOTOR 1FK2 HD 1,27 NM | 1137.21
1FK2103-4AH11-0SB0 | SYNCHRONOUS MOTOR 1FK2 HD 1,27 NM | 1137.21
1FK2103-4AH11-1MA0 | SYNCHRONOUS MOTOR 1FK2 HD 1,27 NM | 1412.05
1FT7044-1AF74-1MG1 | SYNCHRONOUS MOTOR 1FT7 | 3533.54
1FT7064-5AF70-1LH2-ZQ12 | SYNCHRONOUS MOTOR 1FT7 | 6545.89
1FT7064-5AF71-1BH5-ZQ12 | SYNCHRONOUS MOTOR 1FT7 | 5561.34
1FT7064-5AF71-1CH5-ZQ12 | SYNCHRONOUS MOTOR 1FT7 | 6389.67
1PH8133-1DF02-2BA1-ZA12 | COMPACT ASYNCHRONOUS MOTOR 1PH813 | 6979.86
1PH8133-1DF20-0BA1-ZV90 | COMPACT ASYNCHRONOUS MOTOR 1PH813 | 7493.42
1PH8133-1DF20-0FA1 | COMPACT ASYNCHRONOUS MOTOR 1PH813 | 7543.48
1PH8133-1DG03-1FA1 | COMPACT ASYNCHRONOUS MOTOR 1PH813 | 7234.71
1PH8137-1EF23-0BB2-ZK18Q12 | COMPACT ASYNCHRONOUS MOTOR 1PH813 | 10114.03
1PH8137-1HD13-1HB2-ZK18 | COMPACT ASYNCHRONOUS MOTOR 1PH813 | 6900.31
1PH8137-1HF10-2BA2 | COMPACT ASYNCHRONOUS MOTOR 1PH813 | 6067.71
1PH8137-1HF12-2GA2-ZV90 | COMPACT ASYNCHRONOUS MOTOR 1PH813 | 6116.77
1FT7034-5AK71-1CG1-ZJ05N16 | SYNCHRONOUS MOTOR 1FT7 | 6979.37
1FT7046-5AF70-1CB2-ZK23 | SYNCHRONOUS MOTOR 1FT7 | 6145.05
1FT7062-1AF74-1MG1 | SYNCHRONOUS MOTOR 1FT7 | 3485.67
1FT7062-1AF74-1MH1 | SYNCHRONOUS MOTOR 1FT7 | 4146.43
1FT7062-5AF71-1BG5-ZQ12 | SYNCHRONOUS MOTOR 1FT7 | 4242.31
1PH3135-1DD00-0LA0-ZP81 | SIMOTICS M 1PH3 motor; 3AC 380V | 6268.49
1PH3135-1DD00-2KA0-ZP81 | SIMOTICS M 1PH3 motor; 3AC 380V | 6384.02
1PH3135-1DD00-2LA0-ZP81 | SIMOTICS M 1PH3 motor; 3AC 380V | 6268.49
1PH3135-1DD02-0KA0-ZP81 | SIMOTICS M 1PH3 motor; 3AC 380V | 6384.02
1PH8081-1CT22-0NC2 | MAIN SPINDLE MOTOR 1PH808 | 9360.95
1PH8083-1DF22-2GD1 | MAIN SPINDLE MOTOR 1PH808 | 5672.43
1PH8083-1DM12-1LC1 | MAIN SPINDLE MOTOR 1PH808 | 6141.56
1PH8101-1JF13-2GA2 | COMPACT ASYNCHRONOUS MOTOR 1PH810 | 5066.93
1PH8131-1DF02-2BA1-ZA12 | COMPACT ASYNCHRONOUS MOTOR 1PH813 | 6833.78
1PH8131-1FF13-1BB1-ZK10 | COMPACT ASYNCHRONOUS MOTOR 1PH813 | 8252.85
1PH8131-1TS03-0MC2-ZA12V90X01 | COMPACT ASYNCHRONOUS MOTOR 1PH813 | 8068.88
1PH8131-3DF02-2AA1-ZU65 | COMPACT ASYNCHRONOUS MOTOR 1PH813 | 10977.15
1PH8186-1HD00-2AA2-ZL76 | COMPACT ASYNCHRONOUS MOTOR | 15063.86
1PH8186-1HD10-2FA2-ZL76 | COMPACT ASYNCHRONOUS MOTOR | 15608.65
1PH8186-1HD12-2FA2-ZK40 | COMPACT ASYNCHRONOUS MOTOR | 17588.82
1PH8186-1HF00-2AA2-ZL00L76 | COMPACT ASYNCHRONOUS MOTOR | 15634.58
1PH8224-1DD10-1BA1-ZK40L00 | COMPACT ASYNCHRONOUS MOTOR | 21921.97
1PH8224-1DF00-2FA1-ZK10K40K83 | COMPACT ASYNCHRONOUS MOTOR | 23647.1
1PH8224-1DF01-2EA1-ZK23L76 | COMPACT ASYNCHRONOUS MOTOR | 21887.42
1PH8224-1DF30-2BA1-ZK09K85 | COMPACT ASYNCHRONOUS MOTOR | 27601.24
3RH2140-1BW40-ZW97 | CONT.RELAY,4NO,DC48V | 34.94
3RH2140-1BW40-ZX95 | CONT.RELAY,4NO,DC48V | 34.94
3RH2911-1XA04-0MA0-ZW98 | AUX. SWITCH BLOCK, 4NC | 13.16
3RH2911-1XA04-0MA0-ZX95 | AUX. SWITCH BLOCK, 4NC | 13.16
3SE6415-1BB01 | RFID safety switch with tumbler, 1150N | 787.24
3SE6415-1BB02 | RFID safety switch with tumbler, 1150N | 852.31
3SE6415-1CB01 | RFID safety switch with tumbler, 1150N | 878.34
3SK1111-2AB30-0AX0 | SIRIUS SAFETY RELAY STD RELAY 3NO+1NC | 224.01
3SK1121-1AB40-1AA0 | SIRIUS SAFETY RELAY ADV RELAYS 3NO+1NC | 432.43
5ST3010-ZW14 | AUXILIARY SWITCH 1S1OE | 18.46
5ST3071 | RC-mechanism power ext. feat. 110VDC;2MW | 466.95
5SY4306-6-ZW09 | CIRCUIT BREAKER 10KA 3POL B6 | 118.67
5SY4306-7-ZW09 | CIRCUIT BREAKER 10KA 3POL C6 | 146.74
1FK2203-2AK10-2MA0 | SYNCHRONOUS MOTOR 1FK2 CT 0,64 NM | 1225.73
1FK2203-2AK10-2MB0 | SYNCHRONOUS MOTOR 1FK2 CT 0,64 NM | 1225.73
1FK2203-2AK10-2SA0 | SYNCHRONOUS MOTOR 1FK2 CT 0,64 NM | 950.88
1FK2203-2AK10-2SB0 | SYNCHRONOUS MOTOR 1FK2 CT 0,64 NM | 950.88
1FK2203-4AK00-1MA0 | SYNCHRONOUS MOTOR 1FK2 CT 1,27 NM | 1115.01
1FK2203-4AK00-1MB0 | SYNCHRONOUS MOTOR 1FK2 CT 1,27 NM | 1115.01
1FK2203-4AK00-1SA0 | SYNCHRONOUS MOTOR 1FK2 CT 1,27 NM | 840.16
1FK2203-4AK00-1SB0 | SYNCHRONOUS MOTOR 1FK2 CT 1,27 NM | 840.16
1FK2203-4AK00-2MA0 | SYNCHRONOUS MOTOR 1FK2 CT 1,27 NM | 1115.01
1FK2203-4AK10-0MB0 | SYNCHRONOUS MOTOR 1FK2 CT 1,27 NM | 1335.31
1FK2203-4AK10-0SA0 | SYNCHRONOUS MOTOR 1FK2 CT 1,27 NM | 1060.46
1FK2203-4AK10-0SB0 | SYNCHRONOUS MOTOR 1FK2 CT 1,27 NM | 1060.46
1FK2203-4AK10-1MA0 | SYNCHRONOUS MOTOR 1FK2 CT 1,27 NM | 1335.31
1FK2203-4AK11-1SA0 | SYNCHRONOUS MOTOR 1FK2 CT 1,27 NM | 1137.21
1FK2203-4AK11-1SB0 | SYNCHRONOUS MOTOR 1FK2 CT 1,27 NM | 1137.21
1FK2204-5AK10-0MA0-ZB42M01R64 | SYNCHRONOUS MOTOR 1FK2-CT 2.4 NM | 2822.06
1FK2204-6AF00-2MA0-ZC22M01R25 | SYNCHRONOUS MOTOR 1FK2-CT 3.2 NM | 2530.91
1PH3101-1AF00-2LA0-ZP81 | SIMOTICS M 1PH3 motor; 3AC 380V | 4423.44
1PH3101-1AF02-0KA0-ZP81 | SIMOTICS M 1PH3 motor; 3AC 380V | 4313.02
1PH3101-1AF02-0LA0-ZP81 | SIMOTICS M 1PH3 motor; 3AC 380V | 4423.44
1PH3101-1AF02-2KA0-ZP81 | SIMOTICS M 1PH3 motor; 3AC 380V | 4313.02
1PH3103-1AD02-2GA0-ZP81 | SIMOTICS M 1PH3 motor; 3AC 380V | 4161.49
1PH3103-1AF00-0KA0-ZP81 | SIMOTICS M 1PH3 motor; 3AC 380V | 4593.61
1PH3103-1AF00-0LA0-ZP81 | SIMOTICS M 1PH3 motor; 3AC 380V | 4720.08
1PH3103-1AF00-2KA0-ZP81 | SIMOTICS M 1PH3 motor; 3AC 380V | 4593.61
1PH3103-1AF00-2LA0-ZP81 | SIMOTICS M 1PH3 motor; 3AC 380V | 4720.08
1PH3103-1DF02-0KA0-ZP81 | SIMOTICS M 1PH3 motor; 3AC 380V | 5823.76
1PH3103-1DF02-0LA0-ZP81 | SIMOTICS M 1PH3 motor; 3AC 380V | 5708.16
1PH3103-1DF02-2KA0-ZP81 | SIMOTICS M 1PH3 motor; 3AC 380V | 5823.76
1PH3103-1DF02-2LA0-ZP81 | SIMOTICS M 1PH3 motor; 3AC 380V | 5708.16
1PH3105-1DD00-2GA0-ZP81 | SIMOTICS M 1PH3 motor; 3AC 380V | 5355.71
1PH3105-1DD02-0GA0-ZP81 | SIMOTICS M 1PH3 motor; 3AC 380V | 5355.71
1PH3105-1DD02-2GA0-ZP81 | SIMOTICS M 1PH3 motor; 3AC 380V | 5355.71
1PH3105-1DG00-0KA0-ZP81 | SIMOTICS M 1PH3 motor; 3AC 380V | 5894.38
1PH3107-1AG02-0LA0-ZP81 | SIMOTICS M 1PH3 motor; 3AC 380V | 4893.43
1PH3107-1AG02-2KA0-ZP81 | SIMOTICS M 1PH3 motor; 3AC 380V | 4759.63
1PH3107-1AG02-2LA0-ZP81 | SIMOTICS M 1PH3 motor; 3AC 380V | 4893.43
1PH3107-1DG00-0KA0-ZP81 | SIMOTICS M 1PH3 motor; 3AC 380V | 5997.11
1PH3107-1DG00-0LA0-ZP81 | SIMOTICS M 1PH3 motor; 3AC 380V | 5881.52
1PH3131-1DF00-0KA0-ZP81 | SIMOTICS M 1PH3 motor; 3AC 380V | 6307
1PH3131-1DF00-0LA0-ZP81 | SIMOTICS M 1PH3 motor; 3AC 380V | 6191.4
1PH3131-1DF00-2KA0-ZP81 | SIMOTICS M 1PH3 motor; 3AC 380V | 6307
1PH3131-1DF00-2LA0-ZP81 | SIMOTICS M 1PH3 motor; 3AC 380V | 6191.4
1PH8165-1HD12-2FA2 | COMPACT ASYNCHRONOUS MOTOR 1PH816 | 9010.4
1PH8165-1HF12-2BA2 | COMPACT ASYNCHRONOUS MOTOR 1PH816 | 8800.38
1PH8165-1HF13-2BB2-ZG14 | COMPACT ASYNCHRONOUS MOTOR 1PH816 | 9414.32
1PH8165-1JF00-2BA2 | COMPACT ASYNCHRONOUS MOTOR 1PH816 | 8521.65
1PH8184-1HF00-2AA2-ZL76V92 | COMPACT ASYNCHRONOUS MOTOR | 11204.95
1PH8184-1HF00-2EA2-ZK40L76V92 | COMPACT ASYNCHRONOUS MOTOR | 12346.48
1PH8184-1HF30-1EA2-ZL27L76V92 | COMPACT ASYNCHRONOUS MOTOR | 14173.87
1PH8184-1HF30-1EA2-ZL76P00V92 | COMPACT ASYNCHRONOUS MOTOR | 13133.04
3VA2225-6HM42-0AF0 | MCCB_IEC_FS250_250A_4P_85KA_ETU3_LIG | 1873.16
3VA2450-5HK32-0DC0 | MCCB_IEC_FS630_500A_4P_150KA_ETU3_ ELISA | 2047.24
3VA2463-0HM32-0AC0 | MCCB_IEC_FS630_3P_200KA_ETU330_ LIG | 3119.6
3VA2463-0HM32-0DC0 | MCCB_IEC_FS630_3P_200KA_ETU330_ LIG | 3217.09
3VA2463-0HN32-0JE0 | MCCB_IEC_FS630_3P_200KA_ETU350_ LSI | 3084.78
3VA5210-5ED41-0HG0 | MCCB_UL_FS250_100A_4P_35KA_TM_ FTFM | 1297.72
3VA5570-7EC32-0AB0 | MCCB_UL_FS800_700A_3P_100KA_TM_ FTAM | 3875.86
3VA6460-6HL31-0JF0 | MCCB_UL_FS600_600A_3P_65KA_ETU3_LI | 3322.17
3VA6610-6HN32-0DC0 | MCCB_UL_FS1000_1000A_3P_65KA_ETU3_LSI | 6497.27
3VA9674-0QE60 | Rear connecting studs flat 90 F, 4 pcs | 250.54
6SL3054-0FC01-1BA0-ZU02 | SINAMICS S120 CF card V5.2 performance | 3541.92
6SL3054-0FC30-1BA0-ZA02 | SINAMICS S120 CF CARD V5.2 SP3 | 1301
6SL3054-4TC00-2AA0-ZF01 | SINAMICS S110 SD-Card V4.4 SP3 | 455
7ME3940-3PV00 | Power Adaptor Type L CH (SEV1011) | 1277.2
7ME3940-4PQ00 | Charger Type J for Japan (JIS8303) | 1548.78
7ME3940-4PR00 | Charger Type A for Europe (CEE7/7) | 1548.78
7ME3940-4PS00 | Charger Type C for Australia (AS3112) | 1548.78
7ME3940-4PT00 | Charger Type D for U.K. (BS1363) | 1548.78
3NJ6930-3BD13 | Current transformers 100/1A, Kl. 0,5 | 617.8
3NJ6930-3BD23 | Current transformers 100/1A, Kl. 0,5 | 596.93
3NJ6930-3BE13 | Current transformers 150/1A, Kl. 0,5 | 617.8
3NJ6930-3BE23 | Current transformers 150/5A, Kl. 0,5 | 596.93
3VA1110-4EF32-0KD0 | MCCB_IEC_FS160_100A_3P_36KA_TM_ ATAM | 473.51
3VA1163-5EF32-0KF0 | MCCB_IEC_FS160_63A_3P_55KA_TM_ ATAM | 406.66
3VA1180-4EE32-0LA0 | MCCB_IEC_FS160_80A_3P_36KA_TM_ ATFM | 458.2
5TA2156-0KE | I-sys,Profibox,two-w switch,s. rocker,ew | 631.77
5TG1330-0MG | Style, blanking plate, malt gold | 17.41
5TG1335-0MG | Style, cable output, malt gold | 23.4
5TG1338-0MG | Style, 2-3 hole tv cover, malt gold | 13.48
5TG1342-0MG | Style,tae cover multimedia conec, m.gold | 15.66
6AV2127-1AB00-0LX1 | SIMATIC HMI KP8 PN LX 6mm | 488.88
6AV2128-3GB06-0AX1 | SIMATIC HMI MTP700 Unified Comfort | 1761.02
6AV2128-3GB36-0AX1 | SIMATIC HMI MTP700 Unified Comfort Neutr | 1908.21
6AV2128-3KB06-0AX1 | SIMATIC HMI MTP1000 Unified Comfort | 2908.93
6AV2128-3KB36-0AX1 | SIMATIC HMI MTP1000 Unified Comfort Neut | 3056.12
6AV7225-6BA01-0VS0 | SIMATIC IPC 277E 15T | 5219.17
6AV7225-6MA01-0VS0 | SIMATIC IPC 277E 9T | 4403.02
6AV7225-6MA01-1VS0 | Viessmann low Cost Package - 9" | 6543.23
6AV7231-0EC21-2BA0 | SIMATIC IPC377G | 3243.57
6AV7245-5BA30-0YA0 | IPC477E OEM, 15" T, Express-Design | 4900.56
6AV7245-6RC00-0AA0 | SIMATIC IPC477E 24" frameless | 8659.36
5TG7141-0MG20 | Style, rocker,bulb symbol, malt gold | 13.48
5TG7141-0MG21 | Style, rocker,bulb symb,diffuser, m.gold | 14.52
5TG7141-0MG40 | Style, rocker symb i/o, malt gold | 13.48
5TG7143-0MG00 | Style, double blinds rocker, malt gold | 18.12
6AG4022-0BD41-2CA2 | SIMATIC IPC327G | 2668.26
6AG4025-0CB20-5CA0 | SIMATIC IPC527G (Box PC) | 2686.25
6AG4131-3CA21-8BA2 | SIMATIC IPC627E (Box PC) | 4328.25
1PH3131-1DF02-0LA0-ZP81 | SIMOTICS M 1PH3 motor; 3AC 380V | 6191.4
1PH3131-1DF02-2KA0-ZP81 | SIMOTICS M 1PH3 motor; 3AC 380V | 6307
1PH3131-1DF02-2LA0-ZP81 | SIMOTICS M 1PH3 motor; 3AC 380V | 6191.4
1PH3131-1DF04-0KA0-ZP81 | SIMOTICS M 1PH3 motor; 3AC 380V | 6062.41
1PH3133-1DD04-0GA0-ZP81 | SIMOTICS M 1PH3 motor; 3AC 380V | 5612.54
1PH3133-1DD04-2GA0-ZP81 | SIMOTICS M 1PH3 motor; 3AC 380V | 5612.54
1PH3133-1DG00-0KA0-ZP81 | SIMOTICS M 1PH3 motor; 3AC 380V | 6480.32
5TG6278-5CH00 | Motion detector adap.frame, chocolate. | 11.34
5TG6278-5MG00 | Style, movement detector cover, mg | 12.25
5TG6278-5PM00 | Motion detector adap.frame, platin.met. | 11.34
6AG1647-0AH11-2AX1 | SIPLUS HMI KP300 Basic mono PN | 896.88
6AG1992-1AL00-7AA0 | SIPLUS NET SCALANCE X SFP992-1 | 732.37
6AG2136-6AB00-1CA1 | SIPLUS ET 200SP F-AI 4xU 0..10V HF RAIL | 2013.28
6AG2136-6BA01-2CA0 | SIPLUS ET 200SP F-DI 4/8X24VDC RAIL | 931.94
6AG4131-3GC20-3AB0 | SIMATIC IPC627E (Box PC) | 6066.15
6AG4131-3GG10-3AA2 | SIMATIC IPC627E (Box PC) | 6761.31
6AG4131-3HA20-1AB3 | SIMATIC IPC627E (Box PC) | 5910.34
6AG4141-1AA15-0FA0 | SIMATIC IPC427E (MicroBOX PC) | 3325.96
1PH3132-1DE00-2GA0-ZP81 | SIMOTICS M 1PH3 motor; 3AC 380V | 5704.11
1PH3132-1DE02-0GA0-ZP81 | SIMOTICS M 1PH3 motor; 3AC 380V | 5704.11
1PH3132-1DE02-2GA0-ZP81 | SIMOTICS M 1PH3 motor; 3AC 380V | 5704.11
1PH3132-1DE04-0GA0-ZP81 | SIMOTICS M 1PH3 motor; 3AC 380V | 5482.94
1PH3132-1DE04-2GA0-ZP81 | SIMOTICS M 1PH3 motor; 3AC 380V | 5482.94
1PH8226-1DD10-1BA1-ZK40L00 | COMPACT ASYNCHRONOUS MOTOR | 26753.28
1PH8226-1DF00-2FA1-ZK09K40K84 | COMPACT ASYNCHRONOUS MOTOR | 28478.41
1PH8226-1HC30-1BA2 | COMPACT ASYNCHRONOUS MOTOR | 29561.83
1PH8226-1HC30-2AA2-ZL76 | COMPACT ASYNCHRONOUS MOTOR | 29397.66
1PH8284-1DC10-2FU1-ZG14L00 | COMPACT ASYNCHRONOUS MOTOR | 42250.29
1PH8284-1DD10-1BU1-ZL00 | COMPACT ASYNCHRONOUS MOTOR | 41089.92
1PH8284-1DU10-0BV1-ZX24 | COMPACT ASYNCHRONOUS MOTOR | 40829.75
1PH8284-1FF40-2AV1-ZG14 | COMPACT ASYNCHRONOUS MOTOR | 52986.38
1PH8288-1HD40-2EV2-ZG14 | COMPACT ASYNCHRONOUS MOTOR | 75078.28
1PH8288-1JF23-2BA2-ZK09 | COMPACT ASYNCHRONOUS MOTOR | 71822.13
3NC1202-0MK | Cyl. Fuse 10x38 2A gR 1100Vdc./1250Vdc U | 11.51
3NC1204-0MK | Cyl. Fuse 10x38 4A gR 1100Vdc./1250Vdc U | 11.96
3NC1206-0MK | Cyl. Fuse 10x38 6A gR 1100Vdc./1250Vdc U | 12.45
3UF7020-1AU01-0AX0 | BASIC UNIT SIMOCODE PRO S; | 424.28
3VA1216-6MH32-0DA0 | MCCB_IEC_FS250_160A_3P_70KA_TM_ AM | 842.57
3VA1220-4EF32-0DB0 | MCCB_IEC_FS250_200A_3P_36KA_TM_ ATAM | 919.17
3VA1225-1AA32-0CG0 | SD_IEC_FS250_250A_3P | 724.2
3VA1450-7MH32-0KE0 | MCCB_IEC_FS630_500A_3p_110KA_TM_ AM | 2395.41
3VA1463-4EF42-0AF0 | MCCB_IEC_FS630_630A_4P_36KA_TM_ ATAM | 2144.72
3VA1463-4GF42-0AB0 | MCCB_IEC_FS630_630A_4P_36KA_TM_ ATAM | 2165.61
3VA1463-6EF32-0BH0 | MCCB_IEC_FS630_630A_3P_70KA_TM_ ATAM | 2186.5
3VA2325-5HR32-0AA0 | MCCB_IEC_FS400_250A_3p_55kA_ETU3_LI-DTVE | 1577.35
3VA2325-5MP32-0KK0 | MCCB_IEC_FS400_250A_3p_55kA_ETU5_LSI | 1907.97
3VA2340-0HN32-0HG0 | MCCB_IEC_FS400_3P_200KA_ETU350_ LSI | 2325.77
3VA2340-5HL32-0KE0 | MCCB_IEC_FS400_400A_3P_55KA_ETU3_LI | 1552.83
5SJ4118-7HG42-ZW11 | CIRCUIT BREAKER 10KA 1POL C15 | 38.36
5SJ4206-7HG42-ZW12 | CIRCUIT BREAKER 10KA 2POL C6 | 127.61
5SJ4304-7HG42-ZW13 | CIRCUIT BREAKER 10KA 3POL C4 | 183.83
5SJ4306-7HG42-ZW13 | CIRCUIT BREAKER 10KA 3POL C6 | 183.83
5SJ4310-7HG42-ZW13 | CIRCUIT BREAKER 10KA 3POL C10 | 153.45
6GT2813-1FA00 | UHF MOBILE READER HEAD RF660H ETSI | 1192.38
6GT2813-1FA10 | UHF MOBILE READER HEAD RF660H FCC | 1192.38
6GT2813-1FA20 | UHF MOBILE READER HEAD RF660H CMIIT | 1192.38
6GT2890-0CB00 | Housing for RF1000 Reader | 84.66
6SL3735-7TG37-4MA3 | S120 CM ALCM 690V/735A/800kW, w/o MCB | 138597.86
6SL3735-7TG38-1MA3 | S120 CM ALCM 690V/810A/900kW, w/o MCB | 148972.45
6SL3735-7TG41-0MA3 | S120 CM ALCM 690V/1025A/1100kW, w/o MCB | 189498.12
6SL3735-7TG41-3MA3 | S120 CM ALCM 690V/1270A/1400kW, w/o MCB | 202952.64
1FT7132-5SF71-4LB4 | SYNCHRONOUS MOTOR 1FT7 | 14930.04
1FT7134-5AB71-1LB1-ZB02X23Y84 | SYNCHRONOUS MOTOR 1FT7 | 15614.08
1PH3133-1DG00-0LA0-ZP81 | SIMOTICS M 1PH3 motor; 3AC 380V | 6364.78
1PH8228-1AF10-2EA2-ZL76 | COMPACT ASYNCHRONOUS MOTOR | 29922.51
1PH8228-1AF23-1BA2 | COMPACT ASYNCHRONOUS MOTOR | 38936.06
1PH8228-1AF40-2BA2-ZG14X22 | COMPACT ASYNCHRONOUS MOTOR | 37668.9
1PH8228-1DF00-2FA1-ZK09K40K84 | COMPACT ASYNCHRONOUS MOTOR | 34838.05
1PH8228-1DF30-2BA1-ZK09K85 | COMPACT ASYNCHRONOUS MOTOR | 40190.46
1PH8286-1DF40-2BV1-ZK83 | COMPACT ASYNCHRONOUS MOTOR | 60854.48
1PH8286-1FF40-2AU1-ZG14K24K85 | COMPACT ASYNCHRONOUS MOTOR | 62729.02
1PH8286-1GF40-2BU2-ZH75K16K83 | COMPACT ASYNCHRONOUS MOTOR | 66188.98
1PH8286-1HC10-2BV2-ZL00 | COMPACT ASYNCHRONOUS MOTOR | 45352.6
3RH2122-1BE40-ZX95 | CONT.RELAY,2NO+2NC,DC60V | 38.73
3RH2122-1BG40-ZW97 | CONT.RELAY,2NO+2NC,DC125V | 38.73
3RH2122-1BG40-ZX95 | CONT.RELAY,2NO+2NC,DC125V | 38.73
3RH2122-1BM40-ZW97 | CONT.RELAY,2NO+2NC,DC220V | 34.94
3VA1340-1AA42-0DF0 | SD_IEC_FS400_400A_4P | 1183.77
3VA1340-1AA42-0DH0 | SD_IEC_FS400_400A_4P | 1204.66
3VA1340-1AA42-0KE0 | SD_IEC_FS400_400A_4P | 1204.66
3VA1340-1AA42-0KF0 | SD_IEC_FS400_400A_4P | 1162.88
3VA2010-5JP42-0KJ0 | MCCB_IEC_FS100_100A_4P_55KA_ETU5_LSI | 1378.76
3VA2010-8KP42-0KB0 | MCCB_IEC_FS100_100A_4P_150KA_ETU8_LSI | 1789.6
3VA2025-6HN36-0AB0 | MCCB_IEC_FS100_25A_3P_85KA_ETU3_LSI | 710.26
3VA2110-5MN36-0AK0 | MCCB_IEC_FS160_100A_3P_55KA_ETU3_LSI | 678.24
3VA2510-5HR32-0AA0 | MCCB_IEC_FS1000_1000A_3P_55kA_TU_LI-DTVE | 4140.08
3VA2563-5HN32-0BL0 | MCCB_IEC_FS1000_630A_3P_55KA_ETU3_LSI | 2318.81
3VA2563-5HR32-0AA0 | MCCB_IEC_FS1000_630A_3P_55kA_TU_LI-DTVE | 3851.66
3VA2612-5HL32-0AB0 | MCCB_IEC_FS1250_1250A_3p_55kA_ETU3_LI | 4296.41
5SY4110-6-ZW07 | CIRCUIT BREAKER 10KA 1POL B10 | 24.23
6GT2003-0FA00 | UHF/HF Mobile Reader RF160B | 3310.28
6GT2003-0FB00 | Charg.-/Dockingstation for RF160B | 559.6
6GT2093-0FA00 | Battery pack for RF160B | 338.62
6SL3725-1TE41-4MA3 | S120 CM MoMo 480V/1405A/800kW, LC, 400mm | 93209.09
6SL3725-1TG38-1MA3 | S120 CM MoMo 690V/810A/800kW, LC, 400mm | 93857.5
6SL3725-1TG41-0MA3 | S120 CM MoMo 690V/1025A/1000kW, LC 400mm | 108933.05
6SL3725-1TG41-3MA3 | S120 CM MoMo 690V/1270A/1200kW, LC 400mm | 122711.78
6SL3725-1TG41-6MP3 | S120 CM MoMo 690V/1560A/1500kW, LC 400mm | 146216.7
6XV1840-2R | IE TP Robot Cable 2x2 (PROFINET Typ R) | 15.57
1FG1508-1RE33-2FS1 | SIMOTICS S-1FG1 SERVO GEARED MOTOR | 4935.73
1FG1508-5QF33-2CU1-ZD14K06X01 | SIMOTICS S-1FG1 SERVO GEARED MOTOR | 4836.56
1FK7062-2AC71-1CB1-ZB02Y84 | SYNCHRONOUS MOTOR 1FK7-CT 8,5 NM | 3472.49
1FK7083-2AF71-1CG1-ZJ09 | SYNCHRONOUS MOTOR 1FK7-CT 16 NM | 6715.46
1FK7105-2AF74-1EH1-ZB02X14 | SYNCHRONOUS MOTOR 1FK7-CT 48 NM | 6078.81
1FW3208-1WE62-7DA0 | TORQUE MOTOR, 2000 NM. 150 RPM, | 36485.48
1FW3208-1WE62-7DA0-ZX31 | TORQUE MOTOR, 2000 NM. 150 RPM, | 37683.84
1PH8131-2FF10-1BA1 | COMPACT SYNCHRONOUS MOTOR 1PH813 | 13612.86
1PH8131-3DF03-0AC1-ZU67 | COMPACT ASYNCHRONOUS MOTOR 1PH813 | 11521.75
1PH8133-1DF02-2BA1-ZK18V90 | COMPACT ASYNCHRONOUS MOTOR 1PH813 | 7133.97
1PH8133-1DF03-0BC1 | COMPACT ASYNCHRONOUS MOTOR 1PH813 | 7081.26
1PH8284-1HF10-1EV2 | COMPACT ASYNCHRONOUS MOTOR | 39286.2
1PH8284-1HF40-2AU2-ZG14X05 | COMPACT ASYNCHRONOUS MOTOR | 50898.79
1PH8284-1HF40-2BV2-ZG14 | COMPACT ASYNCHRONOUS MOTOR | 51118.58
1PH8284-1JC40-0BU2-ZG14L00P00 | COMPACT ASYNCHRONOUS MOTOR | 52053.18
3VA1463-4EF42-0BH0 | MCCB_IEC_FS630_630A_4P_36KA_TM_ ATAM | 2277.03
3VA1463-5EF32-0HH0 | MCCB_IEC_FS630_630A_3P_55KA_TM_ ATAM | 1928.86
3VA1463-5GF42-0KF0 | MCCB_IEC_FS630_630A_4P_55KA_TM_ ATAM | 2430.22
3VA1580-6EF32-0HA0 | MCCB_IEC_FS1000_800A_3P_70KA_TM_ ATAM | 2813.22
3VA5210-6ED41-2AA0 | MCCB_UL_FS250_100A_4P_65KA_TM_ FTFM | 842.43
1FT7134-5SC71-1CG1-ZJ03 | SYNCHRONOUS MOTOR 1FT7 | 21531.58
1FT7134-5SC71-5CG1-ZJ05 | SYNCHRONOUS MOTOR 1FT7 | 21531.58
1PH8135-1HF03-1BA2 | COMPACT ASYNCHRONOUS MOTOR 1PH813 | 6378.76
1PH8135-1HF10-2GA2 | COMPACT ASYNCHRONOUS MOTOR 1PH813 | 5412.23
1PH8135-2DG12-0BA1-ZA12 | COMPACT SYNCHRONOUS MOTOR 1PH813 | 14220.06
1PH8135-2FG00-0BA1 | COMPACT SYNCHRONOUS MOTOR 1PH813 | 14752.29
1PH8288-1HD10-2BU2-ZK24K83 | COMPACT ASYNCHRONOUS MOTOR | 55412.45
3VA1332-6MH32-0BG0 | MCCB_IEC_FS400_320A_3P_70KA_TM_ AM | 1594.61
3VA1340-4EF42-0KH0 | MCCB_IEC_FS400_400A_4P_36KA_TM_ ATAM | 1629.43
3VA5210-5ED41-2AA0 | MCCB_UL_FS250_100A_4P_35KA_TM_ FTFM | 727.55
3VA5210-5EF31-2AA0 | MCCB_UL_FS250_100A_3P_35KA_TM_ ATAM | 787.73
3VA5210-5EF41-2AA0 | MCCB_UL_FS250_100A_4P_35KA_TM_ ATAM | 1028.38
3VA5210-5GC41-2AA0 | MCCB_UL_FS250_100A_4P_35KA_TM_ FTAM | 738.48
3VA5210-7ED31-2AA0 | MCCB_UL_FS250_100A_3P_100KA_TM_ FTFM | 711.14
3VA5210-7ED41-2AA0 | MCCB_UL_FS250_100A_4P_100KA_TM_ FTFM | 929.93
3VA5210-7EF31-2AA0 | MCCB_UL_FS250_100A_3P_100KA_TM_ ATAM | 984.64
3VA5210-7EF41-2AA0 | MCCB_UL_FS250_100A_4P_100KA_TM_ ATAM | 1285.5
3VA5211-6GC41-2AA0 | MCCB_UL_FS250_110A_4P_65KA_TM_ FTAM | 962.76
3VA5211-6GD41-2AA0 | MCCB_UL_FS250_110A_4P_65KA_TM_ FTFM | 946.36
3VA5211-7EC31-2AA0 | MCCB_UL_FS250_110A_3P_100KA_TM_ FTAM | 826.01
3VA5211-7EC41-2AA0 | MCCB_UL_FS250_110A_4P_100KA_TM_ FTAM | 1072.16
3VA5212-5GF41-2AA0 | MCCB_UL_FS250_125A_4P_35KA_TM_ ATAM | 1028.38
3VA5212-6EC31-2AA0 | MCCB_UL_FS250_125A_3P_65KA_TM_ FTAM | 733
3VA5212-6EC41-2AA0 | MCCB_UL_FS250_125A_4P_65KA_TM_ FTAM | 962.76
3VA5212-6ED31-2AA0 | MCCB_UL_FS250_125A_3P_65KA_TM_ FTFM | 722.06
3VA5212-6ED41-2AA0 | MCCB_UL_FS250_125A_4P_65KA_TM_ FTFM | 946.36
3VA5212-7GD41-2AA0 | MCCB_UL_FS250_125A_4P_100KA_TM_ FTFM | 1039.34
3VA5212-7GF41-2AA0 | MCCB_UL_FS250_125A_4P_100KA_TM_ ATAM | 1285.5
3VA5215-5EC31-2AA0 | MCCB_UL_FS250_150A_3P_35KA_TM_ FTAM | 738.48
3VA5215-5EC41-2AA0 | MCCB_UL_FS250_150A_4P_35KA_TM_ FTAM | 979.18
8MF1111-0AA00-0JH0 | SIVACON 2000mm x 600mm x 600mm | 2295.82
8MF1111-0AA00-0JH1 | SIVACON 2200mm x 800mm x 800mm | 4075.06
8MF1111-0AA00-0JH2 | SIVACON 2000mm x 1200mm x 600mm | 3831.13
8MF1111-0AA00-0JH3 | SIVACON 2000mm x 800mm x 600mm | 3859.83
8MF1111-0AA00-0JJ8 | SIVACON 2000mm x 600mm x 500mm | 2568.43
8MF1111-0AA00-0JK0 | SIVACON 2000mm x 600mm x 500mm | 2568.43
8MF1111-0AA00-0JK1 | SIVACON 1800mm x 600mm x 600mm | 3128.03
8MF1111-0AA00-0JK2 | SIVACON 2000mm x 800mm x 800mm | 4046.37
A5E48366543 | Set Analog Output Module - Ex | 261.9
1FK7022-5AK24-1HH5-ZJ12 | SYNCHRONOUS SERVOMOTOR, 1FK7 | 6105.15
1FK7022-5AK71-1LB5-ZB02Y84 | SYNCHRONOUS SERVOMOTOR, 1FK7 | 3009.43
1FK7042-2AC71-1RH1-ZB02Y84 | SYNCHRONOUS MOTOR 1FK7-CT 3 NM | 2415.86
1PH8184-1HF43-2BA2-ZL76 | COMPACT ASYNCHRONOUS MOTOR | 13875.58
1PH8184-1JD00-2AA2-ZL76V92 | COMPACT ASYNCHRONOUS MOTOR | 11594.06
1PH8184-1JD00-2AB2-ZL76V92 | COMPACT ASYNCHRONOUS MOTOR | 11594.06
3VA5215-6GC41-2AA0 | MCCB_UL_FS250_150A_4P_65KA_TM_ FTAM | 1115.93
3VA5217-5ED31-2AA0 | MCCB_UL_FS250_175A_3P_35KA_TM_ FTFM | 738.48
3VA5217-5ED41-2AA0 | MCCB_UL_FS250_175A_4P_35KA_TM_ FTFM | 984.64
3VA5217-5EF31-2AA0 | MCCB_UL_FS250_175A_3P_35KA_TM_ ATAM | 815.05
3VA5217-5EF41-2AA0 | MCCB_UL_FS250_175A_4P_35KA_TM_ ATAM | 1050.26
3VA5217-7EC31-2AA0 | MCCB_UL_FS250_175A_3P_100KA_TM_ FTAM | 951.81
3VA5217-7EC41-2AA0 | MCCB_UL_FS250_175A_4P_100KA_TM_ FTAM | 1247.21
3VA5217-7ED31-2AA0 | MCCB_UL_FS250_175A_3P_100KA_TM_ FTFM | 940.88
3VA5217-7ED41-2AA0 | MCCB_UL_FS250_175A_4P_100KA_TM_ FTFM | 1208.91
3VA5217-7EF31-2AA0 | MCCB_UL_FS250_175A_3P_100KA_TM_ ATAM | 1012
3VA5560-5EC46-2AA0 | MCCB_UL_FS800_600A_4P_35KA_TM_ FTAM | 2598.36
3VA5560-5GC42-2AA0 | MCCB_UL_FS800_600A_4P_35KA_TM_ FTAM | 2390.49
3VA5560-5GC46-2AA0 | MCCB_UL_FS800_600A_4P_35KA_TM_ FTAM | 2598.36
3VA5560-6EC32-2AA0 | MCCB_UL_FS800_600A_3P_65KA_TM_ FTAM | 2002.1
3VA5570-5EC42-2AA0 | MCCB_UL_FS800_700A_4P_35KA_TM_ FTAM | 2855.45
3VA5570-5EC46-2AA0 | MCCB_UL_FS800_700A_4P_35KA_TM_ FTAM | 3068.78
3VA5570-5GC42-2AA0 | MCCB_UL_FS800_700A_4P_35KA_TM_ FTAM | 2855.45
3VA5570-5GC46-2AA0 | MCCB_UL_FS800_700A_4P_35KA_TM_ FTAM | 3068.78
3VA5580-5EC32-2AA0 | MCCB_UL_FS800_800A_3P_35KA_TM_ FTAM | 2439.71
3VA5580-5EC36-2AA0 | MCCB_UL_FS800_800A_3P_35KA_TM_ FTAM | 2778.87
3VA5580-5EC42-2AA0 | MCCB_UL_FS800_800A_4P_35KA_TM_ FTAM | 3161.77
3VA5580-5EC46-2AA0 | MCCB_UL_FS800_800A_4P_35KA_TM_ FTAM | 3615.82
3VA5580-5GC42-2AA0 | MCCB_UL_FS800_800A_4P_35KA_TM_ FTAM | 3161.77
3VA5580-7GC46-2AA0 | MCCB_UL_FS800_800A_4P_100KA_TM_ FTAM | 4244.9
3VA5710-5EC31-0AA0 | MCCB_UL_FS1200_1000A_3P_35KA_TM_ FTAM | 3429.8
3VA5710-5EC31-1AA0 | MCCB_UL_FS1200_1000A_3P_35KA_TM_ FTAM | 3495.47
3VA5710-5EC31-2AA0 | MCCB_UL_FS1200_1000A_3P_35KA_TM_ FTAM | 3774.45
3VA5710-7EC31-0AA0 | MCCB_UL_FS1200_1000A_3P_100KA_TM_ FTAM | 4299.6
3VA5710-7EC31-1AA0 | MCCB_UL_FS1200_1000A_3P_100KA_TM_ FTAM | 4343.36
3VA5710-7EC31-2AA0 | MCCB_UL_FS1200_1000A_3P_100KA_TM_ FTAM | 4720.8
3VA5710-7EC61-0AA0 | MCCB_UL_FS1200_1000A_2P_100KA_TM_ FTAM | 3861.95
3VA5712-6EC61-0AA0 | MCCB_UL_FS1200_1200A_2P_65KA_TM_ FTAM | 3982.32
3VA5712-6EC61-1AA0 | MCCB_UL_FS1200_1200A_2P_65KA_TM_ FTAM | 4037.02
3VA5712-6EC61-2AA0 | MCCB_UL_FS1200_1200A_2P_65KA_TM_ FTAM | 4392.6
3VA5712-7BB31-0AA0 | MCS_UL_FS1200_1200A_3P_100KA | 4529.33
3VA5780-5EC61-2AA0 | MCCB_UL_FS1200_800A_2P_35KA_TM_ FTAM | 2445.18
3VA5780-6EC31-0AA0 | MCCB_UL_FS1200_800A_3P_65KA_TM_ FTAM | 2718.7
3VA5780-6EC31-1AA0 | MCCB_UL_FS1200_800A_3P_65KA_TM_ FTAM | 2762.46
3VA5780-6EC31-2AA0 | MCCB_UL_FS1200_800A_3P_65KA_TM_ FTAM | 2986.74
3VA5780-6EC61-0AA0 | MCCB_UL_FS1200_800A_2P_65KA_TM_ FTAM | 2445.18
1PH8224-1DF00-0EC1 | COMPACT ASYNCHRONOUS MOTOR | 20118.84
1PH8224-1DF01-0EC1 | COMPACT ASYNCHRONOUS MOTOR | 20897.09
1PH8224-1EB15-1BD2-ZL76X14 | COMPACT ASYNCHRONOUS MOTOR | 23949.95
1PH8224-1FD10-2BB1-ZK40L76 | COMPACT ASYNCHRONOUS MOTOR | 22860.33
3VA1180-5EF42-0AB0 | MCCB_IEC_FS160_80A_4P_55KA_TM_ ATAM | 455.41
3VA1180-5EF42-0AC0 | MCCB_IEC_FS160_80A_4P_55KA_TM_ ATAM | 431.03
3VA5217-7GF41-2AA0 | MCCB_UL_FS250_175A_4P_100KA_TM_ ATAM | 1318.34
3VA5220-5EC31-2AA0 | MCCB_UL_FS250_200A_3P_35KA_TM_ FTAM | 765.82
3VA5220-5EC41-2AA0 | MCCB_UL_FS250_200A_4P_35KA_TM_ FTAM | 995.58
3VA5220-6EF31-2AA0 | MCCB_UL_FS250_200A_3P_65KA_TM_ ATAM | 924.47
3VA5220-6EF41-2AA0 | MCCB_UL_FS250_200A_4P_65KA_TM_ ATAM | 1187.03
3VA5220-6GC41-2AA0 | MCCB_UL_FS250_200A_4P_65KA_TM_ FTAM | 1148.75
3VA5220-6GD41-2AA0 | MCCB_UL_FS250_200A_4P_65KA_TM_ FTFM | 1132.33
3VA5222-5ED41-2AA0 | MCCB_UL_FS250_225A_4P_35KA_TM_ FTFM | 1099.51
3VA5222-5GC41-2AA0 | MCCB_UL_FS250_225A_4P_35KA_TM_ FTAM | 1137.81
3VA5222-5GD41-2AA0 | MCCB_UL_FS250_225A_4P_35KA_TM_ FTFM | 1099.51
3VA5222-6EC31-2AA0 | MCCB_UL_FS250_225A_3P_65KA_TM_ FTAM | 984.64
3VA5230-7ED31-2AA0 | MCCB_UL_FS250_30A_3P_100KA_TM_ FTFM | 623.6
3VA5235-5ED31-2AA0 | MCCB_UL_FS250_35A_3P_35KA_TM_ FTFM | 492.88
3VA5235-6ED31-2AA0 | MCCB_UL_FS250_35A_3P_65KA_TM_ FTFM | 568.91
3VA5235-7ED31-2AA0 | MCCB_UL_FS250_35A_3P_100KA_TM_ FTFM | 623.6
3VA5250-5ED31-2AA0 | MCCB_UL_FS250_50A_3P_35KA_TM_ FTFM | 492.88
3VA5250-5ED41-2AA0 | MCCB_UL_FS250_50A_4P_35KA_TM_ FTFM | 640.02
3VA5250-6ED31-2AA0 | MCCB_UL_FS250_50A_3P_65KA_TM_ FTFM | 568.91
3VA5210-6EF31-2AA0 | MCCB_UL_FS250_100A_3P_65KA_TM_ ATAM | 897.12
3VA5210-6EF41-2AA0 | MCCB_UL_FS250_100A_4P_65KA_TM_ ATAM | 1170.63
3VA5210-6GC41-2AA0 | MCCB_UL_FS250_100A_4P_65KA_TM_ FTAM | 864.31
3VA5211-5EC41-2AA0 | MCCB_UL_FS250_110A_4P_35KA_TM_ FTAM | 842.43
3VA5211-5ED31-2AA0 | MCCB_UL_FS250_110A_3P_35KA_TM_ FTFM | 634.56
3VA5211-5ED41-2AA0 | MCCB_UL_FS250_110A_4P_35KA_TM_ FTFM | 826.01
3VA5211-5GC41-2AA0 | MCCB_UL_FS250_110A_4P_35KA_TM_ FTAM | 842.43
3VA5211-5GD41-2AA0 | MCCB_UL_FS250_110A_4P_35KA_TM_ FTFM | 826.01
3VA5212-5EC31-2AA0 | MCCB_UL_FS250_125A_3P_35KA_TM_ FTAM | 645.48
3VA5212-5EC41-2AA0 | MCCB_UL_FS250_125A_4P_35KA_TM_ FTAM | 842.43
3VA5212-5ED31-2AA0 | MCCB_UL_FS250_125A_3P_35KA_TM_ FTFM | 634.56
3VA5212-5ED41-2AA0 | MCCB_UL_FS250_125A_4P_35KA_TM_ FTFM | 826.01
3VA5212-6GF41-2AA0 | MCCB_UL_FS250_125A_4P_65KA_TM_ ATAM | 1170.63
3VA5212-7EC31-2AA0 | MCCB_UL_FS250_125A_3P_100KA_TM_ FTAM | 826.01
3VA5212-7EC41-2AA0 | MCCB_UL_FS250_125A_4P_100KA_TM_ FTAM | 1072.16
3VA5212-7ED31-2AA0 | MCCB_UL_FS250_125A_3P_100KA_TM_ FTFM | 809.61
3VA5215-5GD41-2AA0 | MCCB_UL_FS250_150A_4P_35KA_TM_ FTFM | 946.36
3VA5215-5GF41-2AA0 | MCCB_UL_FS250_150A_4P_35KA_TM_ ATAM | 1028.38
3VA5215-6EC31-2AA0 | MCCB_UL_FS250_150A_3P_65KA_TM_ FTAM | 864.31
3VA5215-6EC41-2AA0 | MCCB_UL_FS250_150A_4P_65KA_TM_ FTAM | 1115.93
8MF1111-0AA00-0JG1 | SIVACON 2000mm x 800mm x 500mm | 3099.35
8MF1111-0AA00-0JG2 | SIVACON 2000mm x 600mm x 1000mm | 2238.41
8MF1111-0AA00-0JG3 | SIVACON 2000mm x 600mm x 1000mm | 2238.41
8MF1111-0AA00-0JG4 | SIVACON 2000mm x 400mm x 400mm | 1965.78
8MF1111-0AA00-0JH8 | SIVACON 2200mm x 400mm x 400mm | 3745.04
8MF1111-0AA00-0JJ0 | SIVACON 2200mm x 400mm x 400mm | 3343.27
8MF1111-0AA00-0JJ1 | SIVACON 2200mm x 600mm x 400mm | 3601.54
8MF1111-0AA00-0JJ2 | SIVACON 2200mm x 400mm x 400mm | 3257.18
8MF1111-0AA00-0JJ3 | SIVACON 2000mm x 600mm x 500mm | 2281.46
8MF1111-0AA00-0JK7 | SIVACON 2000mm x 600mm x 500mm | 2568.43
8MF1111-0AA00-0JK8 | SIVACON 1800mm x 600mm x 600mm | 3558.5
8MF1111-0AA00-0JL0 | SIVACON 1800mm x 600mm x 600mm | 3558.5
1PH8184-1DD23-1CA1-ZK10 | COMPACT ASYNCHRONOUS MOTOR | 20040.66
1PH8184-1DF00-0LA1 | COMPACT ASYNCHRONOUS MOTOR | 18973.54
1PH8184-1DF05-0CA1 | COMPACT ASYNCHRONOUS MOTOR | 13810.93
1PH8184-1DL00-1BB1 | COMPACT ASYNCHRONOUS MOTOR | 11839.3
3VA5215-7ED31-2AA0 | MCCB_UL_FS250_150A_3P_100KA_TM_ FTFM | 919
3VA5215-7ED41-2AA0 | MCCB_UL_FS250_150A_4P_100KA_TM_ FTFM | 1187.03
3VA5215-7EF31-2AA0 | MCCB_UL_FS250_150A_3P_100KA_TM_ ATAM | 984.64
3VA5215-7EF41-2AA0 | MCCB_UL_FS250_150A_4P_100KA_TM_ ATAM | 1285.5
3VA5217-6EC41-2AA0 | MCCB_UL_FS250_175A_4P_65KA_TM_ FTAM | 1148.75
3VA5217-6ED31-2AA0 | MCCB_UL_FS250_175A_3P_65KA_TM_ FTFM | 864.31
3VA5217-6ED41-2AA0 | MCCB_UL_FS250_175A_4P_65KA_TM_ FTFM | 1132.33
3VA5217-6EF31-2AA0 | MCCB_UL_FS250_175A_3P_65KA_TM_ ATAM | 924.47
3VA5340-7EC41-2AA0 | MCCB_UL_FS400_400A_4P_100KA_TM_ FTAM | 1887.23
3VA5340-7EF31-2AA0 | MCCB_UL_FS400_400A_3P_100KA_TM_ ATAM | 1526.19
3VA5340-7EF41-2AA0 | MCCB_UL_FS400_400A_4P_100KA_TM_ ATAM | 1974.76
3VA5340-7GC41-2AA0 | MCCB_UL_FS400_400A_4P_100KA_TM_ FTAM | 1887.23
3VA5560-6GC46-2AA0 | MCCB_UL_FS800_600A_4P_65KA_TM_ FTAM | 2822.65
3VA5560-7EC32-2AA0 | MCCB_UL_FS800_600A_3P_100KA_TM_ FTAM | 2199.01
3VA5560-7EC36-2AA0 | MCCB_UL_FS800_600A_3P_100KA_TM_ FTAM | 2357.66
3VA5560-7EC42-2AA0 | MCCB_UL_FS800_600A_4P_100KA_TM_ FTAM | 2849.99
3VA5560-7EC46-2AA0 | MCCB_UL_FS800_600A_4P_100KA_TM_ FTAM | 3063.32
3VA5570-6GC42-2AA0 | MCCB_UL_FS800_700A_4P_65KA_TM_ FTAM | 3123.48
3VA5570-6GC46-2AA0 | MCCB_UL_FS800_700A_4P_65KA_TM_ FTAM | 3336.84
3VA5570-7EC32-2AA0 | MCCB_UL_FS800_700A_3P_100KA_TM_ FTAM | 2625.7
3VA5570-7EC36-2AA0 | MCCB_UL_FS800_700A_3P_100KA_TM_ FTAM | 2778.87
3VA5580-6EC46-2AA0 | MCCB_UL_FS800_800A_4P_65KA_TM_ FTAM | 3927.62
3VA5580-6GC42-2AA0 | MCCB_UL_FS800_800A_4P_65KA_TM_ FTAM | 3484.55
3VA5580-6GC46-2AA0 | MCCB_UL_FS800_800A_4P_65KA_TM_ FTAM | 3927.62
3VA5580-7EC32-2AA0 | MCCB_UL_FS800_800A_3P_100KA_TM_ FTAM | 2910.15
3VA5710-6EC31-0AA0 | MCCB_UL_FS1200_1000A_3P_65KA_TM_ FTAM | 3768.99
3VA5710-6EC31-1AA0 | MCCB_UL_FS1200_1000A_3P_65KA_TM_ FTAM | 3829.15
3VA5710-6EC31-2AA0 | MCCB_UL_FS1200_1000A_3P_65KA_TM_ FTAM | 4151.89
3VA5710-6EC61-0AA0 | MCCB_UL_FS1200_1000A_2P_65KA_TM_ FTAM | 3402.48
3VA5712-5EC31-2AA0 | MCCB_UL_FS1200_1200A_3P_35KA_TM_ FTAM | 4425.4
3VA5712-5EC61-0AA0 | MCCB_UL_FS1200_1200A_2P_35KA_TM_ FTAM | 3621.3
3VA5712-5EC61-1AA0 | MCCB_UL_FS1200_1200A_2P_35KA_TM_ FTAM | 3665.04
3VA5712-5EC61-2AA0 | MCCB_UL_FS1200_1200A_2P_35KA_TM_ FTAM | 3982.32
3VA5712-7EC61-0AA0 | MCCB_UL_FS1200_1200A_2P_100KA_TM_ FTAM | 4529.33
3VA5712-7EC61-1AA0 | MCCB_UL_FS1200_1200A_2P_100KA_TM_ FTAM | 4573.11
3VA5712-7EC61-2AA0 | MCCB_UL_FS1200_1200A_2P_100KA_TM_ FTAM | 4977.9
3VA5780-5EC31-0AA0 | MCCB_UL_FS1200_800A_3P_35KA_TM_ FTAM | 2467.07
1PH8083-1FF10-2BA1-ZQ31 | MAIN SPINDLE MOTOR 1PH808 | 6589.74
1PH8083-3FM02-2AA1 | MAIN SPINDLE MOTOR 1PH808 | 6172.53
1PH8087-1DF02-1GC1 | MAIN SPINDLE MOTOR 1PH808 | 5363.49
1PH8087-3DF02-0AC1-ZU67 | MAIN SPINDLE MOTOR 1PH808 | 8646.02
1PH8226-1HD23-1BA2 | COMPACT ASYNCHRONOUS MOTOR | 31157.13
1PH8226-1HF30-2EA2-ZL76X01 | COMPACT ASYNCHRONOUS MOTOR | 30123.98
1PH8226-1JF00-2EC2-ZL00L76 | COMPACT ASYNCHRONOUS MOTOR | 25499.45
1PH8228-1AD10-2AA2-ZL00L76 | COMPACT ASYNCHRONOUS MOTOR | 30156.08
3VA5220-5GC41-2AA0 | MCCB_UL_FS250_200A_4P_35KA_TM_ FTAM | 995.58
3VA5220-5GD41-2AA0 | MCCB_UL_FS250_200A_4P_35KA_TM_ FTFM | 984.64
3VA5220-5GF41-2AA0 | MCCB_UL_FS250_200A_4P_35KA_TM_ ATAM | 1050.26
3VA5220-6EC31-2AA0 | MCCB_UL_FS250_200A_3P_65KA_TM_ FTAM | 880.71
3VA5220-7EF31-2AA0 | MCCB_UL_FS250_200A_3P_100KA_TM_ ATAM | 1012
3VA5220-7EF41-2AA0 | MCCB_UL_FS250_200A_4P_100KA_TM_ ATAM | 1318.34
3VA5220-7GC41-2AA0 | MCCB_UL_FS250_200A_4P_100KA_TM_ FTAM | 1247.21
3VA5220-7GD41-2AA0 | MCCB_UL_FS250_200A_4P_100KA_TM_ FTFM | 1208.91
3VA5222-6GD41-2AA0 | MCCB_UL_FS250_225A_4P_65KA_TM_ FTFM | 1247.21
3VA5222-7EC31-2AA0 | MCCB_UL_FS250_225A_3P_100KA_TM_ FTAM | 1077.64
3VA5222-7EC41-2AA0 | MCCB_UL_FS250_225A_4P_100KA_TM_ FTAM | 1400.36
3VA5222-7ED31-2AA0 | MCCB_UL_FS250_225A_3P_100KA_TM_ FTFM | 1061.22
3VA5240-7ED31-2AA0 | MCCB_UL_FS250_40A_3P_100KA_TM_ FTFM | 623.6
3VA5240-7ED41-2AA0 | MCCB_UL_FS250_40A_4P_100KA_TM_ FTFM | 815.05
3VA5245-5ED31-2AA0 | MCCB_UL_FS250_40A_3P_35KA_TM_ FTFM | 492.88
3VA5245-5ED41-2AA0 | MCCB_UL_FS250_40A_4P_35KA_TM_ FTFM | 640.02
3VA5260-6ED41-2AA0 | MCCB_UL_FS250_60A_4P_65KA_TM_ FTFM | 727.55
3VA5260-7ED31-2AA0 | MCCB_UL_FS250_60A_3P_100KA_TM_ FTFM | 623.6
3VA5260-7ED41-2AA0 | MCCB_UL_FS250_60A_4P_100KA_TM_ FTFM | 815.05
3VA5270-5EC31-2AA0 | MCCB_UL_FS250_70A_3P_35KA_TM_ FTAM | 541.55
3VA5270-7EC41-2AA0 | MCCB_UL_FS250_70A_4P_100KA_TM_ FTAM | 880.71
3VA5270-7ED31-2AA0 | MCCB_UL_FS250_70A_3P_100KA_TM_ FTFM | 667.36
3VA5270-7ED41-2AA0 | MCCB_UL_FS250_70A_4P_100KA_TM_ FTFM | 869.75
3VA5270-7EF31-2AA0 | MCCB_UL_FS250_70A_3P_100KA_TM_ ATAM | 727.55
3VA5270-7EF41-2AA0 | MCCB_UL_FS250_70A_4P_100KA_TM_ ATAM | 924.47
3VA5280-7EC31-2AA0 | MCCB_UL_FS250_80A_3P_100KA_TM_ FTAM | 683.78
3VA5280-7EC41-2AA0 | MCCB_UL_FS250_80A_4P_100KA_TM_ FTAM | 880.71
3VA5280-7ED31-2AA0 | MCCB_UL_FS250_80A_3P_100KA_TM_ FTFM | 667.36
6SL3725-1TE41-2MA3 | S120 CM MoMo 480V/1260A/710kW, LC, 400mm | 83158.72
6SL3735-7TE38-4MA3 | S120 CM ALCM 480V/840A/500kW, w/o MCB | 88346.01
6SL3735-7TE41-4MA3 | S120 CM ALCM 480V/1405A/900kW, w/o MCB | 165182.71
6SL3735-7TG41-3MA4 | S120 CM ALCM 690V/1400kW WGA w/o MCB | 204573.67
6SL3735-7TG41-6MA4 | S120 CM ALCM 690V/1700kW WGA w/o MCB | 240236.27
1FT7064-5AF74-1MA1 | SYNCHRONOUS MOTOR 1FT7 | 4894.52
1FT7087-7SF74-1MG3 | SYNCHRONOUS MOTOR 1FT7 | 8381.48
1FT7136-5SB71-7LB1 | SYNCHRONOUS MOTOR 1FT7 | 17153.58
1FW3154-1AP72-5DA0-ZK40T20X01 | TORQUE MOTOR, 300 NM. 750 RPM, | 19261.91
1PH8107-3DG13-2AG1-ZU62 | COMPACT ASYNCHRONOUS MOTOR 1PH810 | 9679.95
1PH8131-1DF03-0BC1 | COMPACT ASYNCHRONOUS MOTOR 1PH813 | 6935.21
1PH8131-1HF03-1BA2 | COMPACT ASYNCHRONOUS MOTOR 1PH813 | 5744.27
1PH8133-1HD03-1BA2 | COMPACT ASYNCHRONOUS MOTOR 1PH813 | 5890.33
1PH8133-2FL00-0BA1 | COMPACT SYNCHRONOUS MOTOR 1PH813 | 14182.57
1PH8137-1DF03-0GC1 | COMPACT ASYNCHRONOUS MOTOR 1PH813 | 7559.1
1PH8137-1EF13-1GA2 | COMPACT ASYNCHRONOUS MOTOR 1PH813 | 7812.46
1PH8286-1AF40-2AV2-ZG02G14K84 | COMPACT ASYNCHRONOUS MOTOR | 59479.39
1PH8286-1DB20-0BA1-ZB35 | COMPACT ASYNCHRONOUS MOTOR | 56688.94
1PH8288-1FF10-1FW1-ZG00G14 | COMPACT ASYNCHRONOUS MOTOR | 58593.31
3VA1340-7EF32-0AH0 | MCCB_IEC_FS400_400A_3p_110kA_TM_ ATAM | 1608.54
3VA1450-7EF32-0AC0 | MCCB_IEC_FS630_500A_3p_110KA_TM_ ATAM | 2047.24
3VA5210-5EC31-2AA0 | MCCB_UL_FS250_100A_3P_35KA_TM_ FTAM | 579.84
3VA5210-5ED31-2AA0 | MCCB_UL_FS250_100A_3P_35KA_TM_ FTFM | 568.91
3VA5210-5GD41-2AA0 | MCCB_UL_FS250_100A_4P_35KA_TM_ FTFM | 727.55
3VA5210-6EC31-2AA0 | MCCB_UL_FS250_100A_3P_65KA_TM_ FTAM | 661.9
3VA5210-6ED31-2AA0 | MCCB_UL_FS250_100A_3P_65KA_TM_ FTFM | 645.48
3VA5210-6GD41-2AA0 | MCCB_UL_FS250_100A_4P_65KA_TM_ FTFM | 842.43
3VA5210-7EC31-2AA0 | MCCB_UL_FS250_100A_3P_100KA_TM_ FTAM | 727.55
3VA5210-7GD41-2AA0 | MCCB_UL_FS250_100A_4P_100KA_TM_ FTFM | 929.93
3VA5211-5EC31-2AA0 | MCCB_UL_FS250_110A_3P_35KA_TM_ FTAM | 645.48
3VA5211-6EC41-2AA0 | MCCB_UL_FS250_110A_4P_65KA_TM_ FTAM | 962.76
3VA5211-6ED41-2AA0 | MCCB_UL_FS250_110A_4P_65KA_TM_ FTFM | 946.36
3VA5211-7ED31-2AA0 | MCCB_UL_FS250_110A_3P_100KA_TM_ FTFM | 809.61
3VA5211-7GC41-2AA0 | MCCB_UL_FS250_110A_4P_100KA_TM_ FTAM | 1072.16
3VA5212-5EF41-2AA0 | MCCB_UL_FS250_125A_4P_35KA_TM_ ATAM | 1028.38
3VA5212-5GD41-2AA0 | MCCB_UL_FS250_125A_4P_35KA_TM_ FTFM | 826.01
3VA5212-6EF41-2AA0 | MCCB_UL_FS250_125A_4P_65KA_TM_ ATAM | 1170.63
3VA5212-6GD41-2AA0 | MCCB_UL_FS250_125A_4P_65KA_TM_ FTFM | 946.36
3VA5212-7ED41-2AA0 | MCCB_UL_FS250_125A_4P_100KA_TM_ FTFM | 1039.34
3VA5212-7EF41-2AA0 | MCCB_UL_FS250_125A_4P_100KA_TM_ ATAM | 1285.5
3VA5215-5ED41-2AA0 | MCCB_UL_FS250_150A_4P_35KA_TM_ FTFM | 946.36
3VA5215-5EF41-2AA0 | MCCB_UL_FS250_150A_4P_35KA_TM_ ATAM | 1028.38
3VA5215-6ED41-2AA0 | MCCB_UL_FS250_150A_4P_65KA_TM_ FTFM | 1077.64
3VA5215-6EF41-2AA0 | MCCB_UL_FS250_150A_4P_65KA_TM_ ATAM | 1170.63
8MF1111-0AA00-0JF8 | SIVACON 2000mm x 800mm x 800mm | 2697.58
8MF1111-0AA00-0JG6 | SIVACON 2200mm x 600mm x 600mm | 2353.2
8MF1111-0AA00-0JG8 | SIVACON 2000mm x 800mm x 600mm | 2754.97
8MF1111-0AA00-0JH4 | SIVACON 2200mm x 800mm x 600mm | 4677.7
8MF1111-0AA00-0JH6 | SIVACON 2200mm x 400mm x 400mm | 3099.35
8MF1111-0AA00-0JJ4 | SIVACON 2000mm x 600mm x 500mm | 2511.04
8MF1111-0AA00-0JJ6 | SIVACON 2000mm x 600mm x 500mm | 2568.43
8MF1111-0AA00-0JK4 | SIVACON 2000mm x 600mm x 500mm | 2568.43
8MF1111-0AA00-0JK6 | SIVACON 2000mm x 600mm x 500mm | 2568.43
A5E50771080 | Belt scale barrier, 24VDC, MS | 7581.9
A5E51150447 | Upgrade kit MAG 8000 IIoT WCM | 2061.16
1FK7042-2AF71-1RH0-ZV42 | SYNCHRONOUS MOTOR 1FK7-CT 3 NM | 3724.47
1FT7082-5AC74-1MB2-ZK23N40X04 | SYNCHRONOUS MOTOR 1FT7 | 6859.86
1PH8184-1DD23-1CA1-ZK09 | COMPACT ASYNCHRONOUS MOTOR | 20040.66
1PH8184-1FD10-2BB1-ZK40L27L76 | COMPACT ASYNCHRONOUS MOTOR | 15297.29
1PH8184-1HF30-2AA2-ZL76V92 | COMPACT ASYNCHRONOUS MOTOR | 12679.01
3VA5215-6GF41-2AA0 | MCCB_UL_FS250_150A_4P_65KA_TM_ ATAM | 1170.63
3VA5215-7EC41-2AA0 | MCCB_UL_FS250_150A_4P_100KA_TM_ FTAM | 1208.91
3VA5215-7GC41-2AA0 | MCCB_UL_FS250_150A_4P_100KA_TM_ FTAM | 1208.91
3VA5215-7GF41-2AA0 | MCCB_UL_FS250_150A_4P_100KA_TM_ ATAM | 1285.5
3VA5217-5EC41-2AA0 | MCCB_UL_FS250_175A_4P_35KA_TM_ FTAM | 995.58
3VA5217-5GC41-2AA0 | MCCB_UL_FS250_175A_4P_35KA_TM_ FTAM | 995.58
3VA5217-5GF41-2AA0 | MCCB_UL_FS250_175A_4P_35KA_TM_ ATAM | 1050.26
3VA5217-6GC41-2AA0 | MCCB_UL_FS250_175A_4P_65KA_TM_ FTAM | 1148.75
3VA5217-6GF41-2AA0 | MCCB_UL_FS250_175A_4P_65KA_TM_ ATAM | 1187.03
3VA5217-7GC41-2AA0 | MCCB_UL_FS250_175A_4P_100KA_TM_ FTAM | 1247.21
3VA5340-7EC31-2AA0 | MCCB_UL_FS400_400A_3P_100KA_TM_ FTAM | 1449.61
3VA5340-7GF41-2AA0 | MCCB_UL_FS400_400A_4P_100KA_TM_ ATAM | 1974.76
3VA5560-5EC36-2AA0 | MCCB_UL_FS800_600A_3P_35KA_TM_ FTAM | 1996.64
3VA5560-6EC42-2AA0 | MCCB_UL_FS800_600A_4P_65KA_TM_ FTAM | 2603.82
3VA5560-6GC42-2AA0 | MCCB_UL_FS800_600A_4P_65KA_TM_ FTAM | 2603.82
3VA5560-7GC46-2AA0 | MCCB_UL_FS800_600A_4P_100KA_TM_ FTAM | 3063.32
3VA5570-5EC36-2AA0 | MCCB_UL_FS800_700A_3P_35KA_TM_ FTAM | 2357.66
3VA5570-6EC32-2AA0 | MCCB_UL_FS800_700A_3P_65KA_TM_ FTAM | 2390.49
3VA5570-6EC42-2AA0 | MCCB_UL_FS800_700A_4P_65KA_TM_ FTAM | 3123.48
3VA5570-7EC46-2AA0 | MCCB_UL_FS800_700A_4P_100KA_TM_ FTAM | 3621.3
3VA5570-7GC46-2AA0 | MCCB_UL_FS800_700A_4P_100KA_TM_ FTAM | 3621.3
3VA5580-6EC32-2AA0 | MCCB_UL_FS800_800A_3P_65KA_TM_ FTAM | 2680.42
3VA5580-6EC42-2AA0 | MCCB_UL_FS800_800A_4P_65KA_TM_ FTAM | 3484.55
3VA5580-7EC36-2AA0 | MCCB_UL_FS800_800A_3P_100KA_TM_ FTAM | 3243.84
3VA5580-7EC46-2AA0 | MCCB_UL_FS800_800A_4P_100KA_TM_ FTAM | 4244.9
3VA5710-5EC61-1AA0 | MCCB_UL_FS1200_1000A_2P_35KA_TM_ FTAM | 3145.39
3VA5710-6BB31-0AA0 | MCS_UL_FS1200_1000A_3P_65KA | 3402.48
3VA5710-6EC61-2AA0 | MCCB_UL_FS1200_1000A_2P_65KA_TM_ FTAM | 3736.16
3VA5710-7BB61-0AA0 | MCS_UL_FS1200_1000A_2P_100KA | 3484.55
3VA5710-7EC61-1AA0 | MCCB_UL_FS1200_1000A_2P_100KA_TM_ FTAM | 3916.67
3VA5712-5EC31-0AA0 | MCCB_UL_FS1200_1200A_3P_35KA_TM_ FTAM | 4020.6
3VA5712-6BB61-0AA0 | MCS_UL_FS1200_1200A_2P_65KA | 3593.93
3VA5712-6EC31-1AA0 | MCCB_UL_FS1200_1200A_3P_65KA_TM_ FTAM | 4474.63
3VA5712-7EC31-0AA0 | MCCB_UL_FS1200_1200A_3P_100KA_TM_ FTAM | 5032.58
3VA5712-7EC31-2AA0 | MCCB_UL_FS1200_1200A_3P_100KA_TM_ FTAM | 5524.93
3VA5780-5EC31-1AA0 | MCCB_UL_FS1200_800A_3P_35KA_TM_ FTAM | 2516.29
3VA5780-5EC61-0AA0 | MCCB_UL_FS1200_800A_2P_35KA_TM_ FTAM | 2226.39
3VA5780-6EC61-1AA0 | MCCB_UL_FS1200_800A_2P_65KA_TM_ FTAM | 2494.41
1PH8103-1DF10-1HE1 | COMPACT ASYNCHRONOUS MOTOR 1PH810 | 5622.88
1PH8103-1HG03-1BA2 | COMPACT ASYNCHRONOUS MOTOR 1PH810 | 5043.73
1PH8224-2DL20-1AA1-ZA72B35P00 | COMPACT SYNCHRONOUS MOTOR | 39477.91
1PH8226-1DD10-2BA1-ZK40L76 | COMPACT ASYNCHRONOUS MOTOR | 26316.67
3RV2031-4VA10-0BA0 | SPECIAL TYPE CIRCUIT-BREAKER 45A | 208.66
3VA1116-1AA36-0DF0 | SD_IEC_FS160_160A_3P | 509.02
3VA5220-5ED31-2AA0 | MCCB_UL_FS250_200A_3P_35KA_TM_ FTFM | 738.48
3VA5220-5EF31-2AA0 | MCCB_UL_FS250_200A_3P_35KA_TM_ ATAM | 815.05
3VA5220-6ED31-2AA0 | MCCB_UL_FS250_200A_3P_65KA_TM_ FTFM | 864.31
3VA5220-6EF31-0BB0 | MCCB_UL_FS250_200A_3P_65KA_TM_ ATAM | 1600.53
3VA5220-6GF41-2AA0 | MCCB_UL_FS250_200A_4P_65KA_TM_ ATAM | 1187.03
3VA5220-7EC41-2AA0 | MCCB_UL_FS250_200A_4P_100KA_TM_ FTAM | 1247.21
3VA5220-7ED41-2AA0 | MCCB_UL_FS250_200A_4P_100KA_TM_ FTFM | 1208.91
3VA5220-7GF41-2AA0 | MCCB_UL_FS250_200A_4P_100KA_TM_ ATAM | 1318.34
3VA5222-5EC41-2AA0 | MCCB_UL_FS250_225A_4P_35KA_TM_ FTAM | 1137.81
3VA5222-6ED31-2AA0 | MCCB_UL_FS250_225A_3P_65KA_TM_ FTFM | 968.22
3VA5222-6GC41-2AA0 | MCCB_UL_FS250_225A_4P_65KA_TM_ FTAM | 1280.02
3VA5222-7ED41-2AA0 | MCCB_UL_FS250_225A_4P_100KA_TM_ FTFM | 1383.96
3VA5222-7GD41-2AA0 | MCCB_UL_FS250_225A_4P_100KA_TM_ FTFM | 1383.96
3VA5230-6ED31-2AA0 | MCCB_UL_FS250_30A_3P_65KA_TM_ FTFM | 568.91
3VA5240-5ED31-2AA0 | MCCB_UL_FS250_40A_3P_35KA_TM_ FTFM | 492.88
3VA5240-6ED31-2AA0 | MCCB_UL_FS250_40A_3P_65KA_TM_ FTFM | 568.91
3VA5245-6ED41-2AA0 | MCCB_UL_FS250_40A_4P_65KA_TM_ FTFM | 727.55
3VA5245-7ED41-2AA0 | MCCB_UL_FS250_40A_4P_100KA_TM_ FTFM | 815.05
3VA5260-5ED31-2AA0 | MCCB_UL_FS250_60A_3P_35KA_TM_ FTFM | 492.88
3VA5260-6ED31-2AA0 | MCCB_UL_FS250_60A_3P_65KA_TM_ FTFM | 568.91
3VA5270-5EC41-2AA0 | MCCB_UL_FS250_70A_4P_35KA_TM_ FTAM | 711.14
3VA5270-5ED41-2AA0 | MCCB_UL_FS250_70A_4P_35KA_TM_ FTFM | 689.26
3VA5270-6EF31-2AA0 | MCCB_UL_FS250_70A_3P_65KA_TM_ ATAM | 672.86
3VA5270-7EC31-2AA0 | MCCB_UL_FS250_70A_3P_100KA_TM_ FTAM | 683.78
3VA5280-5EC41-2AA0 | MCCB_UL_FS250_80A_4P_35KA_TM_ FTAM | 711.14
3VA5280-5ED41-2AA0 | MCCB_UL_FS250_80A_4P_35KA_TM_ FTFM | 689.26
3VA5280-6ED31-2AA0 | MCCB_UL_FS250_80A_3P_65KA_TM_ FTFM | 612.68
3VA5280-6EF31-2AA0 | MCCB_UL_FS250_80A_3P_65KA_TM_ ATAM | 672.86
3VA5280-7EF41-2AA0 | MCCB_UL_FS250_80A_4P_100KA_TM_ ATAM | 924.47
1FT7084-5WF70-1LA2 | SYNCHRONOUS MOTOR 1FT7 | 7194.74
1FT7105-5AF71-1LB2 | SYNCHRONOUS MOTOR 1FT7 | 9966.97
1PH8186-1AF23-1BA2 | COMPACT ASYNCHRONOUS MOTOR | 20283.29
1PH8186-1DC15-2BD1 | COMPACT ASYNCHRONOUS MOTOR | 17822.3
1PH8186-1DF00-2BA1-ZL00 | COMPACT ASYNCHRONOUS MOTOR | 16732.67
3SE6315-1BB02-1AP0 | RFID- NON-CONTACT SAFETY SWITCH | 298.64
3VA1116-5GF42-0KH0 | MCCB_IEC_FS160_160A_4P_55KA_TM_ ATAM | 981.84
3VA2463-5HN32-0KE0 | MCCB_IEC_FS630_630A_3P_55KA_ETU3_LSI | 2151.69
3VA2510-5HM42-0KB0 | MCCB_IEC_FS1000_1000A_4P_55KA_ETU3_LIG | 5222.54
3VA9771-0JJ53 | Wire connector 1 pc. | 310.15
3VA9772-0JJ34 | Wire connector 2 pcs. | 303.05
3VA9773-0QK01 | Compression lug | 1077.64
3VA9870-0VL10 | Cylinder lock RONIS f. operator mech. | 84.24
3VA9873-0QA00 | Nut keeper, imperial, 3 pcs | 82.61
3VA9873-0QH00 | Front bus connector 3 pcs. | 1444.15
3VA9874-0SS00 | Mounting screw kit, inch thread (SEA) | 40.37
3VA9877-0EK11 | Front Mounted Operator, Standard | 205.68
3VA9877-0GK00 | Rotary operator with shaft stub | 179.42
3VA9877-0GX32 | Aux. switch module for rotary operators | 45.18
3VA9877-0SB20 | Cover frame for door cut-out | 47.31
3VA9877-0SB60 | Cover frame for door cut-out | 51.65
4RB8050-3EB10 | POWER CAPACITOR MKK 415V 5,0KVAR | 173.85
4RB8050-3EE10 | POWER CAPACITOR MKK 440V 5,0KVAR | 173.85
4RB8075-3EA10 | POWER CAPACITOR MKK 400V 7,5KVAR | 189.17
4RB8075-3EE10 | POWER CAPACITOR MKK 440V 7,5KVAR | 189.17
4RB8100-3EA10 | POWER CAPACITOR MKK 400V 10,0KVAR | 273.39
4RB8100-3FC10 | POWER CAPACITOR MKK 525V 10,0KVAR | 265.05
4RB8104-3EE10 | POWER CAPACITOR MKK 440V 10,4KVAR | 200.3
4RB8104-3EJ10 | POWER CAPACITOR MKK 480V 10,4KVAR | 200.3
4RB8125-3EE20 | POWER CAPACITOR MKK 440V 12,5KVAR | 205.84
4RB8125-3EJ20 | POWER CAPACITOR MKK 480V 12,5KVAR | 200.3
4RB8150-3EB10 | POWER CAPACITOR MKK 415V 15,0KVAR | 250.39
4RB8150-3EE10 | POWER CAPACITOR MKK 440V 15,0KVAR | 250.39
4RB8150-3FC20 | POWER CAPACITOR MKK 525V 15,0KVAR | 200.3
3VA5250-6ED41-2AA0 | MCCB_UL_FS250_50A_4P_65KA_TM_ FTFM | 727.55
3VA5250-7ED31-2AA0 | MCCB_UL_FS250_50A_3P_100KA_TM_ FTFM | 623.6
3VA5270-5EF41-2AA0 | MCCB_UL_FS250_70A_4P_35KA_TM_ ATAM | 738.48
3VA5270-6EC31-2AA0 | MCCB_UL_FS250_70A_3P_65KA_TM_ FTAM | 623.6
3VA5270-6EC41-2AA0 | MCCB_UL_FS250_70A_4P_65KA_TM_ FTAM | 815.05
3VA5270-6ED31-2AA0 | MCCB_UL_FS250_70A_3P_65KA_TM_ FTFM | 612.68
3VA5280-5EF31-2AA0 | MCCB_UL_FS250_80A_3P_35KA_TM_ ATAM | 590.78
3VA5280-5EF41-2AA0 | MCCB_UL_FS250_80A_4P_35KA_TM_ ATAM | 738.48
3VA5280-6EC31-2AA0 | MCCB_UL_FS250_80A_3P_65KA_TM_ FTAM | 623.6
3VA5280-6EC41-2AA0 | MCCB_UL_FS250_80A_4P_65KA_TM_ FTAM | 815.05
1FK7062-2AC74-1SB1-ZB02N16Y84 | SYNCHRONOUS MOTOR 1FK7-CT 8,5 NM | 2305.96
1FK7063-2AC71-1CB1-ZB02Y84 | SYNCHRONOUS MOTOR 1FK7-CT 11 NM | 3576.36
1FK7063-2AC71-1CH1-ZB02K23Y84 | SYNCHRONOUS MOTOR 1FK7-CT 11 NM | 3586.93
1FT7046-5AF71-1DH1-ZJ05 | SYNCHRONOUS MOTOR 1FT7 | 7478.34
1FT7084-5AH74-1NL0 | SYNCHRONOUS MOTOR 1FT7 | 5930.05
1FW3208-3BP65-7AP0-ZL03X31 | TORQUE MOTOR, 1900NM, 800RPM | 57494.72
1FW3287-2BE65-7AP0-ZL03X31 | TORQUE MOTOR, 7000 NM. 150 RPM, | 95565.86
1PH8186-1DC25-2BD1 | COMPACT ASYNCHRONOUS MOTOR | 22375.55
1PH8186-1DD03-1DA1 | COMPACT ASYNCHRONOUS MOTOR | 18341.14
1PH8186-1DD10-2LA1-ZQ31 | COMPACT ASYNCHRONOUS MOTOR | 23730.84
1PH8186-1DD32-1BC1 | COMPACT ASYNCHRONOUS MOTOR | 20768.75
3VA2225-5HL32-0HB0 | MCCB_IEC_FS250_250A_3P_55KA_ETU3_LI | 1204.66
3VA2225-6HN32-0DB0 | MCCB_IEC_FS250_250A_3P_85KA_ETU3_LSI | 1434.46
3VA2225-7KQ32-0HE0 | MCCB_IEC_FS250_250A_3P_110KA_ETU8_LSIG | 2332.73
3VA2440-7MS32-0CJ0 | MCCB_IEC_FS630_400A_3P_110KA_ETU3_AM | 2095.99
3VA9773-0JE43 | Wire connector 3 pcs. | 995.58
3VA9773-0JJ34 | Wire connector 3 pcs. | 433.77
3VA9773-0JJ43 | Wire connector 3 pcs. | 310.15
3VA9773-0JJ64 | Wire connector 3 pcs. | 929.93
3VA9873-0VM10 | Rear interlock walking beam | 984.64
3VA9873-0WL00 | Lug mounting assembly | 1444.15
3VA9873-0WM00 | mounting block, front connection | 1137.81
3VA9873-0WN00 | mounting block, rear connection | 1137.81
3VA9877-0GX42 | Aux. switch module for rotary operators | 45.18
3VA9877-0LB10 | Blocking device for toggle handle | 83.69
3VA9877-0LB11 | Padlocking device for toggle handle | 134.58
3VA9877-0NA10 | External neutral current transformer | 1323.78
4RB8050-3GK10 | POWER CAPACITOR MKK 690V 5,0KVAR | 340.07
4RB8062-3EB20 | POWER CAPACITOR MKK 415V 6,2KVAR | 255.05
4RB8063-3EB10 | POWER CAPACITOR MKK 415V 6,3KVAR | 194.72
4RB8063-3EJ10 | POWER CAPACITOR MKK 480V 6,3KVAR | 178.05
4RB8063-3EJ20 | POWER CAPACITOR MKK 480V 6,3KVAR | 171.06
4RB8100-3FC20 | POWER CAPACITOR MKK 525V 10,0KVAR | 255.05
4RB8100-3GK10 | POWER CAPACITOR MKK 690V 10,0KVAR | 426.76
4RB8104-3EB10 | POWER CAPACITOR MKK 415V 10,4KVAR | 200.3
4RB8104-3EB20 | POWER CAPACITOR MKK 415V 10,4KVAR | 193.33
4RB8125-3FC20 | POWER CAPACITOR MKK 525V 12,5KVAR | 193.33
4RB8125-3GK10 | POWER CAPACITOR MKK 690V 12,5KVAR | 349.13
4RB8142-3EE10 | POWER CAPACITOR MKK 440V 14,2KVAR | 222.53
4RB8150-3EA10 | POWER CAPACITOR MKK 400V 15,0KVAR | 230.88
4RB8167-3EE20 | POWER CAPACITOR MKK 440V 16,7KVAR | 275.39
4RB8167-3EJ10 | POWER CAPACITOR MKK 480V 16,7KVAR | 280.98
4RB8167-3EJ20 | POWER CAPACITOR MKK 480V 16,7KVAR | 269.84
4RB8167-3FC10 | POWER CAPACITOR MKK 525V 16,7KVAR | 247.57
4RB8208-3EB20 | POWER CAPACITOR MKK 415V 20,8KVAR | 395.07
4RB8208-3GK10 | POWER CAPACITOR MKK 690V 20,8KVAR | 425.61
4RB8250-3EA10 | POWER CAPACITOR MKK 400V 25,0KVAR | 308.77
4RB8250-3EA20 | POWER CAPACITOR MKK 400V 25,0KVAR | 296.26
3VA5290-5EC31-2AA0 | MCCB_UL_FS250_90A_3P_35KA_TM_ FTAM | 541.55
3VA5280-7ED41-2AA0 | MCCB_UL_FS250_80A_4P_100KA_TM_ FTFM | 869.75
1FT7105-5SF74-1MG1 | SYNCHRONOUS MOTOR 1FT7 | 8772.87
3RT2518-2XB40-0LA2 | CONTACTOR,AC3:7,5KW 2NO+2NC DC24V | 87.99
3SE6315-0BB01-1AP0 | RFID- non-contact SAFETY Switch | 161.34
3SE6315-0BB02-1AP0 | RFID- non-contact SAFETY switch | 238.81
3SE6315-0BB03-1AP0 | RFID- NON-CONTACT SAFETY SWITCH | 261.58
3VA2580-5HN32-0KE0 | MCCB_IEC_FS1000_800A_3P_55KA_ETU3_LSI | 2910.7
3VA2580-5JP42-0HA0 | MCCB_IEC_FS1000_800A_4P_55KA_ETU5_LSI | 4101.44
3VA2612-6HN32-0DF0 | MCCB_IEC_FS1250_1250A_3p_85kA_ETU3_LSI | 5076.31
3VA9771-0JJ44 | Wire connector 1 pc. | 310.15
3VA9871-0JJ63 | Wire connector 1 pc. | 310.15
3VA9871-0WD30 | terminal cover short 3P 1 pc. | 107.76
3VA9871-0WF30 | terminal cover long 3P 1 pc. | 119.25
3VA9871-0WP30 | Terminal cover long 3 pole 1 pc. | 99.01
3VA9877-0FK21 | Door mount. Rotary operator, standard | 252.73
3VA9877-0FK25 | Door mount. Rotary operator, Emergency | 274.61
3VA9877-0GA80 | Retaining bracket | 44.73
3VA9877-0GC01 | Supplementary handle f. door mounted op. | 225.35
3VA9877-0GC05 | Supplementary handle f. door mounted op. | 259.84
3VA9877-0SC10 | Toggle handle extension 1200/1600/2000A | 40.37
3VA9877-0VF10 | Bowden cable interlock module | 163.56
4RB8050-3EA10 | POWER CAPACITOR MKK 400V 5,0KVAR | 173.85
4RB8050-3EA20 | POWER CAPACITOR MKK 400V 5,0KVAR | 165.52
4RB8075-3GK10 | POWER CAPACITOR MKK 690V 7,5KVAR | 385.07
4RB8083-3EJ10 | POWER CAPACITOR MKK 480V 8,3KVAR | 194.72
4RB8083-3EJ20 | POWER CAPACITOR MKK 480V 8,3KVAR | 187.77
4RB8083-3FC10 | POWER CAPACITOR MKK 525V 8,3KVAR | 173.85
4RB8125-3EA10 | POWER CAPACITOR MKK 400V 12,5KVAR | 207.25
4RB8125-3EA20 | POWER CAPACITOR MKK 400V 12,5KVAR | 200.3
4RB8125-3EB10 | POWER CAPACITOR MKK 415V 12,5KVAR | 222.53
4RB8125-3EB20 | POWER CAPACITOR MKK 415V 12,5KVAR | 210.02
4RB8125-3EE10 | POWER CAPACITOR MKK 440V 12,5KVAR | 219.8
4RB8150-3EE20 | POWER CAPACITOR MKK 440V 15,0KVAR | 239.24
4RB8150-3EJ10 | POWER CAPACITOR MKK 480V 15,0KVAR | 219.8
4RB8150-3EJ20 | POWER CAPACITOR MKK 480V 15,0KVAR | 205.84
4RB8150-3FC10 | POWER CAPACITOR MKK 525V 15,0KVAR | 207.25
4RB8200-3EE10 | POWER CAPACITOR MKK 440V 20,0KVAR | 293.5
4RB8200-3EE20 | POWER CAPACITOR MKK 440V 20,0KVAR | 285.14
4RB8200-3EJ10 | POWER CAPACITOR MKK 480V 20,0KVAR | 285.14
4RB8200-3EJ20 | POWER CAPACITOR MKK 480V 20,0KVAR | 275.39
4RB8250-3EJ20 | POWER CAPACITOR MKK 480V 25,0KVAR | 299.05
4RB8250-3FC10 | POWER CAPACITOR MKK 525V 25,0KVAR | 315.76
4RB8250-3FC20 | POWER CAPACITOR MKK 525V 25,0KVAR | 299.05
3VA5282-6ED31-2AA0 | MCCB_UL_FS250_20A_3P_65KA_TM_ FTFM | 568.91
3VA5290-6ED31-2AA0 | MCCB_UL_FS250_90A_3P_65KA_TM_ FTFM | 612.68
3VA5290-6ED41-2AA0 | MCCB_UL_FS250_90A_4P_65KA_TM_ FTFM | 787.73
3VA5290-6GC41-2AA0 | MCCB_UL_FS250_90A_4P_65KA_TM_ FTAM | 815.05
3VA5290-6GD41-2AA0 | MCCB_UL_FS250_90A_4P_65KA_TM_ FTFM | 787.73
3VA5320-5GC41-2AA0 | MCCB_UL_FS400_200A_4P_35KA_TM_ FTAM | 1290.96
3VA5320-5GF41-2AA0 | MCCB_UL_FS400_200A_4P_35KA_TM_ ATAM | 1362.08
3VA5320-6EC31-2AA0 | MCCB_UL_FS400_200A_3P_65KA_TM_ FTAM | 1137.81
3VA5320-6EC41-2AA0 | MCCB_UL_FS400_200A_4P_65KA_TM_ FTAM | 1476.95
3VA5322-5EF41-2AA0 | MCCB_UL_FS400_225A_4P_35KA_TM_ ATAM | 1362.08
3VA5322-5GC41-2AA0 | MCCB_UL_FS400_225A_4P_35KA_TM_ FTAM | 1290.96
3VA5322-5GF41-2AA0 | MCCB_UL_FS400_225A_4P_35KA_TM_ ATAM | 1362.08
3VA5322-6EC31-2AA0 | MCCB_UL_FS400_225A_3P_65KA_TM_ FTAM | 1137.81
3VA5325-5EC41-2AA0 | MCCB_UL_FS400_250A_4P_35KA_TM_ FTAM | 1290.96
3VA5325-5EF31-2AA0 | MCCB_UL_FS400_250A_3P_35KA_TM_ ATAM | 1050.26
6FX8022-5CN36-1DA0 | POWER CABLE PREASSEMBLED | 610.98
7ML5736-1AF11-1DA0 | SITRANS LVS300, Compact | 1250.93
8MF1111-0AA00-0HA5 | SIVACON 2000mm x 800mm x 1000mm | 4032.01
8MF1111-0AA00-0HA7 | SIVACON 2000mm x 800mm x 600mm | 2482.34
8MF1111-0AA00-0HB3 | SIVACON 2200mm x 600mm x 500mm | 2884.1
8MF1111-0AA00-0HB5 | SIVACON 1800mm x 1200mm x 600mm | 2841.06
8MF1111-0AA00-0HC3 | SIVACON 1800mm x 800mm x 600mm | 2353.2
8MF1111-0AA00-0HC5 | SIVACON 2000mm x 800mm x 400mm | 3185.44
7MF7906-1WN | 7MF7906-1WN: Dual hole insert | 36.71
7MF7906-3AD | 7MF7906-3AD: Transient Protector, NPT | 503.9
1FT7086-5WH70-1CG2-ZN16 | SYNCHRONOUS MOTOR 1FT7 | 8470.84
1FT7086-5WH74-1MA2-ZN16X08 | SYNCHRONOUS MOTOR 1FT7 | 8203.35
6GF3530-0CD10 | Optical Reader MV530 S | 4369.21
8MF1111-0AA00-0HD7 | SIVACON 2200mm x 900mm x 600mm | 1162.25
8MF1111-0AA00-0HE0 | SIVACON 2200mm x 900mm x 600mm | 1274.17
8MF1111-0AA00-0HE7 | SIVACON 2000mm x 600mm x 500mm | 2582.79
8MF1111-0AA00-0HF0 | SIVACON 2000mm x 600mm x 500mm | 2582.79
8MF1111-0AA00-0HF5 | SIVACON 2000mm x 1200mm x 500mm | 3874.17
8MF1111-0AA00-0HF7 | SIVACON 2200mm x 900mm x 600mm | 2783.67
8MF1111-0AA00-0HG5 | SIVACON 2200mm x 900mm x 600mm | 3084.99
8MF1111-0AA00-0HG7 | SIVACON 2200mm x 900mm x 600mm | 3084.99
8MF1111-0AA00-0HH5 | SIVACON 2000mm x 1000mm x 600mm | 3027.6
8MF1111-0AA00-0HH7 | SIVACON 2000mm x 1000mm x 600mm | 3572.86
8MF1111-0AA00-0HJ3 | SIVACON 2000mm x 400mm x 400mm | 1807.94
8MF1111-0AA00-0HJ5 | SIVACON 2000mm x 400mm x 400mm | 1807.94
8MF1111-0AA00-0HK3 | SIVACON 2000mm x 400mm x 400mm | 1994.48
8MF1111-0AA00-0HK5 | SIVACON 2000mm x 400mm x 400mm | 1994.48
8MF1111-0AA00-0HL3 | SIVACON 2200mm x 800mm x 600mm | 3199.78
8MF1111-0AA00-0HL5 | SIVACON 2000mm x 800mm x 800mm | 3415.02
8MF1111-0AA00-0HM1 | SIVACON 2000mm x 800mm x 600mm | 3443.71
8MF1111-0AA00-0HM3 | SIVACON 2200mm x 1200mm x 600mm | 3443.71
8MF1111-0AA00-0HN1 | SIVACON 2000mm x 600mm x 400mm | 2611.49
8MF1111-0AA00-0HN3 | SIVACON 2200mm x 800mm x 600mm | 3400.66
8MF1111-0AA00-0HP1 | SIVACON 1800mm x 1200mm x 600mm | 3802.43
8MF1111-0AA00-0HP3 | SIVACON 2000mm x 600mm x 500mm | 2582.79
8MF1111-0AA00-0HP8 | SIVACON 2000mm x 800mm x 400mm | 2625.83
8MF1111-0AA00-0HQ1 | SIVACON 2200mm x 600mm x 600mm | 3859.83
8MF1111-0AA00-0HQ8 | SIVACON 2200mm x 1200mm x 600mm | 5653.43
8MF1111-0AA00-0HR1 | SIVACON 2200mm x 800mm x 600mm | 5380.8
8MF1111-0AA00-0HR8 | SIVACON 2200mm x 1200mm x 400mm | 3802.43
8MF1111-0AA00-0HS1 | SIVACON 2000mm x 600mm x 500mm | 2582.79
8MF1111-0AA00-0HS6 | SIVACON 2200mm x 600mm x 600mm | 2826.72
8MF1111-0AA00-0HS8 | SIVACON 2200mm x 600mm x 600mm | 2826.72
8MF1111-0AA00-0HT6 | SIVACON 2200mm x 1200mm x 600mm | 5653.43
8MF1111-0AA00-0HT8 | SIVACON 2200mm x 800mm x 600mm | 4806.86
8MF1111-0AA00-0HU6 | SIVACON 2200mm x 600mm x 600mm | 4032.01
8MF1111-0AA00-0HU8 | SIVACON 2200mm x 600mm x 600mm | 3257.18
8MF1111-0AA00-0HV4 | SIVACON 2000mm x 600mm x 500mm | 2568.43
8MF1111-0AA00-0HV6 | SIVACON 2200mm x 800mm x 600mm | 3501.11
8MF1111-0AA00-0HV8 | SIVACON 2200mm x 800mm x 600mm | 3501.11
8MF1111-0AA00-0HW4 | SIVACON 2000mm x 1000mm x 600mm | 1879.69
8MF1111-0AA00-0HW6 | SIVACON 2000mm x 1000mm x 600mm | 2310.16
8MF1111-0AA00-0HX4 | SIVACON 1800mm x 600mm x 800mm | 4505.52
8MF1111-0AA00-0HX6 | SIVACON 2000mm x 800mm x 600mm | 3788.08
8MF1111-0AA00-0HY2 | SIVACON 2000mm x 800mm x 800mm | 3630.25
8MF1111-0AA00-0HY4 | SIVACON 1800mm x 600mm x 800mm | 4032.01
8MF1111-0AA00-0HY6 | SIVACON 2000mm x 800mm x 600mm | 3400.66
8WH1000-0AP01 | TT TERMINAL 70SQMM,BLUE | 29.4
8WH9063-5CA06 | WARNING COVERS 6,2MM, YELLOW | 0.21
8WH9065-5CA06 | WARNING COVERS 10,2MM, YELLOW | 0.7
A5E43291389 | Pneumatic block, single-acting, K10 | 439.36
A5E45936530 | 7ML57263ZG12XBB3-Z J2C+Y14, 580MM | 2194.8
A5E50726323 | Junction box FST090 | 1415.46
A5E51100281 | I/O cable for FST090, spare | 1094.52
1FG1501-6RC26-2FB2-ZD12G23 | SIMOTICS S-1FG1 SERVO GEARED MOTOR | 3279.84
1FG1503-1EG53-2AG1-ZD11G24K07 | SIMOTICS S-1FG1 SERVO GEARED MOTOR | 7151.57
1FK2103-2AH00-0MB0 | SYNCHRONOUS MOTOR 1FK2 HD 0,64 NM | 1005.43
1FK2103-2AH00-0SB0 | SYNCHRONOUS MOTOR 1FK2 HD 0,64 NM | 730.58
1FK2103-2AH00-1MB0 | SYNCHRONOUS MOTOR 1FK2 HD 0,64 NM | 1005.43
1FK2103-2AH00-2SA0 | SYNCHRONOUS MOTOR 1FK2 HD 0,64 NM | 730.58
1FK2103-2AH01-0MA0 | SYNCHRONOUS MOTOR 1FK2 HD 0,64 NM | 1082.17
1FK2103-2AH01-1SB0 | SYNCHRONOUS MOTOR 1FK2 HD 0,64 NM | 807.34
1FK2103-2AH10-0MB0 | SYNCHRONOUS MOTOR 1FK2 HD 0,64 NM | 1225.73
1FK2103-2AH10-2MA0 | SYNCHRONOUS MOTOR 1FK2 HD 0,64 NM | 1225.73
1FK2103-2AH10-2SA0 | SYNCHRONOUS MOTOR 1FK2 HD 0,64 NM | 950.88
1FK2103-2AH11-0SB0 | SYNCHRONOUS MOTOR 1FK2 HD 0,64 NM | 1027.62
1FK2103-2AH11-1MB0 | SYNCHRONOUS MOTOR 1FK2 HD 0,64 NM | 1302.47
1FK2103-4AH00-1MA0 | SYNCHRONOUS MOTOR 1FK2 HD 1,27 NM | 1115.01
1FK2103-4AH00-1SA0 | SYNCHRONOUS MOTOR 1FK2 HD 1,27 NM | 840.16
1FK2103-4AH01-0MB0 | SYNCHRONOUS MOTOR 1FK2 HD 1,27 NM | 1191.75
1FK2103-4AH01-0SB0 | SYNCHRONOUS MOTOR 1FK2 HD 1,27 NM | 916.9
1FK2103-4AH10-0MA0 | SYNCHRONOUS MOTOR 1FK2 HD 1,27 NM | 1335.31
1FK2103-4AH10-0SA0 | SYNCHRONOUS MOTOR 1FK2 HD 1,27 NM | 1060.46
1FK2103-4AH10-2MB0 | SYNCHRONOUS MOTOR 1FK2 HD 1,27 NM | 1335.31
1FK2103-4AH10-2SB0 | SYNCHRONOUS MOTOR 1FK2 HD 1,27 NM | 1060.46
1FK2103-4AH11-1SA0 | SYNCHRONOUS MOTOR 1FK2 HD 1,27 NM | 1137.21
1FK2104-5AF00-2MA0-ZA21M01R08 | Synchronous motor 1FK2-HD 2.4 NM | 1765.98
1FT7066-5AH74-1MH1 | SYNCHRONOUS MOTOR 1FT7 | 6089.15
1FT7086-5AC70-1BB2-ZN05 | SYNCHRONOUS MOTOR 1FT7 | 7801.26
1FT7132-5AB71-1CB3 | SYNCHRONOUS MOTOR 1FT7 | 13704.21
1PH8133-1AF00-2BA2 | COMPACT ASYNCHRONOUS MOTOR 1PH813 | 4802.32
1PH8133-1DG13-1BC1 | COMPACT ASYNCHRONOUS MOTOR 1PH813 | 7081.26
1PH8133-1MD10-0GA2 | COMPACT ASYNCHRONOUS MOTOR 1PH813 | 5303.92
1PH8135-4FF02-2AC1-ZU65 | COMPACT SYNCHRONOUS MOTOR 1PH813 | 18404.9
1PH8137-1DG03-1CG1 | COMPACT ASYNCHRONOUS MOTOR 1PH813 | 8120.11
1PH8137-1HG13-1GA2-ZV90 | COMPACT ASYNCHRONOUS MOTOR 1PH813 | 6471.55
1PH8137-1MF00-1GA2-ZV90 | COMPACT ASYNCHRONOUS MOTOR 1PH813 | 6218.14
1FN3300-0TB00-1BB0 | SECONDARY SECTION COVER, FRAME SIZE 300 | 83.77
1FT7062-5AK71-1CG2-ZQ12 | SYNCHRONOUS MOTOR 1FT7 | 4901.88
1FT7084-5WF71-1BH2-ZQ12 | SYNCHRONOUS MOTOR 1FT7 | 7013.4
1PH3133-1DG04-2KA0-ZP81 | SIMOTICS M 1PH3 motor; 3AC 380V | 6229.03
1PH3135-1DD00-0KA0-ZP81 | SIMOTICS M 1PH3 motor; 3AC 380V | 6384.02
1PH3135-1DD02-0LA0-ZP81 | SIMOTICS M 1PH3 motor; 3AC 380V | 6268.49
1PH3135-1DD02-2LA0-ZP81 | SIMOTICS M 1PH3 motor; 3AC 380V | 6268.49
1PH3136-1DD02-0GA0-ZP81 | SIMOTICS M 1PH3 motor; 3AC 380V | 6166.37
1PH3136-1DD04-0GA0-ZP81 | SIMOTICS M 1PH3 motor; 3AC 380V | 5927.26
1PH8103-1MD10-0GA2 | COMPACT ASYNCHRONOUS MOTOR 1PH810 | 4583.98
1PH8105-1DF12-1BB1 | COMPACT ASYNCHRONOUS MOTOR 1PH810 | 6178.55
1PH8107-1MD10-0GA2 | COMPACT ASYNCHRONOUS MOTOR 1PH810 | 4972
1PH8107-1SM22-3LA1-ZY64 | COMPACT ASYNCHRONOUS MOTOR 1PH810 | 11367.61
1PH8131-1AF23-1BA2-ZV90 | COMPACT ASYNCHRONOUS MOTOR 1PH813 | 6291.36
1PH8186-1AD10-2FD2 | COMPACT ASYNCHRONOUS MOTOR | 14614.51
1PH8186-1AF40-2AA2-ZG14K10X91 | COMPACT ASYNCHRONOUS MOTOR | 20394.5
1PH8186-1FD10-1BA1-ZK40L00 | COMPACT ASYNCHRONOUS MOTOR | 18808.12
1PH8186-1HC40-1BA2-ZK09L76 | COMPACT ASYNCHRONOUS MOTOR | 20319.25
1PH8186-1HF10-2BA2-ZL00L76 | COMPACT ASYNCHRONOUS MOTOR | 15919.98
1PH8186-1JF10-2AA2-ZL00 | COMPACT ASYNCHRONOUS MOTOR | 15811.71
1PH8186-1JF10-2FA2-ZL00L76 | COMPACT ASYNCHRONOUS MOTOR | 16568.5
1PH8186-1MF10-2EA2-ZK40 | COMPACT ASYNCHRONOUS MOTOR | 16187.91
1PH8224-1DB00-2FA1-ZL76 | COMPACT ASYNCHRONOUS MOTOR | 20823.84
1PH8224-1EC02-2BA2-ZK18 | COMPACT ASYNCHRONOUS MOTOR | 23050.51
1PH8224-1HD30-2AA2-ZL76 | COMPACT ASYNCHRONOUS MOTOR | 24362.92
1PH8224-1MC03-2BC2 | COMPACT ASYNCHRONOUS MOTOR | 21260.4
1PH8226-1AF00-2EA2-ZK40L00L76 | COMPACT ASYNCHRONOUS MOTOR | 25197.27
3RH2140-1BG40-ZX95 | CONT.RELAY,4NO,DC125V | 38.73
3RH2911-1XA22-0MA0-ZW98 | AUX. SWITCH BLOCK, 2NO+2NC | 13.16
3RH2911-1XA31-0MA0-ZX95 | AUX. SWITCH BLOCK, 3NO+1NC | 13.16
3SE6410-1AC01 | RFID safety switch with tumbler, 1150N | 108.65
3SE6415-1AB02 | RFID safety switch with tumbler, 1150N | 852.31
3SK1121-1CB42-1AA0 | SIRIUS SAFETY RELAY AD R2+2TV | 522.94
3VA1040-4ED36-0AE0 | MCCB_IEC_FS100_40A_3P_36KA_TM_ FTFM | 325.19
5SY4320-6-ZW09 | CIRCUIT BREAKER 10KA 3POL B20 | 97.82
5TG2581-0KE | Line, Profibox, frame 1-gang ew | 652.76
1FK2203-2AK10-1MB0 | SYNCHRONOUS MOTOR 1FK2 CT 0,64 NM | 1225.73
1FK2203-2AK10-1SB0 | SYNCHRONOUS MOTOR 1FK2 CT 0,64 NM | 950.88
1FK2203-2AK11-0MA0 | SYNCHRONOUS MOTOR 1FK2 CT 0,64 NM | 1302.47
1FK2203-2AK11-0SA0 | SYNCHRONOUS MOTOR 1FK2 CT 0,64 NM | 1027.62
1FK2203-4AK00-0MB0 | SYNCHRONOUS MOTOR 1FK2 CT 1,27 NM | 1115.01
1FK2203-4AK00-0SB0 | SYNCHRONOUS MOTOR 1FK2 CT 1,27 NM | 840.16
1FK2203-4AK00-2SA0 | SYNCHRONOUS MOTOR 1FK2 CT 1,27 NM | 840.16
1FK2203-4AK01-0MA0 | SYNCHRONOUS MOTOR 1FK2 CT 1,27 NM | 1191.75
1FK2203-4AK01-1MB0 | SYNCHRONOUS MOTOR 1FK2 CT 1,27 NM | 1191.75
1FK2203-4AK01-1SB0 | SYNCHRONOUS MOTOR 1FK2 CT 1,27 NM | 916.9
1FK2203-4AK10-1SA0 | SYNCHRONOUS MOTOR 1FK2 CT 1,27 NM | 1060.46
1FK2203-4AK10-2MA0 | SYNCHRONOUS MOTOR 1FK2 CT 1,27 NM | 1335.31
1FK2203-4AK11-0SB0 | SYNCHRONOUS MOTOR 1FK2 CT 1,27 NM | 1137.21
1FK2203-4AK11-1MB0 | SYNCHRONOUS MOTOR 1FK2 CT 1,27 NM | 1412.05
1FT7105-5AF71-1DH1-ZJ25X09 | SYNCHRONOUS MOTOR 1FT7 | 12644.66
1PH3101-1AF00-0LA0-ZP81 | SIMOTICS M 1PH3 motor; 3AC 380V | 4423.44
1PH3101-1DF00-0KA0-ZP81 | SIMOTICS M 1PH3 motor; 3AC 380V | 5521.99
1PH3101-1DF00-2KA0-ZP81 | SIMOTICS M 1PH3 motor; 3AC 380V | 5521.99
1PH3101-1DF02-2LA0-ZP81 | SIMOTICS M 1PH3 motor; 3AC 380V | 5405.76
1PH3103-1AD00-2GA0-ZP81 | SIMOTICS M 1PH3 motor; 3AC 380V | 4160.85
1PH3103-1AF02-0KA0-ZP81 | SIMOTICS M 1PH3 motor; 3AC 380V | 4593.61
1PH3103-1AF02-2KA0-ZP81 | SIMOTICS M 1PH3 motor; 3AC 380V | 4593.61
1PH3103-1DF00-0LA0-ZP81 | SIMOTICS M 1PH3 motor; 3AC 380V | 5708.16
1PH3103-1DF00-2LA0-ZP81 | SIMOTICS M 1PH3 motor; 3AC 380V | 5708.16
1PH3105-1AD00-0GA0-ZP81 | SIMOTICS M 1PH3 motor; 3AC 380V | 4373.37
1PH3105-1AD02-0GA0-ZP81 | SIMOTICS M 1PH3 motor; 3AC 380V | 4373.37
1PH3105-1AG02-0LA0-ZP81 | SIMOTICS M 1PH3 motor; 3AC 380V | 4789.42
1PH3105-1AG02-2LA0-ZP81 | SIMOTICS M 1PH3 motor; 3AC 380V | 4789.42
1PH3105-1DG00-2KA0-ZP81 | SIMOTICS M 1PH3 motor; 3AC 380V | 5894.38
1PH3105-1DG02-0KA0-ZP81 | SIMOTICS M 1PH3 motor; 3AC 380V | 5894.38
1PH3107-1AG00-0LA0-ZP81 | SIMOTICS M 1PH3 motor; 3AC 380V | 4893.43
1PH3107-1AG00-2LA0-ZP81 | SIMOTICS M 1PH3 motor; 3AC 380V | 4893.43
1PH3107-1DG00-2KA0-ZP81 | SIMOTICS M 1PH3 motor; 3AC 380V | 5997.11
1PH3107-1DG02-0KA0-ZP81 | SIMOTICS M 1PH3 motor; 3AC 380V | 5997.11
1PH3131-1DE02-2GA0-ZP81 | SIMOTICS M 1PH3 motor; 3AC 380V | 5704.11
1PH3131-1DE04-2GA0-ZP81 | SIMOTICS M 1PH3 motor; 3AC 380V | 5482.94
1PH3131-1DF02-0KA0-ZP81 | SIMOTICS M 1PH3 motor; 3AC 380V | 6307
1PH8163-1DF10-2GA1 | COMPACT ASYNCHRONOUS MOTOR 1PH816 | 8252.18
1PH8165-1AF00-2BC2-ZA12 | COMPACT ASYNCHRONOUS MOTOR 1PH816 | 7839.02
1PH8165-1DF00-2FC1-ZK10 | COMPACT ASYNCHRONOUS MOTOR 1PH816 | 9821.25
1PH8165-3DD03-2AD1-ZU65 | COMPACT ASYNCHRONOUS MOTOR 1PH816 | 16209.6
1PH8184-1AD30-2AB2-ZL76X01 | COMPACT ASYNCHRONOUS MOTOR | 11744.4
1PH8184-1DC10-2FA1-ZG14L00P00 | COMPACT ASYNCHRONOUS MOTOR | 13505.68
1PH8184-1DD02-0BD1 | COMPACT ASYNCHRONOUS MOTOR | 12980.79
1PH8184-1DD30-2BA1-ZK10K85 | COMPACT ASYNCHRONOUS MOTOR | 15284.99
1PH8184-1HF30-1EA2-ZV92 | COMPACT ASYNCHRONOUS MOTOR | 12791.3
1PH8184-1JC10-2BC2-ZG14L00L27 | COMPACT ASYNCHRONOUS MOTOR | 13651.51
3VA2063-6JP32-0DA0 | MCCB_IEC_FS100_63A_3P_85KA_ETU5_LSI | 1148.96
3VA2216-7HN42-0KH0 | MCCB_IEC_FS250_160A_4P_110KA_ETU3_LSI | 1907.97
3VA2463-5HL32-0KD0 | MCCB_IEC_FS630_630A_3P_55KA_ETU3_LI | 2047.24
3VA2463-5HN42-0HJ0 | MCCB_IEC_FS630_630A_4P_55KA_ETU3_LSI | 2771.43
3VA2463-7JP32-0KH0 | MCCB_IEC_FS630_630A_3P_110KA_ETU5_LSI | 3001.21
3VA5160-5ED30-0DD0 | MCCB_UL_FS125_60A_3P_35KA_TM_ FTFM | 250.54
3VA9373-0JC24 | Wire connector 2c w/ ctrl wire tap 3pcs | 153.15
3VA9374-0JC24 | Wire connector 2c w/ ctrl wire tap 4pcs | 205.13
3VA9673-0QE00 | Rear connecting studs flat, 3 pcs. | 134.58
3VA9674-0QE00 | Rear connecting studs flat, 4 pcs. | 179.98
6RA8082-6FS22-0AA0-ZG00L05 | SINAMICS DCM DC CONVERTER | 9012.81
6XV1873-2F | FO FLEXIBLE CABLE (50/125/OM4BI) | 9.42
7ME3940-3PS00 | Power Adaptor Type C Australia (AS3112) | 1346.34
7ME3940-3PU00 | Power Adaptor Type K U.S. (NEMA 5-15P) | 1292.02
7ME3940-4PV00 | Charger Type L for Switzerland (SEV1011) | 1548.78
8MF1111-0AA00-0JA0 | SIVACON 2000mm x 600mm x 500mm | 2568.43
8MF1111-0AA00-0JA5 | SIVACON 2200mm x 900mm x 400mm | 3357.62
8MF1111-0AA00-0JA7 | SIVACON 2200mm x 900mm x 800mm | 5237.31
3KF9204-5 | CABLE CON. COVER SHORT 8 PIECES 3KF FS2 | 39.01
3KF9404-5 | CABLE CON. COVER SHORT 8 PIECES 3KF FS4 | 58.57
3KF9404-7 | CABLE CON. COVER SHORT 6 PIECES 3KF FS4 | 44.57
3RM1201-2AA04-ZX90 | REVERSING STARTER 0,1-0,5A, 24V PUSH-IN | 175.36
3RN2000-2AA30-ZX90 | THERMISTOR MOTOR PROT. 1CO US=A1 17.5MM | 51.47
3SX5601-2GA15 | Cable, 8-pole, 15m conductor | 74.18
3VA1110-3EF42-0HC0 | MCCB_IEC_FS160_100A_4P_25KA_TM_ ATAM | 506.93
5TC1585 | Motion Detector, relay output | 130.82
5TC8912-0MG | Style, rotary dimmer cover, malt gold | 26.27
5TG1325-0MG | Style, 5 fold frame, malt gold | 64.41
5TG1327-0MG | Style, intermediate frame 55x55, m.gold | 6.3
5TG1378-0MG | Style, cover doub. USB charger, m.gold | 7.97
5TG1392-0MG | Style,module carrier m-system 2f, m.gold | 12.25
6AG4112-3GT12-0DX2 | SIMATIC IPC647E (Rack PC) | 7447.47
6AG4112-3RT67-2DC2 | SIMATIC IPC647E (Rack PC) | 11618.42
6AV2128-3MB06-0AX1 | SIMATIC HMI MTP1200 Unified Comfort | 3750.27
6AV2128-3QB06-0AX1 | SIMATIC HMI MTP1500 Unified Comfort | 4745.58
6AV7225-6AA01-0VS1 | SIMATIC IPC 277E 12T | 5114.09
6AV7241-1WA05-0FA0 | SIMATIC IPC477E 15" MT (1366x768) neutr | 4714.09
6AV7241-3DB07-0GA0 | SIMATIC IPC477E 19" ST (1366 x 768) | 6422.72
6AV7241-5DG37-0FA0 | SIMATIC IPC477E 19" ST (1366 x 768) | 6310.36
6AV7241-5GC00-0DA8 | SIMATIC IPC 477E 19" MT (1920 x 1080) | 6437.69
5TG4830-0MG | Style, hotel cardholder switch, m.gold | 93.04
5TG6278-5AM00 | Motion detector adap.frame,alum. met. | 11.34
5TG6278-5SB00 | Motion detector adap.frame,matt black | 11.34
5TG7141-0MG00 | Style, rocker, malt gold | 11.54
5TG7141-0MG10 | Style, rocker w.symbol bell, malt gold | 13.48
5TG7145-0MG00 | Style, double rocker, malt gold | 15.23
4RB8150-3JA20 | POWER CAPACITOR MKK 800V 15,0KVAR | 376.95
4RB8167-3EE10 | POWER CAPACITOR MKK 440V 16,7KVAR | 285.14
4RB8167-3FC20 | POWER CAPACITOR MKK 525V 16,7KVAR | 233.67
4RB8200-3EA10 | POWER CAPACITOR MKK 400V 20,0KVAR | 300.42
4RB8200-3FC20 | POWER CAPACITOR MKK 525V 20,0KVAR | 269.84
4RB8208-3EB10 | POWER CAPACITOR MKK 415V 20,8KVAR | 413.42
4RB8250-3EB10 | POWER CAPACITOR MKK 415V 25,0KVAR | 325.48
4RB8250-3EE10 | POWER CAPACITOR MKK 440V 25,0KVAR | 315.76
4RB8250-3EJ10 | POWER CAPACITOR MKK 480V 25,0KVAR | 315.76
3VA5282-7ED31-2AA0 | MCCB_UL_FS250_20A_3P_100KA_TM_ FTFM | 623.6
3VA5285-6ED31-2AA0 | MCCB_UL_FS250_25A_3P_65KA_TM_ FTFM | 568.91
3VA5290-5GD41-2AA0 | MCCB_UL_FS250_90A_4P_35KA_TM_ FTFM | 689.26
3VA5290-6EC41-2AA0 | MCCB_UL_FS250_90A_4P_65KA_TM_ FTAM | 815.05
3VA5290-7EC31-2AA0 | MCCB_UL_FS250_90A_3P_100KA_TM_ FTAM | 683.78
3VA5290-7ED31-2AA0 | MCCB_UL_FS250_90A_3P_100KA_TM_ FTFM | 667.36
3VA5290-7GC41-2AA0 | MCCB_UL_FS250_90A_4P_100KA_TM_ FTAM | 880.71
3VA5320-5EC31-2AA0 | MCCB_UL_FS400_200A_3P_35KA_TM_ FTAM | 990.1
3VA5320-5EF31-2AA0 | MCCB_UL_FS400_200A_3P_35KA_TM_ ATAM | 1050.26
3VA5320-6EF41-2AA0 | MCCB_UL_FS400_200A_4P_65KA_TM_ ATAM | 1542.61
3VA5320-6GF41-2AA0 | MCCB_UL_FS400_200A_4P_65KA_TM_ ATAM | 1542.61
3VA5322-5EC31-2AA0 | MCCB_UL_FS400_225A_3P_35KA_TM_ FTAM | 990.1
3VA5322-5EF31-2AA0 | MCCB_UL_FS400_225A_3P_35KA_TM_ ATAM | 1050.26
3VA5322-6EC41-2AA0 | MCCB_UL_FS400_225A_4P_65KA_TM_ FTAM | 1476.95
3VA5322-6EF41-2AA0 | MCCB_UL_FS400_225A_4P_65KA_TM_ ATAM | 1542.61
3VA5322-7GC41-2AA0 | MCCB_UL_FS400_225A_4P_100KA_TM_ FTAM | 1608.24
3VA5325-5EC31-2AA0 | MCCB_UL_FS400_250A_3P_35KA_TM_ FTAM | 990.1
3VA5325-6EC41-2AA0 | MCCB_UL_FS400_250A_4P_65KA_TM_ FTAM | 1476.95
3VA5325-6EF41-2AA0 | MCCB_UL_FS400_250A_4P_65KA_TM_ ATAM | 1542.61
3VA5325-7EF31-2AA0 | MCCB_UL_FS400_250A_3P_100KA_TM_ ATAM | 1301.9
3VA5325-7GC41-2AA0 | MCCB_UL_FS400_250A_4P_100KA_TM_ FTAM | 1608.24
3VA5330-5GF41-2AA0 | MCCB_UL_FS400_300A_4P_35KA_TM_ ATAM | 1597.29
3VA5330-6EC41-2AA0 | MCCB_UL_FS400_300A_4P_65KA_TM_ FTAM | 1728.61
3VA5330-7EF31-2AA0 | MCCB_UL_FS400_300A_3P_100KA_TM_ ATAM | 1526.19
3VA5330-7GC41-2AA0 | MCCB_UL_FS400_300A_4P_100KA_TM_ FTAM | 1887.23
3VA5335-5EF41-2AA0 | MCCB_UL_FS400_350A_4P_35KA_TM_ ATAM | 1597.29
3VA5335-5GF41-2AA0 | MCCB_UL_FS400_350A_4P_35KA_TM_ ATAM | 1597.29
3VA5335-7EC31-2AA0 | MCCB_UL_FS400_350A_3P_100KA_TM_ FTAM | 1449.61
3VA5335-7EF31-2AA0 | MCCB_UL_FS400_350A_3P_100KA_TM_ ATAM | 1526.19
3VA5340-5EF41-2AA0 | MCCB_UL_FS400_400A_4P_35KA_TM_ ATAM | 1597.29
3VA5340-5GF41-2AA0 | MCCB_UL_FS400_400A_4P_35KA_TM_ ATAM | 1597.29
3VA5340-6GC41-2AA0 | MCCB_UL_FS400_400A_4P_65KA_TM_ FTAM | 1728.61
6AG1128-3GB06-4AX1 | SIPLUS HMI MTP700 Unified Comfort | 3731.68
6AG4131-3GJ40-3AA1 | SIMATIC IPC627E (Box PC) | 8407.82
6AG4131-3GS43-3DA4 | SIMATIC IPC627E (Box PC) | 9336.69
6AG4141-5BC15-0FA0 | SIMATIC IPC427E (MicroBOX PC) | 4957.5
6AG4141-7AH06-0FA0 | SIMATIC IPC427E (MicroBOX PC) | 5613.69
6AV7241-5EB15-0DA0 | SIMATIC IPC477E 22" ST (1920 x 1080) | 6598.01
6AV7251-3JC05-0FA0 | SIMATIC IPC477E PRO, 22 MTouch | 8088.69
3VA5780-7EC31-1AA0 | MCCB_UL_FS1200_800A_3P_100KA_TM_ FTAM | 3139.89
3VA5780-7EC61-0AA0 | MCCB_UL_FS1200_800A_2P_100KA_TM_ FTAM | 2778.87
3VA5790-5EC61-1AA0 | MCCB_UL_FS1200_900A_2P_35KA_TM_ FTAM | 2707.74
3VA5790-6EC31-0AA0 | MCCB_UL_FS1200_900A_3P_65KA_TM_ FTAM | 3238.35
3VA5790-6EC61-2AA0 | MCCB_UL_FS1200_900A_2P_65KA_TM_ FTAM | 3211.03
3VA5790-7EC31-1AA0 | MCCB_UL_FS1200_900A_3P_100KA_TM_ FTAM | 3741.62
3VA5814-5EC31-2AA0 | MCCB_UL_FS1600_1400A_3P_35KA_TM_ FTAM | 5300.64
3VA5290-5EC41-2AA0 | MCCB_UL_FS250_90A_4P_35KA_TM_ FTAM | 711.14
3VA5290-5ED31-2AA0 | MCCB_UL_FS250_90A_3P_35KA_TM_ FTFM | 530.06
3VA5290-5ED41-2AA0 | MCCB_UL_FS250_90A_4P_35KA_TM_ FTFM | 689.26
3VA5290-7GD41-2AA0 | MCCB_UL_FS250_90A_4P_100KA_TM_ FTFM | 869.75
3VA5295-5ED31-2AA0 | MCCB_UL_FS250_15A_3P_35KA_TM_ FTFM | 492.88
3VA5295-6ED31-2AA0 | MCCB_UL_FS250_15A_3P_65KA_TM_ FTFM | 568.91
3VA5295-7ED31-2AA0 | MCCB_UL_FS250_15A_3P_100KA_TM_ FTFM | 623.6
3VA5320-7EC31-2AA0 | MCCB_UL_FS400_200A_3P_100KA_TM_ FTAM | 1219.87
3VA5320-7EC41-2AA0 | MCCB_UL_FS400_200A_4P_100KA_TM_ FTAM | 1608.24
3VA5320-7EF31-2AA0 | MCCB_UL_FS400_200A_3P_100KA_TM_ ATAM | 1301.9
3VA5320-7EF41-2AA0 | MCCB_UL_FS400_200A_4P_100KA_TM_ ATAM | 1684.82
3VA5320-7GC41-2AA0 | MCCB_UL_FS400_200A_4P_100KA_TM_ FTAM | 1608.24
3VA5322-6GF41-2AA0 | MCCB_UL_FS400_225A_4P_65KA_TM_ ATAM | 1542.61
3VA5322-7EC31-2AA0 | MCCB_UL_FS400_225A_3P_100KA_TM_ FTAM | 1219.87
3VA5322-7EC41-2AA0 | MCCB_UL_FS400_225A_4P_100KA_TM_ FTAM | 1608.24
3VA5322-7EF31-2AA0 | MCCB_UL_FS400_225A_3P_100KA_TM_ ATAM | 1301.9
3VA5325-6GC41-2AA0 | MCCB_UL_FS400_250A_4P_65KA_TM_ FTAM | 1476.95
3VA5325-6GF41-2AA0 | MCCB_UL_FS400_250A_4P_65KA_TM_ ATAM | 1542.61
3VA5325-7EC31-2AA0 | MCCB_UL_FS400_250A_3P_100KA_TM_ FTAM | 1219.87
3VA5325-7EC41-2AA0 | MCCB_UL_FS400_250A_4P_100KA_TM_ FTAM | 1608.24
3VA5330-6EF41-2AA0 | MCCB_UL_FS400_300A_4P_65KA_TM_ ATAM | 1821.57
3VA5330-6GC41-2AA0 | MCCB_UL_FS400_300A_4P_65KA_TM_ FTAM | 1728.61
3VA5330-6GF41-2AA0 | MCCB_UL_FS400_300A_4P_65KA_TM_ ATAM | 1821.57
3VA5330-7EC31-2AA0 | MCCB_UL_FS400_300A_3P_100KA_TM_ FTAM | 1449.61
3VA5335-6EC41-2AA0 | MCCB_UL_FS400_350A_4P_65KA_TM_ FTAM | 1728.61
3VA5335-6EF31-2AA0 | MCCB_UL_FS400_350A_3P_65KA_TM_ ATAM | 1394.91
3VA5335-6EF41-2AA0 | MCCB_UL_FS400_350A_4P_65KA_TM_ ATAM | 1821.57
3VA5335-6GC41-2AA0 | MCCB_UL_FS400_350A_4P_65KA_TM_ FTAM | 1728.61
3VA5340-6EC31-2AA0 | MCCB_UL_FS400_400A_3P_65KA_TM_ FTAM | 1323.78
3VA5340-6EC41-2AA0 | MCCB_UL_FS400_400A_4P_65KA_TM_ FTAM | 1728.61
3VA5340-6EF31-2AA0 | MCCB_UL_FS400_400A_3P_65KA_TM_ ATAM | 1394.91
3VA5340-6EF41-2AA0 | MCCB_UL_FS400_400A_4P_65KA_TM_ ATAM | 1821.57
6AG4131-3HG30-3BA3 | SIMATIC IPC627E (Box PC) | 8631.03
6AG4131-3HJ23-3AA2 | SIMATIC IPC627E (Box PC) | 6097.61
6AG4131-3HL33-3DA7 | SIMATIC IPC627E (Box PC) | 8352.37
6AG4131-3HM40-3DB1 | SIMATIC IPC627E (Box PC) | 10608.64
6AV7251-5GB05-0DA0 | SIMATIC IPC477E PRO, 19 MTouch | 6755.31
6AV7251-5GH00-0FA8 | SIMATIC IPC477E PRO, 19 MTouch | 7498.41
3VA5780-7EC31-0AA0 | MCCB_UL_FS1200_800A_3P_100KA_TM_ FTAM | 3096.15
3VA5790-6EC31-1AA0 | MCCB_UL_FS1200_900A_3P_65KA_TM_ FTAM | 3304.02
3VA5790-6EC31-2AA0 | MCCB_UL_FS1200_900A_3P_65KA_TM_ FTAM | 3566.57
3VA5790-6EC61-0AA0 | MCCB_UL_FS1200_900A_2P_65KA_TM_ FTAM | 2915.64
3VA5790-6EC61-1AA0 | MCCB_UL_FS1200_900A_2P_65KA_TM_ FTAM | 2964.85
3VA5814-7EC31-0AA0 | MCCB_UL_FS1600_1400A_3P_100KA_TM_ FTAM | 6017.24
3VA5814-7EC31-1AA0 | MCCB_UL_FS1600_1400A_3P_100KA_TM_ FTAM | 6071.92
3VA5814-7EC31-2AA0 | MCCB_UL_FS1600_1400A_3P_100KA_TM_ FTAM | 6618.95
3VA5816-5EC31-0AA0 | MCCB_UL_FS1600_1600A_3P_35KA_TM_ FTAM | 5366.28
3VA5918-6EC31-1AA0 | MCCB_UL_FS2000_1800A_3P_65KA_TM_ FTAM | 6728.36
3VA5918-7EC31-0AA0 | MCCB_UL_FS2000_1800A_3P_100KA_TM_ FTAM | 7548.91
3VA5918-7EC31-1AA0 | MCCB_UL_FS2000_1800A_3P_100KA_TM_ FTAM | 7548.91
3VA5920-5EC31-0AA0 | MCCB_UL_FS2000_2000A_3P_35KA_TM_ FTAM | 6454.87
3VA6710-5HN31-2AA0 | MCCB_UL_FS1200_1000A_3P_35KA_ETU3_ LSI | 4660.62
3VA6710-5HQ31-0AA0 | MCCB_UL_FS1200_1000A_3P_35KA_ETU3_ LSIG | 4545.75
3VA6710-5HQ31-2AA0 | MCCB_UL_FS1200_1000A_3P_35KA_ETU3_ LSIG | 4999.78
3VA5325-5EF41-2AA0 | MCCB_UL_FS400_250A_4P_35KA_TM_ ATAM | 1362.08
3VA5325-5GC41-2AA0 | MCCB_UL_FS400_250A_4P_35KA_TM_ FTAM | 1290.96
3VA5325-5GF41-2AA0 | MCCB_UL_FS400_250A_4P_35KA_TM_ ATAM | 1362.08
3VA5330-5EC31-2AA0 | MCCB_UL_FS400_300A_3P_35KA_TM_ FTAM | 1170.63
3VA5330-5EC41-2AA0 | MCCB_UL_FS400_300A_4P_35KA_TM_ FTAM | 1509.79
3VA5330-5EF31-2AA0 | MCCB_UL_FS400_300A_3P_35KA_TM_ ATAM | 1219.87
3VA5330-5EF41-2AA0 | MCCB_UL_FS400_300A_4P_35KA_TM_ ATAM | 1597.29
3VA5330-7GF41-2AA0 | MCCB_UL_FS400_300A_4P_100KA_TM_ ATAM | 1974.76
3VA5335-5EC31-2AA0 | MCCB_UL_FS400_350A_3P_35KA_TM_ FTAM | 1170.63
3VA5335-5EC41-2AA0 | MCCB_UL_FS400_350A_4P_35KA_TM_ FTAM | 1509.79
3VA5335-5EF31-2AA0 | MCCB_UL_FS400_350A_3P_35KA_TM_ ATAM | 1219.87
3VA5335-7GC41-2AA0 | MCCB_UL_FS400_350A_4P_100KA_TM_ FTAM | 1887.23
3VA5335-7GF41-2AA0 | MCCB_UL_FS400_350A_4P_100KA_TM_ ATAM | 1974.76
3VA5340-5EC31-2AA0 | MCCB_UL_FS400_400A_3P_35KA_TM_ FTAM | 1170.63
3VA5340-5EC41-2AA0 | MCCB_UL_FS400_400A_4P_35KA_TM_ FTAM | 1509.79
6AG1128-3MB06-4AX1 | SIPLUS HMI MTP1200 Unified Comfort | 5372.57
6AG1500-0JP00-4AB0 | SIPLUS S7-1500 CPU 1518HF System Bundle | 57780.95
6AG1518-4JP00-4AB0 | SIPLUS S7-1500 CPU 1518HF-4 PN | 26947.6
6AG4131-3GJ20-3AA0 | SIMATIC IPC627E (Box PC) | 6013.71
6AG4141-7BC20-0GW8 | SIMATIC IPC427E (MicroBOX PC) | 6248.93
6AG4141-7BD06-0GA0 | SIMATIC IPC427E (MicroBOX PC) | 5868.38
6AG4141-7CA46-0FA0 | SIMATIC IPC427E (MicroBOX PC) | 5042.89
6AV7241-5DB05-5FA0 | SIMATIC IPC477E 19" ST (1366 x 768) | 6932.09
3VA5780-7EC61-2AA0 | MCCB_UL_FS1200_800A_2P_100KA_TM_ FTAM | 3063.32
3VA5790-5EC31-0AA0 | MCCB_UL_FS1200_900A_3P_35KA_TM_ FTAM | 2942.97
3VA5790-5EC31-1AA0 | MCCB_UL_FS1200_900A_3P_35KA_TM_ FTAM | 2997.7
3VA5790-5EC31-2AA0 | MCCB_UL_FS1200_900A_3P_35KA_TM_ FTAM | 3232.91
3VA5790-7EC61-0AA0 | MCCB_UL_FS1200_900A_2P_100KA_TM_ FTAM | 3325.9
3VA5790-7EC61-1AA0 | MCCB_UL_FS1200_900A_2P_100KA_TM_ FTAM | 3375.12
3VA5790-7EC61-2AA0 | MCCB_UL_FS1200_900A_2P_100KA_TM_ FTAM | 3654.12
3VA5814-5EC31-0AA0 | MCCB_UL_FS1600_1400A_3P_35KA_TM_ FTAM | 4802.84
3VA5814-5EC31-1AA0 | MCCB_UL_FS1600_1400A_3P_35KA_TM_ FTAM | 4857.53
3VA5816-6EC31-1AA0 | MCCB_UL_FS1600_1600A_3P_65KA_TM_ FTAM | 5962.54
3VA5816-6EC31-2AA0 | MCCB_UL_FS1600_1600A_3P_65KA_TM_ FTAM | 6454.87
3VA5816-7BB31-0AA0 | MCS_UL_FS1600_1600A_3P_100KA | 6071.92
3VA5816-7EC31-0AA0 | MCCB_UL_FS1600_1600A_3P_100KA_TM_ FTAM | 6728.36
3VA5920-7BB31-0AA0 | MCS_UL_FS2000_2000A_3P_100KA | 7275.39
3VA5920-7EC31-0AA0 | MCCB_UL_FS2000_2000A_3P_100KA_TM_ FTAM | 8150.63
3VA5920-7EC31-1AA0 | MCCB_UL_FS2000_2000A_3P_100KA_TM_ FTAM | 8205.33
3VA6710-5HL31-0AA0 | MCCB_UL_FS1200_1000A_3P_35KA_ETU3_ LI | 4102.66
3VA6710-6HL31-0AA0 | MCCB_UL_FS1200_1000A_3P_65KA_ETU3_ LI | 4447.29
3VA6710-6HL31-2AA0 | MCCB_UL_FS1200_1000A_3P_65KA_ETU3_ LI | 4884.91
3VA6710-6HM31-0AA0 | MCCB_UL_FS1200_1000A_3P_65KA_ETU3_ LIG | 4748.14
3VA6710-6HM31-2AA0 | MCCB_UL_FS1200_1000A_3P_65KA_ETU3_ LIG | 5224.07
3VA6710-7HM31-0AA0 | MCCB_UL_FS1200_1000A_3P_100KA_ETU3_ LIG | 5273.29
3VA6710-7HM31-2AA0 | MCCB_UL_FS1200_1000A_3P_100KA_ETU3_ LIG | 5853.13
3VA6710-7HN31-0AA0 | MCCB_UL_FS1200_1000A_3P_100KA_ETU3_ LSI | 5098.24
3VA6710-7HN31-2AA0 | MCCB_UL_FS1200_1000A_3P_100KA_ETU3_ LSI | 5634.34
3VA6712-5HN31-2AA0 | MCCB_UL_FS1200_1200A_3P_35KA_ETU3_ LSI | 5322.52
3VA6712-5HQ31-0AA0 | MCCB_UL_FS1200_1200A_3P_35KA_ETU3_ LSIG | 5136.53
3VA6712-5HQ31-2AA0 | MCCB_UL_FS1200_1200A_3P_35KA_ETU3_ LSIG | 5689.02
3VA6712-5KP31-0AA0 | MCCB_UL_FS1200_1200A_3P_35KA_ETU8_ LSI | 5962.54
3VA6712-6KP31-0AA0 | MCCB_UL_FS1200_1200A_3P_65KA_ETU8_ LSI | 6345.44
3VA6712-6KP31-2AA0 | MCCB_UL_FS1200_1200A_3P_65KA_ETU8_ LSI | 7056.58
6AG1277-1AA10-2AA0 | SIPLUS NET CSM 1277 | 601.32
6AG4021-0AD11-0CB0 | SIMATIC IPC127E | 1853.26
6AG4022-0BC42-2CA1 | SIMATIC IPC327G | 2641.29
6AG4131-3CC20-0AA1 | SIMATIC IPC627E (Box PC) | 5102.81
6AG4131-3DC20-2AA2 | SIMATIC IPC627E (Box PC) | 5188.22
6AG4131-3DJ10-2AA4 | SIMATIC IPC627E (Box PC) | 5288.58
6AG4141-3BB05-0DA0 | SIMATIC IPC427E (MicroBOX PC) | 3651.07
6AG4141-5BA41-0FA0 | SIMATIC IPC427E (MicroBOX PC) | 4253.35
1PH3131-1DF04-2KA0-ZP81 | SIMOTICS M 1PH3 motor; 3AC 380V | 6062.41
1PH3132-1DE00-0GA0-ZP81 | SIMOTICS M 1PH3 motor; 3AC 380V | 5704.11
1PH3133-1DD00-2GA0-ZP81 | SIMOTICS M 1PH3 motor; 3AC 380V | 5838.95
1PH3133-1DD02-2GA0-ZP81 | SIMOTICS M 1PH3 motor; 3AC 380V | 5838.95
1PH3133-1DG00-2KA0-ZP81 | SIMOTICS M 1PH3 motor; 3AC 380V | 6480.32
1PH3133-1DG02-0KA0-ZP81 | SIMOTICS M 1PH3 motor; 3AC 380V | 6480.32
1PH8226-1HF30-2AA2-ZL76 | COMPACT ASYNCHRONOUS MOTOR | 29397.66
1PH8228-1AD23-1BA2 | COMPACT ASYNCHRONOUS MOTOR | 38936.06
1PH8228-1HF30-2AA2-ZL76 | COMPACT ASYNCHRONOUS MOTOR | 36952.16
1PH8284-1AF10-2BW2-ZG14K16L00 | COMPACT ASYNCHRONOUS MOTOR | 44935.13
1PH8284-1HC40-1BU2 | COMPACT ASYNCHRONOUS MOTOR | 50231.36
1PH8286-1DB10-0BU1-ZB35G50X53 | COMPACT ASYNCHRONOUS MOTOR | 48257.9
1PH8286-1HD40-2BU2-ZG14 | COMPACT ASYNCHRONOUS MOTOR | 60005.1
1PH8288-1DD10-2BW1-ZG10K08K85 | COMPACT ASYNCHRONOUS MOTOR | 56576.82
3NC1210-0MK | Cyl. Fuse 10x38 10A gR 1000Vdc/1100Vdc U | 13.26
3RH2122-1BE40-ZW97 | CONT.RELAY,2NO+2NC,DC60V | 38.73
3RH2122-1BM40-ZX95 | CONT.RELAY,2NO+2NC,DC220V | 34.94
3UF5720-0AB10-1 | Simocode DP PCS 7 Library Migr. (Legacy) | 7062.62
3VA1332-5EF32-0DF0 | MCCB_IEC_FS400_320A_3P_55KA_TM_ ATAM | 1406.6
3VA1332-6FF42-0DG0 | MCCB_IEC_FS400_320A_4P_70KA_TM_ ATAM | 2026.35
3VA1340-5EF32-0HB0 | MCCB_IEC_FS400_400A_3P_55KA_TM_ ATAM | 1399.65
3VA1440-7MH32-0DG0 | MCCB_IEC_FS630_400A_3p_110KA_TM_ AM | 1859.22
3VA1463-6EF32-0LH0 | MCCB_IEC_FS630_630A_3P_70KA_TM_ ATAM | 2277.03
3VA1510-5EF32-0KJ0 | MCCB_IEC_FS1000_1000A_3P_55KA_TM_ ATAM | 3648.82
3VA2116-5HN42-0AF0 | MCCB_IEC_FS160_160A_4P_55KA_ETU3_LSI | 1148.96
3VA2125-5MN32-0AB0 | MCCB_IEC_FS160_25A_3P_55KA_ETU3_LSI | 614.87
3VA2340-6JP42-0JA0 | MCCB_IEC_FS400_400A_4P_85KA_ETU5_LSI | 2673.93
3VA2440-5MP32-0CD0 | MCCB_IEC_FS630_400A_3p_55kA_ETU5_LSI | 2395.41
3VA2612-5HL32-0BB0 | MCCB_IEC_FS1250_1250A_3p_55kA_ETU3_LI | 4400.86
5SJ4102-7HG42-ZW11 | CIRCUIT BREAKER 10KA 1POL C2 | 46.34
5SJ4318-7HG42-ZW13 | CIRCUIT BREAKER 10KA 3POL C15 | 153.45
5SY4104-7-ZW07 | CIRCUIT BREAKER 10KA 1POL C4 | 39.61
6GT2803-1FA00 | HF MOBILE READER HEAD RF360H | 1898.34
6GT2810-2AE83-0AX3 | Label RF630L, 75x25 U8 RF7 Autotu. Activ | 0.91
6GT2890-0CC00 | Cleanroom Housing for RF1000 Reader | 41.62
6SL3725-1TE41-0MA3 | S120 CM, MOMO 480V/985A/560kW, LC, 400mm | 66137.93
6SL3735-7TE36-1MA3 | S120 CM ALCM 480V/605A/380kW, w/o MCB | 72622.03
6SL3735-7TE41-0MA3 | S120 CM ALCM 480V/985A/630kW, w/o MCB | 132762.15
6SL3735-7TG41-6MA3 | S120 CM ALCM 690V/1560A/1700kW, w/o MCB | 238615.26
6XV1801-2F | FRNC ENERGY CABLE 4 x 1,5 | 6.84
1FE1093-6WN10-6BA2 | BUILT-IN SYNCHRONOUS MOTOR, | 6441.31
1FT7066-5AH71-1FG1-ZJ23 | SYNCHRONOUS MOTOR 1FT7 | 8306.73
1FT7132-5AF71-1BG1 | SYNCHRONOUS MOTOR 1FT7 | 10928.61
1FT7134-5SF71-5CA0 | SYNCHRONOUS MOTOR 1FT7 | 13740.58
1FT7136-5SC71-5CG1-ZJ05 | SYNCHRONOUS MOTOR 1FT7 | 22631.7
1PH8107-3FB02-2AA1 | COMPACT ASYNCHRONOUS MOTOR 1PH810 | 7075.18
1PH8131-1FF10-0BA1-ZG14 | COMPACT ASYNCHRONOUS MOTOR 1PH813 | 7877.6
1PH8133-1HG03-1BA2 | COMPACT ASYNCHRONOUS MOTOR 1PH813 | 5890.33
1PH8135-1DF10-1HE1 | COMPACT ASYNCHRONOUS MOTOR 1PH813 | 6831.21
3VA5814-6EC31-1AA0 | MCCB_UL_FS1600_1400A_3P_65KA_TM_ FTAM | 5338.94
3VA5816-5EC31-2AA0 | MCCB_UL_FS1600_1600A_3P_35KA_TM_ FTAM | 5907.84
3VA5816-6EC31-0AA0 | MCCB_UL_FS1600_1600A_3P_65KA_TM_ FTAM | 5907.84
3VA5816-7EC31-1AA0 | MCCB_UL_FS1600_1600A_3P_100KA_TM_ FTAM | 6783.07
3VA5918-5EC31-0AA0 | MCCB_UL_FS2000_1800A_3P_35KA_TM_ FTAM | 6071.92
3VA5918-6EC31-0AA0 | MCCB_UL_FS2000_1800A_3P_65KA_TM_ FTAM | 6673.65
3VA5920-5EC31-1AA0 | MCCB_UL_FS2000_2000A_3P_35KA_TM_ FTAM | 6509.57
3VA5920-6EC31-0AA0 | MCCB_UL_FS2000_2000A_3P_65KA_TM_ FTAM | 7165.99
3VA6710-5HM31-0AA0 | MCCB_UL_FS1200_1000A_3P_35KA_ETU3_ LIG | 4414.47
3VA6710-5HN31-0AA0 | MCCB_UL_FS1200_1000A_3P_35KA_ETU3_ LSI | 4239.43
3VA6710-5KP31-2AA0 | MCCB_UL_FS1200_1000A_3P_35KA_ETU8_ LSI | 5907.84
3VA6710-5KQ31-2AA0 | MCCB_UL_FS1200_1000A_3P_35KA_ETU8_ LSIG | 6236.05
3VA6710-5KT31-2AA0 | MCCB_UL_FS1200_1000A_3P_35KA_ETU8_ LSI | 6236.05
3VA6710-6HN31-0AA0 | MCCB_UL_FS1200_1000A_3P_65KA_ETU3_ LSI | 4578.58
3VA6710-6HQ31-0AA0 | MCCB_UL_FS1200_1000A_3P_65KA_ETU3_ LSIG | 4884.91
3VA6710-6KT31-2AA0 | MCCB_UL_FS1200_1000A_3P_65KA_ETU8_ LSI | 6618.95
3VA6710-7HL31-2AA0 | MCCB_UL_FS1200_1000A_3P_100KA_ETU3_ LI | 5453.81
3VA6710-7HQ31-0AA0 | MCCB_UL_FS1200_1000A_3P_100KA_ETU3_ LSIG | 5404.56
3VA6710-7KP31-0AA0 | MCCB_UL_FS1200_1000A_3P_100KA_ETU8_ LSI | 6236.05
3VA6710-7KQ31-0AA0 | MCCB_UL_FS1200_1000A_3P_100KA_ETU8_ LSIG | 6509.57
3VA6712-5HL31-2AA0 | MCCB_UL_FS1200_1200A_3P_35KA_ETU3_ LI | 5163.87
3VA6712-5HM31-2AA0 | MCCB_UL_FS1200_1200A_3P_35KA_ETU3_ LIG | 5524.93
3VA6712-5KQ31-0AA0 | MCCB_UL_FS1200_1200A_3P_35KA_ETU8_ LSIG | 6290.75
3VA6712-5KT31-0AA0 | MCCB_UL_FS1200_1200A_3P_35KA_ETU8_ LSI | 6290.75
3VA6712-6HN31-2AA0 | MCCB_UL_FS1200_1200A_3P_65KA_ETU3_ LSI | 5798.42
3VA6712-6HQ31-2AA0 | MCCB_UL_FS1200_1200A_3P_65KA_ETU3_ LSIG | 6126.64
3VA6712-6KT31-0AA0 | MCCB_UL_FS1200_1200A_3P_65KA_ETU8_ LSI | 6673.65
3VA6712-7HL31-0AA0 | MCCB_UL_FS1200_1200A_3P_100KA_ETU3_ LI | 5743.72
3VA6712-7HQ31-2AA0 | MCCB_UL_FS1200_1200A_3P_100KA_ETU3_ LSIG | 6783.07
3VA6712-7KP31-2AA0 | MCCB_UL_FS1200_1200A_3P_100KA_ETU8_ LSI | 7603.6
3VA6780-5HM31-0AA0 | MCCB_UL_FS1200_800A_3P_35KA_ETU3_ LIG | 3451.71
3VA6780-5HN31-0AA0 | MCCB_UL_FS1200_800A_3P_35KA_ETU3_ LSI | 3271.19
3VA6780-5KP31-2AA0 | MCCB_UL_FS1200_800A_3P_35KA_ETU8_ LSI | 4835.66
1PH8137-1US02-1LA1 | COMPACT ASYNCHRONOUS MOTOR 1PH813 | 8417.83
1PH8137-3HG03-2AA2-ZU68V90 | COMPACT ASYNCHRONOUS MOTOR 1PH813 | 11544.71
1PH8163-3FG13-2AA1-ZG14U68 | COMPACT ASYNCHRONOUS MOTOR 1PH816 | 17372.69
1PH8165-1EF03-1BC2-ZX14 | COMPACT ASYNCHRONOUS MOTOR 1PH816 | 10827.48
3VA1110-5EF42-0KH0 | MCCB_IEC_FS160_100A_4P_55KA_TM_ ATAM | 604.41
3VA2010-5JP32-0KH0 | MCCB_IEC_FS100_100A_3P_55KA_ETU5_LSI | 1190.74
5SL6006-7MC | MCB COM 230V 6kA, 1+N, C6 | 181.97
5SL6010-6MC | MCB COM 230V 6kA, 1+N, B10 | 159.94
5SL6020-7MC | MCB COM 230V 6kA, 1+N, C20 | 173.85
5SL6025-7MC | MCB COM 230V 6kA, 1+N, C25 | 173.85
6AG4112-3GT12-2DX0 | SIMATIC IPC647E (Rack PC) | 7931.39
6AG4112-3JE53-0XH2 | SIMATIC IPC647E (Rack PC) | 7685.68
6AV2117-8PX03-0GQ1 | Visu. Architect, EPL Maint. DL | 4006.02
6AV2128-3KB06-0AX1-ZA01L02 | MTP1000 UCP Lyras-Design | 3152.02
6ES7647-8CF33-2AA1 | SIMATIC IPC227G | 2846.55
6FX5002-5CG42-1DF0 | POWER CABLE PREASSEMBLED | 515.37
6FX5002-5CN05-1DF0 | POWER CABLE PREASSEMBLED | 395.46
6FX8002-5DN16-1EB1 | POWER CABLE PREASSEMBLED | 898.05
6RA8091-6FV62-0AA0-ZS01 | SINAMICS DCM DC CONVERTER | 23246.18
6RP0020-2AC32-5AA0-ZM79S03 | SINAMICS DCP 250 KW | 54852.18
7MF7900-2BB | 7MF7900-2BB: Bracket dP,St,reinfor.,7/16 | 2281.46
4RB8250-3JA20 | POWER CAPACITOR MKK 800V 25,0KVAR | 457.6
3VA6710-5KP31-0AA0 | MCCB_UL_FS1200_1000A_3P_35KA_ETU8_ LSI | 5360.82
3VA6710-6KP31-0AA0 | MCCB_UL_FS1200_1000A_3P_65KA_ETU8_ LSI | 5689.02
3VA6710-6KP31-2AA0 | MCCB_UL_FS1200_1000A_3P_65KA_ETU8_ LSI | 6290.75
3VA6710-6KQ31-0AA0 | MCCB_UL_FS1200_1000A_3P_65KA_ETU8_ LSIG | 6017.24
3VA6710-6KQ31-2AA0 | MCCB_UL_FS1200_1000A_3P_65KA_ETU8_ LSIG | 6618.95
3VA6710-7KQ31-2AA0 | MCCB_UL_FS1200_1000A_3P_100KA_ETU8_ LSIG | 7165.99
3VA6710-7KT31-0AA0 | MCCB_UL_FS1200_1000A_3P_100KA_ETU8_ LSI | 6509.57
3VA6710-7KT31-2AA0 | MCCB_UL_FS1200_1000A_3P_100KA_ETU8_ LSI | 7165.99
3VA6712-5HL31-0AA0 | MCCB_UL_FS1200_1200A_3P_35KA_ETU3_ LI | 4704.38
3VA6712-5KT31-2AA0 | MCCB_UL_FS1200_1200A_3P_35KA_ETU8_ LSI | 6892.47
3VA6712-6HL31-0AA0 | MCCB_UL_FS1200_1200A_3P_65KA_ETU3_ LI | 5098.24
3VA6712-6HL31-2AA0 | MCCB_UL_FS1200_1200A_3P_65KA_ETU3_ LI | 5634.34
3VA6712-6HM31-0AA0 | MCCB_UL_FS1200_1200A_3P_65KA_ETU3_ LIG | 5410.05
3VA6712-6HM31-2AA0 | MCCB_UL_FS1200_1200A_3P_65KA_ETU3_ LIG | 5962.54
3VA6712-7HM31-0AA0 | MCCB_UL_FS1200_1200A_3P_100KA_ETU3_ LIG | 6017.24
3VA6712-7HM31-2AA0 | MCCB_UL_FS1200_1200A_3P_100KA_ETU3_ LIG | 6618.95
3VA6712-7HN31-0AA0 | MCCB_UL_FS1200_1200A_3P_100KA_ETU3_ LSI | 5853.13
3VA6712-7HN31-2AA0 | MCCB_UL_FS1200_1200A_3P_100KA_ETU3_ LSI | 6400.14
3VA6780-5HN31-2AA0 | MCCB_UL_FS1200_800A_3P_35KA_ETU3_ LSI | 3610.34
3VA6780-5HQ31-0AA0 | MCCB_UL_FS1200_800A_3P_35KA_ETU3_ LSIG | 3588.45
3VA6780-5HQ31-2AA0 | MCCB_UL_FS1200_800A_3P_35KA_ETU3_ LSIG | 3944.02
3VA6780-5KP31-0AA0 | MCCB_UL_FS1200_800A_3P_35KA_ETU8_ LSI | 4398.06
1FK7063-2AH74-1EH1-ZB02X14 | SYNCHRONOUS MOTOR 1FK7-CT 11 NM | 3383.64
1FK7105-2AF71-1CG0-ZX01 | SYNCHRONOUS MOTOR 1FK7-CT 48 NM | 5655.96
1FT7108-5AF71-1CH1-ZL05 | SYNCHRONOUS MOTOR 1FT7 | 11814.8
1FT7108-5SC70-4CA1 | SYNCHRONOUS MOTOR 1FT7 | 11332.18
1PH8137-1FG10-2GA1-ZG14 | COMPACT ASYNCHRONOUS MOTOR 1PH813 | 8501.49
1PH8165-1HF20-2FA2 | COMPACT ASYNCHRONOUS MOTOR 1PH816 | 11033.54
1PH8165-1MF10-1GA2-ZK24 | COMPACT ASYNCHRONOUS MOTOR 1PH816 | 8315.32
1PH8184-1DB00-1AC1 | COMPACT ASYNCHRONOUS MOTOR | 11553.9
5SL6013-6MC | MCB COM 230V 6kA, 1+N, B13 | 158.79
5SL6013-7MC | MCB COM 230V 6kA, 1+N, C13 | 173.85
5SL6016-6MC | MCB COM 230V 6kA, 1+N, B16 | 149.51
5SL6016-7MC | MCB COM 230V 6kA, 1+N, C16 | 164.6
6AG4112-3KB02-2JX2 | SIMATIC IPC647E (Rack PC) | 8362.86
6AG4112-3KT73-5DY2 | SIMATIC IPC647E (Rack PC) | 10861.84
6AV2107-8PX00-0GQ0 | Visu. Architect V17, EPL Royalty DL | 6809.26
6AV2107-8PX00-0GR0 | Visu. Architect, EPL Maint. EPL DL | 1361.53
6AV2117-8PX03-0GQ0 | Visu. Architect V17, BMW EPL Royalty DL | 4006.02
6AV7261-0HC23-3DA2 | SIMATIC IPC677E, 19" Multitouch | 8374.85
6ES7647-8BB61-1CA1 | SIMATIC IPC227E (Nanobox PC) | 2942.43
6RA8095-4GV62-0AA0-ZG00L11S01 | SINAMICS DCM DC CONVERTER | 44180.06
6RA8095-4KV62-0AA0-ZG00L85S01 | SINAMICS DCM DC CONVERTER | 47177.33
6RP0010-1AA32-0AA0-ZG33M69S03 | SINAMICS DCP 120 KW | 24296.57
6RP0010-1AA32-0AA0-ZM79S03 | SINAMICS DCP 120 KW | 23587.26
4RB8280-3EJ20 | POWER CAPACITOR MKK 480V 28,0KVAR | 308.77
4RB8280-3JA20 | POWER CAPACITOR MKK 800V 28,0KVAR | 499.35
4RB8281-3EE10 | POWER CAPACITOR MKK 440V 28,1KVAR | 325.48
4RB8281-3EE20 | POWER CAPACITOR MKK 440V 28,1KVAR | 308.77
4RB8500-3EA20 | POWER CAPACITOR MKK 400V 50,0KVAR | 577.25
4RB8500-3EE20 | POWER CAPACITOR MKK 440V 50,0KVAR | 577.25
4RB8560-3EE20 | POWER CAPACITOR MKK 440V 56,0KVAR | 602.28
6AG4114-3DB41-0AX1 | SIMATIC IPC847E (Rack PC) | 5075.84
6AV7675-4GK30-1GC0 | Cable- Set for IFP2200 INOX 3m shielded | 966.76
6AV7862-2BC10-0AA0 | SIMATIC IFP1200 Basic Covered | 913.9
6ES7653-2CF02-0XB0 | System Expansion Card PO 1600 & V10 | 20643.47
4RB8300-3EE10 | POWER CAPACITOR MKK 440V 30,0KVAR | 356.08
4RB8300-3EJ10 | POWER CAPACITOR MKK 480V 30,0KVAR | 356.08
4RB8300-3FC10 | POWER CAPACITOR MKK 525V 30,0KVAR | 356.08
4RB8330-3EJ20 | POWER CAPACITOR MKK 480V 33,0KVAR | 356.08
4RB8400-3EE20 | POWER CAPACITOR MKK 440V 40,0KVAR | 528.57
6AG4114-3GG02-2BC2 | SIMATIC IPC847E (Rack PC) | 8662.51
6AG4114-3MT74-0BA1 | SIMATIC IPC847E (Rack PC) | 11323.28
6AG4131-3GC23-3AA0 | SIMATIC IPC627E (Box PC) | 5964.28
6AG4131-3GE23-8AB3 | SIMATIC IPC627E (Box PC) | 7050.45
6AV7882-0AD20-8CA0 | SIMATIC IPC277E, 7" Touch | 3373.9
6ES7653-2CA02-0XB0 | System Expansion Card PO 100 incl V10 | 10359.93
6ES7653-2CE02-0XB0 | System Expansion Card PO 1000 & V10 | 16527.96
6ES7661-0BP40-1RA4 | Process Control System IPC647E | 9504.48
6ES7661-0BS40-1RE4 | Process Control System IPC647E | 14751.12
6ES7661-0FC41-1RE6 | Process Control System IPC647E | 14616.28
6ES7661-0KC40-1SL6 | Process Control System IPC647E | 14524.89
6FX5002-2DC40-1BH0 | SIGNAL CABLE, PREASSEMBLED | 255.58
6FX5002-2DC40-1EC0 | SIGNAL CABLE, PREASSEMBLED | 446.25
6FX8002-5CN36-1CB0 | POWER CABLE PREASSEMBLED | 530.79
6FX8002-5DA28-1AD8 | POWER CABLE, PREASSEMBLED EXT. | 476.27
6GK5324-8TS01-2AC2 | SCALANCE XCM324 | 4090.08
6GK5334-3TS01-3AR3 | SCALANCE XRM334 (230V AC, 12xFO) | 5218.2
8GK9560-0CH04 | SIBOARD handle wall-mounted boards | 38.85
8GK9800-0CH00 | SIBOARD door locking system | 61.42
8GK9800-0CH05 | SIBOARD Locking bars wall mounted boards | 45.14
8GK9800-0KK07 | support 3NJ4 busbar holder NH1-3 | 47.31
8MF1111-0AA00-0JB5 | SIVACON 2000mm x 600mm x 800mm | 3070.64
8MF1111-0AA00-0JB7 | SIVACON 1800mm x 800mm x 500mm | 3544.16
8MF1111-0AA00-0JC5 | SIVACON 2000mm x 600mm x 400mm | 2984.55
8MF1111-0AA00-0JC7 | SIVACON 2000mm x 800mm x 600mm | 3128.03
8MF1111-0AA00-0JD3 | SIVACON 2000mm x 600mm x 400mm | 2984.55
8MF1111-0AA00-0JD5 | SIVACON 2200mm x 1200mm x 600mm | 3486.75
8MF1111-0AA00-0JE3 | SIVACON 2000mm x 800mm x 600mm | 3214.14
8MF1111-0AA00-0JE5 | SIVACON 2000mm x 600mm x 500mm | 2568.43
8MF1111-0AA00-0JF3 | SIVACON 2000mm x 600mm x 1000mm | 2166.66
8MF1111-0AA00-0JF5 | SIVACON 2000mm x 1200mm x 1000mm | 3242.82
6DL5210-1BX57-0YA0 | BRAUMAT,SISTAR IOS Server 7.5 | 33334.21
6DL5210-1CX57-0YB5 | BRAUMAT,SISTAR Client 7.5 | 16667.11
6DL5210-1GX57-2DB0 | BRAUMAT,SISTAR SQL-Adp Srv 7.5 DL | 8504.15
6DL5210-1HB57-0DD0 | BRAUMAT,SISTAR Convert 7.5 Lean4>IOS DL | 42512.66
6DL5210-1HH57-0DD0 | BRAUMAT,SISTAR Convert 7.5 Lean40>IOS DL | 10629.39
6DL5210-1HX57-0YF0 | BRAUMAT,SISTAR Lean PowerPack 7.5 | 11111.94
6DL5210-1KX57-2DB0 | BRAUMAT,SISTAR MES API Srv 7.5 DL | 2125.22
6DL8913-0AL00-0AB5 | SIMIT SP V11.0 ENGINEERING S | 5337.37
6DL8913-0BL00-0AE5 | SIMIT SP V11.0 UG ENG. M V10.3 -> V11.0 | 5637.48
6DL8913-0CL00-0AE5 | SIMIT SP V11.0 UG ENG. L V10.3 -> V11.0 | 11268.74
6DL8913-0CL00-0AJ5 | SIMIT SP V11.0 CONV. PACK ENG. M -> L DL | 9798.08
6DL8913-0DL00-0AK5 | SIMIT SP V11.0 UG ENG.XL V10.3->V11.0 DL | 15676.95
6DL8913-0JL00-0AE5 | SIMIT 1 VC UG V10.3-> V11.0 (FULL) | 3155.27
6DL8913-0PL00-0AK5 | SIMIT 5 VC UG V10.3-> V11.0 (300) DL | 1887.45
6DL8913-0QL00-0AE5 | SIMIT 1 VC UG V10.3-> V11.0 (ENTRY/SIS) | 1112.3
6DL8913-0SL00-0AB5 | SIMIT V11.0 VC PCS neo (1 CTRL) | 1503
6DL8913-0TL00-0AB5 | SIMIT SP V11.0 PLAYER S | 2134.95
6DL8913-0UX00-0AL8 | SIMIT SUS PLAYER M | 902.03
6DL8913-0WX00-0AV8 | SIMIT SUS PLAYER XL DL | 2508.32
6DR4004-2RQ | BOOSTER KIT,PS2,DBL ACT,Exd,1/2 NPT | 2607.13
6FX8002-2DC40-1AB0 | SIGNAL CABLE, PREASSEMBLED | 154.76
6FX8002-2DC40-1EA0 | SIGNAL CABLE, PREASSEMBLED | 536.39
3VA6712-6KQ31-0AA0 | MCCB_UL_FS1200_1200A_3P_65KA_ETU8_ LSIG | 6673.65
3VA6712-6KQ31-2AA0 | MCCB_UL_FS1200_1200A_3P_65KA_ETU8_ LSIG | 7275.39
3VA6712-7KQ31-0AA0 | MCCB_UL_FS1200_1200A_3P_100KA_ETU8_ LSIG | 7220.67
3VA6712-7KQ31-2AA0 | MCCB_UL_FS1200_1200A_3P_100KA_ETU8_ LSIG | 7986.51
3VA6712-7KT31-0AA0 | MCCB_UL_FS1200_1200A_3P_100KA_ETU8_ LSI | 7220.67
3VA6712-7KT31-2AA0 | MCCB_UL_FS1200_1200A_3P_100KA_ETU8_ LSI | 7986.51
3VA6780-5HL31-0AA0 | MCCB_UL_FS1200_800A_3P_35KA_ETU3_ LI | 3139.89
1PH8163-1DB10-2QA1-ZQ31 | COMPACT ASYNCHRONOUS MOTOR 1PH816 | 9400.16
1PH8163-1HF03-1BA2 | COMPACT ASYNCHRONOUS MOTOR 1PH816 | 8154.47
1PH8163-1HF10-2GB2 | COMPACT ASYNCHRONOUS MOTOR 1PH816 | 7061.26
1PH8163-1HF23-2DA2-ZY84 | COMPACT ASYNCHRONOUS MOTOR 1PH816 | 10145.34
5SL6002-6MC | MCB COM 230V 6kA, 1+N, B2 | 166.91
5SL6002-7MC | MCB COM 230V 6kA, 1+N, C2 | 181.97
5SL6004-6MC | MCB COM 230V 6kA, 1+N, B4 | 166.91
5SL6004-7MC | MCB COM 230V 6kA, 1+N, C4 | 181.97
5SL6006-6MC | MCB COM 230V 6kA, 1+N, B6 | 166.91
5SL6032-6MC | MCB COM 230V 6kA, 1+N, B32 | 172.7
5SL6032-7MC | MCB COM 230V 6kA, 1+N, C32 | 187.77
6AG4112-3AT71-0CH2 | SIMATIC IPC647E (Rack PC) | 7081.91
6AG4112-3GT12-0DX0 | SIMATIC IPC647E (Rack PC) | 7422.01
6AV2128-3MB06-0AX1-ZA06S00 | MTP1200 UCP Siplus-Design | 3978.5
6AV2154-0XB00-0LY0 | WinCC Unified PC RT max. SUS DL | 4041.3
6AV2154-2FB00-0LY0 | WinCC Unified PC RT small SUS DL | 1263.7
6AV2154-2GB00-0LY0 | WinCC Unified PC RT medium SUS DL | 2525.8
6FX5002-5CN05-1GA0 | POWER CABLE PREASSEMBLED | 511.05
6FX5002-5CN27-1BH0 | POWER CABLE PREASSEMBLED | 269.29
6FX8002-2CB54-1AB2 | SIGNAL CABLE, PREASSEMBLED EXT. | 148.32
6FX8002-5CG11-1HF0 | POWER CABLE, PREASSEMBLED | 1237.85
7MF7900-2BC | 7MF7900-2BC: Bracket dP,St,reinfor.,M10 | 2140.93
7MH4138-6CA00-0CU0 | ET 200SP TM SIWAREX WP341 HF | 2123.62
4RB8300-3FC20 | POWER CAPACITOR MKK 525V 30,0KVAR | 336.58
4RB8300-3JA20 | POWER CAPACITOR MKK 800V 30,0KVAR | 517.42
4RB8330-3EE10 | POWER CAPACITOR MKK 440V 33,0KVAR | 503.43
4RB8330-3EE20 | POWER CAPACITOR MKK 440V 33,0KVAR | 481.76
6AG4114-3QR03-2JX2 | SIMATIC IPC847E (Rack PC) | 11029.63
6AG4114-3RR85-7XY2 | SIMATIC IPC847E (Rack PC) | 16162.4
6AG4131-3DC22-2AA0 | SIMATIC IPC627E (Box PC) | 5188.22
6AG4131-3GA03-3DA1 | SIMATIC IPC627E (Box PC) | 5048.89
6AG4131-3GA33-3AA0 | SIMATIC IPC627E (Box PC) | 6099.1
6AV7882-0EB20-6EA0 | SIMATIC IPC277E, 19" Touch | 4564.97
6AV7886-0AA11-2AB0 | SIMATIC IPC277G, 7" Multitouch | 2761.16
6DL5210-0AX57-0DA5 | BRAUMAT,SISTAR Engineer. 7.5 DL | 8504.15
6ES7652-8BX68-2YE0 | PCS 7 UG PACK INF.SERVER V9.0 -> V9.1 | 2097.46
6ES7661-0EC40-1CC2 | Process Control System IPC647E | 9541.93
6ES7661-0EC41-1CE2 | Process Control System IPC647E | 12276.12
6ES7661-0FA41-1RE2 | Process Control System IPC647E | 13335.33
6ES7661-0FC40-1RF2 | Process Control System IPC647E | 14048.48
6FX8002-5DG10-1AD1 | POWER CABLE PREASSEMBLED | 223.02
6FX8002-5DS46-1JA0 | POWER CABLE PREASSEMBLED | 1832.22
6FX8002-5DX18-1AK5 | POWER CABLE, PREASSEMBLED EXT. | 2138.25
6GK1721-4XG01-0BK0 | SINEMA RC Edge CLIENT OSD | 234.85
8GK9800-0CH01 | SIBOARD locking bars floor mounted board | 108.71
8GK9800-0CH02 | SIBOARD Locking bars wall mounted boards | 102.44
8GK9800-0CH03 | SIBOARD Locking bars wall mounted boards | 34.73
8GK9800-0CH04 | SIBOARD Locking bars wall mounted boards | 35.72
8MF1111-0AA00-0JC0 | SIVACON 2000mm x 800mm x 400mm | 2998.9
8MF1111-0AA00-0JC1 | SIVACON 2200mm x 900mm x 400mm | 2927.15
8MF1111-0AA00-0JC2 | SIVACON 2000mm x 800mm x 800mm | 3142.39
8MF1111-0AA00-0JC3 | SIVACON 2000mm x 600mm x 400mm | 2984.55
1PH8135-4FG02-2AG1-ZL74U66 | COMPACT SYNCHRONOUS MOTOR 1PH813 | 19144.83
1PH8137-1EF10-2BA2-ZV90 | COMPACT ASYNCHRONOUS MOTOR 1PH813 | 7615.39
1PH8286-1DB10-1BW1 | COMPACT ASYNCHRONOUS MOTOR | 45793.57
1PH8286-1FB10-0BU1 | COMPACT ASYNCHRONOUS MOTOR | 46391.01
3VA1450-7EF32-0AB0 | MCCB_IEC_FS630_500A_3p_110KA_TM_ ATAM | 2068.13
3VA1463-4EF32-0BF0 | MCCB_IEC_FS630_630A_3P_36KA_TM_ ATAM | 1761.74
3VA4195-4ED34-0JA0 | MCCB_UL_FS125_15A_3P_25KA_TM_ FTFM | 405.75
3VA5210-5EC41-2AA0 | MCCB_UL_FS250_100A_4P_35KA_TM_ FTAM | 738.48
3VA5210-5GF41-2AA0 | MCCB_UL_FS250_100A_4P_35KA_TM_ ATAM | 1028.38
3VA5210-6EC41-2AA0 | MCCB_UL_FS250_100A_4P_65KA_TM_ FTAM | 864.31
3VA5210-6GF41-2AA0 | MCCB_UL_FS250_100A_4P_65KA_TM_ ATAM | 1170.63
3VA5210-7EC41-2AA0 | MCCB_UL_FS250_100A_4P_100KA_TM_ FTAM | 946.36
3VA5210-7GC41-2AA0 | MCCB_UL_FS250_100A_4P_100KA_TM_ FTAM | 946.36
3VA5210-7GF41-2AA0 | MCCB_UL_FS250_100A_4P_100KA_TM_ ATAM | 1285.5
3VA5211-6EC31-2AA0 | MCCB_UL_FS250_110A_3P_65KA_TM_ FTAM | 733
3VA5211-6ED31-2AA0 | MCCB_UL_FS250_110A_3P_65KA_TM_ FTFM | 722.06
3VA5211-7ED41-2AA0 | MCCB_UL_FS250_110A_4P_100KA_TM_ FTFM | 1039.34
3VA5211-7GD41-2AA0 | MCCB_UL_FS250_110A_4P_100KA_TM_ FTFM | 1039.34
3VA5212-5EF31-2AA0 | MCCB_UL_FS250_125A_3P_35KA_TM_ ATAM | 787.73
3VA5212-5GC41-2AA0 | MCCB_UL_FS250_125A_4P_35KA_TM_ FTAM | 842.43
3VA5212-6EF31-2AA0 | MCCB_UL_FS250_125A_3P_65KA_TM_ ATAM | 897.12
3VA5212-6GC41-2AA0 | MCCB_UL_FS250_125A_4P_65KA_TM_ FTAM | 962.76
3VA5212-7EF31-2AA0 | MCCB_UL_FS250_125A_3P_100KA_TM_ ATAM | 984.64
3VA5212-7GC41-2AA0 | MCCB_UL_FS250_125A_4P_100KA_TM_ FTAM | 1072.16
3VA5215-5ED31-2AA0 | MCCB_UL_FS250_150A_3P_35KA_TM_ FTFM | 727.55
3VA5215-5EF31-2AA0 | MCCB_UL_FS250_150A_3P_35KA_TM_ ATAM | 787.73
3VA5215-5GC41-2AA0 | MCCB_UL_FS250_150A_4P_35KA_TM_ FTAM | 979.18
3VA5215-6ED31-2AA0 | MCCB_UL_FS250_150A_3P_65KA_TM_ FTFM | 842.43
3VA5215-6EF31-2AA0 | MCCB_UL_FS250_150A_3P_65KA_TM_ ATAM | 897.12
8MF1111-0AA00-0JG0 | SIVACON 2200mm x 800mm x 400mm | 3386.32
8MF1111-0AA00-0JG5 | SIVACON 2200mm x 600mm x 600mm | 2353.2
8MF1111-0AA00-0JG7 | SIVACON 2000mm x 600mm x 500mm | 3056.3
8MF1111-0AA00-0JH5 | SIVACON 2200mm x 400mm x 400mm | 3343.27
8MF1111-0AA00-0JH7 | SIVACON 2200mm x 400mm x 400mm | 3343.27
8MF1111-0AA00-0JJ5 | SIVACON 2000mm x 600mm x 500mm | 2568.43
8MF1111-0AA00-0JJ7 | SIVACON 2200mm x 800mm x 800mm | 4318.98
8MF1111-0AA00-0JK3 | SIVACON 2000mm x 1200mm x 1000mm | 1086.21
8MF1111-0AA00-0JK5 | SIVACON 2000mm x 600mm x 500mm | 2568.43
A5E50367888 | SWITCH ISOLATOR BARRIER, 24 VDC, SPARE | 1635.76
A5E50771081 | Belt scale barrier, 24VDC, SS | 8650.9
1FT7082-5AC71-1BK2 | SYNCHRONOUS MOTOR 1FT7 | 4705.76
1FT7105-5AB71-1CB1-ZN16 | SYNCHRONOUS MOTOR 1FT7 | 10103.53
1PH8184-1HF03-1BA2 | COMPACT ASYNCHRONOUS MOTOR | 12189.56
1PH8184-1HF43-2BA2 | COMPACT ASYNCHRONOUS MOTOR | 13663.6
3VA5215-6GD41-2AA0 | MCCB_UL_FS250_150A_4P_65KA_TM_ FTFM | 1077.64
3VA5215-7EC31-2AA0 | MCCB_UL_FS250_150A_3P_100KA_TM_ FTAM | 940.88
3VA5215-7GD41-2AA0 | MCCB_UL_FS250_150A_4P_100KA_TM_ FTFM | 1187.03
3VA5217-5EC31-2AA0 | MCCB_UL_FS250_175A_3P_35KA_TM_ FTAM | 765.82
3VA5217-5GD41-2AA0 | MCCB_UL_FS250_175A_4P_35KA_TM_ FTFM | 984.64
3VA5217-6EC31-2AA0 | MCCB_UL_FS250_175A_3P_65KA_TM_ FTAM | 880.71
3VA5217-6EF41-2AA0 | MCCB_UL_FS250_175A_4P_65KA_TM_ ATAM | 1187.03
3VA5217-6GD41-2AA0 | MCCB_UL_FS250_175A_4P_65KA_TM_ FTFM | 1132.33
3VA5217-7EF41-2AA0 | MCCB_UL_FS250_175A_4P_100KA_TM_ ATAM | 1318.34
3VA5217-7GD41-2AA0 | MCCB_UL_FS250_175A_4P_100KA_TM_ FTFM | 1208.91
3VA5560-5EC32-2AA0 | MCCB_UL_FS800_600A_3P_35KA_TM_ FTAM | 1832.51
6ES7653-2CG02-0XB0 | System Expansion Card PO 2k+ & V10 | 27497.66
6ES7661-0AA00-1AA2 | Process Control System IPC647E | 6529.08
6ES7661-0AA01-1AE2 | Process Control System IPC647E | 11062.59
6ES7661-1FC41-1RA6 | Process Control System IPC847E | 10475.29
6ES7661-1FS41-1RE6 | Process Control System IPC847E | 15585.61
6ES7661-1JT16-1CC2 | Process Control System IPC847E | 15080.72
6ES7661-1NT45-1DE2 | Process Control System IPC847E | 16059.04
6FX5002-2DD48-1FA0 | SIGNAL CABLE, PREASSEMBLED | 526.67
6FX5002-5DN46-1BC0 | POWER CABLE PREASSEMBLED | 400.97
6FX5012-8QE08-1BA0 | ONE-CABLE-CONNECTION EXTENSION | 376.74
6FX8002-2DC00-1FB5 | SIGNAL CABLE, PREASSEMBLED | 722.87
8GK9101-0KK00 | ALPHA Cable flange | 23.11
8GK9101-0KK01 | ALPHA Cable flange | 198.92
8GK9101-0KK02 | ALPHA Cable flange sheet metal | 36.84
8GK9101-0KK05 | ALPHA Cable flange sheet metal | 83.98
8MF1111-0AA00-0JB0 | SIVACON 2000mm x 800mm x 600mm | 2224.07
8MF1111-0AA00-0JB1 | SIVACON 2000mm x 800mm x 600mm | 2869.76
8MF1111-0AA00-0JB2 | SIVACON 2000mm x 800mm x 600mm | 990.07
8MF1111-0AA00-0JB3 | SIVACON 2000mm x 600mm x 600mm | 3615.9
8MF1111-0AA00-0JC8 | SIVACON 2000mm x 600mm x 500mm | 2568.43
8MF1111-0AA00-0JD0 | SIVACON 2000mm x 600mm x 500mm | 2568.43
8MF1111-0AA00-0JD1 | SIVACON 2000mm x 800mm x 400mm | 3156.73
8MF1111-0AA00-0JD2 | SIVACON 2000mm x 1000mm x 400mm | 3802.43
8MF1111-0AA00-0JE7 | SIVACON 2000mm x 600mm x 400mm | 998.68
8MF1111-0AA00-0JE8 | SIVACON 1800mm x 600mm x 400mm | 2511.04
8MF1111-0AA00-0JF0 | SIVACON 2000mm x 1000mm x 1000mm | 3988.97
8MF1111-0AA00-0JF1 | SIVACON 2000mm x 1000mm x 1000mm | 3343.27
6DL5210-1DX57-2YB0 | BRAUMAT,SISTAR RCS Server 7.5 | 22222.27
6DL5210-1EX57-0DB0 | BRAUMAT,Sistar PCU 7.5 DL | 8504.15
6DL5210-1EX57-0YB0 | BRAUMAT,Sistar PCU 7.5 | 8890.86
6DL5210-1FX57-2DB0 | BRAUMAT,SISTAR SQL-Adp IOS 7.5 DL | 1064.23
6DL5210-1FX57-2YB0 | BRAUMAT,SISTAR SQL-Adpt IOS 7.5 | 1111.36
6DL5210-1JX57-2DB0 | BRAUMAT,Sistar MES API IOS 7.5 DL | 1064.23
6DL5210-1JX57-2DE0 | BRAUMAT,SISTAR MES API IOS Upgr 7.5 DL | 212.84
6DL5210-1JX57-2YB0 | BRAUMAT,Sistar MES API IOS 7.5 | 1111.36
6DL5210-1JX57-2YE0 | BRAUMAT,SISTAR MES API IOS Upgr 7.5 | 222.6
6DL8913-0BL00-0AJ5 | SIMIT SP V11.0 CONV. PACK ENG. S -> M DL | 6532.06
6DL8913-0BL00-0AK5 | SIMIT SP V11.0 UG ENG. M V10.3->V11.0 DL | 4899.67
6DL8913-0JL00-0AK5 | SIMIT 1 VC UG V10.3-> V11.0 (FULL) DL | 2743.48
6DL8913-0KL00-0AE5 | SIMIT 5 VC UG V10.3-> V11.0 (FULL) | 12320.08
6DL8913-0QL00-0AK5 | SIMIT 1VC UG V10.3->V11.0 (ENTRY/SIS) DL | 966.73
6DL8913-0RL00-0AE5 | SIMIT 5 VC UG V10.3-> V11.0 (ENTRY/SIS) | 4344.75
6DL8913-0VX00-0AL8 | SIMIT SUS PLAYER L | 1802.84
6DL8913-0VX00-0AV8 | SIMIT SUS PLAYER L DL | 1567.69
6FX8002-2DC42-1BF0 | SIGNAL CABLE, PREASSEMBLED | 313.94
6FX8002-2DC42-1CC0 | SIGNAL CABLE, PREASSEMBLED | 382.4
6FX8002-2DC42-1EA0 | SIGNAL CABLE, PREASSEMBLED | 558.55
6FX8002-2DC44-1BE0 | DRIVE-CLIQ EXTENSION | 304.17
6FX8012-5CN36-1DF0 | POWER CABLE PREASSEMBLED | 703.66
6FX8012-5DN06-1AF0 | POWER CABLE PREASSEMBLED | 294.95
6FX8012-5DN36-1BH0 | POWER CABLE PREASSEMBLED | 559.26
6GT2810-2HG81 | SIMATIC RF680T, 130x32x15mm, NXP G2 XM | 124.73
6GT2810-3HG00 | SIMATIC RF683T, 130x32x15mm, ETSI | 174.72
8GK5760-0CH13 | SIBOARD busbar holder 4-pole | 673.1
8WH9068-5CA06 | Warning covers 16mm, yellow | 2.72
3VA6780-5KQ31-0AA0 | MCCB_UL_FS1200_800A_3P_35KA_ETU8_ LSIG | 4704.38
3VA6780-5KQ31-2AA0 | MCCB_UL_FS1200_800A_3P_35KA_ETU8_ LSIG | 5163.87
3VA6780-5KT31-0AA0 | MCCB_UL_FS1200_800A_3P_35KA_ETU8_ LSI | 4704.38
3VA6780-5KT31-2AA0 | MCCB_UL_FS1200_800A_3P_35KA_ETU8_ LSI | 5163.87
6FX8002-2DC48-1AC8 | SIGNAL CABLE, PREASSEMBLED | 196.46
6FX8002-2SL00-1AK0 | SIGNAL CABLE, PREASSEMBLED | 276.71
6FX8012-5CN06-1ED0 | POWER CABLE PREASSEMBLED | 667.72
6FX8012-5CN36-1DE0 | POWER CABLE PREASSEMBLED | 691.31
6RA8000-0MV62-0AA0-ZG00G20M08 | SINAMICS DCM CONTROL MODULE | 10332.82
6RA8018-6DV62-0AA0-ZG00 | SINAMICS DCM DC CONVERTER | 3207.78
6RA8082-6FV62-0AA0-ZS01 | SINAMICS DCM DC CONVERTER | 10310.37
8GK5760-0CH11 | SIBOARD busbar holder 1-pole | 266.89
3VA6780-6HL31-0AA0 | MCCB_UL_FS1200_800A_3P_65KA_ETU3_ LI | 3391.54
3VA6780-6HM31-0AA0 | MCCB_UL_FS1200_800A_3P_65KA_ETU3_ LIG | 3708.8
3VA6780-6KP31-2AA0 | MCCB_UL_FS1200_800A_3P_65KA_ETU8_ LSI | 5109.16
3VA6780-6KQ31-2AA0 | MCCB_UL_FS1200_800A_3P_65KA_ETU8_ LSIG | 5442.86
3VA6780-7HN31-0AA0 | MCCB_UL_FS1200_800A_3P_100KA_ETU3_ LSI | 3889.33
3VA6780-7HQ31-0AA0 | MCCB_UL_FS1200_800A_3P_100KA_ETU3_ LSIG | 4201.11
3VA6780-7KQ31-2AA0 | MCCB_UL_FS1200_800A_3P_100KA_ETU8_ LSIG | 5907.84
3VA6780-7KT31-2AA0 | MCCB_UL_FS1200_800A_3P_100KA_ETU8_ LSI | 5907.84
3VA6816-5HQ31-0AA0 | MCCB_UL_FS1600_1600A_3P_35KA_ETU3_ LSIG | 6454.87
3VA6816-5KP31-0AA0 | MCCB_UL_FS1600_1600A_3P_35KA_ETU8_ LSI | 7275.39
3VA6816-6HL31-2AA0 | MCCB_UL_FS1600_1600A_3P_65KA_ETU3_ LI | 7220.67
3VA6816-6HM31-2AA0 | MCCB_UL_FS1600_1600A_3P_65KA_ETU3_ LIG | 7548.91
3VA6816-6KP31-0AA0 | MCCB_UL_FS1600_1600A_3P_65KA_ETU8_ LSI | 7767.7
3VA6816-6KQ31-0AA0 | MCCB_UL_FS1600_1600A_3P_65KA_ETU8_ LSIG | 8150.63
3VA6816-7HM31-2AA0 | MCCB_UL_FS1600_1600A_3P_100KA_ETU3_ LIG | 8478.83
3VA6816-7HN31-2AA0 | MCCB_UL_FS1600_1600A_3P_100KA_ETU3_ LSI | 8260.01
3VA6816-7KT31-0AA0 | MCCB_UL_FS1600_1600A_3P_100KA_ETU8_ LSI | 8971.16
3VA6920-5KP31-0AA0 | MCCB_UL_FS2000_2000A_3P_35KA_ETU8_ LSI | 8369.44
3VA6920-6KT31-0AA0 | MCCB_UL_FS2000_2000A_3P_65KA_ETU8_ LSI | 9354.06
3VA6920-7KQ31-0AA0 | MCCB_UL_FS2000_2000A_3P_100KA_ETU8_ LSIG | 10338.72
6AG4022-0BC31-0BA2 | SIMATIC IPC327G | 1725.9
6AG4022-0BC31-2CA2 | SIMATIC IPC327G | 2209.82
6AG4104-5KF16-2LX8 | SIMATIC IPC547J | 10183.15
6AV2107-0PX00-0UK0 | SiVArc V17 UCL UG DL | 2179.42
6AV7231-0DC41-2CA0 | SIMATIC IPC377G | 3757.45
6ES7194-4AL00-0AA0 | ET 200pro, CM IM PN M12 M12-L S | 110.69
6ES7823-1HA05-0YA5 | SIMATIC Machine Simulator S V5.0 | 7802.59
6ES7823-1HA15-0YA5 | SIMATIC Machine Simulator M V5.0 | 14951.29
6ES7833-1FC17-2YX1 | STEP7 Safety Adv. Combo, EPL-Royalty DL | 1877.92
6FX5002-5CR83-1BG0 | POWER CABLE, PREASSEMBLED | 1517.37
6FX5002-5DN30-1DA0 | POWER CABLE PREASSEMBLED | 408.04
6FX8002-2AD04-1BK6 | SIGNAL CABLE, PREASSEMBLED EXT. | 390.5
6FX8002-2AD04-1CG1 | SIGNAL CABLE, PREASSEMBLED EXT. | 467.24
6FX8002-2AD04-1DD1 | SIGNAL CABLE, PREASSEMBLED EXT. | 543.1
6FX8002-5CP45-1HF0 | POWER CABLE PREASSEMBLED | 2195.37
6FX8002-5DN36-1DJ1 | POWER CABLE PREASSEMBLED | 910.38
6FX8002-5DN36-1EE1 | POWER CABLE PREASSEMBLED | 1006.1
6GF3500-8BA43 | MV500 Power-IO-Cable UL 30 m | 317.1
6SL3054-7TG00-2BA0-ZF01 | SINAMICS G120 Multicard V4.7 SP13 | 451.81
A5E42404770 | External junction box for external commu | 4085.1
6FX5002-2CG00-1CA0 | Signal cable pre-assembled (810D/611D to incremental encoder) 4x 2x 0.34+4x 0.5 C UL/CSA, DESINA MOT | 216.02
1FG1508-5RF13-2CU1-ZD21K06N24 | SIMOTICS S-1FG1 SERVO GEARED MOTOR | 5499.16
1FG1511-5RG13-2HD2-ZD12K06 | SIMOTICS S-1FG1 SERVO GEARED MOTOR | 6729.41
1FG1500-1RC26-2HU1-ZD25G99 | SIMOTICS S-1FG1 SERVO GEARED MOTOR | 3232.21
1FG1508-1RE33-2FS1-ZD25K12Q93 | SIMOTICS S-1FG1 SERVO GEARED MOTOR | 5059.54
1FK7022-5AK71-1VG3-ZP96 | SYNCHRONOUS SERVOMOTOR, 1FK7 | 2015.91
1FK7042-2AC71-1RB0-ZM03N24 | SYNCHRONOUS MOTOR 1FK7-CT 3 NM | 2976.68
1FK7044-4CH71-1RH1-ZN24 | SYNCHRONOUS MOTOR 1FK7-HD 4,5 NM | 2942.69
1FK7063-2AC71-1CH1-ZB02K23 | SYNCHRONOUS MOTOR 1FK7-CT 11 NM | 3586.93
1FK7081-2AF71-1RB0-ZL13N05 | SYNCHRONOUS MOTOR 1FK7-CT 12 NM | 3545.37
1FK7101-2AF71-1RB0-ZK23M03 | SYNCHRONOUS MOTOR 1FK7-CT 27 NM | 4197
1FK7101-2AF71-1UG0-ZX01 | SYNCHRONOUS MOTOR 1FK7-CT 27 NM | 2950.96
1FL2102-2AG01-0SC0 | Servomotor 1FL2;3AC 200V | 578.26
1FL2102-2AG10-0MC0 | Servomotor 1FL2;3AC 200V | 931.48
1FL2102-2AG10-1HC0 | Servomotor 1FL2;3AC 200V | 571.92
1FL2102-2AG11-1MC0 | Servomotor 1FL2;3AC 200V | 950.4
1FL2102-4AF00-0HC0 | Servomotor 1FL2;3AC 400V | 404.96
1FL2102-4AF01-0MC0 | Servomotor 1FL2;3AC 400V | 783.42
1FK7034-2AF24-1SA0 | SYNCHRONOUS MOTOR 1FK7-CT 1,6 NM | 1093.05
1FK7034-2AF24-1SB2 | SYNCHRONOUS MOTOR 1FK7-CT 1,6 NM | 1403.18
1FK7034-2AF24-1SG1 | SYNCHRONOUS MOTOR 1FK7-CT 1,6 NM | 1100.26
1FK7034-2AF24-1TA2 | SYNCHRONOUS MOTOR 1FK7-CT 1,6 NM | 1185.86
1FK7034-2AF24-1TB1 | SYNCHRONOUS MOTOR 1FK7-CT 1,6 NM | 1403.18
1FK7034-2AF24-1TH2 | SYNCHRONOUS MOTOR 1FK7-CT 1,6 NM | 1315.14
1FK7043-4CH71-1BA0-ZM03 | SYNCHRONOUS MOTOR 1FK7-HD 3,5 NM | 2389.44
1FK7063-2AF71-1RB0-ZK23 | SYNCHRONOUS MOTOR 1FK7-CT 11 NM | 2979.82
1FK7063-2AF71-1RH1-ZN24Y84 | SYNCHRONOUS MOTOR 1FK7-CT 11 NM | 3421.88
1FK7086-4SF71-1QG0-ZN05Y84 | SYNCHRONOUS MOTOR 1FK7-HD 38 NM | 5117.93
1FK7103-2AC74-1SA0-ZN05 | SYNCHRONOUS MOTOR 1FK7-CT 36 NM | 3482.46
1FL2203-2AG10-0SC0 | Servomotor 1FL2;3AC 200V | 811.2
1FL2203-2AG10-1MC0 | Servomotor 1FL2;3AC 200V | 1000.43
1FL2306-1AC11-0MB0 | Servomotor 1FL2;3AC 400V | 1340.4
1FL2306-1AC11-1HB0 | Servomotor 1FL2;3AC 400V | 874.87
1FL2306-2AC01-1MB0 | Servomotor 1FL2;3AC 400V | 1145.91
1FL2306-2AC11-0HB0 | Servomotor 1FL2;3AC 400V | 970.54
1FL2306-4AC01-0MB0 | Servomotor 1FL2;3AC 400V | 1239.78
1FL2306-4AC01-1HB0 | Servomotor 1FL2;3AC 400V | 774.26
1FL2306-4AC11-0SB0 | Servomotor 1FL2;3AC 400V | 1253.66
1FL2306-4AC11-1MB0 | Servomotor 1FL2;3AC 400V | 1529.97
1FL2306-6AC01-1SB0 | Servomotor 1FL2;3AC 400V | 1143.89
1FL2306-6AC11-0MB0 | Servomotor 1FL2;3AC 400V | 1710.31
1FL2306-7AC01-0SB0 | Servomotor 1FL2;3AC 400V | 1333.07
1FL2306-7AC01-1MB0 | Servomotor 1FL2;3AC 400V | 1609.36
1FL2306-7AC11-1HB0 | Servomotor 1FL2;3AC 400V | 1433.99
1FL2306-7AC11-1SB0 | Servomotor 1FL2;3AC 400V | 1623.25
1FL2310-0AC11-0HB0 | Servomotor 1FL2;3AC 400V | 1494.18
1FL2310-0AC11-0SB0 | Servomotor 1FL2;3AC 400V | 1683.43
1FK2102-1AG00-0SA0-ZC22M01R00 | Synchronous motor 1FK2-HD 0,32 Nm | 1945.59
1FK7032-2AF24-1SA1 | SYNCHRONOUS MOTOR 1FK7-CT 1,2 NM | 1091.48
1FK7032-2AF24-1SG0 | SYNCHRONOUS MOTOR 1FK7-CT 1,2 NM | 913.09
1FK7032-2AF24-1SG2 | SYNCHRONOUS MOTOR 1FK7-CT 1,2 NM | 1005.89
1FK7032-2AF24-1TB0 | SYNCHRONOUS MOTOR 1FK7-CT 1,2 NM | 1215.98
1FK7032-2AF24-1TB2 | SYNCHRONOUS MOTOR 1FK7-CT 1,2 NM | 1308.82
1FK7032-2AK71-1CH0-ZV40 | SYNCHRONOUS MOTOR 1FK7-CT 1,15 NM | 3946.62
1FK7032-2AK71-1RA0-ZM03 | SYNCHRONOUS MOTOR 1FK7-CT 1,15 NM | 2077.43
1FK7032-2AK71-1RH0-ZV42 | SYNCHRONOUS MOTOR 1FK7-CT 1,15 NM | 3416.38
1FK7042-2AF24-1AG0-ZQ31 | SYNCHRONOUS MOTOR 1FK7-CT 3 NM | 1916.3
1FK7042-2AF24-1SG1 | SYNCHRONOUS MOTOR 1FK7-CT 3 NM | 1133.22
1FK7042-2AF24-1SH0 | SYNCHRONOUS MOTOR 1FK7-CT 3 NM | 1297.19
1FK7042-2AF24-1TB2 | SYNCHRONOUS MOTOR 1FK7-CT 3 NM | 1477.83
1FK7042-2AF24-1TG1 | SYNCHRONOUS MOTOR 1FK7-CT 3 NM | 1133.22
1FL2104-4AF11-0HC0 | Servomotor 1FL2;3AC 400V | 867.95
1FL2104-4AF11-0SC0 | Servomotor 1FL2;3AC 400V | 1069.81
1FL2104-4AF11-1MC0 | Servomotor 1FL2;3AC 400V | 1423.07
1FL2104-4AG00-1HC0 | Servomotor 1FL2;3AC 200V | 590.43
1FL2104-4AG00-1SC0 | Servomotor 1FL2;3AC 200V | 792.27
8MF1111-0AA00-0JD7 | SIVACON 2000mm x 800mm x 600mm | 3429.36
8MF1111-0AA00-0JD8 | SIVACON 2000mm x 800mm x 400mm | 3013.26
8MF1111-0AA00-0JE0 | SIVACON 2000mm x 800mm x 600mm | 2869.76
8MF1111-0AA00-0JE1 | SIVACON 2200mm x 900mm x 1000mm | 4161.15
8MF1111-0AA00-0JE2 | SIVACON 2200mm x 900mm x 600mm | 3371.98
8MF1111-0AA00-0JF6 | SIVACON 2000mm x 800mm x 1000mm | 3888.53
8MF1111-0AA00-0JF7 | SIVACON 2000mm x 800mm x 800mm | 2697.58
6DL5210-0AX57-0YA5 | BRAUMAT,SISTAR Engineering 7.5 | 8890.86
6DL5210-1BX57-0DA0 | BRAUMAT,SISTAR IOS Srv 7.5 DL | 31884.89
6DL5210-1HB57-0YD0 | BRAUMAT,SISTAR Convert 7.5 Lean4>IOS | 44444.53
6DL5210-1HD57-0DD0 | BRAUMAT,SISTAR Convert 7.5 Lean16>IOS DL | 31884.89
6DL5210-1HD57-0YD0 | BRAUMAT,SISTAR Convert 7.5 Lean16>IOS | 33334.21
6DL5210-1HF57-0DD0 | BRAUMAT,SISTAR Convert 7.5 Lean28>IOS DL | 21255.52
6DL8913-0AL00-0AH5 | SIMIT SP V11.0 ENGINEERING S DL | 4641.21
6DL8913-0AL00-0AK5 | SIMIT SP V11.0 UG ENG. S V10.2->V10.3 DL | 1648.55
6DL8913-0AL00-0BB5 | SIMIT SP V11.0 ENGINEERING S (1 YEAR) | 3415.93
6DL8913-0AL00-0BH5 | SIMIT SP V11.0 ENGINEERING S (1 YEAR) DL | 3016.77
6DL8913-0AL00-1AB5 | SIMIT SP V11.0 Engineering S + Dongle | 5105.32
6DL8913-0CL00-0AK5 | SIMIT SP V11.0 UG ENG. L V10.3->V11.0 DL | 9798.08
6DL8913-0DL00-0AD5 | SIMIT SP V11.0 CONV. PACK ENG. L -> XL | 13522
6DL8913-0DL00-0AE5 | SIMIT SP V11.0 UG ENG. XL V10.3 -> V11.0 | 18028.5
6DL8913-0NL00-0AK5 | SIMIT 1 VC UG V10.3-> V11.0 (300) DL | 484
6DL8913-0PL00-0AE5 | SIMIT 5 VC UG V10.3-> V11.0 (300) | 2168.62
6DL8913-0TL00-0AH5 | SIMIT SP V11.0 PLAYER S DL | 1856.48
6DL8913-0TX00-0AL8 | SIMIT SUS PLAYER S | 318.53
6EQ2001-2AX68-3BA0 | PCS 7/OPEN OS (1 MTP) ENG. OPTION | 1576.38
6ES7144-6JF00-0BB0 | ET 200eco PN, AI 8xRTD/TC, M12-L | 716.95
6FB1305-0AT00-0AS4 | SIDOOR LINK | 549.38
6FX5002-5CS66-1AJ0 | POWER CABLE PREASSEMBLED | 390.81
6FX5002-5CS66-1BE0 | POWER CABLE PREASSEMBLED | 480.22
6FX8002-5CS54-1BB5 | POWER CABLE, PREASSEMBLED | 525.37
6FX8002-5DS14-1HF0 | POWER CABLE, PREASSEMBLED | 3250.49
6FX8002-5DS16-1HF0 | POWER CABLE PREASSEMBLED | 1424.7
6FX8002-5DS17-1CA0 | POWER CABLE PREASSEMBLED | 1401.14
6RA8078-6FS22-0AA0-ZG00 | SINAMICS DCM DC CONVERTER | 6365.72
6RA8078-6FV62-0AA0-ZG00G20 | SINAMICS DCM DC CONVERTER | 8608.03
6RA8078-6FV62-0AA0-ZG00L11S01 | SINAMICS DCM DC CONVERTER | 8626.06
6RA8081-6DV62-0AA0-ZG00G20S01 | SINAMICS DCM DC CONVERTER | 10245.94
3VA6780-6HN31-0AA0 | MCCB_UL_FS1200_800A_3P_65KA_ETU3_ LSI | 3522.83
3VA6780-6HN31-2AA0 | MCCB_UL_FS1200_800A_3P_65KA_ETU3_ LSI | 3872.91
3VA6780-6HQ31-0AA0 | MCCB_UL_FS1200_800A_3P_65KA_ETU3_ LSIG | 3834.63
3VA6780-6HQ31-2AA0 | MCCB_UL_FS1200_800A_3P_65KA_ETU3_ LSIG | 4212.05
3VA6780-7HQ31-2AA0 | MCCB_UL_FS1200_800A_3P_100KA_ETU3_ LSIG | 4627.8
3VA6780-7KP31-0AA0 | MCCB_UL_FS1200_800A_3P_100KA_ETU8_ LSI | 5016.17
3VA6780-7KP31-2AA0 | MCCB_UL_FS1200_800A_3P_100KA_ETU8_ LSI | 5524.93
3VA6780-7KQ31-0AA0 | MCCB_UL_FS1200_800A_3P_100KA_ETU8_ LSIG | 5327.98
3VA6816-5KQ31-0AA0 | MCCB_UL_FS1600_1600A_3P_35KA_ETU8_ LSIG | 7548.91
3VA6816-5KQ31-2AA0 | MCCB_UL_FS1600_1600A_3P_35KA_ETU8_ LSIG | 8314.72
3VA6816-5KT31-0AA0 | MCCB_UL_FS1600_1600A_3P_35KA_ETU8_ LSI | 7548.91
3VA6816-5KT31-2AA0 | MCCB_UL_FS1600_1600A_3P_35KA_ETU8_ LSI | 8314.72
3VA6816-6KT31-0AA0 | MCCB_UL_FS1600_1600A_3P_65KA_ETU8_ LSI | 8150.63
3VA6816-6KT31-2AA0 | MCCB_UL_FS1600_1600A_3P_65KA_ETU8_ LSI | 8971.16
3VA6816-7HL31-0AA0 | MCCB_UL_FS1600_1600A_3P_100KA_ETU3_ LI | 7330.08
3VA6816-7HL31-2AA0 | MCCB_UL_FS1600_1600A_3P_100KA_ETU3_ LI | 8150.63
3VA6920-5KQ31-0AA0 | MCCB_UL_FS2000_2000A_3P_35KA_ETU8_ LSIG | 8807.04
3VA6780-6KT31-2AA0 | MCCB_UL_FS1200_800A_3P_65KA_ETU8_ LSI | 5442.86
3VA6780-7HL31-0AA0 | MCCB_UL_FS1200_800A_3P_100KA_ETU3_ LI | 3758.04
3VA6780-7HL31-2AA0 | MCCB_UL_FS1200_800A_3P_100KA_ETU3_ LI | 4135.48
3VA6780-7HM31-0AA0 | MCCB_UL_FS1200_800A_3P_100KA_ETU3_ LIG | 4075.3
3VA6816-5HL31-2AA0 | MCCB_UL_FS1600_1600A_3P_35KA_ETU3_ LI | 6673.65
3VA6816-5HM31-0AA0 | MCCB_UL_FS1600_1600A_3P_35KA_ETU3_ LIG | 6345.44
3VA6816-5HM31-2AA0 | MCCB_UL_FS1600_1600A_3P_35KA_ETU3_ LIG | 7001.88
3VA6816-5HN31-0AA0 | MCCB_UL_FS1600_1600A_3P_35KA_ETU3_ LSI | 6181.37
3VA6816-6HN31-0AA0 | MCCB_UL_FS1600_1600A_3P_65KA_ETU3_ LSI | 6728.36
3VA6816-6HN31-2AA0 | MCCB_UL_FS1600_1600A_3P_65KA_ETU3_ LSI | 7330.08
3VA6816-6HQ31-0AA0 | MCCB_UL_FS1600_1600A_3P_65KA_ETU3_ LSIG | 7056.58
3VA6816-6HQ31-2AA0 | MCCB_UL_FS1600_1600A_3P_65KA_ETU3_ LSIG | 7658.29
3VA6816-7HQ31-2AA0 | MCCB_UL_FS1600_1600A_3P_100KA_ETU3_ LSIG | 8697.66
3VA6816-7KP31-0AA0 | MCCB_UL_FS1600_1600A_3P_100KA_ETU8_ LSI | 8752.36
3VA6816-7KP31-2AA0 | MCCB_UL_FS1600_1600A_3P_100KA_ETU8_ LSI | 9518.17
3VA6816-7KQ31-0AA0 | MCCB_UL_FS1600_1600A_3P_100KA_ETU8_ LSIG | 8971.16
6AG4022-0BA32-2BA2 | SIMATIC IPC327G | 2013.56
6AG4022-0BA42-2CA1 | SIMATIC IPC327G | 2641.29
6AG4022-0BA42-2CA2 | SIMATIC IPC327G | 2641.29
6AG4022-0BB31-2BA2 | SIMATIC IPC327G | 2040.53
6AG4022-0BB42-2CA2 | SIMATIC IPC327G | 2726.69
6AV2107-0PX00-0UY0 | SiVArc UCL SUS DL | 1088.9
6AV7231-0CC31-2BA0 | SIMATIC IPC377G | 2803.1
6AV7231-0DC21-2BA0 | SIMATIC IPC377G | 2916.97
6AV7231-0DC32-2BA0 | SIMATIC IPC377G | 3188.14
6ES7833-1FA17-2YQ0 | STEP 7 Safety Adv. EPL-Royalty DL | 1122.58
6ES7833-1FA17-2YR0 | STEP 7 Safety Adv. EPL-Maintenance DL | 213.3
6ES7833-1FA17-2YS0 | STEP 7 Safety Adv. EPL-Royalty Upg. DL | 428.18
6ES7833-1FA17-2YX0 | STEP 7 Safety Advanced, EPL-Master DL | 509.98
6FX8002-2AD04-1CJ5 | SIGNAL CABLE, PREASSEMBLED EXT. | 489.44
6FX8002-2AD04-1CJ7 | SIGNAL CABLE, PREASSEMBLED EXT. | 489.44
6FX8002-2AD04-1CJ8 | SIGNAL CABLE, PREASSEMBLED EXT. | 489.44
6FX8002-2AD04-1DA8 | SIGNAL CABLE, PREASSEMBLED EXT. | 510.25
6FX8002-5DN46-1EB1 | POWER CABLE PREASSEMBLED | 1098.72
6FX8002-5DN46-1EE1 | POWER CABLE PREASSEMBLED | 1156.63
6FX8012-8QE04-1BA0 | ONE-CABLE-CONNECTION EXTENSION | 342.45
6GF3500-8BA23 | MV500 Power-IO-Cable UL10 m | 166.44
1FK7022-5AK71-1VG3-ZP96Y84 | SYNCHRONOUS SERVOMOTOR, 1FK7 | 2015.91
1FK7024-5AK71-1LG0-ZS79 | SYNCHRONOUS SERVOMOTOR 1FK7-CT M0=1,1NM | 2645.28
1FK7024-5AK71-1LH0-ZS79 | SYNCHRONOUS SERVOMOTOR 1FK7-CT M0=1,1NM | 2891.36
1FK7034-2AK71-1RH1-ZQ31Y84 | SYNCHRONOUS MOTOR 1FK7-CT 1,6 NM | 2369.91
1FK7084-3BC71-1RB0-ZK23M03 | SYNCHRONOUS MOTOR 1FK7-HI 20 NM | 3897.03
1FK7084-3BF71-1RH0-ZN24 | SYNCHRONOUS MOTOR 1FK7-HI 20 NM | 4063.01
1FK7084-3BF71-1RH1-ZN24 | SYNCHRONOUS MOTOR 1FK7-HI 20 NM | 4166.69
1FK7085-4CC71-1CA1-ZN05 | SYNCHRONOUS MOTOR 1FK7-HD 22 NM | 4297.79
1FL2102-2AG10-1SC0 | Servomotor 1FL2;3AC 200V | 735.96
1FL2102-2AG11-0HC0 | Servomotor 1FL2;3AC 200V | 590.85
1FL2102-2AG11-0MC0 | Servomotor 1FL2;3AC 200V | 950.4
1FL2102-2AG11-0SC0 | Servomotor 1FL2;3AC 200V | 754.85
1FK7034-2AF24-1SA1 | SYNCHRONOUS MOTOR 1FK7-CT 1,6 NM | 1185.86
1FK7034-2AF24-1SA2 | SYNCHRONOUS MOTOR 1FK7-CT 1,6 NM | 1185.86
1FK7034-2AF24-1SB0 | SYNCHRONOUS MOTOR 1FK7-CT 1,6 NM | 1310.35
1FK7034-2AF24-1SB1 | SYNCHRONOUS MOTOR 1FK7-CT 1,6 NM | 1403.18
1FK7034-2AF24-1TB2 | SYNCHRONOUS MOTOR 1FK7-CT 1,6 NM | 1403.18
1FK7034-2AF24-1TG0 | SYNCHRONOUS MOTOR 1FK7-CT 1,6 NM | 1007.46
1FK7034-2AF24-1TG1 | SYNCHRONOUS MOTOR 1FK7-CT 1,6 NM | 1100.26
1FK7034-2AF24-1TG2 | SYNCHRONOUS MOTOR 1FK7-CT 1,6 NM | 1100.26
1FL2104-4AG10-0HC0 | Servomotor 1FL2;3AC 200V | 830.13
1FL2104-4AG10-0SC0 | Servomotor 1FL2;3AC 200V | 1031.98
1FL2104-4AG11-0MC0 | Servomotor 1FL2;3AC 200V | 1423.07
1FL2104-4AG11-1HC0 | Servomotor 1FL2;3AC 200V | 867.95
1FL2104-4AG11-1SC0 | Servomotor 1FL2;3AC 200V | 1069.81
1FL2105-2AF01-1MB0 | Servomotor 1FL2;3AC 400V | 1319.29
1FL2105-2AF11-0HB0 | Servomotor 1FL2;3AC 400V | 1016.5
1FL2105-4AF01-0MB0 | Servomotor 1FL2;3AC 400V | 1569.9
1FL2105-4AF01-1HB0 | Servomotor 1FL2;3AC 400V | 1002.23
1FL2105-4AF11-0SB0 | Servomotor 1FL2;3AC 400V | 1468.98
1FL2105-4AF11-1MB0 | Servomotor 1FL2;3AC 400V | 1834.85
1FL2203-2AF00-0HC0 | Servomotor 1FL2;3AC 400V | 413.79
1FL2203-2AF00-1SC0 | Servomotor 1FL2;3AC 400V | 603.04
1FL2203-2AF01-0MC0 | Servomotor 1FL2;3AC 400V | 817.5
1PH8101-1DF03-2FA1 | COMPACT ASYNCHRONOUS MOTOR 1PH810 | 6206.31
1PH8101-1DF10-1BA1 | COMPACT ASYNCHRONOUS MOTOR 1PH810 | 5602.62
1PH8101-1DF12-0CH1 | COMPACT ASYNCHRONOUS MOTOR 1PH810 | 6058.68
1PH8101-1DF12-1BA1 | COMPACT ASYNCHRONOUS MOTOR 1PH810 | 5830.68
1PH8101-1DF12-1BE1 | COMPACT ASYNCHRONOUS MOTOR 1PH810 | 5830.68
1PH8101-1DF12-1GA1 | COMPACT ASYNCHRONOUS MOTOR 1PH810 | 5497.64
1PH8101-1DF13-0DA1 | COMPACT ASYNCHRONOUS MOTOR 1PH810 | 6419.44
1PH8101-1DF13-1BA1 | COMPACT ASYNCHRONOUS MOTOR 1PH810 | 6109.42
1PH8101-1DF13-2LA1 | COMPACT ASYNCHRONOUS MOTOR 1PH810 | 6708.7
1PH8103-1UD12-2LA1 | COMPACT ASYNCHRONOUS MOTOR 1PH810 | 6796.54
1PH8103-1UF22-1LA1 | COMPACT ASYNCHRONOUS MOTOR 1PH810 | 7280.44
1PH8103-1UG00-2LA1 | COMPACT ASYNCHRONOUS MOTOR 1PH810 | 6568.48
1PH8103-1UG12-2LD1-ZX53 | COMPACT ASYNCHRONOUS MOTOR 1PH810 | 7436.37
1PH8103-1UM00-1LA1 | COMPACT ASYNCHRONOUS MOTOR 1PH810 | 6568.48
1PH8103-3DF03-2AA1 | COMPACT ASYNCHRONOUS MOTOR 1PH810 | 5832.61
1PH8103-3EF13-0AB2-ZU63 | COMPACT ASYNCHRONOUS MOTOR 1PH810 | 9705.17
1PH8105-1CG23-3MA2 | COMPACT ASYNCHRONOUS MOTOR 1PH810 | 10830.77
1PH8105-1DF00-0BC1 | COMPACT ASYNCHRONOUS MOTOR 1PH810 | 5950.48
1PH8105-1DF12-2GA1-ZK18X01 | COMPACT ASYNCHRONOUS MOTOR 1PH810 | 6301.64
1PH8105-1DF13-0BA1 | COMPACT ASYNCHRONOUS MOTOR 1PH810 | 6457.3
1PH8105-1DF13-1BB1 | COMPACT ASYNCHRONOUS MOTOR 1PH810 | 6457.3
1PH8105-1DF13-2BA1 | COMPACT ASYNCHRONOUS MOTOR 1PH810 | 6457.3
1PH8105-1DF20-0BA1 | COMPACT ASYNCHRONOUS MOTOR 1PH810 | 6566.5
1PH8105-1DF20-1BE1-ZK10 | COMPACT ASYNCHRONOUS MOTOR 1PH810 | 6769.23
1PH8105-1DF22-0CE1 | COMPACT ASYNCHRONOUS MOTOR 1PH810 | 7022.56
1PH8105-1DF22-0MC1 | COMPACT ASYNCHRONOUS MOTOR 1PH810 | 8018.11
1PH8105-1DF23-2GC1 | COMPACT ASYNCHRONOUS MOTOR 1PH810 | 6740.29
1FK7042-2AK71-1CB1-ZN16 | SYNCHRONOUS MOTOR 1FK7-CT 3 NM | 3550.1
1FL2103-4AG11-0MC0 | Servomotor 1FL2;3AC 200V | 1060.97
1FL2103-4AG11-1HC0 | Servomotor 1FL2;3AC 200V | 682.51
1FL2104-2AF00-1MC0 | Servomotor 1FL2;3AC 400V | 941.14
1FL2104-2AF01-0HC0 | Servomotor 1FL2;3AC 400V | 575.27
1FL2104-2AF10-0MC0 | Servomotor 1FL2;3AC 400V | 1180.84
1FL2104-2AF10-1HC0 | Servomotor 1FL2;3AC 400V | 777.13
1FL2104-2AF11-0SC0 | Servomotor 1FL2;3AC 400V | 1016.83
1FL2104-2AF11-1MC0 | Servomotor 1FL2;3AC 400V | 1218.68
1FL2104-2AG00-1SC0 | Servomotor 1FL2;3AC 200V | 739.29
1FL2104-2AG01-0MC0 | Servomotor 1FL2;3AC 200V | 978.98
1FL2104-2AG10-0SC0 | Servomotor 1FL2;3AC 200V | 978.98
1FL2104-2AG10-1MC0 | Servomotor 1FL2;3AC 200V | 1180.84
1FL2104-2AG11-1HC0 | Servomotor 1FL2;3AC 200V | 814.97
1FL2104-2AG11-1SC0 | Servomotor 1FL2;3AC 200V | 1016.83
1FL2104-4AF00-0MC0 | Servomotor 1FL2;3AC 400V | 1145.49
1FL2104-4AF01-0HC0 | Servomotor 1FL2;3AC 400V | 628.24
1FL2104-4AF01-0SC0 | Servomotor 1FL2;3AC 400V | 830.13
1FK7034-2AF24-1TH0 | SYNCHRONOUS MOTOR 1FK7-CT 1,6 NM | 1222.35
1FK7063-2AF74-1EG0-ZN16 | SYNCHRONOUS MOTOR 1FK7-CT 11 NM | 3282.09
1FK7083-2AF71-1RB0-ZM03N24 | SYNCHRONOUS MOTOR 1FK7-CT 16 NM | 3993.44
1FK7083-2AF71-1UG0-ZX01 | SYNCHRONOUS MOTOR 1FK7-CT 16 NM | 2320.72
1FK7086-4CF71-1FH2-ZQ31 | SYNCHRONOUS MOTOR 1FK7-HD 28 NM | 4954.16
1FL2203-2AG10-1SC0 | Servomotor 1FL2;3AC 200V | 811.2
1FL2203-2AG11-0HC0 | Servomotor 1FL2;3AC 200V | 647.17
1FL2306-1AC01-1SB0 | Servomotor 1FL2;3AC 400V | 773.95
1FL2306-1AC11-0HB0 | Servomotor 1FL2;3AC 400V | 874.87
1FL2306-2AC11-0SB0 | Servomotor 1FL2;3AC 400V | 1159.79
1FL2306-2AC11-1HB0 | Servomotor 1FL2;3AC 400V | 970.54
1FL2306-2AC11-1MB0 | Servomotor 1FL2;3AC 400V | 1436.06
1FL2306-2AC11-1SB0 | Servomotor 1FL2;3AC 400V | 1159.79
1FL2306-6AC01-0HB0 | Servomotor 1FL2;3AC 400V | 954.61
1FL2306-6AC01-0MB0 | Servomotor 1FL2;3AC 400V | 1420.13
1FL2306-6AC01-0SB0 | Servomotor 1FL2;3AC 400V | 1143.89
1FL2306-6AC01-1HB0 | Servomotor 1FL2;3AC 400V | 954.61
1FL2306-7AC01-1SB0 | Servomotor 1FL2;3AC 400V | 1333.07
1FL2306-7AC11-0HB0 | Servomotor 1FL2;3AC 400V | 1433.99
1FL2306-7AC11-0MB0 | Servomotor 1FL2;3AC 400V | 1899.51
1FL2306-7AC11-0SB0 | Servomotor 1FL2;3AC 400V | 1623.25
1FL2310-0AC11-1MB0 | Servomotor 1FL2;3AC 400V | 1959.74
1FL2310-0AC11-1SB0 | Servomotor 1FL2;3AC 400V | 1683.43
1FL2310-2AC01-0HB0 | Servomotor 1FL2;3AC 400V | 1536.38
1FK2102-0AG01-0SA0-ZA12M01R20 | Synchronous motor 1FK2-HD 0,16 Nm | 1331.89
1FK7032-2AF24-1SH1 | SYNCHRONOUS MOTOR 1FK7-CT 1,2 NM | 1220.79
1FK7032-2AF24-1SH2 | SYNCHRONOUS MOTOR 1FK7-CT 1,2 NM | 1220.79
1FK7032-2AF24-1TA0 | SYNCHRONOUS MOTOR 1FK7-CT 1,2 NM | 998.68
1FK7032-2AF24-1TA1 | SYNCHRONOUS MOTOR 1FK7-CT 1,2 NM | 1091.48
1FK7032-2AF24-1TA2 | SYNCHRONOUS MOTOR 1FK7-CT 1,2 NM | 1091.48
1FK7032-2AK71-1RB0-ZM03 | SYNCHRONOUS MOTOR 1FK7-CT 1,15 NM | 2320.27
1FK7032-2AK71-1RG1-ZJ03 | SYNCHRONOUS MOTOR 1FK7-CT 1,15 NM | 4120.26
1FK7032-2AK71-1RG1-ZJ29 | SYNCHRONOUS MOTOR 1FK7-CT 1,15 NM | 4120.26
1FK7032-2AK71-1RH0-ZR72 | SYNCHRONOUS MOTOR 1FK7-CT 1,15 NM | 2437.8
1FK7042-2AF24-1SH2 | SYNCHRONOUS MOTOR 1FK7-CT 3 NM | 1390
1FK7042-2AF24-1TA0 | SYNCHRONOUS MOTOR 1FK7-CT 3 NM | 1126
1FK7042-2AF24-1TA1 | SYNCHRONOUS MOTOR 1FK7-CT 3 NM | 1218.81
1FK7042-2AF24-1TA2 | SYNCHRONOUS MOTOR 1FK7-CT 3 NM | 1218.81
1FL2104-4AF11-1SC0 | Servomotor 1FL2;3AC 400V | 1069.81
1FL2104-4AG00-0HC0 | Servomotor 1FL2;3AC 200V | 590.43
1FL2104-4AG00-0MC0 | Servomotor 1FL2;3AC 200V | 1145.49
1FL2104-4AG00-0SC0 | Servomotor 1FL2;3AC 200V | 792.27
1FL2104-4AG10-1HC0 | Servomotor 1FL2;3AC 200V | 830.13
1FL2104-4AG10-1MC0 | Servomotor 1FL2;3AC 200V | 1385.19
1FL2104-4AG10-1SC0 | Servomotor 1FL2;3AC 200V | 1031.98
1FL2104-4AG11-0HC0 | Servomotor 1FL2;3AC 200V | 867.95
1FL2105-2AF11-0SB0 | Servomotor 1FL2;3AC 400V | 1218.34
1FL2105-2AF11-1HB0 | Servomotor 1FL2;3AC 400V | 1016.5
1FL2105-2AF11-1MB0 | Servomotor 1FL2;3AC 400V | 1584.18
1FL2105-2AF11-1SB0 | Servomotor 1FL2;3AC 400V | 1218.34
1FL2203-2AF00-0MC0 | Servomotor 1FL2;3AC 400V | 792.27
1FL2203-2AF00-0SC0 | Servomotor 1FL2;3AC 400V | 603.04
1FL2203-2AF00-1HC0 | Servomotor 1FL2;3AC 400V | 413.79
1FL2203-2AF00-1MC0 | Servomotor 1FL2;3AC 400V | 792.27
1PH8101-1DF10-1BB1-ZX01 | COMPACT ASYNCHRONOUS MOTOR 1PH810 | 5754.63
1PH8101-1DF10-1GA1 | COMPACT ASYNCHRONOUS MOTOR 1PH810 | 5269.57
1PH8101-1DF10-2BA1 | COMPACT ASYNCHRONOUS MOTOR 1PH810 | 5602.62
1PH8101-1DF12-0BA1 | COMPACT ASYNCHRONOUS MOTOR 1PH810 | 5830.68
1PH8101-1DF12-0BE1 | COMPACT ASYNCHRONOUS MOTOR 1PH810 | 5830.68
1PH8101-1DF12-2BB1 | COMPACT ASYNCHRONOUS MOTOR 1PH810 | 5830.68
1PH8101-1DF12-2DG1-ZX01 | COMPACT ASYNCHRONOUS MOTOR 1PH810 | 6292.71
1PH8101-1DF12-2GA1 | COMPACT ASYNCHRONOUS MOTOR 1PH810 | 5497.64
1PH8101-1DF12-2LC1 | COMPACT ASYNCHRONOUS MOTOR 1PH810 | 6429.94
1PH8103-1UF00-0LA1 | COMPACT ASYNCHRONOUS MOTOR 1PH810 | 6568.48
1PH8103-1UF00-1LA1 | COMPACT ASYNCHRONOUS MOTOR 1PH810 | 6568.48
1PH8103-1UF02-0LA1 | COMPACT ASYNCHRONOUS MOTOR 1PH810 | 6796.54
1PH8103-1UF02-0LC1 | COMPACT ASYNCHRONOUS MOTOR 1PH810 | 6796.54
1PH8103-1UM02-0MA1 | COMPACT ASYNCHRONOUS MOTOR 1PH810 | 7420.83
1PH8103-1UM03-0MA1 | COMPACT ASYNCHRONOUS MOTOR 1PH810 | 7699.57
1PH8103-1UM20-0LA1 | COMPACT ASYNCHRONOUS MOTOR 1PH810 | 7052.38
1PH8103-1UM20-0MA1 | COMPACT ASYNCHRONOUS MOTOR 1PH810 | 7676.65
1PH8105-1DF00-0DC1 | COMPACT ASYNCHRONOUS MOTOR 1PH810 | 6260.49
1PH8105-1DF00-0GA1 | COMPACT ASYNCHRONOUS MOTOR 1PH810 | 5617.45
1PH8105-1DF00-0LA1 | COMPACT ASYNCHRONOUS MOTOR 1PH810 | 6549.75
1PH8105-1DF00-1BA1 | COMPACT ASYNCHRONOUS MOTOR 1PH810 | 5950.48
1PH8105-1DF13-2BC1 | COMPACT ASYNCHRONOUS MOTOR 1PH810 | 6457.3
1PH8105-1DF13-2DH1 | COMPACT ASYNCHRONOUS MOTOR 1PH810 | 6767.32
1PH8105-1DF13-2FA1 | COMPACT ASYNCHRONOUS MOTOR 1PH810 | 6554.17
1PH8105-1DF13-2GA1 | COMPACT ASYNCHRONOUS MOTOR 1PH810 | 6124.25
1PH8105-1DF22-1DE1 | COMPACT ASYNCHRONOUS MOTOR 1PH810 | 7104.58
1PH8105-1DF23-0BA1 | COMPACT ASYNCHRONOUS MOTOR 1PH810 | 7073.32
1PH8105-1DF23-0BH1 | COMPACT ASYNCHRONOUS MOTOR 1PH810 | 7073.32
1PH8105-1DF23-0CA1 | COMPACT ASYNCHRONOUS MOTOR 1PH810 | 7301.3
1FL2103-4AG11-1SC0 | Servomotor 1FL2;3AC 200V | 871.73
1FL2104-2AF00-0HC0 | Servomotor 1FL2;3AC 400V | 537.43
1FL2104-2AF00-0MC0 | Servomotor 1FL2;3AC 400V | 941.14
1FL2104-2AF00-0SC0 | Servomotor 1FL2;3AC 400V | 739.29
1FL2104-2AF00-1HC0 | Servomotor 1FL2;3AC 400V | 537.43
1FL2104-2AF10-1MC0 | Servomotor 1FL2;3AC 400V | 1180.84
1FL2104-2AF10-1SC0 | Servomotor 1FL2;3AC 400V | 978.98
1FL2104-2AF11-0HC0 | Servomotor 1FL2;3AC 400V | 814.97
1FL2104-2AF11-0MC0 | Servomotor 1FL2;3AC 400V | 1218.68
1FL2104-2AG01-1HC0 | Servomotor 1FL2;3AC 200V | 575.27
1FL2104-2AG01-1MC0 | Servomotor 1FL2;3AC 200V | 978.98
1FL2104-2AG01-1SC0 | Servomotor 1FL2;3AC 200V | 777.13
1FL2104-2AG10-0HC0 | Servomotor 1FL2;3AC 200V | 777.13
1FL2104-4AF00-0SC0 | Servomotor 1FL2;3AC 400V | 792.27
1FL2104-4AF00-1HC0 | Servomotor 1FL2;3AC 400V | 590.43
1FL2104-4AF00-1MC0 | Servomotor 1FL2;3AC 400V | 1145.49
1FL2104-4AF00-1SC0 | Servomotor 1FL2;3AC 400V | 792.27
1FL2204-4AG10-0HC0 | Servomotor 1FL2;3AC 200V | 830.13
1FL2204-4AG10-0MC0 | Servomotor 1FL2;3AC 200V | 1385.19
1FL2204-4AG10-0SC0 | Servomotor 1FL2;3AC 200V | 1031.98
1FL2204-4AG10-1HC0 | Servomotor 1FL2;3AC 200V | 830.13
1FL2205-2AF01-1SB0 | Servomotor 1FL2;3AC 400V | 872.85
1FL2205-2AF11-0HB0 | Servomotor 1FL2;3AC 400V | 923.3
1FL2205-2AF11-0MB0 | Servomotor 1FL2;3AC 400V | 1484.68
1FL2205-2AF11-0SB0 | Servomotor 1FL2;3AC 400V | 1125.14
1FL2205-4AF11-1MB0 | Servomotor 1FL2;3AC 400V | 1584.18
1FL2205-4AF11-1SB0 | Servomotor 1FL2;3AC 400V | 1218.34
1FL2304-2AF01-0HB0 | Servomotor 1FL2;3AC 400V | 454.96
1FL2304-2AF01-0MB0 | Servomotor 1FL2;3AC 400V | 920.46
1FL2304-4AF01-0SB0 | Servomotor 1FL2;3AC 400V | 718.36
1FL2304-4AF01-1HB0 | Servomotor 1FL2;3AC 400V | 529.15
1FL2304-4AF01-1MB0 | Servomotor 1FL2;3AC 400V | 994.67
1FL2304-4AF01-1SB0 | Servomotor 1FL2;3AC 400V | 718.36
1FL2304-4AF11-0HB0 | Servomotor 1FL2;3AC 400V | 794.07
1PH8101-1DF00-2GA1 | COMPACT ASYNCHRONOUS MOTOR 1PH810 | 5269.57
1PH8101-1DF00-2LE1 | COMPACT ASYNCHRONOUS MOTOR 1PH810 | 6201.88
1PH8101-1DF02-0BA1 | COMPACT ASYNCHRONOUS MOTOR 1PH810 | 5830.68
1FL2204-4AG01-1HC0 | Servomotor 1FL2;3AC 200V | 628.24
1FL2204-4AG01-1SC0 | Servomotor 1FL2;3AC 200V | 830.13
1FL2204-4AG10-1MC0 | Servomotor 1FL2;3AC 200V | 1385.19
1FL2204-4AG11-0HC0 | Servomotor 1FL2;3AC 200V | 867.95
1FL2204-4AG11-0SC0 | Servomotor 1FL2;3AC 200V | 1069.81
1FL2205-2AF01-0MB0 | Servomotor 1FL2;3AC 400V | 1232.38
1FL2205-2AF01-1HB0 | Servomotor 1FL2;3AC 400V | 670.98
1FL2205-2AF11-1MB0 | Servomotor 1FL2;3AC 400V | 1484.68
1FL2205-4AF01-0HB0 | Servomotor 1FL2;3AC 400V | 751.54
1FL2205-4AF01-1SB0 | Servomotor 1FL2;3AC 400V | 953.39
1FL2205-4AF11-0MB0 | Servomotor 1FL2;3AC 400V | 1584.18
1FL2205-4AF11-1HB0 | Servomotor 1FL2;3AC 400V | 1016.5
1FL2304-2AF01-0SB0 | Servomotor 1FL2;3AC 400V | 644.2
1FL2304-2AF01-1MB0 | Servomotor 1FL2;3AC 400V | 920.46
1FL2304-2AF11-1SB0 | Servomotor 1FL2;3AC 400V | 909.12
1FL2304-4AF01-0MB0 | Servomotor 1FL2;3AC 400V | 994.67
1FL2304-4AF11-0SB0 | Servomotor 1FL2;3AC 400V | 983.31
1FL2304-4AF11-1MB0 | Servomotor 1FL2;3AC 400V | 1259.59
1FL2306-1AC01-1HB0 | Servomotor 1FL2;3AC 400V | 584.69
1PH8101-1DF00-2BA1-ZX04 | COMPACT ASYNCHRONOUS MOTOR 1PH810 | 5754.63
1PH8101-1DF02-0CA1 | COMPACT ASYNCHRONOUS MOTOR 1PH810 | 6058.68
1PH8101-1DF02-0DE1 | COMPACT ASYNCHRONOUS MOTOR 1PH810 | 6140.7
1PH8101-1DF02-1BA1-ZX03 | COMPACT ASYNCHRONOUS MOTOR 1PH810 | 5982.69
1PH8101-1DF02-1CE1 | COMPACT ASYNCHRONOUS MOTOR 1PH810 | 6058.68
1PH8101-1DF02-2BA1-ZX59 | COMPACT ASYNCHRONOUS MOTOR 1PH810 | 6312.12
1PH8101-1DF02-2BE1 | COMPACT ASYNCHRONOUS MOTOR 1PH810 | 5830.68
1PH8101-1DF03-0HA1 | COMPACT ASYNCHRONOUS MOTOR 1PH810 | 6004.47
1PH8101-1DF03-1BC1-ZK10 | COMPACT ASYNCHRONOUS MOTOR 1PH810 | 6312.17
1PH3107-1DF02-0GA0-ZP81 | SIMOTICS M 1PH3 motor; 3AC 380V | 5881.52
1PH3107-1DF02-0KA0-ZP81 | SIMOTICS M 1PH3 motor; 3AC 380V | 5997.11
1PH3107-1DF02-2KA0 | SIMOTICS M 1PH3 motor; 3AC 380V | 5977.73
1PH3107-1DF02-2LA0 | SIMOTICS M 1PH3 motor; 3AC 380V | 5862.45
1PH8081-1SV02-0NG1 | MAIN SPINDLE MOTOR 1PH808 | 9801.9
1PH8083-1AG02-0DG2-ZX01 | MAIN SPINDLE MOTOR 1PH808 | 4318.32
1PH8083-1DF00-0CA1 | MAIN SPINDLE MOTOR 1PH808 | 5552.38
1PH8083-1DF00-0DA1 | MAIN SPINDLE MOTOR 1PH808 | 5634.39
1PH8083-1DF00-0LE1 | MAIN SPINDLE MOTOR 1PH808 | 5964.18
1PH8083-1DF00-1BB1 | MAIN SPINDLE MOTOR 1PH808 | 5324.4
1PH8083-1DF00-2BA1-ZX01 | MAIN SPINDLE MOTOR 1PH808 | 5476.4
1PH8083-1DG02-0GA1 | MAIN SPINDLE MOTOR 1PH808 | 5168.74
1PH8083-1DG02-1BG1 | MAIN SPINDLE MOTOR 1PH808 | 5501.75
1PH8083-1DG02-1LD1 | MAIN SPINDLE MOTOR 1PH808 | 6277.33
1PH8083-1DG02-2GA1 | MAIN SPINDLE MOTOR 1PH808 | 5168.74
1PH8083-1DG12-0BA1 | MAIN SPINDLE MOTOR 1PH808 | 5501.75
1PH8083-1DG12-2BC1 | MAIN SPINDLE MOTOR 1PH808 | 5501.75
1PH8083-1DG12-2DA1 | MAIN SPINDLE MOTOR 1PH808 | 5811.77
1PH8083-1DG22-0LG1 | MAIN SPINDLE MOTOR 1PH808 | 6509.49
1PH8083-1DM00-0DA1 | MAIN SPINDLE MOTOR 1PH808 | 5634.39
1PH8083-1DM00-1HC1 | MAIN SPINDLE MOTOR 1PH808 | 5219.41
1PH8103-1DD02-2BB1-ZX01 | COMPACT ASYNCHRONOUS MOTOR 1PH810 | 6107.93
1PH8103-1DD03-0BA1 | COMPACT ASYNCHRONOUS MOTOR 1PH810 | 6234.65
1PH8103-1DD03-0HA1-ZK24 | COMPACT ASYNCHRONOUS MOTOR 1PH810 | 6281.72
1PH8103-1DD03-2BC1 | COMPACT ASYNCHRONOUS MOTOR 1PH810 | 6234.65
1PH8103-1DD10-1BA1 | COMPACT ASYNCHRONOUS MOTOR 1PH810 | 5727.85
1PH8103-1DD10-2BA1 | COMPACT ASYNCHRONOUS MOTOR 1PH810 | 5727.85
1PH8103-1DD10-2GA1-ZK10 | COMPACT ASYNCHRONOUS MOTOR 1PH810 | 5597.53
1PH8103-1SM22-3MA1 | COMPACT ASYNCHRONOUS MOTOR 1PH810 | 11008.12
1PH8103-1SM23-0MF1 | COMPACT ASYNCHRONOUS MOTOR 1PH810 | 9513.15
1PH8105-1DF03-2BA1-ZX53 | COMPACT ASYNCHRONOUS MOTOR 1PH810 | 6938.74
1PH8101-1DF02-0BB1 | COMPACT ASYNCHRONOUS MOTOR 1PH810 | 5830.68
1PH8101-1DF02-1GA1 | COMPACT ASYNCHRONOUS MOTOR 1PH810 | 5497.64
1PH8101-1DF02-1GB1 | COMPACT ASYNCHRONOUS MOTOR 1PH810 | 5497.64
1PH8101-1DF02-1HA1 | COMPACT ASYNCHRONOUS MOTOR 1PH810 | 5725.7
1PH8101-1DF02-2BA1 | COMPACT ASYNCHRONOUS MOTOR 1PH810 | 5830.68
1PH8101-1DF03-1CG1 | COMPACT ASYNCHRONOUS MOTOR 1PH810 | 6337.42
1PH8101-1DF03-1GA1-ZK24 | COMPACT ASYNCHRONOUS MOTOR 1PH810 | 5928.43
1PH8101-1DF03-1LA1 | COMPACT ASYNCHRONOUS MOTOR 1PH810 | 6708.7
1PH8101-1DF03-2BA1 | COMPACT ASYNCHRONOUS MOTOR 1PH810 | 6109.42
1PH8101-1DF03-2BC1 | COMPACT ASYNCHRONOUS MOTOR 1PH810 | 6109.42
1PH8081-1SU02-0NA1 | MAIN SPINDLE MOTOR 1PH808 | 9801.9
1PH8081-1SU02-0NE1 | MAIN SPINDLE MOTOR 1PH808 | 9801.9
1PH8081-1SU02-3NA1 | MAIN SPINDLE MOTOR 1PH808 | 11473.81
1PH8081-1SU12-0NA1 | MAIN SPINDLE MOTOR 1PH808 | 9801.9
1PH8083-1DF00-0DG1 | MAIN SPINDLE MOTOR 1PH808 | 5634.39
1PH8083-1DF00-0GA1 | MAIN SPINDLE MOTOR 1PH808 | 4991.35
1PH8083-1DF00-0GG1 | MAIN SPINDLE MOTOR 1PH808 | 4991.35
1PH8083-1DF00-0LA1 | MAIN SPINDLE MOTOR 1PH808 | 5964.18
1PH8083-1DG02-0CH1 | MAIN SPINDLE MOTOR 1PH808 | 5729.75
1PH8083-1DG02-0LA1 | MAIN SPINDLE MOTOR 1PH808 | 6141.56
1PH8083-1DG02-0LE1 | MAIN SPINDLE MOTOR 1PH808 | 6141.56
1PH8083-1DG02-1BA1 | MAIN SPINDLE MOTOR 1PH808 | 5501.75
1PH8083-1DG12-0CC1 | MAIN SPINDLE MOTOR 1PH808 | 5729.75
1PH8083-1DG12-0LA1 | MAIN SPINDLE MOTOR 1PH808 | 6141.56
1PH8083-1DG12-1CA1 | MAIN SPINDLE MOTOR 1PH808 | 5729.75
1PH8083-1DG12-2BA1 | MAIN SPINDLE MOTOR 1PH808 | 5501.75
1PH8083-1DG12-2BB1 | MAIN SPINDLE MOTOR 1PH808 | 5501.75
1PH8083-1DM00-0DG1 | MAIN SPINDLE MOTOR 1PH808 | 5634.39
1PH8083-1DM00-0LE1 | MAIN SPINDLE MOTOR 1PH808 | 5964.18
1PH8083-1DM00-1BA1 | MAIN SPINDLE MOTOR 1PH808 | 5324.4
1PH8083-1DM00-1GE1 | MAIN SPINDLE MOTOR 1PH808 | 4991.35
1PH8103-1DD03-1BC1 | COMPACT ASYNCHRONOUS MOTOR 1PH810 | 6234.65
1PH8103-1DD03-1FA1 | COMPACT ASYNCHRONOUS MOTOR 1PH810 | 6331.54
1PH8103-1DD03-2BA1 | COMPACT ASYNCHRONOUS MOTOR 1PH810 | 6234.65
1PH8103-1DD03-2BA1-ZK10 | COMPACT ASYNCHRONOUS MOTOR 1PH810 | 6437.4
1PH8103-1SM20-0LA1 | COMPACT ASYNCHRONOUS MOTOR 1PH810 | 8382.06
1PH8103-1SM22-0LA1 | COMPACT ASYNCHRONOUS MOTOR 1PH810 | 8610.12
1PH8103-1SM22-0MA1 | COMPACT ASYNCHRONOUS MOTOR 1PH810 | 9234.41
1PH8103-1SM22-3LA1 | COMPACT ASYNCHRONOUS MOTOR 1PH810 | 10383.86
1PH8103-1SM22-3LH1 | COMPACT ASYNCHRONOUS MOTOR 1PH810 | 10383.86
1PH8105-1DF03-2GA1 | COMPACT ASYNCHRONOUS MOTOR 1PH810 | 6124.25
1PH8105-1DF03-2GC1 | COMPACT ASYNCHRONOUS MOTOR 1PH810 | 6124.25
1PH8105-1DF10-1BA1 | COMPACT ASYNCHRONOUS MOTOR 1PH810 | 5950.48
1PH8105-1DF10-1BB1 | COMPACT ASYNCHRONOUS MOTOR 1PH810 | 5950.48
1PH8105-1DF12-0CH1 | COMPACT ASYNCHRONOUS MOTOR 1PH810 | 6406.53
1PH8105-1DF12-0QG1 | COMPACT ASYNCHRONOUS MOTOR 1PH810 | 6590.44
1PH8105-1DF12-1BA1 | COMPACT ASYNCHRONOUS MOTOR 1PH810 | 6178.55
1PH8105-1DF12-1BC1-ZK24 | COMPACT ASYNCHRONOUS MOTOR 1PH810 | 6330.57
1PH8107-1DG12-2BA1 | COMPACT ASYNCHRONOUS MOTOR 1PH810 | 6343.94
1PH8107-1DG12-2BB1 | COMPACT ASYNCHRONOUS MOTOR 1PH810 | 6343.94
1PH8107-1DG12-2BB1-ZX01 | COMPACT ASYNCHRONOUS MOTOR 1PH810 | 6495.96
1PH8107-1DG12-2BC1 | COMPACT ASYNCHRONOUS MOTOR 1PH810 | 6343.94
1PH8107-1DG13-1BC1 | COMPACT ASYNCHRONOUS MOTOR 1PH810 | 6622.69
1PH8107-1DG13-1CA1 | COMPACT ASYNCHRONOUS MOTOR 1PH810 | 6850.69
1PH8107-1DG13-2BA1 | COMPACT ASYNCHRONOUS MOTOR 1PH810 | 6622.69
1PH8107-1DG13-2BB1 | COMPACT ASYNCHRONOUS MOTOR 1PH810 | 6622.69
1PH8107-1DG13-2BG1 | COMPACT ASYNCHRONOUS MOTOR 1PH810 | 6622.69
1FK7034-2AF24-1EB0-ZN24 | SYNCHRONOUS MOTOR 1FK7-CT 1,6 NM | 2984.99
1FL2103-2AG00-1HC0 | Servomotor 1FL2;3AC 200V | 413.79
1FL2103-2AG00-1MC0 | Servomotor 1FL2;3AC 200V | 792.27
1FL2103-2AG00-1SC0 | Servomotor 1FL2;3AC 200V | 603.04
1FL2103-2AG11-0MC0 | Servomotor 1FL2;3AC 200V | 1025.64
1FL2103-2AG11-0SC0 | Servomotor 1FL2;3AC 200V | 836.41
1FL2103-2AG11-1HC0 | Servomotor 1FL2;3AC 200V | 647.17
1FL2103-2AG11-1MC0 | Servomotor 1FL2;3AC 200V | 1025.64
1FL2103-4AF01-1SC0 | Servomotor 1FL2;3AC 400V | 663.59
1FL2103-4AF10-0HC0 | Servomotor 1FL2;3AC 400V | 657.26
1FL2103-4AF10-0MC0 | Servomotor 1FL2;3AC 400V | 1035.72
1FL2103-4AF10-0SC0 | Servomotor 1FL2;3AC 400V | 846.51
1FL2103-4AF10-1HC0 | Servomotor 1FL2;3AC 400V | 657.26
1FL2103-4AG00-1MC0 | Servomotor 1FL2;3AC 200V | 827.58
1FL2103-4AG00-1SC0 | Servomotor 1FL2;3AC 200V | 638.35
1FL2103-4AG01-0HC0 | Servomotor 1FL2;3AC 200V | 474.36
1FL2103-4AG01-0MC0 | Servomotor 1FL2;3AC 200V | 852.85
1FL2204-2AF10-0MC0 | Servomotor 1FL2;3AC 400V | 1180.84
1FL2204-2AF10-0SC0 | Servomotor 1FL2;3AC 400V | 978.98
1FL2204-2AF10-1HC0 | Servomotor 1FL2;3AC 400V | 777.13
1FL2204-2AF10-1MC0 | Servomotor 1FL2;3AC 400V | 1180.84
1FL2204-2AG01-0HC0 | Servomotor 1FL2;3AC 200V | 575.27
1FL2204-2AG01-0MC0 | Servomotor 1FL2;3AC 200V | 978.98
1FL2204-2AG01-0SC0 | Servomotor 1FL2;3AC 200V | 777.13
1FL2204-2AG01-1HC0 | Servomotor 1FL2;3AC 200V | 575.27
1FL2204-2AG11-1MC0 | Servomotor 1FL2;3AC 200V | 1218.68
1FL2204-2AG11-1SC0 | Servomotor 1FL2;3AC 200V | 1016.83
1FL2204-4AF00-0HC0 | Servomotor 1FL2;3AC 400V | 590.43
1FL2204-4AF00-0MC0 | Servomotor 1FL2;3AC 400V | 1145.49
1FL2204-4AF10-1HC0 | Servomotor 1FL2;3AC 400V | 830.13
1FL2204-4AF10-1MC0 | Servomotor 1FL2;3AC 400V | 1385.19
1FL2204-4AF10-1SC0 | Servomotor 1FL2;3AC 400V | 1031.98
1FL2204-4AF11-0HC0 | Servomotor 1FL2;3AC 400V | 867.95
1FW3285-3EM68-6DS0-ZA11G50X01 | TORQUE MOTOR, 4400NM, 600RPM | 81087.74
1FW3287-3EM66-5DH0-ZX01 | TORQUE MOTOR, 6050NM, 600RPM | 101791.26
1PH3101-1AF00-0KA0-ZP81 | SIMOTICS M 1PH3 motor; 3AC 380V | 4313.02
1PH8087-1UF02-0LA1 | MAIN SPINDLE MOTOR 1PH808 | 6577.7
1PH8087-1UM00-0LA1 | MAIN SPINDLE MOTOR 1PH808 | 6400.32
1PH8087-1UM02-0LA1 | MAIN SPINDLE MOTOR 1PH808 | 6577.7
1PH8087-1UM02-0LC1 | MAIN SPINDLE MOTOR 1PH808 | 6577.7
1PH8087-1UM02-0LC1-ZX01 | MAIN SPINDLE MOTOR 1PH808 | 6729.72
1PH8087-1UM12-0LB1 | MAIN SPINDLE MOTOR 1PH808 | 6577.7
1PH8101-1DF00-0CC1 | COMPACT ASYNCHRONOUS MOTOR 1PH810 | 5830.62
1PH8101-1DF00-0DC1 | COMPACT ASYNCHRONOUS MOTOR 1PH810 | 5912.64
1PH8101-1DF00-0GA1 | COMPACT ASYNCHRONOUS MOTOR 1PH810 | 5269.57
1PH8101-1DF00-1BA1 | COMPACT ASYNCHRONOUS MOTOR 1PH810 | 5602.62
1FT2106-3AF10-1SA0 | Synchronous motor 1FT2-HD 9 Nm | 1969.46
1FT2106-6AF00-1MB0 | Synchronous motor 1FT2-HD 16 Nm | 2423.83
1FT2203-2AG00-2SA0-ZA12M01R32 | Synchronous motor 1FT2-CT 0,64 Nm | 1471.43
1FT2204-5AF00-2MA0-ZA22M00R20 | Synchronous motor 1FT2-CT 2,4 Nm | 2085.82
1FT2206-4AH01-0SA0 | Synchronous motor 1FT2-CT 12 Nm | 1937.55
1FT2206-4AH10-0RB0-ZQ01 | Synchronous motor 1FT2-CT 12 Nm | 1941.71
1FT2208-3AC01-0MA0-ZC41M01R10 | Synchronous motor 1FT2-CT 18 Nm | 4075.69
1FT2208-3AC90-2RB0-ZL1AQ01 | Synchronous motor 1FT2-CT 18 Nm | 3038.08
1FT7108-5AC75-1MH0 | SYNCHRONOUS MOTOR 1FT7 | 11249.51
1FT7108-5AF71-1CA3 | SYNCHRONOUS MOTOR 1FT7 | 10701.33
1PH3107-1DF00-0GA0 | SIMOTICS M 1PH3 motor; 3AC 380V | 5862.45
1PH3107-1DF00-0GA0-ZP81 | SIMOTICS M 1PH3 motor; 3AC 380V | 5881.52
1PH8083-1DF02-2HA1 | MAIN SPINDLE MOTOR 1PH808 | 5396.8
1PH8083-1DF02-2LH1 | MAIN SPINDLE MOTOR 1PH808 | 6141.56
1PH8105-1DF03-2CA1 | COMPACT ASYNCHRONOUS MOTOR 1PH810 | 6685.3
1PH8105-1DF10-1CA1 | COMPACT ASYNCHRONOUS MOTOR 1PH810 | 6178.46
1PH8105-1DF10-2BA1-ZK10 | COMPACT ASYNCHRONOUS MOTOR 1PH810 | 6153.21
1PH8105-1DF10-2BB1 | COMPACT ASYNCHRONOUS MOTOR 1PH810 | 5950.48
1PH8105-1DF12-0CB1 | COMPACT ASYNCHRONOUS MOTOR 1PH810 | 6406.53
1PH8105-1DF12-0DB1 | COMPACT ASYNCHRONOUS MOTOR 1PH810 | 6488.55
1PH8105-1DF12-2BA1 | COMPACT ASYNCHRONOUS MOTOR 1PH810 | 6178.55
1PH8105-1DF12-2BA1-ZK80X12 | COMPACT ASYNCHRONOUS MOTOR 1PH810 | 7135.7
1PH8107-1DG12-0LA1 | COMPACT ASYNCHRONOUS MOTOR 1PH810 | 6943.2
1PH8107-1DG12-1BB1 | COMPACT ASYNCHRONOUS MOTOR 1PH810 | 6343.94
1PH8107-1DG12-1BE1 | COMPACT ASYNCHRONOUS MOTOR 1PH810 | 6343.94
1PH8107-1DG12-2BG1 | COMPACT ASYNCHRONOUS MOTOR 1PH810 | 6343.94
1PH8107-1DG12-2CA1 | COMPACT ASYNCHRONOUS MOTOR 1PH810 | 6571.92
1PH8107-1DG13-0CC1 | COMPACT ASYNCHRONOUS MOTOR 1PH810 | 6850.69
1PH8107-1DG13-0LC1-ZK10 | COMPACT ASYNCHRONOUS MOTOR 1PH810 | 7424.68
1PH8107-1DG13-2FA1 | COMPACT ASYNCHRONOUS MOTOR 1PH810 | 6719.56
1PH8107-1DM00-0CA1 | COMPACT ASYNCHRONOUS MOTOR 1PH810 | 6343.85
1FK2104-5AF00-2SA0-ZC22M01R20 | Synchronous motor 1FK2-HD 2.4 NM | 2201.3
1FK7022-5AK71-1LA3-ZM03 | SYNCHRONOUS SERVOMOTOR, 1FK7 | 2674.79
1FL2103-2AG01-0MC0 | Servomotor 1FL2;3AC 200V | 817.5
1FL2103-2AG01-1HC0 | Servomotor 1FL2;3AC 200V | 439.02
1FL2103-2AG10-1MC0 | Servomotor 1FL2;3AC 200V | 1000.43
1FL2103-2AG11-0HC0 | Servomotor 1FL2;3AC 200V | 647.17
1FL2103-2AG11-1SC0 | Servomotor 1FL2;3AC 200V | 836.41
1FL2103-4AF00-0MC0 | Servomotor 1FL2;3AC 400V | 827.58
1FL2103-4AF01-0SC0 | Servomotor 1FL2;3AC 400V | 663.59
1FL2103-4AF01-1MC0 | Servomotor 1FL2;3AC 400V | 852.85
1FL2103-4AF10-1SC0 | Servomotor 1FL2;3AC 400V | 846.51
1FL2103-4AF11-0MC0 | Servomotor 1FL2;3AC 400V | 1060.97
1FL2103-4AG00-0HC0 | Servomotor 1FL2;3AC 200V | 449.12
1FL2103-4AG00-0SC0 | Servomotor 1FL2;3AC 200V | 638.35
1FL2103-4AG01-1HC0 | Servomotor 1FL2;3AC 200V | 474.36
1FL2103-4AG01-1SC0 | Servomotor 1FL2;3AC 200V | 663.59
1FL2103-4AG11-0HC0 | Servomotor 1FL2;3AC 200V | 682.51
1FL2204-2AF10-0HC0 | Servomotor 1FL2;3AC 400V | 777.13
1FL2204-2AF10-1SC0 | Servomotor 1FL2;3AC 400V | 978.98
1FL2204-2AF11-0MC0 | Servomotor 1FL2;3AC 400V | 1218.68
1FL2204-2AG00-0SC0 | Servomotor 1FL2;3AC 200V | 739.29
1FL2204-2AG00-1MC0 | Servomotor 1FL2;3AC 200V | 941.14
1FL2204-2AG01-1SC0 | Servomotor 1FL2;3AC 200V | 777.13
1FL2204-2AG10-0MC0 | Servomotor 1FL2;3AC 200V | 1180.84
1FL2204-2AG11-0HC0 | Servomotor 1FL2;3AC 200V | 814.97
1FL2204-2AG11-0SC0 | Servomotor 1FL2;3AC 200V | 1016.83
1FL2204-4AF00-1HC0 | Servomotor 1FL2;3AC 400V | 590.43
1FL2204-4AF00-1SC0 | Servomotor 1FL2;3AC 400V | 792.27
1FL2204-4AF10-0HC0 | Servomotor 1FL2;3AC 400V | 830.13
1FL2204-4AF10-0SC0 | Servomotor 1FL2;3AC 400V | 1031.98
1FL2204-4AF11-0MC0 | Servomotor 1FL2;3AC 400V | 1423.07
1FL2204-4AF11-1HC0 | Servomotor 1FL2;3AC 400V | 867.95
1FL2204-4AG00-1MC0 | Servomotor 1FL2;3AC 200V | 1145.49
1FL2204-4AG01-0HC0 | Servomotor 1FL2;3AC 200V | 628.24
1PH8087-1UF02-0LG1 | MAIN SPINDLE MOTOR 1PH808 | 6577.7
1PH8087-1UF02-1LH1 | MAIN SPINDLE MOTOR 1PH808 | 6577.7
1PH8087-1UG02-0LA1 | MAIN SPINDLE MOTOR 1PH808 | 6577.7
1PH8087-1UG02-0LE1 | MAIN SPINDLE MOTOR 1PH808 | 6577.7
1PH8087-1UN00-1LA1 | MAIN SPINDLE MOTOR 1PH808 | 6400.32
1PH8087-1UN10-0ME1 | MAIN SPINDLE MOTOR 1PH808 | 6918.04
1PH8101-1CF00-0LC2 | COMPACT ASYNCHRONOUS MOTOR 1PH810 | 6962.06
1PH8101-1DF00-0CA1 | COMPACT ASYNCHRONOUS MOTOR 1PH810 | 5830.62
1PH8101-1DF00-1BB1 | COMPACT ASYNCHRONOUS MOTOR 1PH810 | 5602.62
1PH8083-1DF10-1BA1 | MAIN SPINDLE MOTOR 1PH808 | 5324.4
1PH8083-1DF10-1BA1-ZX04 | MAIN SPINDLE MOTOR 1PH808 | 5476.4
1PH8083-1DF12-2GA1 | MAIN SPINDLE MOTOR 1PH808 | 5168.74
1PH8083-1DF20-0DG1 | MAIN SPINDLE MOTOR 1PH808 | 6002.33
1PH8083-1DF22-0CA1 | MAIN SPINDLE MOTOR 1PH808 | 6097.67
1PH8083-1DF22-0DC1 | MAIN SPINDLE MOTOR 1PH808 | 6179.7
1PH8083-1DG02-0CE1 | MAIN SPINDLE MOTOR 1PH808 | 5729.75
1PH8083-1DG02-0DA1 | MAIN SPINDLE MOTOR 1PH808 | 5811.77
1PH8083-1DG02-0DE1 | MAIN SPINDLE MOTOR 1PH808 | 5811.77
1PH8083-1DG02-0DG1 | MAIN SPINDLE MOTOR 1PH808 | 5811.77
1PH8101-1UF00-1LA1 | COMPACT ASYNCHRONOUS MOTOR 1PH810 | 6443.25
1PH8103-1DD00-1BC1 | COMPACT ASYNCHRONOUS MOTOR 1PH810 | 5727.85
1PH8103-1DD00-1CA1 | COMPACT ASYNCHRONOUS MOTOR 1PH810 | 5955.83
1PH8103-1DD00-1FA1 | COMPACT ASYNCHRONOUS MOTOR 1PH810 | 5824.7
1PH8103-1DD00-1LA1 | COMPACT ASYNCHRONOUS MOTOR 1PH810 | 6327.1
1PH8103-1DD02-0DC1 | COMPACT ASYNCHRONOUS MOTOR 1PH810 | 6265.92
1PH8103-1DD02-0DG1 | COMPACT ASYNCHRONOUS MOTOR 1PH810 | 6265.92
1PH8103-1DD02-0GA1 | COMPACT ASYNCHRONOUS MOTOR 1PH810 | 5622.88
1PH8103-1DD02-0LA1 | COMPACT ASYNCHRONOUS MOTOR 1PH810 | 6555.17
1PH8105-1DF02-1GB1 | COMPACT ASYNCHRONOUS MOTOR 1PH810 | 5845.51
1PH8105-1DF02-1CH1-ZK18 | COMPACT ASYNCHRONOUS MOTOR 1PH810 | 6710.65
1PH8105-1DF02-1LA1 | COMPACT ASYNCHRONOUS MOTOR 1PH810 | 6777.81
1PH8105-1DF02-1LB1-ZX01 | COMPACT ASYNCHRONOUS MOTOR 1PH810 | 6929.84
1PH8105-1DF02-2HA1 | COMPACT ASYNCHRONOUS MOTOR 1PH810 | 6073.57
1PH8105-1DF02-2LA1 | COMPACT ASYNCHRONOUS MOTOR 1PH810 | 6777.81
1PH8105-1DF03-0BA1 | COMPACT ASYNCHRONOUS MOTOR 1PH810 | 6457.3
1PH8105-1DF03-0BA1-ZK09 | COMPACT ASYNCHRONOUS MOTOR 1PH810 | 6660.03
1PH8107-1DG02-2GA1 | COMPACT ASYNCHRONOUS MOTOR 1PH810 | 6010.9
1PH8107-1DG02-2GB1 | COMPACT ASYNCHRONOUS MOTOR 1PH810 | 6010.9
1PH8107-1DG02-2HA1-ZK24 | COMPACT ASYNCHRONOUS MOTOR 1PH810 | 6390.98
1PH8107-1DG02-2LA1 | COMPACT ASYNCHRONOUS MOTOR 1PH810 | 6943.2
1PH8107-1DG03-1LA1 | COMPACT ASYNCHRONOUS MOTOR 1PH810 | 7221.97
1PH8107-1DG03-2BA1 | COMPACT ASYNCHRONOUS MOTOR 1PH810 | 6622.69
1PH8107-1DG03-2BA1-ZK09 | COMPACT ASYNCHRONOUS MOTOR 1PH810 | 6825.44
1PH8107-1DG03-2BA1-ZX02 | COMPACT ASYNCHRONOUS MOTOR 1PH810 | 6774.73
1FL2102-4AF01-1MC0 | Servomotor 1FL2;3AC 400V | 783.42
1FL2102-4AF01-1SC0 | Servomotor 1FL2;3AC 400V | 587.9
1FL2102-4AF10-0HC0 | Servomotor 1FL2;3AC 400V | 581.56
1FL2102-4AF10-0MC0 | Servomotor 1FL2;3AC 400V | 941.14
1FL2102-4AF10-0SC0 | Servomotor 1FL2;3AC 400V | 745.61
1FL2102-4AG00-1HC0 | Servomotor 1FL2;3AC 200V | 404.96
1FL2102-4AG00-1MC0 | Servomotor 1FL2;3AC 200V | 764.49
1FL2102-4AG00-1SC0 | Servomotor 1FL2;3AC 200V | 568.97
1FL2102-4AG01-0HC0 | Servomotor 1FL2;3AC 200V | 423.9
1FL2102-4AG11-0SC0 | Servomotor 1FL2;3AC 200V | 764.49
1FL2102-4AG11-1HC0 | Servomotor 1FL2;3AC 200V | 600.52
1FL2102-4AG11-1MC0 | Servomotor 1FL2;3AC 200V | 960.04
1FL2102-4AG11-1SC0 | Servomotor 1FL2;3AC 200V | 764.49
1FL2103-2AF10-0MC0 | Servomotor 1FL2;3AC 400V | 1000.43
1FL2103-2AF10-0SC0 | Servomotor 1FL2;3AC 400V | 811.2
1FL2103-2AF10-1HC0 | Servomotor 1FL2;3AC 400V | 621.93
1FL2103-2AF10-1MC0 | Servomotor 1FL2;3AC 400V | 1000.43
1FL2203-2AG11-1HC0 | Servomotor 1FL2;3AC 200V | 647.17
1FL2203-2AG11-1MC0 | Servomotor 1FL2;3AC 200V | 1025.64
1FL2203-2AG11-1SC0 | Servomotor 1FL2;3AC 200V | 836.41
1FL2203-4AF00-0HC0 | Servomotor 1FL2;3AC 400V | 449.12
1FL2203-4AF10-0SC0 | Servomotor 1FL2;3AC 400V | 846.51
1FL2203-4AF10-1HC0 | Servomotor 1FL2;3AC 400V | 657.26
1FL2203-4AF10-1MC0 | Servomotor 1FL2;3AC 400V | 1035.72
1FL2203-4AF10-1SC0 | Servomotor 1FL2;3AC 400V | 846.51
1FL2203-4AG01-0MC0 | Servomotor 1FL2;3AC 200V | 852.85
1FL2203-4AG01-0SC0 | Servomotor 1FL2;3AC 200V | 663.59
1FL2203-4AG01-1HC0 | Servomotor 1FL2;3AC 200V | 474.36
1FL2203-4AG01-1MC0 | Servomotor 1FL2;3AC 200V | 852.85
1FL2203-4AG11-1SC0 | Servomotor 1FL2;3AC 200V | 871.73
1FL2204-2AF00-0HC0 | Servomotor 1FL2;3AC 400V | 537.43
1FL2204-2AF00-0MC0 | Servomotor 1FL2;3AC 400V | 941.14
1FL2204-2AF00-0SC0 | Servomotor 1FL2;3AC 400V | 739.29
1FL2204-2AF00-1HC0 | Servomotor 1FL2;3AC 400V | 537.43
1FL2310-2AC11-0HB0 | Servomotor 1FL2;3AC 400V | 1864.38
1FL2310-2AC11-0MB0 | Servomotor 1FL2;3AC 400V | 2329.88
1FL2310-2AC11-0SB0 | Servomotor 1FL2;3AC 400V | 2053.61
1FL2310-2AC11-1HB0 | Servomotor 1FL2;3AC 400V | 1864.38
1FL2310-4AC11-1SB0 | Servomotor 1FL2;3AC 400V | 2493
1FL2310-6AC01-0HB0 | Servomotor 1FL2;3AC 400V | 2543.7
1FL2310-6AC01-0MB0 | Servomotor 1FL2;3AC 400V | 3009.22
1FL2310-6AC01-0SB0 | Servomotor 1FL2;3AC 400V | 2732.94
1FT7082-5AF70-1LH2 | SYNCHRONOUS MOTOR 1FT7 | 6658.46
1FT7082-5AF71-1KA2 | SYNCHRONOUS MOTOR 1FT7 | 4858.1
1FT7082-5AF74-1MH1 | SYNCHRONOUS MOTOR 1FT7 | 5866.55
1FT7086-1AF71-1LH1 | SYNCHRONOUS MOTOR 1FT7 | 6652.46
1FW3152-1SH72-6DA0-ZK40 | TORQUE MOTOR, 200 NM. 300 RPM, | 14861.57
1FW3208-1FL62-5AA0-ZK40 | TORQUE MOTOR, 1850NM. 500 RPM, | 40603.37
1FW3281-3DJ73-5AA0-ZA11 | TORQUE MOTOR, 2350NM, 400RPM | 60017.48
1FW3283-3EM63-5DP0-ZX01 | TORQUE MOTOR, 3100NM, 600RPM | 66575.83
1FK7060-3BF71-1RG1-ZJ29 | SYNCHRONOUS MOTOR 1FK7-HI 6 NM | 4973.7
1FK7061-4CF71-1FH2-ZQ31 | SYNCHRONOUS MOTOR 1FK7-HD 6,4 NM | 3482.73
1FK7064-4CF71-1FB0 | SYNCHRONOUS MOTOR 1FK7-HD 12 NM | 3671.82
1FK7064-4CF71-1RA1-ZL13Y84 | SYNCHRONOUS MOTOR 1FK7-HD 12 NM | 2846.7
1FL2102-2AF00-0HC0 | Servomotor 1FL2;3AC 400V | 395.31
1FL2102-2AF00-0MC0 | Servomotor 1FL2;3AC 400V | 754.85
1FL2102-2AF00-0SC0 | Servomotor 1FL2;3AC 400V | 559.33
1FL2102-2AF00-1HC0 | Servomotor 1FL2;3AC 400V | 395.31
1FL2102-2AF10-1MC0 | Servomotor 1FL2;3AC 400V | 931.48
1FL2102-2AF10-1SC0 | Servomotor 1FL2;3AC 400V | 735.96
1FL2102-2AF11-0HC0 | Servomotor 1FL2;3AC 400V | 590.85
1FL2102-2AF11-0MC0 | Servomotor 1FL2;3AC 400V | 950.4
1FL2102-2AF11-0SC0 | Servomotor 1FL2;3AC 400V | 754.85
1FL2203-2AF11-0SC0 | Servomotor 1FL2;3AC 400V | 836.41
1FL2203-2AF11-1HC0 | Servomotor 1FL2;3AC 400V | 647.17
1FL2203-2AF11-1MC0 | Servomotor 1FL2;3AC 400V | 1025.64
1FL2203-2AF11-1SC0 | Servomotor 1FL2;3AC 400V | 836.41
1FT7062-5AF71-1KA2 | SYNCHRONOUS MOTOR 1FT7 | 4398.53
1FT7062-5AF71-1LB2 | SYNCHRONOUS MOTOR 1FT7 | 6086.3
1FT7062-5AF71-1LG2 | SYNCHRONOUS MOTOR 1FT7 | 5226.87
1FT7062-5AF71-1LH0 | SYNCHRONOUS MOTOR 1FT7 | 5895.97
1FT7105-5AF70-1CD4 | SYNCHRONOUS MOTOR 1FT7 | 8800.73
1FT7105-5AF74-1NA0 | SYNCHRONOUS MOTOR 1FT7 | 7158.2
1FT7108-5AF71-1KG2 | SYNCHRONOUS MOTOR 1FT7 | 10220.73
1FT7108-5SF70-1CE4 | SYNCHRONOUS MOTOR 1FT7 | 12769.8
1PH8101-1DG22-0LE1 | COMPACT ASYNCHRONOUS MOTOR 1PH810 | 6887.07
1PH8101-1DG23-0DG1 | COMPACT ASYNCHRONOUS MOTOR 1PH810 | 6876.59
1PH8101-1DS00-2BA1 | COMPACT ASYNCHRONOUS MOTOR 1PH810 | 5602.62
1PH8101-1DS00-2BC1 | COMPACT ASYNCHRONOUS MOTOR 1PH810 | 5602.62
1PH8101-1FF02-2BG1 | COMPACT ASYNCHRONOUS MOTOR 1PH810 | 6894.97
1PH8101-1FF03-1BE1 | COMPACT ASYNCHRONOUS MOTOR 1PH810 | 7173.72
1PH8101-1FF10-1BA1 | COMPACT ASYNCHRONOUS MOTOR 1PH810 | 6666.9
1PH8101-1FF12-1BA1 | COMPACT ASYNCHRONOUS MOTOR 1PH810 | 6894.97
1PH8101-1SS03-1LA1 | COMPACT ASYNCHRONOUS MOTOR 1PH810 | 8279.77
1PH8105-1DF00-1CA1 | COMPACT ASYNCHRONOUS MOTOR 1PH810 | 6178.46
1PH8101-1DF00-2BA1 | COMPACT ASYNCHRONOUS MOTOR 1PH810 | 5602.62
1FL2102-2AG00-1HC0 | Servomotor 1FL2;3AC 200V | 395.31
1FS2105-6AF17-0MZ0Q1H | Synchronous motor 1FS2 7,6 Nm | 4201.86
1FS2208-5AC07-1MZ0Q0X | Synchronous motor 1FS2 23,5 Nm | 5791.38
1FT2204-5AK10-0RB0-ZQ01 | Synchronous motor 1FT2-CT 2,4 Nm | 1154.54
1FT2204-6AF10-2MA0-ZA31M01R10 | Synchronous motor 1FT2-CT 3,2 Nm | 2389.12
1FT2206-2AF10-0RB0-ZQ01 | Synchronous motor 1FT2-CT 6,5 Nm | 1501
1FT2206-4AC10-0RB0-ZQ01 | Synchronous motor 1FT2-CT 12 Nm | 1941.71
1FT2206-4AF12-1MB0 | Synchronous motor 1FT2-CT 12 Nm | 2542.37
1FT2208-4AF10-0RB0-ZQ01 | Synchronous motor 1FT2-CT 22 Nm | 2586.06
1FT7034-5AK70-0CH0-ZL03 | SYNCHRONOUS MOTOR 1FT7 | 5505.19
1FT7105-5AC74-1NB0-ZN05 | SYNCHRONOUS MOTOR 1FT7 | 8683.46
1FT7108-5AC70-2CG2 | SYNCHRONOUS MOTOR 1FT7 | 10724.08
1PH3107-1DF00-0KA0 | SIMOTICS M 1PH3 motor; 3AC 380V | 5977.73
1PH3107-1DF00-0LA0 | SIMOTICS M 1PH3 motor; 3AC 380V | 5862.45
1PH3107-1DF00-2GA0 | SIMOTICS M 1PH3 motor; 3AC 380V | 5862.45
1PH3107-1DF00-2LA0-ZP81 | SIMOTICS M 1PH3 motor; 3AC 380V | 5881.52
1PH8083-1DF02-2GG1 | MAIN SPINDLE MOTOR 1PH808 | 5168.74
1PH8083-1DF10-1GG1 | MAIN SPINDLE MOTOR 1PH808 | 4991.35
1PH8083-1DF10-2QG1 | MAIN SPINDLE MOTOR 1PH808 | 5701.03
1PH8083-1DF12-1DA1 | MAIN SPINDLE MOTOR 1PH808 | 5811.77
1PH8083-1DF12-2BB1 | MAIN SPINDLE MOTOR 1PH808 | 5501.75
1PH8083-1DF22-1BA1 | MAIN SPINDLE MOTOR 1PH808 | 5869.69
1PH8083-1DG00-0BA1 | MAIN SPINDLE MOTOR 1PH808 | 5324.4
1PH8083-1DG02-0BE1 | MAIN SPINDLE MOTOR 1PH808 | 5501.75
1PH8083-1DG02-0CA1 | MAIN SPINDLE MOTOR 1PH808 | 5729.75
1PH8101-1UF12-2LA1 | COMPACT ASYNCHRONOUS MOTOR 1PH810 | 6671.33
1PH8101-3DF12-2AC1-ZU65X01 | COMPACT ASYNCHRONOUS MOTOR 1PH810 | 9321.81
1PH8103-1DD00-0BA1 | COMPACT ASYNCHRONOUS MOTOR 1PH810 | 5727.85
1PH8103-1DD00-1BA1 | COMPACT ASYNCHRONOUS MOTOR 1PH810 | 5727.85
1PH8103-1DD00-2BB1 | COMPACT ASYNCHRONOUS MOTOR 1PH810 | 5727.85
1PH8103-1DD00-2BB1-ZK10 | COMPACT ASYNCHRONOUS MOTOR 1PH810 | 5930.57
1PH8103-1DD02-0BE1 | COMPACT ASYNCHRONOUS MOTOR 1PH810 | 5955.91
1PH8103-1DD02-0CE1 | COMPACT ASYNCHRONOUS MOTOR 1PH810 | 6183.89
1PH8103-1DD02-0LC1 | COMPACT ASYNCHRONOUS MOTOR 1PH810 | 6555.17
1PH8103-1DD02-2BA1 | COMPACT ASYNCHRONOUS MOTOR 1PH810 | 5955.91
1PH8105-1DF02-1CA1-ZK18 | COMPACT ASYNCHRONOUS MOTOR 1PH810 | 6710.65
1PH8105-1DF02-1GA1 | COMPACT ASYNCHRONOUS MOTOR 1PH810 | 5845.51
1PH8105-1DF02-2BA1 | COMPACT ASYNCHRONOUS MOTOR 1PH810 | 6178.55
1PH8105-1DF02-2BA1-ZK24 | COMPACT ASYNCHRONOUS MOTOR 1PH810 | 6330.57
1PH8105-1DF02-2BH1 | COMPACT ASYNCHRONOUS MOTOR 1PH810 | 6178.55
1PH8105-1DF02-2CB1 | COMPACT ASYNCHRONOUS MOTOR 1PH810 | 6406.53
1PH8105-1DF03-0BD1-ZK10 | COMPACT ASYNCHRONOUS MOTOR 1PH810 | 6818.42
1PH8105-1DF03-0DA1 | COMPACT ASYNCHRONOUS MOTOR 1PH810 | 6767.32
1PH8107-1DG02-2BC1-ZX22 | COMPACT ASYNCHRONOUS MOTOR 1PH810 | 6825.39
1PH8107-1DG02-2CA1 | COMPACT ASYNCHRONOUS MOTOR 1PH810 | 6571.92
1PH8107-1DG03-0BA1 | COMPACT ASYNCHRONOUS MOTOR 1PH810 | 6622.69
1PH8107-1DG03-0BG1-ZK09 | COMPACT ASYNCHRONOUS MOTOR 1PH810 | 6825.44
1PH8107-1DG03-1CA1 | COMPACT ASYNCHRONOUS MOTOR 1PH810 | 6850.69
1PH8107-1DG03-1FA1 | COMPACT ASYNCHRONOUS MOTOR 1PH810 | 6719.56
1PH8107-1DG03-2GA1 | COMPACT ASYNCHRONOUS MOTOR 1PH810 | 6289.64
1PH8107-1DG10-0BA1 | COMPACT ASYNCHRONOUS MOTOR 1PH810 | 6115.87
1FG1105-1QF33-2AA1-ZM81 | SIMOTICS S-1FG1 SERVO GEARED MOTOR | 2437.75
1FG1208-1QE32-2AN1-ZD01K06 | SIMOTICS S-1FG1 SERVO GEARED MOTOR | 4197.9
1FL2102-4AF10-1HC0 | Servomotor 1FL2;3AC 400V | 581.56
1FL2102-4AF10-1SC0 | Servomotor 1FL2;3AC 400V | 745.61
1FL2102-4AG00-0HC0 | Servomotor 1FL2;3AC 200V | 404.96
1FL2102-4AG00-0SC0 | Servomotor 1FL2;3AC 200V | 568.97
1FL2102-4AG01-0MC0 | Servomotor 1FL2;3AC 200V | 783.42
1FL2102-4AG01-1HC0 | Servomotor 1FL2;3AC 200V | 423.9
1FL2102-4AG01-1SC0 | Servomotor 1FL2;3AC 200V | 587.9
1FL2102-4AG10-1MC0 | Servomotor 1FL2;3AC 200V | 941.14
1FL2102-4AG11-0HC0 | Servomotor 1FL2;3AC 200V | 600.52
1FL2103-2AF00-0MC0 | Servomotor 1FL2;3AC 400V | 792.27
1FL2103-2AF00-1HC0 | Servomotor 1FL2;3AC 400V | 413.79
1FL2103-2AF01-0SC0 | Servomotor 1FL2;3AC 400V | 628.24
1FL2103-2AF01-1MC0 | Servomotor 1FL2;3AC 400V | 817.5
1FL2103-2AF10-0HC0 | Servomotor 1FL2;3AC 400V | 621.93
1FL2103-2AF10-1SC0 | Servomotor 1FL2;3AC 400V | 811.2
1FL2103-2AF11-0MC0 | Servomotor 1FL2;3AC 400V | 1025.64
1FL2103-2AG00-0SC0 | Servomotor 1FL2;3AC 200V | 603.04
1FL2203-2AG11-0SC0 | Servomotor 1FL2;3AC 200V | 836.41
1FL2203-4AF00-0MC0 | Servomotor 1FL2;3AC 400V | 827.58
1FL2203-4AF00-1HC0 | Servomotor 1FL2;3AC 400V | 449.12
1FL2203-4AF00-1SC0 | Servomotor 1FL2;3AC 400V | 638.35
1FL2203-4AF01-1MC0 | Servomotor 1FL2;3AC 400V | 852.85
1FL2203-4AF10-0HC0 | Servomotor 1FL2;3AC 400V | 657.26
1FL2203-4AF11-0MC0 | Servomotor 1FL2;3AC 400V | 1060.97
1FL2203-4AF11-1HC0 | Servomotor 1FL2;3AC 400V | 682.51
1FL2203-4AG00-1MC0 | Servomotor 1FL2;3AC 200V | 827.58
1FL2203-4AG01-0HC0 | Servomotor 1FL2;3AC 200V | 474.36
1FL2203-4AG01-1SC0 | Servomotor 1FL2;3AC 200V | 663.59
1FL2203-4AG10-0MC0 | Servomotor 1FL2;3AC 200V | 1035.72
1FL2203-4AG11-0SC0 | Servomotor 1FL2;3AC 200V | 871.73
1FL2203-4AG11-1MC0 | Servomotor 1FL2;3AC 200V | 1060.97
1FL2204-2AF00-1SC0 | Servomotor 1FL2;3AC 400V | 739.29
1FL2204-2AF01-0MC0 | Servomotor 1FL2;3AC 400V | 978.98
1FL2310-2AC01-0SB0 | Servomotor 1FL2;3AC 400V | 1725.6
1FL2310-2AC01-1MB0 | Servomotor 1FL2;3AC 400V | 2001.89
1FL2310-2AC11-1SB0 | Servomotor 1FL2;3AC 400V | 2053.61
1FL2310-4AC01-0MB0 | Servomotor 1FL2;3AC 400V | 2441.3
1FL2310-4AC11-0SB0 | Servomotor 1FL2;3AC 400V | 2493
1FL2310-4AC11-1MB0 | Servomotor 1FL2;3AC 400V | 2769.3
1FL2310-6AC01-1HB0 | Servomotor 1FL2;3AC 400V | 2543.7
1FL2310-6AC01-1SB0 | Servomotor 1FL2;3AC 400V | 2732.94
1FT7046-5AF71-1LH2 | SYNCHRONOUS MOTOR 1FT7 | 6356.79
1FT7064-5AF71-1FG3 | SYNCHRONOUS MOTOR 1FT7 | 5425.52
1FT7086-5AC71-1LB1 | SYNCHRONOUS MOTOR 1FT7 | 8439.61
1FT7102-5AF74-1MH2-ZK23N40X09 | SYNCHRONOUS MOTOR 1FT7 | 8403.25
1FT7136-5AC71-1BH1-ZJ02 | SYNCHRONOUS MOTOR 1FT7 | 22992.83
1FT7136-5SC71-8BL4 | SYNCHRONOUS MOTOR 1FT7 | 16438.08
1FK7042-2AF24-1TH0 | SYNCHRONOUS MOTOR 1FK7-CT 3 NM | 1297.19
1FK7042-2AF24-1TH2 | SYNCHRONOUS MOTOR 1FK7-CT 3 NM | 1390
1FK7060-3BF71-1FB1 | SYNCHRONOUS MOTOR 1FK7-HI 6 NM | 3349.24
1FK7060-3BF71-1RG1-ZJ05 | SYNCHRONOUS MOTOR 1FK7-HI 6 NM | 4973.7
1FK7064-4CF71-1RH2-ZN16Q31 | SYNCHRONOUS MOTOR 1FK7-HD 12 NM | 3737.26
1FK7084-2AF71-1CG1-ZJ32 | SYNCHRONOUS MOTOR 1FK7-CT 20 NM | 8541.64
1FK7105-2AC74-1SA0-ZN05 | SYNCHRONOUS MOTOR 1FK7-CT 48 NM | 4659.6
1FK7105-2AF71-1CH0-ZN24 | SYNCHRONOUS MOTOR 1FK7-CT 48 NM | 6666.37
1FL2102-2AF00-1SC0 | Servomotor 1FL2;3AC 400V | 559.33
1FL2102-2AF01-0MC0 | Servomotor 1FL2;3AC 400V | 773.77
1FL2102-2AF10-0HC0 | Servomotor 1FL2;3AC 400V | 571.92
1FL2102-2AF10-0SC0 | Servomotor 1FL2;3AC 400V | 735.96
1FL2102-2AF11-1HC0 | Servomotor 1FL2;3AC 400V | 590.85
1FL2102-2AF11-1SC0 | Servomotor 1FL2;3AC 400V | 754.85
1FL2203-2AF10-1SC0 | Servomotor 1FL2;3AC 400V | 811.2
1FL2203-2AF11-0MC0 | Servomotor 1FL2;3AC 400V | 1025.64
1FL2203-2AG00-0HC0 | Servomotor 1FL2;3AC 200V | 413.79
1FL2203-2AG00-0SC0 | Servomotor 1FL2;3AC 200V | 603.04
1FL2203-2AG01-1HC0 | Servomotor 1FL2;3AC 200V | 439.02
1FT7042-5AF71-1KG2 | SYNCHRONOUS MOTOR 1FT7 | 4063.29
1FT7062-5WK70-1BG1 | SYNCHRONOUS MOTOR 1FT7 | 4686.33
1FT7084-5AF71-1LH0 | SYNCHRONOUS MOTOR 1FT7 | 7282.14
1FT7084-5AH71-1BA2-ZN40 | SYNCHRONOUS MOTOR 1FT7 | 6027.74
1FT7086-5AF74-1NG1 | SYNCHRONOUS MOTOR 1FT7 | 5945.59
1FT7102-5AF70-0CH0-ZL03 | SYNCHRONOUS MOTOR 1FT7 | 8437.86
1FT7108-5WB70-1CG4-ZX01 | SYNCHRONOUS MOTOR 1FT7 | 11614.22
1PH8083-1DF02-2BH1 | MAIN SPINDLE MOTOR 1PH808 | 5501.75
1PH8101-1DG20-1BA1 | COMPACT ASYNCHRONOUS MOTOR 1PH810 | 6059.75
1PH8101-1DG22-0BG1 | COMPACT ASYNCHRONOUS MOTOR 1PH810 | 6287.81
1PH8101-1DS02-1BA1 | COMPACT ASYNCHRONOUS MOTOR 1PH810 | 5830.68
1PH8101-1DS03-0BA1 | COMPACT ASYNCHRONOUS MOTOR 1PH810 | 6109.42
1PH8101-1EF00-0BA2 | COMPACT ASYNCHRONOUS MOTOR 1PH810 | 5856
1PH8101-1FF02-0CA1 | COMPACT ASYNCHRONOUS MOTOR 1PH810 | 7122.96
1PH8101-1FF02-1BA1 | COMPACT ASYNCHRONOUS MOTOR 1PH810 | 6894.97
1PH8101-1FF13-2BA1 | COMPACT ASYNCHRONOUS MOTOR 1PH810 | 7173.72
1PH8101-1HF12-2GA2 | COMPACT ASYNCHRONOUS MOTOR 1PH810 | 4306.72
1PH8101-1SF02-3LC1 | COMPACT ASYNCHRONOUS MOTOR 1PH810 | 9774.73
1PH8101-1SS02-3LA1 | COMPACT ASYNCHRONOUS MOTOR 1PH810 | 9774.73
1PH8105-1DF00-1DB1 | COMPACT ASYNCHRONOUS MOTOR 1PH810 | 6260.49
1PH8105-1DF00-1LA1 | COMPACT ASYNCHRONOUS MOTOR 1PH810 | 6549.75
1PH8105-1DF00-2GA1 | COMPACT ASYNCHRONOUS MOTOR 1PH810 | 5617.45
1PH8105-1DF00-2QB1 | COMPACT ASYNCHRONOUS MOTOR 1PH810 | 6362.38
1PH8105-1DF02-0BH1 | COMPACT ASYNCHRONOUS MOTOR 1PH810 | 6178.55
1PH8105-1DF02-0CB1 | COMPACT ASYNCHRONOUS MOTOR 1PH810 | 6406.53
1PH8105-1DF02-0DB1 | COMPACT ASYNCHRONOUS MOTOR 1PH810 | 6488.55
1PH8105-1DF02-0FB1 | COMPACT ASYNCHRONOUS MOTOR 1PH810 | 6275.41
1PH8105-1DF02-1BB1 | COMPACT ASYNCHRONOUS MOTOR 1PH810 | 6178.55
1PH8105-1DG23-0CA1 | COMPACT ASYNCHRONOUS MOTOR 1PH810 | 7301.3
1PH8105-1DS00-1BA1-ZK09 | COMPACT ASYNCHRONOUS MOTOR 1PH810 | 6153.21
1PH8105-1DS00-2BC1 | COMPACT ASYNCHRONOUS MOTOR 1PH810 | 5950.48
1PH8105-1DS02-1LA1 | COMPACT ASYNCHRONOUS MOTOR 1PH810 | 6777.81
1PH8107-1DG02-0CD1 | COMPACT ASYNCHRONOUS MOTOR 1PH810 | 6730.3
1PH8107-1DG02-0GA1 | COMPACT ASYNCHRONOUS MOTOR 1PH810 | 6010.9
1PH8107-1DG02-0HE1 | COMPACT ASYNCHRONOUS MOTOR 1PH810 | 6238.96
1PH8107-1DG02-1CA1-ZK18 | COMPACT ASYNCHRONOUS MOTOR 1PH810 | 6876.04
1PH8107-1DG02-1GB1 | COMPACT ASYNCHRONOUS MOTOR 1PH810 | 6010.9
1PH8105-1DG23-0BA1 | COMPACT ASYNCHRONOUS MOTOR 1PH810 | 7073.32
1PH8083-1DM00-2BE1 | MAIN SPINDLE MOTOR 1PH808 | 5324.4
1PH8083-1DM02-0CA1 | MAIN SPINDLE MOTOR 1PH808 | 5729.75
1PH8083-1DM02-0DH1 | MAIN SPINDLE MOTOR 1PH808 | 5811.77
1PH8083-1DM02-2DA1 | MAIN SPINDLE MOTOR 1PH808 | 5811.77
1PH8083-1DM02-2GH1 | MAIN SPINDLE MOTOR 1PH808 | 5168.74
1PH8083-1DM12-0DE1 | MAIN SPINDLE MOTOR 1PH808 | 5811.77
1PH8083-1DM12-0GG1 | MAIN SPINDLE MOTOR 1PH808 | 5168.74
1PH8083-1DN00-0LE1 | MAIN SPINDLE MOTOR 1PH808 | 5964.18
1PH8083-1DN02-0BA1 | MAIN SPINDLE MOTOR 1PH808 | 5501.75
1PH8107-1DM02-0CA1 | COMPACT ASYNCHRONOUS MOTOR 1PH810 | 6571.92
1PH8107-1DM02-0DA1 | COMPACT ASYNCHRONOUS MOTOR 1PH810 | 6653.94
1PH8107-1DM02-1CA1 | COMPACT ASYNCHRONOUS MOTOR 1PH810 | 6571.92
1PH8107-1DM02-2BA1 | COMPACT ASYNCHRONOUS MOTOR 1PH810 | 6343.94
1PH8107-1DM03-1GA1 | COMPACT ASYNCHRONOUS MOTOR 1PH810 | 6289.64
1PH8107-1DM03-2FA1 | COMPACT ASYNCHRONOUS MOTOR 1PH810 | 6719.56
1PH8107-1DM12-1BA1 | COMPACT ASYNCHRONOUS MOTOR 1PH810 | 6343.94
1PH8107-1DM13-0CA1 | COMPACT ASYNCHRONOUS MOTOR 1PH810 | 6850.69
1PH8107-1DM20-0MA1 | COMPACT ASYNCHRONOUS MOTOR 1PH810 | 8195.44
3VA6920-5KT31-0AA0 | MCCB_UL_FS2000_2000A_3P_35KA_ETU8_ LSI | 8807.04
3VA6920-6KP31-0AA0 | MCCB_UL_FS2000_2000A_3P_65KA_ETU8_ LSI | 9135.26
3VA6920-6KQ31-0AA0 | MCCB_UL_FS2000_2000A_3P_65KA_ETU8_ LSIG | 9354.06
6AG4025-0CB20-5AA0 | SIMATIC IPC527G (Box PC) | 2575.38
6AG4025-0CE30-5AA0 | SIMATIC IPC527G (Box PC) | 3152.18
6AG4104-5ED32-2AB0 | SIMATIC IPC547J | 5382.97
6AG4104-5JB41-1AB0 | SIMATIC IPC547J | 5042.89
6FX5002-5DN16-1BE0 | POWER CABLE PREASSEMBLED | 326.53
6FX5002-5DN26-1BJ0 | POWER CABLE PREASSEMBLED | 384.99
6FX5002-5DN27-1BK0 | POWER CABLE PREASSEMBLED | 328.62
6FX5002-5DN27-1EC0 | POWER CABLE PREASSEMBLED | 482.46
6FX8002-5CQ38-1CC0 | POWER CABLE EXTENSION | 726.01
6FX8002-5CR53-1BD0 | POWER CABLE, PREASSEMBLED | 925.16
6FX8002-5DN26-1CB0 | POWER CABLE PREASSEMBLED | 573.95
6FX8002-5DN27-1CF0 | POWER CABLE PREASSEMBLED | 546.33
1FG1511-5RG13-2HD2-ZD14K06 | SIMOTICS S-1FG1 SERVO GEARED MOTOR | 6729.41
1FG1513-9QG52-2FS1-ZD15H3AK07 | SIMOTICS S-1FG1 SERVO GEARED MOTOR | 15560.35
1FG1601-1RC26-2AU1-ZD14G23K08 | SIMOTICS S-1FG1 SERVO GEARED MOTOR | 2725.6
1FG1406-5QF13-2DH1-ZM81 | SIMOTICS S-1FG1 SERVO GEARED MOTOR | 2473.36
1FK7060-2AC71-1CG0-ZK24 | SYNCHRONOUS MOTOR 1FK7-CT 6 NM | 2830.77
1FK7060-2AC71-1FH1-ZX01 | SYNCHRONOUS MOTOR 1FK7-CT 6 NM | 3359.77
1FK7060-2AC71-1RG1-ZJ09 | SYNCHRONOUS MOTOR 1FK7-CT 6 NM | 4973.7
1FK7062-3BF71-1QG0-ZM03 | SYNCHRONOUS MOTOR 1FK7-HI 8.5 NM | 2090.9
1FL2102-2AG01-1HC0 | Servomotor 1FL2;3AC 200V | 414.24
1FL2102-2AG01-1MC0 | Servomotor 1FL2;3AC 200V | 773.77
1FL2102-2AG01-1SC0 | Servomotor 1FL2;3AC 200V | 578.26
1FL2102-2AG10-0HC0 | Servomotor 1FL2;3AC 200V | 571.92
1FL2102-4AF00-0MC0 | Servomotor 1FL2;3AC 400V | 764.49
1FL2102-4AF00-0SC0 | Servomotor 1FL2;3AC 400V | 568.97
1FL2102-4AF00-1HC0 | Servomotor 1FL2;3AC 400V | 404.96
1FL2102-4AF00-1MC0 | Servomotor 1FL2;3AC 400V | 764.49
1FL2102-4AF00-1SC0 | Servomotor 1FL2;3AC 400V | 568.97
1FK7034-2AF24-1SH0 | SYNCHRONOUS MOTOR 1FK7-CT 1,6 NM | 1222.35
1FK7034-2AF24-1SH1 | SYNCHRONOUS MOTOR 1FK7-CT 1,6 NM | 1315.14
1FK7034-2AF24-1SH2 | SYNCHRONOUS MOTOR 1FK7-CT 1,6 NM | 1315.14
1FK7034-2AF24-1TA0 | SYNCHRONOUS MOTOR 1FK7-CT 1,6 NM | 1093.05
1FK7044-4CF74-1GA0-ZN05 | SYNCHRONOUS MOTOR 1FK7-HD 4,5 NM | 2212.11
1FK7044-4CF74-1GG0-ZN05 | SYNCHRONOUS MOTOR 1FK7-HD 4,5 NM | 2116.47
1FK7044-4CH71-1FA2 | SYNCHRONOUS MOTOR 1FK7-HD 4,5 NM | 2902.94
1FK7063-2AF71-1CB2-ZN16X08 | SYNCHRONOUS MOTOR 1FK7-CT 11 NM | 4185.91
1FK7103-2AF71-1RH1-ZJ02 | SYNCHRONOUS MOTOR 1FK7-CT 36 NM | 8328.6
1FK7103-3BF71-1RB0-ZK23 | SYNCHRONOUS MOTOR 1FK7-HI 36 NM | 4481.34
1FL2203-2AG01-1MC0 | Servomotor 1FL2;3AC 200V | 817.5
1FL2203-2AG01-1SC0 | Servomotor 1FL2;3AC 200V | 628.24
1FL2203-2AG10-0HC0 | Servomotor 1FL2;3AC 200V | 621.93
1FL2306-1AC11-1SB0 | Servomotor 1FL2;3AC 400V | 1064.12
1FL2306-2AC01-0HB0 | Servomotor 1FL2;3AC 400V | 680.36
1FL2306-2AC01-0MB0 | Servomotor 1FL2;3AC 400V | 1145.91
1FL2306-2AC01-0SB0 | Servomotor 1FL2;3AC 400V | 869.62
1FL2306-4AC01-1MB0 | Servomotor 1FL2;3AC 400V | 1239.78
1FL2306-4AC01-1SB0 | Servomotor 1FL2;3AC 400V | 963.47
1FL2306-4AC11-0HB0 | Servomotor 1FL2;3AC 400V | 1064.43
1FL2306-4AC11-0MB0 | Servomotor 1FL2;3AC 400V | 1529.97
1FL2306-6AC11-1HB0 | Servomotor 1FL2;3AC 400V | 1244.82
1FL2306-6AC11-1MB0 | Servomotor 1FL2;3AC 400V | 1710.31
1FL2306-6AC11-1SB0 | Servomotor 1FL2;3AC 400V | 1434.02
1FL2306-7AC01-0HB0 | Servomotor 1FL2;3AC 400V | 1143.84
1FL2310-0AC01-0MB0 | Servomotor 1FL2;3AC 400V | 1631.71
1FL2310-0AC01-0SB0 | Servomotor 1FL2;3AC 400V | 1355.43
1FL2310-0AC01-1HB0 | Servomotor 1FL2;3AC 400V | 1166.17
1FL2310-0AC01-1MB0 | Servomotor 1FL2;3AC 400V | 1631.71
1FL2310-0AC01-1SB0 | Servomotor 1FL2;3AC 400V | 1355.43
1FK7032-2AF24-1SA2 | SYNCHRONOUS MOTOR 1FK7-CT 1,2 NM | 1091.48
1FK7032-2AF24-1SB0 | SYNCHRONOUS MOTOR 1FK7-CT 1,2 NM | 1215.98
1FK7032-2AF24-1SB1 | SYNCHRONOUS MOTOR 1FK7-CT 1,2 NM | 1308.82
1FK7032-2AF24-1SB2 | SYNCHRONOUS MOTOR 1FK7-CT 1,2 NM | 1308.82
1FK7032-2AF24-1TG1 | SYNCHRONOUS MOTOR 1FK7-CT 1,2 NM | 1005.89
1FK7032-2AF24-1TG2 | SYNCHRONOUS MOTOR 1FK7-CT 1,2 NM | 1005.89
1FK7032-2AF24-1TH0 | SYNCHRONOUS MOTOR 1FK7-CT 1,2 NM | 1127.99
1FK7032-2AF24-1TH1 | SYNCHRONOUS MOTOR 1FK7-CT 1,2 NM | 1220.79
1FK7042-2AF24-1SA2 | SYNCHRONOUS MOTOR 1FK7-CT 3 NM | 1218.81
1FK7042-2AF24-1SB0 | SYNCHRONOUS MOTOR 1FK7-CT 3 NM | 1385
1FK7042-2AF24-1SB1 | SYNCHRONOUS MOTOR 1FK7-CT 3 NM | 1477.83
1FK7042-2AF24-1SB2 | SYNCHRONOUS MOTOR 1FK7-CT 3 NM | 1477.83
1FK7042-2AF24-1SG0 | SYNCHRONOUS MOTOR 1FK7-CT 3 NM | 1040.39
1FL2104-4AF10-0SC0 | Servomotor 1FL2;3AC 400V | 1031.98
1FL2104-4AF10-1HC0 | Servomotor 1FL2;3AC 400V | 830.13
1FL2104-4AF10-1MC0 | Servomotor 1FL2;3AC 400V | 1385.19
1FL2104-4AF10-1SC0 | Servomotor 1FL2;3AC 400V | 1031.98
1FL2104-4AG01-0MC0 | Servomotor 1FL2;3AC 200V | 1183.35
1FL2104-4AG01-0SC0 | Servomotor 1FL2;3AC 200V | 830.13
1FL2104-4AG01-1HC0 | Servomotor 1FL2;3AC 200V | 628.24
1FL2104-4AG01-1MC0 | Servomotor 1FL2;3AC 200V | 1183.35
1FL2105-2AF01-0HB0 | Servomotor 1FL2;3AC 400V | 751.54
1FL2105-2AF01-0MB0 | Servomotor 1FL2;3AC 400V | 1319.29
1FL2105-2AF01-0SB0 | Servomotor 1FL2;3AC 400V | 953.39
1FL2105-2AF01-1HB0 | Servomotor 1FL2;3AC 400V | 751.54
1FL2105-4AF01-1MB0 | Servomotor 1FL2;3AC 400V | 1569.9
1FL2105-4AF01-1SB0 | Servomotor 1FL2;3AC 400V | 1204.08
1FL2105-4AF11-0HB0 | Servomotor 1FL2;3AC 400V | 1267.12
1FL2105-4AF11-0MB0 | Servomotor 1FL2;3AC 400V | 1834.85
1FL2203-2AF01-1HC0 | Servomotor 1FL2;3AC 400V | 439.02
1FL2203-2AF01-1MC0 | Servomotor 1FL2;3AC 400V | 817.5
1FL2203-2AF01-1SC0 | Servomotor 1FL2;3AC 400V | 628.24
1FL2203-2AF10-0HC0 | Servomotor 1FL2;3AC 400V | 621.93
1PH8101-1DF12-1BA1-ZX04 | COMPACT ASYNCHRONOUS MOTOR 1PH810 | 5982.69
1PH8101-1DF12-1BB1-ZX01 | COMPACT ASYNCHRONOUS MOTOR 1PH810 | 5982.69
1PH8101-1DF12-1BC1 | COMPACT ASYNCHRONOUS MOTOR 1PH810 | 5830.68
1PH8101-1DF12-1BC1-ZK24 | COMPACT ASYNCHRONOUS MOTOR 1PH810 | 5982.69
1PH8101-1DF13-1BA1-ZX04 | COMPACT ASYNCHRONOUS MOTOR 1PH810 | 6261.46
1PH8101-1DF13-1BB1-ZX04 | COMPACT ASYNCHRONOUS MOTOR 1PH810 | 6261.46
1PH8101-1DF13-2BA1 | COMPACT ASYNCHRONOUS MOTOR 1PH810 | 6109.42
1PH8101-1DF13-2BA1-ZK10 | COMPACT ASYNCHRONOUS MOTOR 1PH810 | 6312.17
1PH8101-1DF13-2GA1-ZK09 | COMPACT ASYNCHRONOUS MOTOR 1PH810 | 5979.12
1PH8103-1UG02-0LC1 | COMPACT ASYNCHRONOUS MOTOR 1PH810 | 6796.54
1PH8103-1UG02-1LA1 | COMPACT ASYNCHRONOUS MOTOR 1PH810 | 6796.54
1PH8103-1UG02-2LA1 | COMPACT ASYNCHRONOUS MOTOR 1PH810 | 6796.54
1PH8103-1UG03-2LA1 | COMPACT ASYNCHRONOUS MOTOR 1PH810 | 7075.3
1PH8103-3FF03-2AA1-ZU62 | COMPACT ASYNCHRONOUS MOTOR 1PH810 | 10363.82
1PH8105-1AF02-1BB2 | COMPACT ASYNCHRONOUS MOTOR 1PH810 | 4533.08
1PH8105-1CF02-3LC2 | COMPACT ASYNCHRONOUS MOTOR 1PH810 | 9311.71
1PH8105-1CG23-3LA2 | COMPACT ASYNCHRONOUS MOTOR 1PH810 | 10206.49
1PH8105-1DF13-0DH1 | COMPACT ASYNCHRONOUS MOTOR 1PH810 | 6767.32
1PH8105-1DF13-0GA1 | COMPACT ASYNCHRONOUS MOTOR 1PH810 | 6124.25
1PH8105-1DF13-0LA1 | COMPACT ASYNCHRONOUS MOTOR 1PH810 | 7056.58
1PH8105-1DF13-1BA1 | COMPACT ASYNCHRONOUS MOTOR 1PH810 | 6457.3
1PH8105-1DF20-2BA1 | COMPACT ASYNCHRONOUS MOTOR 1PH810 | 6566.5
1PH8105-1DF22-0BA1 | COMPACT ASYNCHRONOUS MOTOR 1PH810 | 6794.56
1PH8105-1DF22-0BC1-ZK18 | COMPACT ASYNCHRONOUS MOTOR 1PH810 | 7098.67
1PH8105-1DF22-0BE1 | COMPACT ASYNCHRONOUS MOTOR 1PH810 | 6794.56
1FK7042-2AK71-1CG1-ZJ05 | SYNCHRONOUS MOTOR 1FK7-CT 3 NM | 4922.72
1FK7042-2AK71-1CG1-ZJ32 | SYNCHRONOUS MOTOR 1FK7-CT 3 NM | 6247.07
1FK7042-2AK71-1CH1-ZJ13 | SYNCHRONOUS MOTOR 1FK7-CT 3 NM | 6534.01
1FK7042-2AK71-1RV9-ZR4AS11Y84 | SYNCHRONOUS MOTOR 1FK7-CT 3 NM | 5855.59
1FL2104-2AF01-0SC0 | Servomotor 1FL2;3AC 400V | 777.13
1FL2104-2AF01-1HC0 | Servomotor 1FL2;3AC 400V | 575.27
1FL2104-2AF01-1MC0 | Servomotor 1FL2;3AC 400V | 978.98
1FL2104-2AF01-1SC0 | Servomotor 1FL2;3AC 400V | 777.13
1FL2104-2AG00-0HC0 | Servomotor 1FL2;3AC 200V | 537.43
1FL2104-2AG00-0MC0 | Servomotor 1FL2;3AC 200V | 941.14
1FL2104-2AG00-0SC0 | Servomotor 1FL2;3AC 200V | 739.29
1FL2104-2AG00-1HC0 | Servomotor 1FL2;3AC 200V | 537.43
1FL2104-2AG00-1MC0 | Servomotor 1FL2;3AC 200V | 941.14
1FL2104-2AG10-1SC0 | Servomotor 1FL2;3AC 200V | 978.98
1FL2104-2AG11-0HC0 | Servomotor 1FL2;3AC 200V | 814.97
1FL2104-2AG11-0MC0 | Servomotor 1FL2;3AC 200V | 1218.68
1FL2104-2AG11-0SC0 | Servomotor 1FL2;3AC 200V | 1016.83
1FL2104-4AF01-1MC0 | Servomotor 1FL2;3AC 400V | 1183.35
1FL2104-4AF01-1SC0 | Servomotor 1FL2;3AC 400V | 830.13
1FL2104-4AF10-0HC0 | Servomotor 1FL2;3AC 400V | 830.13
1FL2104-4AF10-0MC0 | Servomotor 1FL2;3AC 400V | 1385.19
1FL2204-4AG11-1HC0 | Servomotor 1FL2;3AC 200V | 867.95
1FL2204-4AG11-1MC0 | Servomotor 1FL2;3AC 200V | 1423.07
1FL2204-4AG11-1SC0 | Servomotor 1FL2;3AC 200V | 1069.81
1FL2205-2AF01-0HB0 | Servomotor 1FL2;3AC 400V | 670.98
1FL2205-4AF01-0MB0 | Servomotor 1FL2;3AC 400V | 1319.29
1FL2205-4AF01-0SB0 | Servomotor 1FL2;3AC 400V | 953.39
1FL2205-4AF01-1HB0 | Servomotor 1FL2;3AC 400V | 751.54
1FL2205-4AF01-1MB0 | Servomotor 1FL2;3AC 400V | 1319.29
1FL2304-2AF11-0HB0 | Servomotor 1FL2;3AC 400V | 719.89
1FL2304-2AF11-0MB0 | Servomotor 1FL2;3AC 400V | 1185.38
1FL2304-2AF11-0SB0 | Servomotor 1FL2;3AC 400V | 909.12
1FL2304-2AF11-1HB0 | Servomotor 1FL2;3AC 400V | 719.89
1FL2304-4AF11-1SB0 | Servomotor 1FL2;3AC 400V | 983.31
1FL2306-1AC01-0HB0 | Servomotor 1FL2;3AC 400V | 584.69
1FL2306-1AC01-0MB0 | Servomotor 1FL2;3AC 400V | 1050.21
1FL2306-1AC01-0SB0 | Servomotor 1FL2;3AC 400V | 773.95
1PH8101-1DF02-0GA1 | COMPACT ASYNCHRONOUS MOTOR 1PH810 | 5497.64
1PH8101-1DF02-0GA1-ZK24 | COMPACT ASYNCHRONOUS MOTOR 1PH810 | 5649.67
1PH8101-1DF02-0GG1 | COMPACT ASYNCHRONOUS MOTOR 1PH810 | 5497.64
1PH8101-1DF02-0LA1 | COMPACT ASYNCHRONOUS MOTOR 1PH810 | 6429.94
1PH8101-1DF02-0LE1 | COMPACT ASYNCHRONOUS MOTOR 1PH810 | 6429.94
1PH8101-1DF02-2GA1 | COMPACT ASYNCHRONOUS MOTOR 1PH810 | 5497.64
1PH8101-1DF02-2HA1 | COMPACT ASYNCHRONOUS MOTOR 1PH810 | 5725.7
1PH8101-1DF02-2HA1-ZK24 | COMPACT ASYNCHRONOUS MOTOR 1PH810 | 5877.73
1PH8101-1DF03-0BA1 | COMPACT ASYNCHRONOUS MOTOR 1PH810 | 6109.42
1PH3107-1DF02-0LA0 | SIMOTICS M 1PH3 motor; 3AC 380V | 5862.45
1PH3107-1DF02-0LA0-ZP81 | SIMOTICS M 1PH3 motor; 3AC 380V | 5881.52
1PH3107-1DF02-2GA0 | SIMOTICS M 1PH3 motor; 3AC 380V | 5862.45
1PH3107-1DF02-2GA0-ZP81 | SIMOTICS M 1PH3 motor; 3AC 380V | 5881.52
1PH8083-1AM10-2BD2 | MAIN SPINDLE MOTOR 1PH808 | 3814.69
1PH8083-1AM12-0CH2 | MAIN SPINDLE MOTOR 1PH808 | 4084.28
1PH8083-1DF00-0BA1 | MAIN SPINDLE MOTOR 1PH808 | 5324.4
1PH8083-1DF00-0BC1 | MAIN SPINDLE MOTOR 1PH808 | 5324.4
1PH8083-1DF00-1BG1 | MAIN SPINDLE MOTOR 1PH808 | 5324.4
1PH8083-1DF00-1BH1 | MAIN SPINDLE MOTOR 1PH808 | 5324.4
1PH8083-1DF00-1CA1 | MAIN SPINDLE MOTOR 1PH808 | 5552.38
1PH8083-1DF00-1DA1 | MAIN SPINDLE MOTOR 1PH808 | 5634.39
1PH8083-1DG02-2BA1 | MAIN SPINDLE MOTOR 1PH808 | 5501.75
1PH8083-1DG02-2BA1-ZX01 | MAIN SPINDLE MOTOR 1PH808 | 5653.79
1PH8083-1DG02-2BB1 | MAIN SPINDLE MOTOR 1PH808 | 5501.75
1PH8083-1DG02-2CA1 | MAIN SPINDLE MOTOR 1PH808 | 5729.75
1PH8083-1DG20-2BF1 | MAIN SPINDLE MOTOR 1PH808 | 5692.31
1PH8083-1DG22-0CA1 | MAIN SPINDLE MOTOR 1PH808 | 6097.67
1PH8083-1DG22-0CE1 | MAIN SPINDLE MOTOR 1PH808 | 6097.67
1PH8083-1DG22-0DC1 | MAIN SPINDLE MOTOR 1PH808 | 6179.7
1PH8103-1DD02-2BC1 | COMPACT ASYNCHRONOUS MOTOR 1PH810 | 5955.91
1PH8103-1DD02-2BC1-ZK23X05 | COMPACT ASYNCHRONOUS MOTOR 1PH810 | 6259.94
1PH8103-1DD02-2BC1-ZX01 | COMPACT ASYNCHRONOUS MOTOR 1PH810 | 6107.93
1PH8103-1DD02-2BC1-ZX02 | COMPACT ASYNCHRONOUS MOTOR 1PH810 | 6107.93
1PH8103-1DD02-2GA1 | COMPACT ASYNCHRONOUS MOTOR 1PH810 | 5622.88
1PH8103-1DD10-1BB1-ZX04 | COMPACT ASYNCHRONOUS MOTOR 1PH810 | 5879.87
1PH8103-1DD10-1BC1 | COMPACT ASYNCHRONOUS MOTOR 1PH810 | 5727.85
1PH8103-1DD10-1GA1 | COMPACT ASYNCHRONOUS MOTOR 1PH810 | 5394.82
1PH8103-1DD10-1QG1 | COMPACT ASYNCHRONOUS MOTOR 1PH810 | 6139.75
1PH8105-1DF03-1CA1 | COMPACT ASYNCHRONOUS MOTOR 1PH810 | 6685.3
1PH8105-1DF03-1DC1 | COMPACT ASYNCHRONOUS MOTOR 1PH810 | 6767.32
1PH8105-1DF03-1GA1 | COMPACT ASYNCHRONOUS MOTOR 1PH810 | 6124.25
1PH8105-1DF03-2BA1 | COMPACT ASYNCHRONOUS MOTOR 1PH810 | 6457.3
1PH8105-1DF10-2BG1 | COMPACT ASYNCHRONOUS MOTOR 1PH810 | 5950.48
1PH8105-1DF10-2GA1-ZK80X12 | COMPACT ASYNCHRONOUS MOTOR 1PH810 | 6534.53
1PH8105-1DF12-0BA1 | COMPACT ASYNCHRONOUS MOTOR 1PH810 | 6178.55
1PH8105-1DF12-0CA1 | COMPACT ASYNCHRONOUS MOTOR 1PH810 | 6406.53
1PH8105-1DF12-2BB1 | COMPACT ASYNCHRONOUS MOTOR 1PH810 | 6178.55
1PH8105-1DF12-2CG1 | COMPACT ASYNCHRONOUS MOTOR 1PH810 | 6406.53
1PH8105-1DF12-2GA1 | COMPACT ASYNCHRONOUS MOTOR 1PH810 | 5845.51
1PH8107-1DG12-0GA1 | COMPACT ASYNCHRONOUS MOTOR 1PH810 | 6010.9
1PH8107-1DG12-2GA1 | COMPACT ASYNCHRONOUS MOTOR 1PH810 | 6010.9
1PH8107-1DG13-0BA1 | COMPACT ASYNCHRONOUS MOTOR 1PH810 | 6622.69
1PH8107-1DG13-0BB1 | COMPACT ASYNCHRONOUS MOTOR 1PH810 | 6622.69
1PH8107-1DG13-0BE1 | COMPACT ASYNCHRONOUS MOTOR 1PH810 | 6622.69
1PH8107-1DM00-0FA1 | COMPACT ASYNCHRONOUS MOTOR 1PH810 | 6212.74
1PH8107-1DM00-0LA1 | COMPACT ASYNCHRONOUS MOTOR 1PH810 | 6715.14
1PH8107-1DM00-0LA1-ZX01 | COMPACT ASYNCHRONOUS MOTOR 1PH810 | 6867.17
1PH8107-1DM00-1BA1 | COMPACT ASYNCHRONOUS MOTOR 1PH810 | 6115.87
1FL2103-2AG01-1MC0 | Servomotor 1FL2;3AC 200V | 817.5
1FL2103-2AG01-1SC0 | Servomotor 1FL2;3AC 200V | 628.24
1FL2103-2AG10-0HC0 | Servomotor 1FL2;3AC 200V | 621.93
1FL2103-2AG10-0MC0 | Servomotor 1FL2;3AC 200V | 1000.43
1FL2103-2AG10-0SC0 | Servomotor 1FL2;3AC 200V | 811.2
1FL2103-4AF00-1HC0 | Servomotor 1FL2;3AC 400V | 449.12
1FL2103-4AF00-1MC0 | Servomotor 1FL2;3AC 400V | 827.58
1FL2103-4AF00-1SC0 | Servomotor 1FL2;3AC 400V | 638.35
1FL2103-4AF01-0HC0 | Servomotor 1FL2;3AC 400V | 474.36
1FL2103-4AF11-0SC0 | Servomotor 1FL2;3AC 400V | 871.73
1FL2103-4AF11-1HC0 | Servomotor 1FL2;3AC 400V | 682.51
1FL2103-4AF11-1MC0 | Servomotor 1FL2;3AC 400V | 1060.97
1FL2103-4AF11-1SC0 | Servomotor 1FL2;3AC 400V | 871.73
1FL2103-4AG10-0MC0 | Servomotor 1FL2;3AC 200V | 1035.72
1FL2103-4AG10-0SC0 | Servomotor 1FL2;3AC 200V | 846.51
1FL2103-4AG10-1HC0 | Servomotor 1FL2;3AC 200V | 657.26
1FL2103-4AG10-1MC0 | Servomotor 1FL2;3AC 200V | 1035.72
1FL2204-2AF11-1HC0 | Servomotor 1FL2;3AC 400V | 814.97
1FL2204-2AF11-1MC0 | Servomotor 1FL2;3AC 400V | 1218.68
1FL2204-2AF11-1SC0 | Servomotor 1FL2;3AC 400V | 1016.83
1FL2204-2AG00-0HC0 | Servomotor 1FL2;3AC 200V | 537.43
1FL2204-2AG10-0SC0 | Servomotor 1FL2;3AC 200V | 978.98
1FL2204-2AG10-1HC0 | Servomotor 1FL2;3AC 200V | 777.13
1FL2204-2AG10-1MC0 | Servomotor 1FL2;3AC 200V | 1180.84
1FL2204-2AG10-1SC0 | Servomotor 1FL2;3AC 200V | 978.98
1FL2204-4AF01-0MC0 | Servomotor 1FL2;3AC 400V | 1183.35
1FL2204-4AF01-0SC0 | Servomotor 1FL2;3AC 400V | 830.13
1FL2204-4AF01-1HC0 | Servomotor 1FL2;3AC 400V | 628.24
1FL2204-4AF01-1MC0 | Servomotor 1FL2;3AC 400V | 1183.35
1FL2204-4AF11-1SC0 | Servomotor 1FL2;3AC 400V | 1069.81
1FL2204-4AG00-0HC0 | Servomotor 1FL2;3AC 200V | 590.43
1FL2204-4AG00-0MC0 | Servomotor 1FL2;3AC 200V | 1145.49
1FL2204-4AG00-0SC0 | Servomotor 1FL2;3AC 200V | 792.27
1FL2204-4AG00-1HC0 | Servomotor 1FL2;3AC 200V | 590.43
1PH8087-1UF02-2LA1 | MAIN SPINDLE MOTOR 1PH808 | 6577.7
1PH8087-1UF12-0LA1 | MAIN SPINDLE MOTOR 1PH808 | 6577.7
1PH8087-1UF12-0LE1 | MAIN SPINDLE MOTOR 1PH808 | 6577.7
1PH8087-1UF12-0LG1 | MAIN SPINDLE MOTOR 1PH808 | 6577.7
1PH8087-1UN22-1LA1 | MAIN SPINDLE MOTOR 1PH808 | 6940.83
1PH8087-1UN22-2LA1 | MAIN SPINDLE MOTOR 1PH808 | 6940.83
1PH8087-3FG02-2AA1 | MAIN SPINDLE MOTOR 1PH808 | 6362.85
1PH8101-1AF02-1BC2 | COMPACT ASYNCHRONOUS MOTOR 1PH810 | 4185.21
1FL2102-2AG00-1MC0 | Servomotor 1FL2;3AC 200V | 754.85
1FL2102-2AG00-1SC0 | Servomotor 1FL2;3AC 200V | 559.33
1FL2102-2AG01-0HC0 | Servomotor 1FL2;3AC 200V | 414.24
1FS2104-6AF17-0MZ0Q1H | Synchronous motor 1FS2 3,1 Nm | 3431.37
1FT2205-2AH10-0RB0-ZQ01 | Synchronous motor 1FT2-CT 3,6 Nm | 1244.21
1FT2205-4AF01-0MA0-ZC41M01R05 | Synchronous motor 1FT2-CT 6 Nm | 3212.55
1FT2205-4AF10-0CA0 | Synchronous motor 1FT2-CT 6 Nm | 2360.03
1FT2205-4AZ10-0RB0-ZK1BQ01 | Synchronous motor 1FT2-CT 6 Nm | 1732.37
1FT7046-5AF71-1BK3 | SYNCHRONOUS MOTOR 1FT7 | 4611.22
1FT7066-5AF71-1DG1-ZJ15X04 | SYNCHRONOUS MOTOR 1FT7 | 11039.01
1FT7066-5AF74-1MG1 | SYNCHRONOUS MOTOR 1FT7 | 5229.72
1FT7084-5AC71-1BH2 | SYNCHRONOUS MOTOR 1FT7 | 6319.12
1PH3107-1DF00-2GA0-ZP81 | SIMOTICS M 1PH3 motor; 3AC 380V | 5881.52
1PH3107-1DF00-2KA0 | SIMOTICS M 1PH3 motor; 3AC 380V | 5977.73
1PH3107-1DF00-2KA0-ZP81 | SIMOTICS M 1PH3 motor; 3AC 380V | 5997.11
1PH3107-1DF00-2LA0 | SIMOTICS M 1PH3 motor; 3AC 380V | 5862.45
1PH8083-1DF12-0BE1 | MAIN SPINDLE MOTOR 1PH808 | 5501.75
1PH8083-1DF12-0BH1 | MAIN SPINDLE MOTOR 1PH808 | 5501.75
1PH8083-1DF12-0CG1 | MAIN SPINDLE MOTOR 1PH808 | 5729.75
1PH8083-1DF12-0DA1 | MAIN SPINDLE MOTOR 1PH808 | 5811.77
1PH8083-1DF12-1BA1 | MAIN SPINDLE MOTOR 1PH808 | 5501.75
1PH8083-1DG00-0DA1 | MAIN SPINDLE MOTOR 1PH808 | 5634.39
1PH8083-1DG00-0LG1 | MAIN SPINDLE MOTOR 1PH808 | 5964.18
1PH8083-1DG00-1BA1 | MAIN SPINDLE MOTOR 1PH808 | 5324.4
1PH8083-1DG00-2BA1 | MAIN SPINDLE MOTOR 1PH808 | 5324.4
1PH8103-1AF12-2GA2 | COMPACT ASYNCHRONOUS MOTOR 1PH810 | 3977.41
1PH8103-1AF12-2GA2-ZX59 | COMPACT ASYNCHRONOUS MOTOR 1PH810 | 4458.85
1PH8103-1AM13-2GA2 | COMPACT ASYNCHRONOUS MOTOR 1PH810 | 4256.15
1PH8103-1CM02-0MA2 | COMPACT ASYNCHRONOUS MOTOR 1PH810 | 7939.64
1PH8103-1DD00-2FB1-ZK10 | COMPACT ASYNCHRONOUS MOTOR 1PH810 | 6027.45
1PH8103-1DD00-2GA1 | COMPACT ASYNCHRONOUS MOTOR 1PH810 | 5394.82
1PH8103-1DD00-2LA1 | COMPACT ASYNCHRONOUS MOTOR 1PH810 | 6327.1
1PH8103-1DD02-0BA1 | COMPACT ASYNCHRONOUS MOTOR 1PH810 | 5955.91
1PH8103-1DD02-2BA1-ZX05 | COMPACT ASYNCHRONOUS MOTOR 1PH810 | 6107.93
1PH8105-1DF02-1BC1 | COMPACT ASYNCHRONOUS MOTOR 1PH810 | 6178.55
1PH8105-1DF02-1BG1 | COMPACT ASYNCHRONOUS MOTOR 1PH810 | 6178.55
1PH8105-1DF02-1BH1 | COMPACT ASYNCHRONOUS MOTOR 1PH810 | 6178.55
1PH8105-1DF02-2BA1-ZX02 | COMPACT ASYNCHRONOUS MOTOR 1PH810 | 6330.57
1PH8105-1DF00-1CB1 | COMPACT ASYNCHRONOUS MOTOR 1PH810 | 6178.46
1PH8105-1DF00-1CG1 | COMPACT ASYNCHRONOUS MOTOR 1PH810 | 6178.46
1PH8105-1DF02-0BA1 | COMPACT ASYNCHRONOUS MOTOR 1PH810 | 6178.55
1PH8105-1DF02-0BA1-ZK18 | COMPACT ASYNCHRONOUS MOTOR 1PH810 | 6482.65
1PH8105-1DF02-0BB1 | COMPACT ASYNCHRONOUS MOTOR 1PH810 | 6178.55
1PH8105-1DF02-0BE1 | COMPACT ASYNCHRONOUS MOTOR 1PH810 | 6178.55
1PH8105-1DF02-0BE1-ZK18 | COMPACT ASYNCHRONOUS MOTOR 1PH810 | 6482.65
1PH8105-1DF02-0HA1 | COMPACT ASYNCHRONOUS MOTOR 1PH810 | 6073.57
1PH8105-1DF02-0CH1 | COMPACT ASYNCHRONOUS MOTOR 1PH810 | 6406.53
1PH8105-1DF02-0LA1 | COMPACT ASYNCHRONOUS MOTOR 1PH810 | 6777.81
1PH8105-1DF02-1BA1 | COMPACT ASYNCHRONOUS MOTOR 1PH810 | 6178.55
1PH8105-1DS02-0DA1 | COMPACT ASYNCHRONOUS MOTOR 1PH810 | 6488.55
1PH8105-1DS02-0DB1 | COMPACT ASYNCHRONOUS MOTOR 1PH810 | 6488.55
1PH8105-1DS02-0DE1 | COMPACT ASYNCHRONOUS MOTOR 1PH810 | 6488.55
1PH8105-1DS02-1GA1 | COMPACT ASYNCHRONOUS MOTOR 1PH810 | 5845.51
1PH8107-1DG02-0LA1 | COMPACT ASYNCHRONOUS MOTOR 1PH810 | 6943.2
1PH8107-1DG02-1BA1 | COMPACT ASYNCHRONOUS MOTOR 1PH810 | 6343.94
1PH8107-1DG02-1BB1 | COMPACT ASYNCHRONOUS MOTOR 1PH810 | 6343.94
1PH8107-1DG02-1BC1 | COMPACT ASYNCHRONOUS MOTOR 1PH810 | 6343.94
1PH8083-1DM00-2LE1 | MAIN SPINDLE MOTOR 1PH808 | 5964.18
1PH8083-1DM02-0BA1 | MAIN SPINDLE MOTOR 1PH808 | 5501.75
1PH8083-1DM02-0BB1 | MAIN SPINDLE MOTOR 1PH808 | 5501.75
1PH8083-1DM02-0BE1 | MAIN SPINDLE MOTOR 1PH808 | 5501.75
1PH8083-1DM10-1DA1 | MAIN SPINDLE MOTOR 1PH808 | 5634.39
1PH8083-1DM10-1DB1 | MAIN SPINDLE MOTOR 1PH808 | 5634.39
1PH8083-1DM12-0BA1 | MAIN SPINDLE MOTOR 1PH808 | 5501.75
1PH8083-1DM12-0DC1 | MAIN SPINDLE MOTOR 1PH808 | 5811.77
1PH8083-1DN02-0CE1 | MAIN SPINDLE MOTOR 1PH808 | 5729.75
1PH8083-1DN02-0DE1 | MAIN SPINDLE MOTOR 1PH808 | 5811.77
1PH8083-1DN02-0LA1 | MAIN SPINDLE MOTOR 1PH808 | 6141.56
1PH8107-1DM00-2FA1 | COMPACT ASYNCHRONOUS MOTOR 1PH810 | 6212.74
1PH8107-1DM02-2DA1 | COMPACT ASYNCHRONOUS MOTOR 1PH810 | 6653.94
1PH8107-1DM03-0BA1 | COMPACT ASYNCHRONOUS MOTOR 1PH810 | 6622.69
1PH8107-1DM03-0CA1 | COMPACT ASYNCHRONOUS MOTOR 1PH810 | 6850.69
1PH8107-1DM03-0LA1 | COMPACT ASYNCHRONOUS MOTOR 1PH810 | 7221.97
1PH8107-1DM03-1BA1 | COMPACT ASYNCHRONOUS MOTOR 1PH810 | 6622.69
1PH8107-1DM13-0LC1 | COMPACT ASYNCHRONOUS MOTOR 1PH810 | 7221.97
1PH8107-1DM13-2GA1 | COMPACT ASYNCHRONOUS MOTOR 1PH810 | 6289.64
1PH8107-1DM20-0BA1 | COMPACT ASYNCHRONOUS MOTOR 1PH810 | 6971.9
1PH8107-1DM20-0DC1 | COMPACT ASYNCHRONOUS MOTOR 1PH810 | 7281.92
1PH8087-1DF00-0DA1 | MAIN SPINDLE MOTOR 1PH808 | 5829.18
1PH8087-1DF00-0DC1 | MAIN SPINDLE MOTOR 1PH808 | 5829.18
1PH8087-1DF00-1BA1 | MAIN SPINDLE MOTOR 1PH808 | 5519.16
1PH8103-1DG12-0BA1 | COMPACT ASYNCHRONOUS MOTOR 1PH810 | 5955.91
1PH8103-1DG12-2BG1 | COMPACT ASYNCHRONOUS MOTOR 1PH810 | 5955.91
1PH8103-1DG12-2GA1 | COMPACT ASYNCHRONOUS MOTOR 1PH810 | 5622.88
1PH8103-1DG12-2GE1 | COMPACT ASYNCHRONOUS MOTOR 1PH810 | 5622.88
1PH8103-1DG12-2QA1 | COMPACT ASYNCHRONOUS MOTOR 1PH810 | 6367.81
1PH8131-1US02-0LC1 | COMPACT ASYNCHRONOUS MOTOR 1PH813 | 7460.92
1PH8131-1US02-0MA1 | COMPACT ASYNCHRONOUS MOTOR 1PH813 | 7979.31
1PH8131-1US03-0LA1 | COMPACT ASYNCHRONOUS MOTOR 1PH813 | 7815.69
1PH8131-1US03-1LA1 | COMPACT ASYNCHRONOUS MOTOR 1PH813 | 7815.69
1PH8131-2DF02-1BB1 | COMPACT SYNCHRONOUS MOTOR 1PH813 | 12827.3
1PH8131-2DF02-1BE1 | COMPACT SYNCHRONOUS MOTOR 1PH813 | 12827.3
1PH8131-2DF02-1CA1 | COMPACT SYNCHRONOUS MOTOR 1PH813 | 13055.28
1PH8131-2DF02-1GA1 | COMPACT SYNCHRONOUS MOTOR 1PH813 | 12494.27
1PH8131-2DF22-0CC1 | COMPACT SYNCHRONOUS MOTOR 1PH813 | 12521.17
1PH8131-2DF23-2CA1 | COMPACT SYNCHRONOUS MOTOR 1PH813 | 12875.93
1PH8131-2DL00-0BA1 | COMPACT SYNCHRONOUS MOTOR 1PH813 | 12548.57
1PH8131-2DL00-1BA1 | COMPACT SYNCHRONOUS MOTOR 1PH813 | 12548.57
1PH8103-1FG03-1CE1 | COMPACT ASYNCHRONOUS MOTOR 1PH810 | 7526.95
1PH8103-1FG03-2BA1 | COMPACT ASYNCHRONOUS MOTOR 1PH810 | 7298.93
1PH8103-1FG10-1BA1 | COMPACT ASYNCHRONOUS MOTOR 1PH810 | 6792.13
1PH8103-1FG12-0BA1 | COMPACT ASYNCHRONOUS MOTOR 1PH810 | 7020.19
1PH8103-1FG12-0BB1 | COMPACT ASYNCHRONOUS MOTOR 1PH810 | 7020.19
1PH8103-1HF02-0BB2 | COMPACT ASYNCHRONOUS MOTOR 1PH810 | 4764.98
1PH8103-1HF02-1BA2 | COMPACT ASYNCHRONOUS MOTOR 1PH810 | 4764.98
1PH8103-1HF02-2GB2 | COMPACT ASYNCHRONOUS MOTOR 1PH810 | 4431.95
1PH8103-1HF10-1GA2 | COMPACT ASYNCHRONOUS MOTOR 1PH810 | 4203.88
1PH8133-1FF02-0CE1 | COMPACT ASYNCHRONOUS MOTOR 1PH813 | 8018.77
1PH8133-1FF02-0DH1 | COMPACT ASYNCHRONOUS MOTOR 1PH813 | 8100.78
1PH8133-1FF02-1BA1 | COMPACT ASYNCHRONOUS MOTOR 1PH813 | 7790.76
1PH8133-1FF02-1CA1 | COMPACT ASYNCHRONOUS MOTOR 1PH813 | 8018.77
1PH8133-1FF12-1BA1 | COMPACT ASYNCHRONOUS MOTOR 1PH813 | 7790.76
1PH8133-1FF12-1BB1 | COMPACT ASYNCHRONOUS MOTOR 1PH813 | 7790.76
1PH8133-1FF12-2BB1 | COMPACT ASYNCHRONOUS MOTOR 1PH813 | 7790.76
1PH8133-1FF12-2GA1 | COMPACT ASYNCHRONOUS MOTOR 1PH813 | 7457.73
1PH8133-1FG02-0CG1 | COMPACT ASYNCHRONOUS MOTOR 1PH813 | 8018.77
1PH8107-1DF02-0GA1-ZK18 | COMPACT ASYNCHRONOUS MOTOR 1PH810 | 6314.99
1PH8107-1DF02-0GG1 | COMPACT ASYNCHRONOUS MOTOR 1PH810 | 6010.9
1PH8107-1DF02-0HA1 | COMPACT ASYNCHRONOUS MOTOR 1PH810 | 6238.96
1PH8107-1DF02-2BA1-ZK18 | COMPACT ASYNCHRONOUS MOTOR 1PH810 | 6648.04
1PH8107-1DF02-2BA1-ZK24 | COMPACT ASYNCHRONOUS MOTOR 1PH810 | 6495.96
1PH8107-1DF02-2BA1-ZX01 | COMPACT ASYNCHRONOUS MOTOR 1PH810 | 6495.96
1PH8107-1DF02-2BA1-ZX02 | COMPACT ASYNCHRONOUS MOTOR 1PH810 | 6495.96
1PH8107-1DF02-2LA1 | COMPACT ASYNCHRONOUS MOTOR 1PH810 | 6943.2
1PH8107-1DF03-0BA1 | COMPACT ASYNCHRONOUS MOTOR 1PH810 | 6622.69
1PH8107-1DF03-0BA1-ZX01 | COMPACT ASYNCHRONOUS MOTOR 1PH810 | 6774.73
1PH8107-1DF03-0BC1 | COMPACT ASYNCHRONOUS MOTOR 1PH810 | 6622.69
1PH8133-1UF03-2MA1 | COMPACT ASYNCHRONOUS MOTOR 1PH813 | 8480.15
1PH8133-1UF10-2LA1 | COMPACT ASYNCHRONOUS MOTOR 1PH813 | 7328.27
1PH8133-1UF12-0LB1 | COMPACT ASYNCHRONOUS MOTOR 1PH813 | 7606.98
1PH8133-1UF12-0LD1 | COMPACT ASYNCHRONOUS MOTOR 1PH813 | 7833.24
1PH8133-1UF12-1LA1 | COMPACT ASYNCHRONOUS MOTOR 1PH813 | 7606.98
1PH8133-1UG02-0MB1 | COMPACT ASYNCHRONOUS MOTOR 1PH813 | 8125.36
1PH8133-1UG02-2LA1 | COMPACT ASYNCHRONOUS MOTOR 1PH813 | 7606.98
1PH8133-1UG03-0LA1 | COMPACT ASYNCHRONOUS MOTOR 1PH813 | 7961.76
1PH8133-1UG03-0MA1 | COMPACT ASYNCHRONOUS MOTOR 1PH813 | 8480.15
1PH8083-1SN22-3MA1 | MAIN SPINDLE MOTOR 1PH808 | 10270.68
1PH8083-1ST22-0NE1 | MAIN SPINDLE MOTOR 1PH808 | 10323.45
1PH8083-1SU22-0NA1 | MAIN SPINDLE MOTOR 1PH808 | 10323.45
1PH8083-1SV02-0NA1 | MAIN SPINDLE MOTOR 1PH808 | 9955.54
1PH8083-1UG00-0ME1 | MAIN SPINDLE MOTOR 1PH808 | 6723.29
1PH8083-1UG02-0LA1 | MAIN SPINDLE MOTOR 1PH808 | 6382.95
1PH8083-1UG02-0LG1 | MAIN SPINDLE MOTOR 1PH808 | 6382.95
1PH8083-1UG02-2LA1 | MAIN SPINDLE MOTOR 1PH808 | 6382.95
1PH8083-1UM00-0LA1 | MAIN SPINDLE MOTOR 1PH808 | 6205.56
1PH8083-1UN02-0LB1 | MAIN SPINDLE MOTOR 1PH808 | 6382.95
1PH8107-1FF22-0CA1 | COMPACT ASYNCHRONOUS MOTOR 1PH810 | 8492.24
1PH8107-1FF22-0LC1 | COMPACT ASYNCHRONOUS MOTOR 1PH810 | 8863.5
1PH8107-1FF23-0BA1 | COMPACT ASYNCHRONOUS MOTOR 1PH810 | 8543
1PH8131-1SF20-1LA1 | COMPACT ASYNCHRONOUS MOTOR 1PH813 | 9410.14
1PH8131-1SS00-1LA1 | COMPACT ASYNCHRONOUS MOTOR 1PH813 | 8511.88
1PH8105-1DF02-2BA1-ZX53 | COMPACT ASYNCHRONOUS MOTOR 1PH810 | 6660
1PH8105-1DF02-2BB1 | COMPACT ASYNCHRONOUS MOTOR 1PH810 | 6178.55
1PH8105-1DF02-2BC1 | COMPACT ASYNCHRONOUS MOTOR 1PH810 | 6178.55
1PH8105-1DF03-0LA1 | COMPACT ASYNCHRONOUS MOTOR 1PH810 | 7056.58
1PH8105-1DF03-1BA1 | COMPACT ASYNCHRONOUS MOTOR 1PH810 | 6457.3
1PH8105-1DF03-1BB1 | COMPACT ASYNCHRONOUS MOTOR 1PH810 | 6457.3
1PH8105-1DF03-1BC1 | COMPACT ASYNCHRONOUS MOTOR 1PH810 | 6457.3
1PH8107-1DG03-0CE1 | COMPACT ASYNCHRONOUS MOTOR 1PH810 | 6850.69
1PH8107-1DG03-0DA1 | COMPACT ASYNCHRONOUS MOTOR 1PH810 | 6932.71
1PH8107-1DG03-0LA1 | COMPACT ASYNCHRONOUS MOTOR 1PH810 | 7221.97
1PH8107-1DG03-1BA1 | COMPACT ASYNCHRONOUS MOTOR 1PH810 | 6622.69
1PH8107-1DG03-1BE1 | COMPACT ASYNCHRONOUS MOTOR 1PH810 | 6622.69
1FE1053-4WN11-6BA0 | BUILT-IN SYNCHRONOUS MOTOR, | 4460.47
1FG1102-1UC26-2AA2-ZD06K06N23 | SIMOTICS S-1FG1 SERVO GEARED MOTOR | 2156.05
1FG1104-1QG12-2AB1-ZD01K06Q93 | SIMOTICS S-1FG1 SERVO GEARED MOTOR | 3628.56
1FG1104-1RG03-2FC1-ZB02D01 | SIMOTICS S-1FG1 SERVO GEARED MOTOR | 3780.89
1FL2102-4AF11-0MC0 | Servomotor 1FL2;3AC 400V | 960.04
1FL2102-4AF11-0SC0 | Servomotor 1FL2;3AC 400V | 764.49
1FL2102-4AF11-1HC0 | Servomotor 1FL2;3AC 400V | 600.52
1FL2102-4AF11-1MC0 | Servomotor 1FL2;3AC 400V | 960.04
1FL2102-4AG10-0HC0 | Servomotor 1FL2;3AC 200V | 581.56
1FL2102-4AG10-0MC0 | Servomotor 1FL2;3AC 200V | 941.14
1FL2102-4AG10-0SC0 | Servomotor 1FL2;3AC 200V | 745.61
1FL2102-4AG10-1HC0 | Servomotor 1FL2;3AC 200V | 581.56
1FL2103-2AF00-1MC0 | Servomotor 1FL2;3AC 400V | 792.27
1FL2103-2AF00-1SC0 | Servomotor 1FL2;3AC 400V | 603.04
1FL2103-2AF01-0HC0 | Servomotor 1FL2;3AC 400V | 439.02
1FL2103-2AF01-0MC0 | Servomotor 1FL2;3AC 400V | 817.5
1FL2103-2AF11-1HC0 | Servomotor 1FL2;3AC 400V | 647.17
1FL2103-2AF11-1MC0 | Servomotor 1FL2;3AC 400V | 1025.64
1FL2103-2AF11-1SC0 | Servomotor 1FL2;3AC 400V | 836.41
1FL2103-2AG00-0HC0 | Servomotor 1FL2;3AC 200V | 413.79
1FL2203-4AF01-0HC0 | Servomotor 1FL2;3AC 400V | 474.36
1FL2203-4AF01-0MC0 | Servomotor 1FL2;3AC 400V | 852.85
1FL2203-4AF01-0SC0 | Servomotor 1FL2;3AC 400V | 663.59
1FL2203-4AF01-1HC0 | Servomotor 1FL2;3AC 400V | 474.36
1FL2203-4AF11-1MC0 | Servomotor 1FL2;3AC 400V | 1060.97
1FL2203-4AF11-1SC0 | Servomotor 1FL2;3AC 400V | 871.73
1FL2203-4AG00-0HC0 | Servomotor 1FL2;3AC 200V | 449.12
1FL2203-4AG00-0MC0 | Servomotor 1FL2;3AC 200V | 827.58
1FL2203-4AG00-0SC0 | Servomotor 1FL2;3AC 200V | 638.35
1FL2203-4AG10-1HC0 | Servomotor 1FL2;3AC 200V | 657.26
1FL2203-4AG10-1MC0 | Servomotor 1FL2;3AC 200V | 1035.72
1FL2203-4AG10-1SC0 | Servomotor 1FL2;3AC 200V | 846.51
1FL2203-4AG11-0HC0 | Servomotor 1FL2;3AC 200V | 682.51
1FL2204-2AF01-0SC0 | Servomotor 1FL2;3AC 400V | 777.13
1FL2204-2AF01-1HC0 | Servomotor 1FL2;3AC 400V | 575.27
1FL2204-2AF01-1MC0 | Servomotor 1FL2;3AC 400V | 978.98
1FL2310-2AC01-0MB0 | Servomotor 1FL2;3AC 400V | 2001.89
1FL2310-4AC01-0SB0 | Servomotor 1FL2;3AC 400V | 2165.01
1FL2310-4AC01-1HB0 | Servomotor 1FL2;3AC 400V | 1975.75
1FL2310-4AC01-1MB0 | Servomotor 1FL2;3AC 400V | 2441.3
1FL2310-4AC01-1SB0 | Servomotor 1FL2;3AC 400V | 2165.01
1FL2310-4AC11-0HB0 | Servomotor 1FL2;3AC 400V | 2303.76
1FL2310-6AC11-0MB0 | Servomotor 1FL2;3AC 400V | 3337.24
1FL2310-6AC11-0SB0 | Servomotor 1FL2;3AC 400V | 3060.94
1FL2310-6AC11-1HB0 | Servomotor 1FL2;3AC 400V | 2871.71
1FL2310-6AC11-1MB0 | Servomotor 1FL2;3AC 400V | 3337.24
1FT7108-5AB70-1FH0 | SYNCHRONOUS MOTOR 1FT7 | 11717.02
1FT7134-5AC71-1LG0 | SYNCHRONOUS MOTOR 1FT7 | 13371.31
1FT7134-5SF71-5BH0 | SYNCHRONOUS MOTOR 1FT7 | 14796
1FT7134-5SF71-8CB0 | SYNCHRONOUS MOTOR 1FT7 | 15624.36
1FK7042-2AF71-1CH1-ZJ29 | SYNCHRONOUS MOTOR 1FK7-CT 3 NM | 5209.64
1FK7042-2AF71-1QG0-ZM03 | SYNCHRONOUS MOTOR 1FK7-CT 3 NM | 1709.18
1FK7042-2AF71-1RA1-ZN16 | SYNCHRONOUS MOTOR 1FK7-CT 3 NM | 2730.42
1FK7060-2AH71-1BH0-ZX01 | SYNCHRONOUS MOTOR 1FK7-CT 6 NM | 2759.7
1FK7101-2AB74-1AG0 | SYNCHRONOUS MOTOR 1FK7-CT 27 NM | 3080.16
1FK7101-2AC71-1FB1 | SYNCHRONOUS MOTOR 1FK7-CT 27 NM | 4649.03
1FK7101-2AC71-1QA9-ZN01R2A | SYNCHRONOUS MOTOR 1FK7-CT 27 NM | 3086.3
1FK7105-2AC71-1UA9-ZN01P90R2A | SYNCHRONOUS MOTOR 1FK7-CT 48 NM | 4588.52
1FK7105-2AC71-1UA9-ZN01R2AY84 | SYNCHRONOUS MOTOR 1FK7-CT 48 NM | 4588.52
1FL2102-2AF01-0SC0 | Servomotor 1FL2;3AC 400V | 578.26
1FL2102-2AF01-1HC0 | Servomotor 1FL2;3AC 400V | 414.24
1FL2102-2AF01-1MC0 | Servomotor 1FL2;3AC 400V | 773.77
1FL2102-2AF01-1SC0 | Servomotor 1FL2;3AC 400V | 578.26
1FL2102-2AG00-0MC0 | Servomotor 1FL2;3AC 200V | 754.85
1FL2203-2AF10-0MC0 | Servomotor 1FL2;3AC 400V | 1000.43
1FL2203-2AF10-0SC0 | Servomotor 1FL2;3AC 400V | 811.2
1FL2203-2AF10-1HC0 | Servomotor 1FL2;3AC 400V | 621.93
1FL2203-2AG00-1MC0 | Servomotor 1FL2;3AC 200V | 792.27
1FL2203-2AG00-1SC0 | Servomotor 1FL2;3AC 200V | 603.04
1FL2203-2AG01-0HC0 | Servomotor 1FL2;3AC 200V | 439.02
1FL2203-2AG01-0MC0 | Servomotor 1FL2;3AC 200V | 817.5
1FL2203-2AG01-0SC0 | Servomotor 1FL2;3AC 200V | 628.24
1FT7084-5AF74-1MB2-ZK23N40X09 | SYNCHRONOUS MOTOR 1FT7 | 7560.62
1FT7084-5AF74-1MH1 | SYNCHRONOUS MOTOR 1FT7 | 6680.55
1FT7084-5AF74-1NA0 | SYNCHRONOUS MOTOR 1FT7 | 4788.14
1FT7084-5AH70-1CD4 | SYNCHRONOUS MOTOR 1FT7 | 6430.69
1PH8083-1DF02-2DA1 | MAIN SPINDLE MOTOR 1PH808 | 5811.77
1PH8083-1DF02-2DA1-ZK23X02 | MAIN SPINDLE MOTOR 1PH808 | 6115.83
1PH8083-1DF02-2GA1 | MAIN SPINDLE MOTOR 1PH808 | 5168.74
1PH8101-1DF20-2FE1 | COMPACT ASYNCHRONOUS MOTOR 1PH810 | 6156.6
1PH8101-1FF00-0BA1 | COMPACT ASYNCHRONOUS MOTOR 1PH810 | 6666.9
1PH8101-1FF00-1BA1 | COMPACT ASYNCHRONOUS MOTOR 1PH810 | 6666.9
1PH8101-1FF00-2BA1 | COMPACT ASYNCHRONOUS MOTOR 1PH810 | 6666.9
1PH8101-1FF02-0BA1 | COMPACT ASYNCHRONOUS MOTOR 1PH810 | 6894.97
1PH8101-1HF13-2DA2 | COMPACT ASYNCHRONOUS MOTOR 1PH810 | 5228.51
1PH8101-1JF02-1GA2 | COMPACT ASYNCHRONOUS MOTOR 1PH810 | 4788.17
1PH8101-1MF02-2GA2 | COMPACT ASYNCHRONOUS MOTOR 1PH810 | 4686.81
1PH8101-1MF12-1GA2 | COMPACT ASYNCHRONOUS MOTOR 1PH810 | 4686.81
1PH8101-1MS02-1LC2 | COMPACT ASYNCHRONOUS MOTOR 1PH810 | 5619.12
1PH8105-1DF00-2BA1-ZX01 | COMPACT ASYNCHRONOUS MOTOR 1PH810 | 6102.5
1PH8105-1DF00-2BE1 | COMPACT ASYNCHRONOUS MOTOR 1PH810 | 5950.48
1PH8105-1DF00-2BH1-ZX01 | COMPACT ASYNCHRONOUS MOTOR 1PH810 | 6102.5
1PH8105-1DF00-2CA1 | COMPACT ASYNCHRONOUS MOTOR 1PH810 | 6178.46
1PH8105-1DF02-0CC1 | COMPACT ASYNCHRONOUS MOTOR 1PH810 | 6406.53
1PH8105-1DF02-0CE1 | COMPACT ASYNCHRONOUS MOTOR 1PH810 | 6406.53
1PH8105-1DF02-0CF1 | COMPACT ASYNCHRONOUS MOTOR 1PH810 | 6406.53
1PH8105-1DF02-0DA1 | COMPACT ASYNCHRONOUS MOTOR 1PH810 | 6488.55
1PH8105-1DM20-0LC1 | COMPACT ASYNCHRONOUS MOTOR 1PH810 | 7165.76
1PH8105-1DM22-0BA1 | COMPACT ASYNCHRONOUS MOTOR 1PH810 | 6794.56
1PH8105-1DM22-0LA1 | COMPACT ASYNCHRONOUS MOTOR 1PH810 | 7393.82
1PH8105-1DS00-0BA1 | COMPACT ASYNCHRONOUS MOTOR 1PH810 | 5950.48
1PH8105-1DS00-0CA1 | COMPACT ASYNCHRONOUS MOTOR 1PH810 | 6178.46
1PH8107-1DG02-0CE1-ZK18 | COMPACT ASYNCHRONOUS MOTOR 1PH810 | 6876.04
1PH8107-1DG02-0CF1 | COMPACT ASYNCHRONOUS MOTOR 1PH810 | 6571.92
1PH8107-1DG02-0DA1 | COMPACT ASYNCHRONOUS MOTOR 1PH810 | 6653.94
1PH8107-1DG02-0DE1 | COMPACT ASYNCHRONOUS MOTOR 1PH810 | 6653.94
1PH8105-1DG20-1BC1 | COMPACT ASYNCHRONOUS MOTOR 1PH810 | 6566.5
1PH8105-1DG22-0BA1 | COMPACT ASYNCHRONOUS MOTOR 1PH810 | 6794.56
1PH8105-1DG22-0CA1 | COMPACT ASYNCHRONOUS MOTOR 1PH810 | 7022.56
1PH8105-1DG22-1BA1 | COMPACT ASYNCHRONOUS MOTOR 1PH810 | 6794.56
1PH8083-1DM02-0HE1 | MAIN SPINDLE MOTOR 1PH808 | 5396.8
1PH8083-1DM02-0LA1 | MAIN SPINDLE MOTOR 1PH808 | 6141.56
1PH8083-1DM02-1CA1 | MAIN SPINDLE MOTOR 1PH808 | 5729.75
1PH8083-1DM02-1DA1 | MAIN SPINDLE MOTOR 1PH808 | 5811.77
1PH8083-1DM12-1LG1 | MAIN SPINDLE MOTOR 1PH808 | 6141.56
1PH8083-1DM12-2BA1 | MAIN SPINDLE MOTOR 1PH808 | 5501.75
1PH8083-1DN00-0BA1 | MAIN SPINDLE MOTOR 1PH808 | 5324.4
1PH8083-1DN00-0GE1 | MAIN SPINDLE MOTOR 1PH808 | 4991.35
1PH8107-1DM02-0GA1 | COMPACT ASYNCHRONOUS MOTOR 1PH810 | 6010.9
1PH8107-1DM02-0LA1 | COMPACT ASYNCHRONOUS MOTOR 1PH810 | 6943.2
1PH8107-1DM02-0MA1 | COMPACT ASYNCHRONOUS MOTOR 1PH810 | 7567.48
1PH8107-1DM02-1BA1 | COMPACT ASYNCHRONOUS MOTOR 1PH810 | 6343.94
1PH8107-1DM10-0CA1-ZX04 | COMPACT ASYNCHRONOUS MOTOR 1PH810 | 6495.89
1PH8107-1DM10-2QA1-ZX01 | COMPACT ASYNCHRONOUS MOTOR 1PH810 | 6679.79
1PH8107-1DM12-0BA1 | COMPACT ASYNCHRONOUS MOTOR 1PH810 | 6343.94
1PH8107-1DM12-0BC1 | COMPACT ASYNCHRONOUS MOTOR 1PH810 | 6343.94
1PH8107-1DM22-2BC1 | COMPACT ASYNCHRONOUS MOTOR 1PH810 | 7199.96
1PH8107-1DM23-0CA1 | COMPACT ASYNCHRONOUS MOTOR 1PH810 | 7706.7
1PH8083-1UN02-0ME1 | MAIN SPINDLE MOTOR 1PH808 | 6900.65
1PH8083-3AF12-2AE2-ZU62 | MAIN SPINDLE MOTOR 1PH808 | 6348.1
1PH8083-3DF12-2AA1-ZU60 | MAIN SPINDLE MOTOR 1PH808 | 7803.81
1PH8103-1DG12-0FA1 | COMPACT ASYNCHRONOUS MOTOR 1PH810 | 6052.77
1PH8103-1DG12-0GB1 | COMPACT ASYNCHRONOUS MOTOR 1PH810 | 5622.88
1PH8103-1DG12-0LA1 | COMPACT ASYNCHRONOUS MOTOR 1PH810 | 6555.17
1PH8103-1DG12-1BB1 | COMPACT ASYNCHRONOUS MOTOR 1PH810 | 5955.91
1PH8103-1DG13-0LC1-ZK10 | COMPACT ASYNCHRONOUS MOTOR 1PH810 | 7036.66
1PH8103-1DG13-0LH1 | COMPACT ASYNCHRONOUS MOTOR 1PH810 | 6833.93
1PH8103-1DG13-1BA1-ZX04 | COMPACT ASYNCHRONOUS MOTOR 1PH810 | 6386.69
1PH8103-1DG13-1BG1-ZK09X01 | COMPACT ASYNCHRONOUS MOTOR 1PH810 | 6589.42
1PH8131-2DF00-2CA1 | COMPACT SYNCHRONOUS MOTOR 1PH813 | 12776.57
1PH8131-2DF02-0BA1 | COMPACT SYNCHRONOUS MOTOR 1PH813 | 12827.3
1PH8131-2DF02-0BE1 | COMPACT SYNCHRONOUS MOTOR 1PH813 | 12827.3
1PH8131-2DF02-0BG1 | COMPACT SYNCHRONOUS MOTOR 1PH813 | 12827.3
1PH8131-2DF12-1BB1 | COMPACT SYNCHRONOUS MOTOR 1PH813 | 12827.3
1PH8131-2DF12-1BC1 | COMPACT SYNCHRONOUS MOTOR 1PH813 | 12827.3
1PH8131-2DF12-1CA1 | COMPACT SYNCHRONOUS MOTOR 1PH813 | 13055.28
1PH8131-2DF12-2BA1 | COMPACT SYNCHRONOUS MOTOR 1PH813 | 12827.3
1PH8103-1FG02-0GA1 | COMPACT ASYNCHRONOUS MOTOR 1PH810 | 6687.16
1PH8103-1FG02-1BA1 | COMPACT ASYNCHRONOUS MOTOR 1PH810 | 7020.19
1PH8103-1FG02-1GA1 | COMPACT ASYNCHRONOUS MOTOR 1PH810 | 6687.16
1PH8103-1FG02-1HC1 | COMPACT ASYNCHRONOUS MOTOR 1PH810 | 6915.22
1PH8103-1FM00-2LA1 | COMPACT ASYNCHRONOUS MOTOR 1PH810 | 7391.41
1PH8103-1FM02-0BA1 | COMPACT ASYNCHRONOUS MOTOR 1PH810 | 7020.19
1PH8103-1FM03-2BA1 | COMPACT ASYNCHRONOUS MOTOR 1PH810 | 7298.93
1PH8103-1FM12-0GE1 | COMPACT ASYNCHRONOUS MOTOR 1PH810 | 6687.16
1PH8103-1HF13-1HA2-ZK24 | COMPACT ASYNCHRONOUS MOTOR 1PH810 | 5090.78
1PH8103-1HF13-1HA2-ZX01 | COMPACT ASYNCHRONOUS MOTOR 1PH810 | 5090.78
1PH8103-1HF13-1HB2-ZK09X01 | COMPACT ASYNCHRONOUS MOTOR 1PH810 | 5293.51
1PH8133-1DD00-2QG1 | COMPACT ASYNCHRONOUS MOTOR 1PH813 | 6950.93
1PH8133-1FF00-1GA1 | COMPACT ASYNCHRONOUS MOTOR 1PH813 | 7179.02
1PH8133-1FF03-0BC1 | COMPACT ASYNCHRONOUS MOTOR 1PH813 | 8145.54
1PH8133-1FF03-0CA1 | COMPACT ASYNCHRONOUS MOTOR 1PH813 | 8373.54
1PH8133-1FF03-2CA1 | COMPACT ASYNCHRONOUS MOTOR 1PH813 | 8373.54
1PH8133-1FF10-0BA1 | COMPACT ASYNCHRONOUS MOTOR 1PH813 | 7512.07
1PH8133-1FF23-1BC1 | COMPACT ASYNCHRONOUS MOTOR 1PH813 | 9087.82
1PH8133-1FG00-0BA1 | COMPACT ASYNCHRONOUS MOTOR 1PH813 | 7512.07
1PH8133-1FG00-0CA1 | COMPACT ASYNCHRONOUS MOTOR 1PH813 | 7740.03
1PH8133-1FG00-0DG1-ZK10 | COMPACT ASYNCHRONOUS MOTOR 1PH813 | 8075.42
1PH8107-1DF02-1BB1 | COMPACT ASYNCHRONOUS MOTOR 1PH810 | 6343.94
1PH8107-1DF02-1BE1 | COMPACT ASYNCHRONOUS MOTOR 1PH810 | 6343.94
1PH8107-1DF02-1CA1 | COMPACT ASYNCHRONOUS MOTOR 1PH810 | 6571.92
1PH8107-1DF02-1CA1-ZK18 | COMPACT ASYNCHRONOUS MOTOR 1PH810 | 6876.04
1PH8107-1DF02-2BH1 | COMPACT ASYNCHRONOUS MOTOR 1PH810 | 6343.94
1PH8107-1DF02-2CA1 | COMPACT ASYNCHRONOUS MOTOR 1PH810 | 6571.92
1PH8107-1DF02-2CA1-ZK18 | COMPACT ASYNCHRONOUS MOTOR 1PH810 | 6876.04
1PH8107-1DF02-2FB1 | COMPACT ASYNCHRONOUS MOTOR 1PH810 | 6440.8
1PH8133-1UF02-1LA1 | COMPACT ASYNCHRONOUS MOTOR 1PH813 | 7606.98
1PH8133-1UF02-2LA1 | COMPACT ASYNCHRONOUS MOTOR 1PH813 | 7606.98
1PH8133-1UF02-2LC1 | COMPACT ASYNCHRONOUS MOTOR 1PH813 | 7606.98
1PH8133-1UF02-2LD1 | COMPACT ASYNCHRONOUS MOTOR 1PH813 | 7833.24
1PH8133-1UF22-1LA1 | COMPACT ASYNCHRONOUS MOTOR 1PH813 | 8549.24
1PH8133-1UF23-0LD1 | COMPACT ASYNCHRONOUS MOTOR 1PH813 | 9130.3
1PH8133-1UG00-0LA1 | COMPACT ASYNCHRONOUS MOTOR 1PH813 | 7328.27
1PH8133-1UG00-0MA1 | COMPACT ASYNCHRONOUS MOTOR 1PH813 | 7846.66
1PH8107-1DM00-1CA1 | COMPACT ASYNCHRONOUS MOTOR 1PH810 | 6343.85
1PH8107-1DM00-2BA1 | COMPACT ASYNCHRONOUS MOTOR 1PH810 | 6115.87
1PH8107-1DM00-2BA1-ZX01 | COMPACT ASYNCHRONOUS MOTOR 1PH810 | 6267.89
1PH8083-1SN02-3MA1 | MAIN SPINDLE MOTOR 1PH808 | 9902.74
1PH8083-1SN20-0MA1 | MAIN SPINDLE MOTOR 1PH808 | 8420.89
1PH8083-1UF00-1LA1 | MAIN SPINDLE MOTOR 1PH808 | 6205.56
1PH8083-1UF00-2LA1 | MAIN SPINDLE MOTOR 1PH808 | 6205.56
1PH8083-1UF02-0LC1 | MAIN SPINDLE MOTOR 1PH808 | 6382.95
1PH8083-1UF02-0MA1 | MAIN SPINDLE MOTOR 1PH808 | 6900.65
1PH8083-1UM02-0LB1 | MAIN SPINDLE MOTOR 1PH808 | 6382.95
1PH8083-1UM02-0LG1 | MAIN SPINDLE MOTOR 1PH808 | 6382.95
1PH8083-1UM02-0LH1 | MAIN SPINDLE MOTOR 1PH808 | 6382.95
1PH8083-1UM02-1LA1 | MAIN SPINDLE MOTOR 1PH808 | 6382.95
1PH8107-1FG00-2BA1 | COMPACT ASYNCHRONOUS MOTOR 1PH810 | 7180.16
1PH8107-1FG02-0BA1 | COMPACT ASYNCHRONOUS MOTOR 1PH810 | 7408.22
1PH8107-1FG02-0BE1 | COMPACT ASYNCHRONOUS MOTOR 1PH810 | 7408.22
1PH8107-1FG02-0GA1 | COMPACT ASYNCHRONOUS MOTOR 1PH810 | 7075.18
1PH8131-1TS00-0LA2 | COMPACT ASYNCHRONOUS MOTOR 1PH813 | 6382.88
1PH8131-1TS10-0MC2-ZX01 | COMPACT ASYNCHRONOUS MOTOR 1PH813 | 7078.65
1PH8131-1UF00-0LA1 | COMPACT ASYNCHRONOUS MOTOR 1PH813 | 7182.18
1PH8131-1UF00-1LG1 | COMPACT ASYNCHRONOUS MOTOR 1PH813 | 7182.18
1PH8103-1FD12-1BA1 | COMPACT ASYNCHRONOUS MOTOR 1PH810 | 7020.19
1PH8103-1FD12-2BA1 | COMPACT ASYNCHRONOUS MOTOR 1PH810 | 7020.19
1PH8103-1FD12-2BA1-ZX01 | COMPACT ASYNCHRONOUS MOTOR 1PH810 | 7172.21
1PH8103-1FD12-2GA1 | COMPACT ASYNCHRONOUS MOTOR 1PH810 | 6687.16
1PH8103-1FF03-0BA1 | COMPACT ASYNCHRONOUS MOTOR 1PH810 | 7298.93
1PH8103-1FF03-0BG1 | COMPACT ASYNCHRONOUS MOTOR 1PH810 | 7298.93
1PH8103-1FF03-0HA1-ZK24 | COMPACT ASYNCHRONOUS MOTOR 1PH810 | 7346
1PH8103-1FF03-2BA1 | COMPACT ASYNCHRONOUS MOTOR 1PH810 | 7298.93
1PH8103-1FF22-0CA1 | COMPACT ASYNCHRONOUS MOTOR 1PH810 | 7732.06
1PH8103-1FF22-1BA1 | COMPACT ASYNCHRONOUS MOTOR 1PH810 | 7504.08
1PH8103-1FF22-1BA1-ZK18 | COMPACT ASYNCHRONOUS MOTOR 1PH810 | 7808.18
1PH8103-1FF22-1BF1-ZK18 | COMPACT ASYNCHRONOUS MOTOR 1PH810 | 7808.18
1PH8103-1FG00-1BA1 | COMPACT ASYNCHRONOUS MOTOR 1PH810 | 6792.13
1PH8131-1SS02-0MA1 | COMPACT ASYNCHRONOUS MOTOR 1PH813 | 9577.29
1PH8131-1SS02-0MC1 | COMPACT ASYNCHRONOUS MOTOR 1PH813 | 9577.29
1PH8131-1UF03-1LA1 | COMPACT ASYNCHRONOUS MOTOR 1PH813 | 7815.69
1PH8131-1UF12-2LA1 | COMPACT ASYNCHRONOUS MOTOR 1PH813 | 7460.92
1PH8131-1UF20-1LG1 | COMPACT ASYNCHRONOUS MOTOR 1PH813 | 8080.44
1PH8131-1UG22-0LA1 | COMPACT ASYNCHRONOUS MOTOR 1PH813 | 8359.16
1PH8103-1FF02-0CB1 | COMPACT ASYNCHRONOUS MOTOR 1PH810 | 7248.17
1PH8103-1FF02-0CE1 | COMPACT ASYNCHRONOUS MOTOR 1PH810 | 7248.17
1PH8103-1FF02-0LA1 | COMPACT ASYNCHRONOUS MOTOR 1PH810 | 7619.44
1PH8103-1FF02-1BA1 | COMPACT ASYNCHRONOUS MOTOR 1PH810 | 7020.19
1PH8103-1FF02-1BE1 | COMPACT ASYNCHRONOUS MOTOR 1PH810 | 7020.19
1PH8103-1FF12-0BA1 | COMPACT ASYNCHRONOUS MOTOR 1PH810 | 7020.19
1PH8103-1FF12-0BA1-ZK18 | COMPACT ASYNCHRONOUS MOTOR 1PH810 | 7324.28
1PH8103-1FF12-0BB1 | COMPACT ASYNCHRONOUS MOTOR 1PH810 | 7020.19
1PH8103-1FF12-1CB1-ZX01 | COMPACT ASYNCHRONOUS MOTOR 1PH810 | 7400.21
1PH8133-1DD00-0BA1 | COMPACT ASYNCHRONOUS MOTOR 1PH813 | 6447.79
1PH8133-1DD00-0BB1 | COMPACT ASYNCHRONOUS MOTOR 1PH813 | 6447.79
1PH8133-1DD00-0CA1 | COMPACT ASYNCHRONOUS MOTOR 1PH813 | 6675.75
1PH8133-1DD00-0CB1 | COMPACT ASYNCHRONOUS MOTOR 1PH813 | 6675.75
1PH8133-1DD00-1FA1 | COMPACT ASYNCHRONOUS MOTOR 1PH813 | 6601.2
1PH8133-1DD00-1FC1-ZK23X53 | COMPACT ASYNCHRONOUS MOTOR 1PH813 | 7399.43
1PH8133-1DD00-1GA1 | COMPACT ASYNCHRONOUS MOTOR 1PH813 | 6114.74
1PH8133-1DD00-1GB1 | COMPACT ASYNCHRONOUS MOTOR 1PH813 | 6114.74
1PH8133-1DD00-1LA1 | COMPACT ASYNCHRONOUS MOTOR 1PH813 | 7086.9
1PH8133-1DD00-2LA1 | COMPACT ASYNCHRONOUS MOTOR 1PH813 | 7086.9
1PH8133-1DD00-2QA1 | COMPACT ASYNCHRONOUS MOTOR 1PH813 | 6950.93
1PH8107-1DF00-1GA1 | COMPACT ASYNCHRONOUS MOTOR 1PH810 | 5782.84
1PH8107-1DF00-1LA1 | COMPACT ASYNCHRONOUS MOTOR 1PH810 | 6715.14
1PH8107-1DF00-2HD1 | COMPACT ASYNCHRONOUS MOTOR 1PH810 | 6169.29
1PH8107-1DF02-0BA1 | COMPACT ASYNCHRONOUS MOTOR 1PH810 | 6343.94
1PH8107-1DF02-0BA1-ZK18 | COMPACT ASYNCHRONOUS MOTOR 1PH810 | 6648.04
1PH8107-1DF02-0BA1-ZX51 | COMPACT ASYNCHRONOUS MOTOR 1PH810 | 6825.39
1PH8107-1DF02-0DA1-ZK18 | COMPACT ASYNCHRONOUS MOTOR 1PH810 | 6958.06
1PH8107-1DF02-0DB1 | COMPACT ASYNCHRONOUS MOTOR 1PH810 | 6653.94
1PH8107-1DF02-0DH1 | COMPACT ASYNCHRONOUS MOTOR 1PH810 | 6653.94
1PH8107-1DF02-0GA1 | COMPACT ASYNCHRONOUS MOTOR 1PH810 | 6010.9
1PH8133-1SF23-3MA1 | COMPACT ASYNCHRONOUS MOTOR 1PH813 | 12883.58
1PH8133-1SG00-0LA1 | COMPACT ASYNCHRONOUS MOTOR 1PH813 | 8657.93
1PH8133-1SG00-0MA1 | COMPACT ASYNCHRONOUS MOTOR 1PH813 | 9444.66
1PH8133-1SG00-1LA1 | COMPACT ASYNCHRONOUS MOTOR 1PH813 | 8657.93
1PH8133-1SG00-2LA1 | COMPACT ASYNCHRONOUS MOTOR 1PH813 | 8657.93
1PH8133-1SG23-3MF1-ZX01 | COMPACT ASYNCHRONOUS MOTOR 1PH813 | 13060.95
1PH8133-1UD00-1LA1 | COMPACT ASYNCHRONOUS MOTOR 1PH813 | 7328.27
1PH8133-1UD02-0LA1 | COMPACT ASYNCHRONOUS MOTOR 1PH813 | 7606.98
1PH8133-1UD02-1LA1 | COMPACT ASYNCHRONOUS MOTOR 1PH813 | 7606.98
1PH8107-1DF22-0CC1 | COMPACT ASYNCHRONOUS MOTOR 1PH810 | 7427.96
1PH8107-1DF22-0DA1 | COMPACT ASYNCHRONOUS MOTOR 1PH810 | 7509.98
1PH8107-1DF22-0DB1 | COMPACT ASYNCHRONOUS MOTOR 1PH810 | 7509.98
1PH8107-1DF22-0DC1 | COMPACT ASYNCHRONOUS MOTOR 1PH810 | 7509.98
1PH8107-1DF23-0LA1 | COMPACT ASYNCHRONOUS MOTOR 1PH810 | 8077.99
1PH8107-1DF23-1BA1 | COMPACT ASYNCHRONOUS MOTOR 1PH810 | 7478.72
1PH8107-1DF23-1CC1 | COMPACT ASYNCHRONOUS MOTOR 1PH810 | 7706.7
1PH8107-1DF23-1DA1 | COMPACT ASYNCHRONOUS MOTOR 1PH810 | 7788.72
1PH8107-1DF23-1FC1 | COMPACT ASYNCHRONOUS MOTOR 1PH810 | 7575.58
1PH8107-1DG00-1BE1 | COMPACT ASYNCHRONOUS MOTOR 1PH810 | 6115.87
1PH8107-1DM22-0LA1 | COMPACT ASYNCHRONOUS MOTOR 1PH810 | 7799.24
1PH8087-1AF00-2GB2 | MAIN SPINDLE MOTOR 1PH808 | 3540.66
1PH8087-1DF00-0CA1 | MAIN SPINDLE MOTOR 1PH808 | 5747.15
1PH8103-1DG12-0BE1 | COMPACT ASYNCHRONOUS MOTOR 1PH810 | 5955.91
1PH8103-1DG12-0CA1 | COMPACT ASYNCHRONOUS MOTOR 1PH810 | 6183.89
1PH8103-1DG12-1BC1-ZK24 | COMPACT ASYNCHRONOUS MOTOR 1PH810 | 6107.93
1PH8103-1DG12-2BA1 | COMPACT ASYNCHRONOUS MOTOR 1PH810 | 5955.91
1PH8103-1DG12-2BC1 | COMPACT ASYNCHRONOUS MOTOR 1PH810 | 5955.91
1PH8103-1DG13-0BG1 | COMPACT ASYNCHRONOUS MOTOR 1PH810 | 6234.65
1PH8103-1DG13-0CC1 | COMPACT ASYNCHRONOUS MOTOR 1PH810 | 6462.67
1PH8103-1DG13-2BA1 | COMPACT ASYNCHRONOUS MOTOR 1PH810 | 6234.65
1PH8131-1US02-0LA1 | COMPACT ASYNCHRONOUS MOTOR 1PH813 | 7460.92
1PH8131-2DF00-1BA1 | COMPACT SYNCHRONOUS MOTOR 1PH813 | 12548.57
1PH8131-2DF00-1BE1 | COMPACT SYNCHRONOUS MOTOR 1PH813 | 12548.57
1PH8131-2DF00-2BA1 | COMPACT SYNCHRONOUS MOTOR 1PH813 | 12548.57
1PH8131-2DF02-0CA1 | COMPACT SYNCHRONOUS MOTOR 1PH813 | 13055.28
1PH8131-2DF02-0CH1 | COMPACT SYNCHRONOUS MOTOR 1PH813 | 13055.28
1PH8131-2DF02-2BA1 | COMPACT SYNCHRONOUS MOTOR 1PH813 | 12827.3
1PH8131-2DF03-1CA1 | COMPACT SYNCHRONOUS MOTOR 1PH813 | 13410.08
1PH8131-2DF13-1BA1 | COMPACT SYNCHRONOUS MOTOR 1PH813 | 13182.08
1PH8131-2DF13-1BC1 | COMPACT SYNCHRONOUS MOTOR 1PH813 | 13182.08
1PH8131-2DF22-0BG1 | COMPACT SYNCHRONOUS MOTOR 1PH813 | 12293.19
1PH8131-2DL00-1BE1 | COMPACT SYNCHRONOUS MOTOR 1PH813 | 12548.57
1PH8103-1FG02-0BA1 | COMPACT ASYNCHRONOUS MOTOR 1PH810 | 7020.19
1PH8103-1FG02-2BA1 | COMPACT ASYNCHRONOUS MOTOR 1PH810 | 7020.19
1PH8103-1FG02-2GA1 | COMPACT ASYNCHRONOUS MOTOR 1PH810 | 6687.16
1PH8103-1FG13-0BA1 | COMPACT ASYNCHRONOUS MOTOR 1PH810 | 7298.93
1PH8103-1FG22-0CH1 | COMPACT ASYNCHRONOUS MOTOR 1PH810 | 7732.06
1PH8103-1FM12-1QB1 | COMPACT ASYNCHRONOUS MOTOR 1PH810 | 7432.09
1PH8103-1HD13-2GA2 | COMPACT ASYNCHRONOUS MOTOR 1PH810 | 4710.68
1PH8103-1HF12-2BA2-ZX01 | COMPACT ASYNCHRONOUS MOTOR 1PH810 | 4917
1PH8103-1HF13-1HA2 | COMPACT ASYNCHRONOUS MOTOR 1PH810 | 4938.75
1PH8133-1FF02-0BA1 | COMPACT ASYNCHRONOUS MOTOR 1PH813 | 7790.76
1PH8133-1FF02-0CA1 | COMPACT ASYNCHRONOUS MOTOR 1PH813 | 8018.77
1PH8133-1FF02-1CA1-ZK23 | COMPACT ASYNCHRONOUS MOTOR 1PH813 | 8284.81
1PH8133-1FF02-1CB1-ZK23 | COMPACT ASYNCHRONOUS MOTOR 1PH813 | 8284.81
1PH8133-1FF10-2BA1 | COMPACT ASYNCHRONOUS MOTOR 1PH813 | 7512.07
1PH8133-1FF12-0GA1 | COMPACT ASYNCHRONOUS MOTOR 1PH813 | 7457.73
1PH8133-1FF13-1BA1 | COMPACT ASYNCHRONOUS MOTOR 1PH813 | 8145.54
1PH8133-1FF23-1BA1 | COMPACT ASYNCHRONOUS MOTOR 1PH813 | 9087.82
1PH8133-1FG00-1BA1 | COMPACT ASYNCHRONOUS MOTOR 1PH813 | 7512.07
1PH8133-1FG02-0BC1 | COMPACT ASYNCHRONOUS MOTOR 1PH813 | 7790.76
1PH8107-1DF02-0LC1 | COMPACT ASYNCHRONOUS MOTOR 1PH810 | 6943.2
1PH8107-1DF02-1BA1 | COMPACT ASYNCHRONOUS MOTOR 1PH810 | 6343.94
1PH8107-1DF02-1GA1 | COMPACT ASYNCHRONOUS MOTOR 1PH810 | 6010.9
1PH8107-1DF02-2BA1 | COMPACT ASYNCHRONOUS MOTOR 1PH810 | 6343.94
1PH8107-1DF02-2BB1 | COMPACT ASYNCHRONOUS MOTOR 1PH810 | 6343.94
1PH8107-1DF02-2BC1-ZK23X05 | COMPACT ASYNCHRONOUS MOTOR 1PH810 | 6647.97
1PH8107-1DF02-2GB1 | COMPACT ASYNCHRONOUS MOTOR 1PH810 | 6010.9
1PH8107-1DF02-2HA1-ZK24 | COMPACT ASYNCHRONOUS MOTOR 1PH810 | 6390.98
1PH8133-1UF00-2LH1 | COMPACT ASYNCHRONOUS MOTOR 1PH813 | 7328.27
1PH8133-1UF02-0MA1 | COMPACT ASYNCHRONOUS MOTOR 1PH813 | 8125.36
1PH8133-1UF03-0LA1 | COMPACT ASYNCHRONOUS MOTOR 1PH813 | 7961.76
1PH8133-1UF03-1LD1 | COMPACT ASYNCHRONOUS MOTOR 1PH813 | 8188.04
1PH8133-1UF12-2LA1 | COMPACT ASYNCHRONOUS MOTOR 1PH813 | 7606.98
1PH8133-1UF13-1LA1 | COMPACT ASYNCHRONOUS MOTOR 1PH813 | 7961.76
1PH8133-1UG00-2LB1 | COMPACT ASYNCHRONOUS MOTOR 1PH813 | 7328.27
1PH8133-1UG02-0MA1 | COMPACT ASYNCHRONOUS MOTOR 1PH813 | 8125.36
1PH8133-1UG03-2LA1 | COMPACT ASYNCHRONOUS MOTOR 1PH813 | 7961.76
1PH8107-1DM00-1BB1 | COMPACT ASYNCHRONOUS MOTOR 1PH810 | 6115.87
1PH8083-1SN22-0LG1 | MAIN SPINDLE MOTOR 1PH808 | 8080.55
1PH8083-1SN22-0MA1 | MAIN SPINDLE MOTOR 1PH808 | 8598.26
1PH8083-1TM00-0MC2 | MAIN SPINDLE MOTOR 1PH808 | 5923.97
1PH8083-1UF00-0LA1 | MAIN SPINDLE MOTOR 1PH808 | 6205.56
1PH8083-1UF02-1LB1 | MAIN SPINDLE MOTOR 1PH808 | 6382.95
1PH8083-1UF20-1LA1 | MAIN SPINDLE MOTOR 1PH808 | 6573.49
1PH8083-1UM00-0LG1 | MAIN SPINDLE MOTOR 1PH808 | 6205.56
1PH8083-1UM00-2LA1 | MAIN SPINDLE MOTOR 1PH808 | 6205.56
1PH8083-1UN00-0LA1 | MAIN SPINDLE MOTOR 1PH808 | 6205.56
1PH8083-1UN02-0LA1 | MAIN SPINDLE MOTOR 1PH808 | 6382.95
1PH8107-1FF23-0LC1 | COMPACT ASYNCHRONOUS MOTOR 1PH810 | 9142.27
1PH8107-1FG00-0BA1 | COMPACT ASYNCHRONOUS MOTOR 1PH810 | 7180.16
1PH8107-1FG00-1BB1 | COMPACT ASYNCHRONOUS MOTOR 1PH810 | 7180.16
1PH8131-1SF02-2LA1 | COMPACT ASYNCHRONOUS MOTOR 1PH813 | 8790.59
1PH8131-1SF03-0LC1 | COMPACT ASYNCHRONOUS MOTOR 1PH813 | 9145.39
1PH8131-1SS02-3MA1 | COMPACT ASYNCHRONOUS MOTOR 1PH813 | 11440.47
1PH8131-1SS03-2LA1 | COMPACT ASYNCHRONOUS MOTOR 1PH813 | 9145.39
1PH8131-1UF00-2LA1 | COMPACT ASYNCHRONOUS MOTOR 1PH813 | 7182.18
1PH8131-1UF02-0MA1 | COMPACT ASYNCHRONOUS MOTOR 1PH813 | 7979.31
1PH8131-1UF02-2LA1 | COMPACT ASYNCHRONOUS MOTOR 1PH813 | 7460.92
1PH8131-1US00-0MA1 | COMPACT ASYNCHRONOUS MOTOR 1PH813 | 7700.6
1PH8131-1US00-2LC1 | COMPACT ASYNCHRONOUS MOTOR 1PH813 | 7182.18
1PH8103-1FF00-0LA1 | COMPACT ASYNCHRONOUS MOTOR 1PH810 | 7391.41
1PH8103-1FF02-0BA1 | COMPACT ASYNCHRONOUS MOTOR 1PH810 | 7020.19
1PH8103-1FF02-1GC1 | COMPACT ASYNCHRONOUS MOTOR 1PH810 | 6687.16
1PH8103-1FF02-2GA1 | COMPACT ASYNCHRONOUS MOTOR 1PH810 | 6687.16
1PH8103-1FF10-1HA1 | COMPACT ASYNCHRONOUS MOTOR 1PH810 | 6687.16
1PH8103-1FF10-2BB1 | COMPACT ASYNCHRONOUS MOTOR 1PH810 | 6792.13
1PH8103-1FF12-2GA1 | COMPACT ASYNCHRONOUS MOTOR 1PH810 | 6687.16
1PH8103-1FF13-1BA1 | COMPACT ASYNCHRONOUS MOTOR 1PH810 | 7298.93
1PH8133-1DB02-1GA1 | COMPACT ASYNCHRONOUS MOTOR 1PH813 | 6393.45
1PH8133-1DB10-2FC1 | COMPACT ASYNCHRONOUS MOTOR 1PH813 | 6601.2
1PH8133-1DD00-0CC1 | COMPACT ASYNCHRONOUS MOTOR 1PH813 | 6675.75
1PH8133-1DD00-0DA1-ZV90 | COMPACT ASYNCHRONOUS MOTOR 1PH813 | 6861.17
1PH8133-1DD00-1BC1 | COMPACT ASYNCHRONOUS MOTOR 1PH813 | 6447.79
1PH8133-1DD00-1DA1 | COMPACT ASYNCHRONOUS MOTOR 1PH813 | 6757.77
1PH8133-1DD00-2BA1-ZX01 | COMPACT ASYNCHRONOUS MOTOR 1PH813 | 6625.14
1PH8133-1DD00-2BA1-ZX53 | COMPACT ASYNCHRONOUS MOTOR 1PH813 | 6979.94
1PH8133-1DD00-2FA1 | COMPACT ASYNCHRONOUS MOTOR 1PH813 | 6601.2
1PH8133-1DD00-2GB1 | COMPACT ASYNCHRONOUS MOTOR 1PH813 | 6114.74
1PH8107-1DF00-2BA1-ZK09 | COMPACT ASYNCHRONOUS MOTOR 1PH810 | 6318.6
1PH8107-1DF00-2BB1 | COMPACT ASYNCHRONOUS MOTOR 1PH810 | 6115.87
1PH8107-1DF00-2FA1 | COMPACT ASYNCHRONOUS MOTOR 1PH810 | 6212.74
1PH8107-1DF00-2HA1-ZK24 | COMPACT ASYNCHRONOUS MOTOR 1PH810 | 6162.92
1PH8107-1DF02-0BB1 | COMPACT ASYNCHRONOUS MOTOR 1PH810 | 6343.94
1PH8107-1DF02-0BC1 | COMPACT ASYNCHRONOUS MOTOR 1PH810 | 6343.94
1PH8107-1DF02-0CE1 | COMPACT ASYNCHRONOUS MOTOR 1PH810 | 6571.92
1PH8107-1DF02-0CF1 | COMPACT ASYNCHRONOUS MOTOR 1PH810 | 6571.92
1PH8133-1SF02-2LA1 | COMPACT ASYNCHRONOUS MOTOR 1PH813 | 8936.67
1PH8133-1SF02-3LA1 | COMPACT ASYNCHRONOUS MOTOR 1PH813 | 10799.83
1PH8133-1SF12-2LA1 | COMPACT ASYNCHRONOUS MOTOR 1PH813 | 8936.67
3VA5560-5EC42-2AA0 | MCCB_UL_FS800_600A_4P_35KA_TM_ FTAM | 2390.49
3VA5560-6EC36-2AA0 | MCCB_UL_FS800_600A_3P_65KA_TM_ FTAM | 2160.72
3VA5560-6EC46-2AA0 | MCCB_UL_FS800_600A_4P_65KA_TM_ FTAM | 2822.65
3VA5560-7GC42-2AA0 | MCCB_UL_FS800_600A_4P_100KA_TM_ FTAM | 2849.99
3VA5570-5EC32-2AA0 | MCCB_UL_FS800_700A_3P_35KA_TM_ FTAM | 2199.01
3VA5570-6EC36-2AA0 | MCCB_UL_FS800_700A_3P_65KA_TM_ FTAM | 2538.17
3VA5570-6EC46-2AA0 | MCCB_UL_FS800_700A_4P_65KA_TM_ FTAM | 3336.84
3VA5570-7EC42-2AA0 | MCCB_UL_FS800_700A_4P_100KA_TM_ FTAM | 3407.95
3VA5570-7GC42-2AA0 | MCCB_UL_FS800_700A_4P_100KA_TM_ FTAM | 3407.95
3VA5580-5GC46-2AA0 | MCCB_UL_FS800_800A_4P_35KA_TM_ FTAM | 3615.82
3VA5580-6EC36-2AA0 | MCCB_UL_FS800_800A_3P_65KA_TM_ FTAM | 3019.56
3VA5580-7EC42-2AA0 | MCCB_UL_FS800_800A_4P_100KA_TM_ FTAM | 3801.79
3VA5580-7GC42-2AA0 | MCCB_UL_FS800_800A_4P_100KA_TM_ FTAM | 3801.79
3VA5710-5EC61-0AA0 | MCCB_UL_FS1200_1000A_2P_35KA_TM_ FTAM | 3096.15
3VA5710-5EC61-2AA0 | MCCB_UL_FS1200_1000A_2P_35KA_TM_ FTAM | 3402.48
3VA5710-6BB61-0AA0 | MCS_UL_FS1200_1000A_2P_65KA | 3068.78
3VA5710-6EC61-1AA0 | MCCB_UL_FS1200_1000A_2P_65KA_TM_ FTAM | 3446.25
3VA5710-7BB31-0AA0 | MCS_UL_FS1200_1000A_3P_100KA | 3861.95
3VA5710-7EC61-2AA0 | MCCB_UL_FS1200_1000A_2P_100KA_TM_ FTAM | 4250.35
3VA5712-5EC31-1AA0 | MCCB_UL_FS1200_1200A_3P_35KA_TM_ FTAM | 4075.3
3VA5712-6BB31-0AA0 | MCS_UL_FS1200_1200A_3P_65KA | 3993.28
3VA5712-6EC31-0AA0 | MCCB_UL_FS1200_1200A_3P_65KA_TM_ FTAM | 4425.4
3VA5712-6EC31-2AA0 | MCCB_UL_FS1200_1200A_3P_65KA_TM_ FTAM | 4873.97
3VA5712-7BB61-0AA0 | MCS_UL_FS1200_1200A_2P_100KA | 4075.3
3VA5712-7EC31-1AA0 | MCCB_UL_FS1200_1200A_3P_100KA_TM_ FTAM | 5081.84
3VA5780-5EC31-2AA0 | MCCB_UL_FS1200_800A_3P_35KA_TM_ FTAM | 2718.7
3VA5780-5EC61-1AA0 | MCCB_UL_FS1200_800A_2P_35KA_TM_ FTAM | 2270.14
3VA5780-6EC61-2AA0 | MCCB_UL_FS1200_800A_2P_65KA_TM_ FTAM | 2691.36
1PH8103-1HD03-2GB2 | COMPACT ASYNCHRONOUS MOTOR 1PH810 | 4710.68
1PH8186-1DF40-2FA1-ZG14L76 | COMPACT ASYNCHRONOUS MOTOR | 20571.71
1PH8224-1HF10-2EA2-ZL76 | COMPACT ASYNCHRONOUS MOTOR | 19513.71
1PH8224-3DC10-2AA1-ZQ31U63 | COMPACT ASYNCHRONOUS MOTOR | 39189.01
3VA1112-5EF46-0AB0 | MCCB_IEC_FS160_125A_4P_55KA_TM_ ATAM | 814.71
3VA1116-3ED36-0HC0 | MCCB_IEC_FS160_160A_3P_25KA_TM_ FTFM | 659.44
3VA5220-5ED41-2AA0 | MCCB_UL_FS250_200A_4P_35KA_TM_ FTFM | 984.64
3VA5220-5EF41-2AA0 | MCCB_UL_FS250_200A_4P_35KA_TM_ ATAM | 1050.26
3VA5220-6EC41-2AA0 | MCCB_UL_FS250_200A_4P_65KA_TM_ FTAM | 1148.75
3VA5220-6ED41-2AA0 | MCCB_UL_FS250_200A_4P_65KA_TM_ FTFM | 1132.33
3VA5220-7EC31-2AA0 | MCCB_UL_FS250_200A_3P_100KA_TM_ FTAM | 951.81
3VA5220-7ED31-2AA0 | MCCB_UL_FS250_200A_3P_100KA_TM_ FTFM | 940.88
3VA5222-5EC31-2AA0 | MCCB_UL_FS250_225A_3P_35KA_TM_ FTAM | 875.23
3VA5222-5ED31-2AA0 | MCCB_UL_FS250_225A_3P_35KA_TM_ FTFM | 847.89
3VA5222-6EC41-2AA0 | MCCB_UL_FS250_225A_4P_65KA_TM_ FTAM | 1280.02
3VA5222-6ED41-2AA0 | MCCB_UL_FS250_225A_4P_65KA_TM_ FTFM | 1247.21
3VA5222-7GC41-2AA0 | MCCB_UL_FS250_225A_4P_100KA_TM_ FTAM | 1400.36
3VA5230-5ED31-2AA0 | MCCB_UL_FS250_30A_3P_35KA_TM_ FTFM | 492.88
3VA5240-5ED41-2AA0 | MCCB_UL_FS250_40A_4P_35KA_TM_ FTFM | 640.02
3VA5240-6ED41-2AA0 | MCCB_UL_FS250_40A_4P_65KA_TM_ FTFM | 727.55
3VA5245-6ED31-2AA0 | MCCB_UL_FS250_40A_3P_65KA_TM_ FTFM | 568.91
3VA5245-7ED31-2AA0 | MCCB_UL_FS250_40A_3P_100KA_TM_ FTFM | 623.6
3VA5250-7ED41-2AA0 | MCCB_UL_FS250_50A_4P_100KA_TM_ FTFM | 815.05
3VA5260-5ED41-2AA0 | MCCB_UL_FS250_60A_4P_35KA_TM_ FTFM | 640.02
3VA5270-5ED31-2AA0 | MCCB_UL_FS250_70A_3P_35KA_TM_ FTFM | 530.06
3VA5270-5EF31-2AA0 | MCCB_UL_FS250_70A_3P_35KA_TM_ ATAM | 590.78
3VA5270-6ED41-2AA0 | MCCB_UL_FS250_70A_4P_65KA_TM_ FTFM | 787.73
3VA5270-6EF41-2AA0 | MCCB_UL_FS250_70A_4P_65KA_TM_ ATAM | 847.89
3VA5280-5EC31-2AA0 | MCCB_UL_FS250_80A_3P_35KA_TM_ FTAM | 541.55
3VA5280-5ED31-2AA0 | MCCB_UL_FS250_80A_3P_35KA_TM_ FTFM | 530.06
3VA5280-6ED41-2AA0 | MCCB_UL_FS250_80A_4P_65KA_TM_ FTFM | 787.73
3VA5280-6EF41-2AA0 | MCCB_UL_FS250_80A_4P_65KA_TM_ ATAM | 847.89
3VA5280-7EF31-2AA0 | MCCB_UL_FS250_80A_3P_100KA_TM_ ATAM | 727.55
3VA5282-5ED31-2AA0 | MCCB_UL_FS250_20A_3P_35KA_TM_ FTFM | 492.88
1FT7084-5WF70-1BA2 | SYNCHRONOUS MOTOR 1FT7 | 6041.39
1FT7084-5WF71-1BB1 | SYNCHRONOUS MOTOR 1FT7 | 6927.2
1FW3287-2WE63-7DA0-ZX31 | TORQUE MOTOR, 7000 NM. 150 RPM, | 80545.35
1PH8186-1DB00-1AC1 | COMPACT ASYNCHRONOUS MOTOR | 15876.55
1PH8186-1DF10-1FC1-ZK08K40L76 | COMPACT ASYNCHRONOUS MOTOR | 17450.55
3RT1955-4NQ02 | OUTG.CONNECT. FOR CONTACTORS SIZE S00/S0 | 5.36
3SE6315-1BB01-1AP0 | RFID- NON-CONTACT SAFETY SWITCH | 234.88
3SE6315-1BB03-1AP0 | RFID- NON-CONTACT SAFETY SWITCH | 325.95
3VA2225-5HL32-0DD0 | MCCB_IEC_FS250_250A_3P_55KA_ETU3_LI | 1232.52
3VA2463-5HL32-0BE0 | MCCB_IEC_FS630_630A_3P_55KA_ETU3_LI | 2102.94
3VA2463-6JP32-0DD0 | MCCB_IEC_FS630_630A_3P_85KA_ETU5_LSI | 2861.95
3VA9771-0WP30 | Terminal cover long 3 pole 1 pc. | 99.01
3VA9772-0JJ43 | Wire connector 2 pcs. | 220.44
3VA9773-0JM43 | Wire connector 100% 3 pcs. | 683.78
3VA9803-0QA00 | Nut keeper, metric, 3 pcs | 82.61
3VA9871-0JE53 | Wire connector 1 pc. | 929.93
3VA9872-0WA00 | Phase barriers 2 pcs. | 30.32
3VA9873-0QB00 | Front bus connector 3 pcs. | 929.93
3VA9874-0SS10 | Mounting screw kit, metric thread | 39.17
3VA9877-0EK15 | Front Mounted Operator, Emergency | 218.82
3VA9877-0GX31 | Aux. switch module for rotary operators | 25.2
3VA9877-0GX41 | Aux. switch module for rotary operators | 25.2
3VA9877-0SB10 | Cover frame for door cut-out | 37.92
3VA9877-0SB30 | Cover frame for door cut-out | 65.1
4RB8050-3EB20 | POWER CAPACITOR MKK 415V 5,0KVAR | 165.52
4RB8050-3EE20 | POWER CAPACITOR MKK 440V 5,0KVAR | 165.52
4RB8075-3EA20 | POWER CAPACITOR MKK 400V 7,5KVAR | 178.05
4RB8075-3EE20 | POWER CAPACITOR MKK 440V 7,5KVAR | 178.05
4RB8083-3FC20 | POWER CAPACITOR MKK 525V 8,3KVAR | 165.52
4RB8100-3EA20 | POWER CAPACITOR MKK 400V 10,0KVAR | 263.39
4RB8104-3EE20 | POWER CAPACITOR MKK 440V 10,4KVAR | 193.33
4RB8104-3EJ20 | POWER CAPACITOR MKK 480V 10,4KVAR | 193.33
4RB8125-3EJ10 | POWER CAPACITOR MKK 480V 12,5KVAR | 207.25
4RB8125-3FC10 | POWER CAPACITOR MKK 525V 12,5KVAR | 200.3
4RB8150-3EA20 | POWER CAPACITOR MKK 400V 15,0KVAR | 219.8
4RB8150-3EB20 | POWER CAPACITOR MKK 415V 15,0KVAR | 239.24
4RB8150-3GK10 | POWER CAPACITOR MKK 690V 15,0KVAR | 511.76
4RB8167-3EB10 | POWER CAPACITOR MKK 415V 16,7KVAR | 296.26
4RB8188-3EE10 | POWER CAPACITOR MKK 440V 18,8KVAR | 296.26
4RB8200-3EA20 | POWER CAPACITOR MKK 400V 20,0KVAR | 285.14
4RB8200-3FC10 | POWER CAPACITOR MKK 525V 20,0KVAR | 280.98
4RB8200-3JA20 | POWER CAPACITOR MKK 800V 20,0KVAR | 425.61
4RB8250-3EB20 | POWER CAPACITOR MKK 415V 25,0KVAR | 308.77
4RB8250-3EE20 | POWER CAPACITOR MKK 440V 25,0KVAR | 299.05
3VA5285-5ED31-2AA0 | MCCB_UL_FS250_25A_3P_35KA_TM_ FTFM | 492.88
3VA5285-7ED31-2AA0 | MCCB_UL_FS250_25A_3P_100KA_TM_ FTFM | 623.6
3VA5290-5GC41-2AA0 | MCCB_UL_FS250_90A_4P_35KA_TM_ FTAM | 711.14
3VA5290-6EC31-2AA0 | MCCB_UL_FS250_90A_3P_65KA_TM_ FTAM | 623.6
3VA5290-7EC41-2AA0 | MCCB_UL_FS250_90A_4P_100KA_TM_ FTAM | 880.71
3VA5290-7ED41-2AA0 | MCCB_UL_FS250_90A_4P_100KA_TM_ FTFM | 869.75
3VA5320-5EC41-2AA0 | MCCB_UL_FS400_200A_4P_35KA_TM_ FTAM | 1290.96
3VA5320-5EF41-2AA0 | MCCB_UL_FS400_200A_4P_35KA_TM_ ATAM | 1362.08
3VA5320-6EF31-2AA0 | MCCB_UL_FS400_200A_3P_65KA_TM_ ATAM | 1187.03
3VA5320-6GC41-2AA0 | MCCB_UL_FS400_200A_4P_65KA_TM_ FTAM | 1476.95
3VA5320-7GF41-2AA0 | MCCB_UL_FS400_200A_4P_100KA_TM_ ATAM | 1684.82
3VA5322-5EC41-2AA0 | MCCB_UL_FS400_225A_4P_35KA_TM_ FTAM | 1290.96
3VA5322-6EF31-2AA0 | MCCB_UL_FS400_225A_3P_65KA_TM_ ATAM | 1187.03
3VA5322-6GC41-2AA0 | MCCB_UL_FS400_225A_4P_65KA_TM_ FTAM | 1476.95
3VA5322-7EF41-2AA0 | MCCB_UL_FS400_225A_4P_100KA_TM_ ATAM | 1684.82
3VA5322-7GF41-2AA0 | MCCB_UL_FS400_225A_4P_100KA_TM_ ATAM | 1684.82
3VA5325-6EC31-2AA0 | MCCB_UL_FS400_250A_3P_65KA_TM_ FTAM | 1137.81
3VA5325-6EF31-2AA0 | MCCB_UL_FS400_250A_3P_65KA_TM_ ATAM | 1187.03
3VA5325-7EF41-2AA0 | MCCB_UL_FS400_250A_4P_100KA_TM_ ATAM | 1684.82
3VA5325-7GF41-2AA0 | MCCB_UL_FS400_250A_4P_100KA_TM_ ATAM | 1684.82
3VA5330-5GC41-2AA0 | MCCB_UL_FS400_300A_4P_35KA_TM_ FTAM | 1509.79
3VA5330-6EC31-2AA0 | MCCB_UL_FS400_300A_3P_65KA_TM_ FTAM | 1323.78
3VA5330-6EF31-2AA0 | MCCB_UL_FS400_300A_3P_65KA_TM_ ATAM | 1394.91
3VA5330-7EC41-2AA0 | MCCB_UL_FS400_300A_4P_100KA_TM_ FTAM | 1887.23
3VA5330-7EF41-2AA0 | MCCB_UL_FS400_300A_4P_100KA_TM_ ATAM | 1974.76
3VA5335-5GC41-2AA0 | MCCB_UL_FS400_350A_4P_35KA_TM_ FTAM | 1509.79
3VA5335-6EC31-2AA0 | MCCB_UL_FS400_350A_3P_65KA_TM_ FTAM | 1323.78
3VA5335-6GF41-2AA0 | MCCB_UL_FS400_350A_4P_65KA_TM_ ATAM | 1821.57
3VA5335-7EC41-2AA0 | MCCB_UL_FS400_350A_4P_100KA_TM_ FTAM | 1887.23
3VA5335-7EF41-2AA0 | MCCB_UL_FS400_350A_4P_100KA_TM_ ATAM | 1974.76
3VA5340-5EF31-2AA0 | MCCB_UL_FS400_400A_3P_35KA_TM_ ATAM | 1219.87
3VA5340-5GC41-2AA0 | MCCB_UL_FS400_400A_4P_35KA_TM_ FTAM | 1509.79
3VA5340-6GF41-2AA0 | MCCB_UL_FS400_400A_4P_65KA_TM_ ATAM | 1821.57
6AG1128-3KB06-4AX1 | SIPLUS HMI MTP1000 Unified Comfort | 4627.11
6AG4131-3GJ20-3AA1 | SIMATIC IPC627E (Box PC) | 6013.71
6AG4131-3GK31-1AA0 | SIMATIC IPC627E (Box PC) | 7144.84
6AG4131-3HC33-3DA7 | SIMATIC IPC627E (Box PC) | 7300.65
6AG4141-3BA05-0FA0 | SIMATIC IPC427E (MicroBOX PC) | 3734.97
6AG4141-7AB00-0GA0 | SIMATIC IPC427E (MicroBOX PC) | 5138.77
6AV7241-5GC17-0GA1 | SIMATIC IPC 477E 19" MT (1920 x 1080) | 7783.06
6AV7251-5CC05-0DA0 | SIMATIC IPC477E PRO, 15 MTouch | 6728.34
3VA5780-7EC31-2AA0 | MCCB_UL_FS1200_800A_3P_100KA_TM_ FTAM | 3402.48
3VA5780-7EC61-1AA0 | MCCB_UL_FS1200_800A_2P_100KA_TM_ FTAM | 2828.11
3VA5790-5EC61-0AA0 | MCCB_UL_FS1200_900A_2P_35KA_TM_ FTAM | 2653.04
3VA5790-5EC61-2AA0 | MCCB_UL_FS1200_900A_2P_35KA_TM_ FTAM | 2915.64
3VA5790-7EC31-0AA0 | MCCB_UL_FS1200_900A_3P_100KA_TM_ FTAM | 3692.38
3VA5790-7EC31-2AA0 | MCCB_UL_FS1200_900A_3P_100KA_TM_ FTAM | 4064.36
3VA5814-6EC31-0AA0 | MCCB_UL_FS1600_1400A_3P_65KA_TM_ FTAM | 5300.64
3VA5814-6EC31-2AA0 | MCCB_UL_FS1600_1400A_3P_65KA_TM_ FTAM | 5853.13
3VA5816-5EC31-1AA0 | MCCB_UL_FS1600_1600A_3P_35KA_TM_ FTAM | 5415.52
3VA5816-6BB31-0AA0 | MCS_UL_FS1600_1600A_3P_65KA | 5322.52
3VA5816-7EC31-2AA0 | MCCB_UL_FS1600_1600A_3P_100KA_TM_ FTAM | 7330.08
3VA5918-5EC31-1AA0 | MCCB_UL_FS2000_1800A_3P_35KA_TM_ FTAM | 6126.64
3VA5920-6BB31-0AA0 | MCS_UL_FS2000_2000A_3P_65KA | 6400.14
3VA5920-6EC31-1AA0 | MCCB_UL_FS2000_2000A_3P_65KA_TM_ FTAM | 7165.99
3VA6710-5HL31-2AA0 | MCCB_UL_FS1200_1000A_3P_35KA_ETU3_ LI | 4518.39
3VA6710-5HM31-2AA0 | MCCB_UL_FS1200_1000A_3P_35KA_ETU3_ LIG | 4852.09
3VA6710-5KQ31-0AA0 | MCCB_UL_FS1200_1000A_3P_35KA_ETU8_ LSIG | 5689.02
3VA6710-5KT31-0AA0 | MCCB_UL_FS1200_1000A_3P_35KA_ETU8_ LSI | 5689.02
3VA6710-6HN31-2AA0 | MCCB_UL_FS1200_1000A_3P_65KA_ETU3_ LSI | 5049.03
3VA6710-6HQ31-2AA0 | MCCB_UL_FS1200_1000A_3P_65KA_ETU3_ LSIG | 5371.74
3VA6710-6KT31-0AA0 | MCCB_UL_FS1200_1000A_3P_65KA_ETU8_ LSI | 6017.24
3VA6710-7HL31-0AA0 | MCCB_UL_FS1200_1000A_3P_100KA_ETU3_ LI | 4956.01
3VA6710-7HQ31-2AA0 | MCCB_UL_FS1200_1000A_3P_100KA_ETU3_ LSIG | 5962.54
3VA6710-7KP31-2AA0 | MCCB_UL_FS1200_1000A_3P_100KA_ETU8_ LSI | 6837.77
3VA6712-5HM31-0AA0 | MCCB_UL_FS1200_1200A_3P_35KA_ETU3_ LIG | 5010.74
3VA6712-5HN31-0AA0 | MCCB_UL_FS1200_1200A_3P_35KA_ETU3_ LSI | 4835.66
3VA6712-5KP31-2AA0 | MCCB_UL_FS1200_1200A_3P_35KA_ETU8_ LSI | 6509.57
3VA6712-5KQ31-2AA0 | MCCB_UL_FS1200_1200A_3P_35KA_ETU8_ LSIG | 6892.47
3VA6712-6HN31-0AA0 | MCCB_UL_FS1200_1200A_3P_65KA_ETU3_ LSI | 5234.99
3VA6712-6HQ31-0AA0 | MCCB_UL_FS1200_1200A_3P_65KA_ETU3_ LSIG | 5524.93
3VA6712-6KT31-2AA0 | MCCB_UL_FS1200_1200A_3P_65KA_ETU8_ LSI | 7275.39
3VA6712-7HL31-2AA0 | MCCB_UL_FS1200_1200A_3P_100KA_ETU3_ LI | 6290.75
3VA6712-7HQ31-0AA0 | MCCB_UL_FS1200_1200A_3P_100KA_ETU3_ LSIG | 6181.37
3VA6712-7KP31-0AA0 | MCCB_UL_FS1200_1200A_3P_100KA_ETU8_ LSI | 7001.88
3VA6780-5HL31-2AA0 | MCCB_UL_FS1200_800A_3P_35KA_ETU3_ LI | 3451.71
3VA6780-5HM31-2AA0 | MCCB_UL_FS1200_800A_3P_35KA_ETU3_ LIG | 3807.27
1PH8137-1JF03-0GA2-ZA12V90 | COMPACT ASYNCHRONOUS MOTOR 1PH813 | 7206.38
1PH8137-2FF12-1BG1-ZL74 | COMPACT SYNCHRONOUS MOTOR 1PH813 | 16831.55
1PH8137-3HG13-0AC2-ZU67V90 | COMPACT ASYNCHRONOUS MOTOR 1PH813 | 11392.47
1PH8163-3DD13-2AA1-ZU63 | COMPACT ASYNCHRONOUS MOTOR 1PH816 | 15233.03
1PH8165-1AF10-2BC2-ZA12 | COMPACT ASYNCHRONOUS MOTOR 1PH816 | 7839.02
3VA2010-5HN42-0HL0 | MCCB_IEC_FS100_100A_4P_55KA_ETU3_LSI | 933.09
3VA2010-5JP42-0KH0 | MCCB_IEC_FS100_100A_4P_55KA_ETU5_LSI | 1336.98
5SL6008-7MC | MCB COM 230V 6kA, 1+N, C8 | 181.97
5SL6010-7MC | MCB COM 230V 6kA, 1+N, C10 | 173.85
5SL6020-6MC | MCB COM 230V 6kA, 1+N, B20 | 158.79
5SL6025-6MC | MCB COM 230V 6kA, 1+N, B25 | 159.94
6AG4112-3HK32-0DX2 | SIMATIC IPC647E (Rack PC) | 9654.29
6AG4112-3JR04-6DX0 | SIMATIC IPC647E (Rack PC) | 11546.5
6AV2128-3GB06-0AX1-ZA06S00 | MTP700 UCP Siplus-Design | 1914.97
6AV2128-3KB06-0AX1-ZA06S00 | MTP1000 UCP Siplus-Design | 3107.45
6AV2157-2CM00-0LQ0 | WinCC Unified 10 Mon.Cl. EPL Royalty DL | 7656.02
6ES7648-1AA50-0XR0 | SIMATIC IPC M.2 Key-Adapter Set | 269.68
6FX5002-5CN05-1DA0 | POWER CABLE PREASSEMBLED | 372.3
6FX8002-5DN16-1EE1 | POWER CABLE PREASSEMBLED | 945.94
6RA8095-4GS22-0AA0-ZG00L11S01 | SINAMICS DCM DC CONVERTER | 35750.72
6RP0020-2AC32-5AA0 | SINAMICS DCP 250 KW | 52464.38
6SL3095-5AA00-0BG0 | ENGINEERING FOR INTEGRATION | 299.76
4RB8250-3GK10 | POWER CAPACITOR MKK 690V 25,0KVAR | 457.6
4RB8300-3EE20 | POWER CAPACITOR MKK 440V 30,0KVAR | 336.58
4RB8300-3EJ20 | POWER CAPACITOR MKK 480V 30,0KVAR | 336.58
4RB8400-3EA20 | POWER CAPACITOR MKK 400V 40,0KVAR | 528.57
4RB8400-3FC20 | POWER CAPACITOR MKK 525V 40,0KVAR | 577.25
6AG4114-3DG32-0JB0 | SIMATIC IPC847E (Rack PC) | 9958.43
6AG4114-3MG17-6DX2 | SIMATIC IPC847E (Rack PC) | 12048.4
6AG4131-3GC23-1AA1 | SIMATIC IPC627E (Box PC) | 5964.28
6AG4131-3GC30-3AA0 | SIMATIC IPC627E (Box PC) | 6762.8
6AV7882-0AA10-8EA0 | SIMATIC IPC277E, 7" Touch | 2659.28
6AV7882-0EA10-7CA0 | SIMATIC IPC277E, 19" Touch | 4289.29
6ES7652-8BX68-2YK0 | PCS 7 UG PACK INF.SERVER V9.0 -> V9.1 DL | 2001.58
6ES7653-2CC02-0XB0 | System Expansion Card PO 500 & V10 | 13103.12
6ES7661-0AA01-1CB2 | Process Control System IPC647E | 7538.86
6ES7661-0BS01-1PE2 | Process Control System IPC647E | 14259.72
6ES7661-0FS41-1RE6 | Process Control System IPC647E | 15602.09
6ES7661-0NP45-1DH2 | Process Control System IPC647E | 9962.92
6ES7661-1PT45-1SF2 | Process Control System IPC847E | 18204.44
6FX5002-2DC40-1BG0 | SIGNAL CABLE, PREASSEMBLED | 247.96
6FX5002-2DC40-1BK0 | SIGNAL CABLE, PREASSEMBLED | 270.83
6FX8002-5CN46-1CC0 | POWER CABLE PREASSEMBLED | 620.44
6FX8002-5DA38-1BG5 | POWER CABLE, PREASSEMBLED EXT. | 743.14
6GK1907-0DC00-6AA4 | M12 Connection plug (S-coded) | 55.96
6GK5334-2TS01-2AR3 | SCALANCE XRM334 (24V DC, 8xFO) | 4372.09
6GK5876-4AA10-2BA2 | SCALANCE M876-4 | 1321.42
8GK9101-0KK06 | ALPHA Cable flange sheet metal | 130.59
8GK9560-0CH05 | SIBOARD sealing for handle wall-mounted | 8.18
8GK9800-0KK06 | support 3NJ4 busbar holder NH00 | 16.77
8MF1111-0AA00-0JA8 | SIVACON 2200mm x 600mm x 600mm | 2798.01
8MF1111-0AA00-0JB4 | SIVACON 2000mm x 600mm x 600mm | 2439.29
8MF1111-0AA00-0JB6 | SIVACON 2000mm x 600mm x 800mm | 3070.64
8MF1111-0AA00-0JB8 | SIVACON 1800mm x 800mm x 500mm | 2855.42
8MF1111-0AA00-0JC4 | SIVACON 2000mm x 600mm x 500mm | 2970.21
8MF1111-0AA00-0JC6 | SIVACON 2000mm x 800mm x 600mm | 3128.03
8MF1111-0AA00-0JD4 | SIVACON 2000mm x 800mm x 800mm | 3988.97
8MF1111-0AA00-0JD6 | SIVACON 2000mm x 1200mm x 600mm | 4333.34
8MF1111-0AA00-0JE4 | SIVACON 2200mm x 900mm x 600mm | 3658.95
8MF1111-0AA00-0JE6 | SIVACON 2000mm x 600mm x 500mm | 2568.43
8MF1111-0AA00-0JF2 | SIVACON 2000mm x 600mm x 1000mm | 2166.66
8MF1111-0AA00-0JF4 | SIVACON 2000mm x 600mm x 1000mm | 2511.04
6DL5210-1CX57-0DB5 | BRAUMAT,SISTAR Client 7.5 DL | 15942.45
6DL5210-1DX57-2DB0 | BRAUMAT,SISTAR RCS Srv 7.5 DL | 21255.52
6DL5210-1GX57-2YB0 | BRAUMAT,SISTAR SQL-Adpt Srv 7.5 | 8890.86
6DL5210-1HB57-0YA0 | BRAUMAT,SISTAR Lean 7.5 | 6666.51
6DL5210-1HF57-0YD0 | BRAUMAT,SISTAR Convert 7.5 Lean28>IOS | 22222.27
6DL5210-1HH57-0YD0 | BRAUMAT,SISTAR Convert 7.5 Lean40>IOS | 11111.94
6DL5210-1KX57-2YB0 | BRAUMAT,SISTAR MES API Srv 7.5 | 2221.09
6DL8913-0AL00-0AE5 | SIMIT SP V10.3 UG ENG. S V10.3 -> V11.0 | 1899.17
6DL8913-0BL00-0AD5 | SIMIT SP V11.0 CONV. PACK ENG. S -> M | 7512.51
6DL8913-0CL00-0AD5 | SIMIT SP V11.0 CONV. PACK ENG. M -> L | 11268.74
6DL8913-0DL00-0AJ5 | SIMIT SP V11.0 CONV. PACK ENG.L -> XL DL | 11757.7
6DL8913-0KL00-0AK5 | SIMIT 5 VC UG V10.3-> V11.0 (FULL) DL | 10712.58
6DL8913-0NL00-0AE5 | SIMIT 1 VC UG V10.3-> V11.0 (300) | 556.17
6DL8913-0RL00-0AK5 | SIMIT 5VC UG V10.3->V11.0 (ENTRY/SIS) DL | 3773.64
6DL8913-0SL00-0AH5 | SIMIT V11.0 VC PCS neo (1 CTRL) DL | 1306.41
6DL8913-0UX00-0AV8 | SIMIT SUS PLAYER M DL | 783.84
6DL8913-0WX00-0AL8 | SIMIT SUS PLAYER XL | 2885.29
6DR4004-2RP | BOOSTER KIT,PS2,DBL ACT,Exd,G 1/2 | 2607.13
6FX5002-5DS17-1DF0 | POWER CABLE PREASSEMBLED | 1291.77
6FX8002-2DC40-1DH0 | SIGNAL CABLE, PREASSEMBLED | 507.08
6FX8002-2DD40-1BJ0 | SIGNAL CABLE, PREASSEMBLED | 321.14
6FX8002-5CS54-1BA5 | POWER CABLE, PREASSEMBLED | 500.64
6FX8008-1BE08-1BF0 | ONE-CABLE-CONNECTION ASSEMBLY | 329.71
6FX8012-5CN06-1EE0 | POWER CABLE PREASSEMBLED | 678.33
6GT2810-3HG81 | SIMATIC RF682T, 130x32x15mm, Ucode DNA | 167.12
6RA8000-0MV62-0AA0-ZG63L10 | SINAMICS DCM CONTROL MODULE | 8611.05
6SL3211-1PE16-1AL1 | SINAMICS PM240-2 PT-FSA-A-400V-2,2KW | 1382.68
8GK5760-0CH12 | SIBOARD busbar holder 1-pole | 231.56
3VA6780-6HL31-2AA0 | MCCB_UL_FS1200_800A_3P_65KA_ETU3_ LI | 3725.2
3VA6780-6HM31-2AA0 | MCCB_UL_FS1200_800A_3P_65KA_ETU3_ LIG | 4069.85
3VA6780-6KP31-0AA0 | MCCB_UL_FS1200_800A_3P_65KA_ETU8_ LSI | 4638.76
3VA6780-6KQ31-0AA0 | MCCB_UL_FS1200_800A_3P_65KA_ETU8_ LSIG | 4945.08
3VA6780-6KT31-0AA0 | MCCB_UL_FS1200_800A_3P_65KA_ETU8_ LSI | 4945.08
3VA6780-7HM31-2AA0 | MCCB_UL_FS1200_800A_3P_100KA_ETU3_ LIG | 4474.63
3VA6780-7HN31-2AA0 | MCCB_UL_FS1200_800A_3P_100KA_ETU3_ LSI | 4294.11
3VA6780-7KT31-0AA0 | MCCB_UL_FS1200_800A_3P_100KA_ETU8_ LSI | 5327.98
1PH8137-1DF22-1GH1 | COMPACT ASYNCHRONOUS MOTOR 1PH813 | 8615.36
1PH8137-1DF22-2BA1 | COMPACT ASYNCHRONOUS MOTOR 1PH813 | 8948.39
1PH8137-1DF22-2LE1 | COMPACT ASYNCHRONOUS MOTOR 1PH813 | 9587.54
1PH8137-1DG00-0LE1 | COMPACT ASYNCHRONOUS MOTOR 1PH813 | 7897.76
1PH8137-1DG00-0MA1 | COMPACT ASYNCHRONOUS MOTOR 1PH813 | 8684.47
1PH8137-1DG00-0MC1 | COMPACT ASYNCHRONOUS MOTOR 1PH813 | 8684.47
1PH8137-1DG00-1BA1 | COMPACT ASYNCHRONOUS MOTOR 1PH813 | 7258.64
1PH8137-1DG00-2GD1-ZK09 | COMPACT ASYNCHRONOUS MOTOR 1PH813 | 7405.23
1PH8137-1DG00-2LA1 | COMPACT ASYNCHRONOUS MOTOR 1PH813 | 7897.76
1PH8107-1DG10-0DD1 | COMPACT ASYNCHRONOUS MOTOR 1PH810 | 6584.27
1PH8107-1DG10-1BA1 | COMPACT ASYNCHRONOUS MOTOR 1PH810 | 6115.87
1PH8083-1HF10-2BA2 | MAIN SPINDLE MOTOR 1PH808 | 4133.47
1PH8083-1HF12-2GA2 | MAIN SPINDLE MOTOR 1PH808 | 3977.8
1PH8083-1JF12-1HE2 | MAIN SPINDLE MOTOR 1PH808 | 4687.31
1PH8083-1SF00-0LA1 | MAIN SPINDLE MOTOR 1PH808 | 7535.26
1PH8083-1SM00-0MA1 | MAIN SPINDLE MOTOR 1PH808 | 8052.97
1PH8083-1SM00-1LA1 | MAIN SPINDLE MOTOR 1PH808 | 7535.26
1PH8083-1SM02-0LA1 | MAIN SPINDLE MOTOR 1PH808 | 7712.61
1PH8083-1SM02-0MA1 | MAIN SPINDLE MOTOR 1PH808 | 8230.32
1PH8083-1SN02-3LB1 | MAIN SPINDLE MOTOR 1PH808 | 9385.02
1PH8083-1SN02-3LE1 | MAIN SPINDLE MOTOR 1PH808 | 9385.02
1PH8107-1FD03-1BH1 | COMPACT ASYNCHRONOUS MOTOR 1PH810 | 7686.97
1PH8107-1FD03-2BA1 | COMPACT ASYNCHRONOUS MOTOR 1PH810 | 7686.97
1PH8107-1FF02-0BA1 | COMPACT ASYNCHRONOUS MOTOR 1PH810 | 7408.22
1PH8107-1FF02-0CA1 | COMPACT ASYNCHRONOUS MOTOR 1PH810 | 7636.2
1PH8107-1FF02-0CC1 | COMPACT ASYNCHRONOUS MOTOR 1PH810 | 7636.2
1PH8107-1FF02-0CE1 | COMPACT ASYNCHRONOUS MOTOR 1PH810 | 7636.2
1PH8107-1FF02-0GA1 | COMPACT ASYNCHRONOUS MOTOR 1PH810 | 7075.18
1PH8107-1FF12-0BA1 | COMPACT ASYNCHRONOUS MOTOR 1PH810 | 7408.22
1PH8107-1FF12-0QA1 | COMPACT ASYNCHRONOUS MOTOR 1PH810 | 7820.13
1PH8107-1FF12-1BA1 | COMPACT ASYNCHRONOUS MOTOR 1PH810 | 7408.22
1PH8107-1FF12-2BA1 | COMPACT ASYNCHRONOUS MOTOR 1PH810 | 7408.22
1PH8103-1DM10-1BH1 | COMPACT ASYNCHRONOUS MOTOR 1PH810 | 5727.85
1PH8103-1DM10-1LG1 | COMPACT ASYNCHRONOUS MOTOR 1PH810 | 6327.1
1PH8103-1DM12-0BA1 | COMPACT ASYNCHRONOUS MOTOR 1PH810 | 5955.91
1PH8103-1DM12-1BA1 | COMPACT ASYNCHRONOUS MOTOR 1PH810 | 5955.91
1PH8103-1DM23-0CB1 | COMPACT ASYNCHRONOUS MOTOR 1PH810 | 6946.55
1PH8103-1DM23-0CC1 | COMPACT ASYNCHRONOUS MOTOR 1PH810 | 6946.55
1PH8103-1FD00-0LA1 | COMPACT ASYNCHRONOUS MOTOR 1PH810 | 7391.41
1PH8103-1FD00-1BA1 | COMPACT ASYNCHRONOUS MOTOR 1PH810 | 6792.13
1PH8131-2FF22-0BE1 | COMPACT SYNCHRONOUS MOTOR 1PH813 | 13357.47
1PH8131-2FF22-1BA1 | COMPACT SYNCHRONOUS MOTOR 1PH813 | 13357.47
1PH8131-2FF22-2BE1 | COMPACT SYNCHRONOUS MOTOR 1PH813 | 13357.47
1PH8131-2FF23-2BC1 | COMPACT SYNCHRONOUS MOTOR 1PH813 | 13712.25
1PH8131-2FL10-2BA1 | COMPACT SYNCHRONOUS MOTOR 1PH813 | 13612.86
1PH8131-2FL12-0BE1 | COMPACT SYNCHRONOUS MOTOR 1PH813 | 13891.58
1PH8131-2FL12-1CA1 | COMPACT SYNCHRONOUS MOTOR 1PH813 | 14119.56
1PH8131-2FL12-2BC1-ZX01 | COMPACT SYNCHRONOUS MOTOR 1PH813 | 14068.95
1PH8133-1DB00-1CA1 | COMPACT ASYNCHRONOUS MOTOR 1PH813 | 6675.75
1PH8133-1DB00-1HA1 | COMPACT ASYNCHRONOUS MOTOR 1PH813 | 6342.8
1PH8133-1DB00-2BA1 | COMPACT ASYNCHRONOUS MOTOR 1PH813 | 6447.79
1PH8133-1DB00-2GA1 | COMPACT ASYNCHRONOUS MOTOR 1PH813 | 6114.74
1PH8107-1DD12-2LC1 | COMPACT ASYNCHRONOUS MOTOR 1PH810 | 6943.2
1PH8107-1DD12-2QA1 | COMPACT ASYNCHRONOUS MOTOR 1PH810 | 6755.85
1PH8107-1DD12-2QC1 | COMPACT ASYNCHRONOUS MOTOR 1PH810 | 6755.85
1PH8107-1DD13-0BB1 | COMPACT ASYNCHRONOUS MOTOR 1PH810 | 6622.69
1PH8133-1SF13-3MA1 | COMPACT ASYNCHRONOUS MOTOR 1PH813 | 11941.32
1PH8133-1SG02-0LC1 | COMPACT ASYNCHRONOUS MOTOR 1PH813 | 8936.67
1PH8133-1SG02-0MC1 | COMPACT ASYNCHRONOUS MOTOR 1PH813 | 9723.37
1PH8133-1SG22-0MA1 | COMPACT ASYNCHRONOUS MOTOR 1PH813 | 10665.64
1PH8133-1SG23-3LA1-ZX06 | COMPACT ASYNCHRONOUS MOTOR 1PH813 | 12274.24
1PH8133-1UD03-1LC1 | COMPACT ASYNCHRONOUS MOTOR 1PH813 | 7961.76
1PH8133-1UD12-0LA1 | COMPACT ASYNCHRONOUS MOTOR 1PH813 | 7606.98
1PH8107-1DF22-0BA1 | COMPACT ASYNCHRONOUS MOTOR 1PH810 | 7199.96
1PH8107-1DF22-0CA1 | COMPACT ASYNCHRONOUS MOTOR 1PH810 | 7427.96
1PH8107-1DF22-0QA1 | COMPACT ASYNCHRONOUS MOTOR 1PH810 | 7611.87
1PH8107-1DF22-1BC1-ZK18 | COMPACT ASYNCHRONOUS MOTOR 1PH810 | 7504.06
1PH8107-1DF23-0BC1 | COMPACT ASYNCHRONOUS MOTOR 1PH810 | 7478.72
1PH8107-1DF23-0DC1-ZK09 | COMPACT ASYNCHRONOUS MOTOR 1PH810 | 7991.46
1PH8107-1DF23-1QC1 | COMPACT ASYNCHRONOUS MOTOR 1PH810 | 7890.61
1PH8107-1DG00-0BG1 | COMPACT ASYNCHRONOUS MOTOR 1PH810 | 6115.87
1PH8107-1DG00-0GB1 | COMPACT ASYNCHRONOUS MOTOR 1PH810 | 5782.84
1PH8107-1DG00-1BB1 | COMPACT ASYNCHRONOUS MOTOR 1PH810 | 6115.87
1PH8137-1DF23-0BA1 | COMPACT ASYNCHRONOUS MOTOR 1PH813 | 9303.19
1PH8137-1DF23-0CA1-ZK18 | COMPACT ASYNCHRONOUS MOTOR 1PH813 | 9835.29
1PH8137-1DF23-0LA1 | COMPACT ASYNCHRONOUS MOTOR 1PH813 | 9942.3
1PH8137-1DG00-0BH1 | COMPACT ASYNCHRONOUS MOTOR 1PH813 | 7258.64
1PH8137-1DG00-0DA1 | COMPACT ASYNCHRONOUS MOTOR 1PH813 | 7568.66
1PH8137-1DG00-1CA1 | COMPACT ASYNCHRONOUS MOTOR 1PH813 | 7486.61
1PH8137-1DG00-1FA1 | COMPACT ASYNCHRONOUS MOTOR 1PH813 | 7412.06
1PH8137-1DG00-2BB1 | COMPACT ASYNCHRONOUS MOTOR 1PH813 | 7258.64
1PH8137-1DG00-2CA1 | COMPACT ASYNCHRONOUS MOTOR 1PH813 | 7486.61
1PH8137-1DG00-2DB1 | COMPACT ASYNCHRONOUS MOTOR 1PH813 | 7568.66
1PH8107-1DG10-1BE1 | COMPACT ASYNCHRONOUS MOTOR 1PH810 | 6115.87
1PH8107-1DG10-2BA1 | COMPACT ASYNCHRONOUS MOTOR 1PH810 | 6115.87
1PH8083-1FM12-2BA1 | MAIN SPINDLE MOTOR 1PH808 | 6566.05
1PH8083-1HF10-1GA2 | MAIN SPINDLE MOTOR 1PH808 | 3800.43
1PH8083-1SF00-1LA1 | MAIN SPINDLE MOTOR 1PH808 | 7535.26
1PH8083-1SF02-3LA1 | MAIN SPINDLE MOTOR 1PH808 | 9385.02
1PH8083-1SF10-1LA1 | MAIN SPINDLE MOTOR 1PH808 | 7535.26
1PH8083-1SG02-3LG1 | MAIN SPINDLE MOTOR 1PH808 | 9385.02
1PH8083-1SG22-0MA1 | MAIN SPINDLE MOTOR 1PH808 | 8598.26
1PH8083-1SM02-2LA1 | MAIN SPINDLE MOTOR 1PH808 | 7712.61
1PH8083-1SM10-0LG1 | MAIN SPINDLE MOTOR 1PH808 | 7535.26
1PH8083-1SN02-0MC1 | MAIN SPINDLE MOTOR 1PH808 | 8230.32
1PH8083-1SN02-2LA1 | MAIN SPINDLE MOTOR 1PH808 | 7712.61
1PH8107-1FD03-2BE1 | COMPACT ASYNCHRONOUS MOTOR 1PH810 | 7686.97
1PH8107-1FD12-1BA1 | COMPACT ASYNCHRONOUS MOTOR 1PH810 | 7408.22
1PH8107-1FF00-0BA1 | COMPACT ASYNCHRONOUS MOTOR 1PH810 | 7180.16
1PH8107-1FF00-2BA1 | COMPACT ASYNCHRONOUS MOTOR 1PH810 | 7180.16
1PH8107-1FF02-1BA1 | COMPACT ASYNCHRONOUS MOTOR 1PH810 | 7408.22
1PH8107-1FF02-2BA1 | COMPACT ASYNCHRONOUS MOTOR 1PH810 | 7408.22
1PH8107-1FF03-0GA1 | COMPACT ASYNCHRONOUS MOTOR 1PH810 | 7353.92
1PH8107-1FF03-1BD1 | COMPACT ASYNCHRONOUS MOTOR 1PH810 | 7845.36
1PH8107-1FF13-1BC1 | COMPACT ASYNCHRONOUS MOTOR 1PH810 | 7686.97
1PH8107-1FF22-0BA1 | COMPACT ASYNCHRONOUS MOTOR 1PH810 | 8264.26
1PH8103-1DM03-0DA1 | COMPACT ASYNCHRONOUS MOTOR 1PH810 | 6544.67
1PH8103-1DM10-0DA1 | COMPACT ASYNCHRONOUS MOTOR 1PH810 | 6037.86
1PH8103-1DM12-2DC1 | COMPACT ASYNCHRONOUS MOTOR 1PH810 | 6265.92
1PH8103-1DM13-2BE1 | COMPACT ASYNCHRONOUS MOTOR 1PH810 | 6234.65
1PH8103-1DM22-1BA1 | COMPACT ASYNCHRONOUS MOTOR 1PH810 | 6439.8
1PH8103-1DM22-1LA1 | COMPACT ASYNCHRONOUS MOTOR 1PH810 | 7039.06
1PH8133-1DD00-0HB1 | COMPACT ASYNCHRONOUS MOTOR 1PH813 | 6342.8
1PH8133-1DD00-0LA1 | COMPACT ASYNCHRONOUS MOTOR 1PH813 | 7086.9
1PH8133-1DD00-1BA1 | COMPACT ASYNCHRONOUS MOTOR 1PH813 | 6447.79
1PH8133-1DD00-1BA1-ZK10 | COMPACT ASYNCHRONOUS MOTOR 1PH813 | 6701.15
1PH8133-1DD00-2BB1 | COMPACT ASYNCHRONOUS MOTOR 1PH813 | 6447.79
1PH8133-1DD00-2BB1-ZK10 | COMPACT ASYNCHRONOUS MOTOR 1PH813 | 6701.15
1PH8133-1DD00-2BG1 | COMPACT ASYNCHRONOUS MOTOR 1PH813 | 6447.79
1PH8133-1DD00-2CA1 | COMPACT ASYNCHRONOUS MOTOR 1PH813 | 6675.75
1PH8107-1DF00-2CA1 | COMPACT ASYNCHRONOUS MOTOR 1PH810 | 6343.85
1PH8107-1DF00-2CA1-ZK09K18 | COMPACT ASYNCHRONOUS MOTOR 1PH810 | 6850.69
1PH8107-1DF00-2CA1-ZK24 | COMPACT ASYNCHRONOUS MOTOR 1PH810 | 6495.89
1PH8107-1DF00-2CB1 | COMPACT ASYNCHRONOUS MOTOR 1PH810 | 6343.85
1PH8107-1DF02-0BG1 | COMPACT ASYNCHRONOUS MOTOR 1PH810 | 6343.94
1PH8107-1DF02-0CA1 | COMPACT ASYNCHRONOUS MOTOR 1PH810 | 6571.92
1PH8107-1DF02-0CA1-ZK18 | COMPACT ASYNCHRONOUS MOTOR 1PH810 | 6876.04
1PH8107-1DF02-0CC1 | COMPACT ASYNCHRONOUS MOTOR 1PH810 | 6571.92
1PH8133-1SF02-3LC1 | COMPACT ASYNCHRONOUS MOTOR 1PH813 | 10799.83
1PH8133-1SF02-3MA1 | COMPACT ASYNCHRONOUS MOTOR 1PH813 | 11586.56
1PH8133-1SF03-1LA1 | COMPACT ASYNCHRONOUS MOTOR 1PH813 | 9291.44
1PH8133-1SF10-0LA1 | COMPACT ASYNCHRONOUS MOTOR 1PH813 | 8657.93
1PH8133-1SG02-2LA1 | COMPACT ASYNCHRONOUS MOTOR 1PH813 | 8936.67
1PH8133-1SG02-2LB1 | COMPACT ASYNCHRONOUS MOTOR 1PH813 | 8936.67
1PH8133-1SG02-3MA1 | COMPACT ASYNCHRONOUS MOTOR 1PH813 | 11586.56
1PH8133-1SG20-3LE1 | COMPACT ASYNCHRONOUS MOTOR 1PH813 | 11463.39
1PH8133-1UF00-0LA1 | COMPACT ASYNCHRONOUS MOTOR 1PH813 | 7328.27
1PH8133-1UF00-2LA1 | COMPACT ASYNCHRONOUS MOTOR 1PH813 | 7328.27
1PH8133-1UF00-2LB1 | COMPACT ASYNCHRONOUS MOTOR 1PH813 | 7328.27
1PH8107-1DF20-0BA1 | COMPACT ASYNCHRONOUS MOTOR 1PH810 | 6971.9
1PH8107-1DF20-0CC1 | COMPACT ASYNCHRONOUS MOTOR 1PH810 | 7199.89
1PH8107-1DF22-1CA1 | COMPACT ASYNCHRONOUS MOTOR 1PH810 | 7427.96
1PH8107-1DF22-1CE1 | COMPACT ASYNCHRONOUS MOTOR 1PH810 | 7427.96
1PH8107-1DF22-2BA1 | COMPACT ASYNCHRONOUS MOTOR 1PH810 | 7199.96
1PH8107-1DF23-0BA1 | COMPACT ASYNCHRONOUS MOTOR 1PH810 | 7478.72
1PH8107-1DG00-0CC1 | COMPACT ASYNCHRONOUS MOTOR 1PH810 | 6343.85
1PH8107-1DG00-0DA1 | COMPACT ASYNCHRONOUS MOTOR 1PH810 | 6425.88
1PH8107-1DG00-0DE1 | COMPACT ASYNCHRONOUS MOTOR 1PH810 | 6425.88
1PH8107-1DG00-0DF1 | COMPACT ASYNCHRONOUS MOTOR 1PH810 | 6425.88
1PH8137-1DF23-1BA1 | COMPACT ASYNCHRONOUS MOTOR 1PH813 | 9303.19
1PH8137-1DF23-1CE1 | COMPACT ASYNCHRONOUS MOTOR 1PH813 | 9531.17
1PH8137-1DG00-0BA1 | COMPACT ASYNCHRONOUS MOTOR 1PH813 | 7258.64
1PH8137-1DG00-0BC1 | COMPACT ASYNCHRONOUS MOTOR 1PH813 | 7258.64
1PH8137-1DG00-1HA1 | COMPACT ASYNCHRONOUS MOTOR 1PH813 | 7153.66
1PH8137-1DG00-1LA1 | COMPACT ASYNCHRONOUS MOTOR 1PH813 | 7897.76
1PH8137-1DG00-2BA1 | COMPACT ASYNCHRONOUS MOTOR 1PH813 | 7258.64
1PH8137-1DG00-2BA1-ZX01 | COMPACT ASYNCHRONOUS MOTOR 1PH813 | 7435.99
1PH8107-1DG10-2BE1 | COMPACT ASYNCHRONOUS MOTOR 1PH810 | 6115.87
1PH8107-1DG10-2GA1 | COMPACT ASYNCHRONOUS MOTOR 1PH810 | 5782.84
1PH8107-1DG12-0BA1 | COMPACT ASYNCHRONOUS MOTOR 1PH810 | 6343.94
1PH8107-1DG12-0BB1 | COMPACT ASYNCHRONOUS MOTOR 1PH810 | 6343.94
1PH8083-1SF10-2LA1 | MAIN SPINDLE MOTOR 1PH808 | 7535.26
1PH8083-1SG00-0LG1 | MAIN SPINDLE MOTOR 1PH808 | 7535.26
1PH8083-1SG00-1LA1 | MAIN SPINDLE MOTOR 1PH808 | 7535.26
1PH8083-1SG02-3LA1 | MAIN SPINDLE MOTOR 1PH808 | 9385.02
1PH8083-1SM12-0MG1 | MAIN SPINDLE MOTOR 1PH808 | 8230.32
1PH8083-1SN00-0LA1 | MAIN SPINDLE MOTOR 1PH808 | 7535.26
3VA6816-5HL31-0AA0 | MCCB_UL_FS1600_1600A_3P_35KA_ETU3_ LI | 6071.92
3VA6816-5HN31-2AA0 | MCCB_UL_FS1600_1600A_3P_35KA_ETU3_ LSI | 6783.07
3VA6816-5HQ31-2AA0 | MCCB_UL_FS1600_1600A_3P_35KA_ETU3_ LSIG | 7165.99
3VA6816-5KP31-2AA0 | MCCB_UL_FS1600_1600A_3P_35KA_ETU8_ LSI | 8095.93
3VA6816-6HL31-0AA0 | MCCB_UL_FS1600_1600A_3P_65KA_ETU3_ LI | 6509.57
3VA6816-6HM31-0AA0 | MCCB_UL_FS1600_1600A_3P_65KA_ETU3_ LIG | 6892.47
3VA6816-6KP31-2AA0 | MCCB_UL_FS1600_1600A_3P_65KA_ETU8_ LSI | 8697.66
3VA6816-6KQ31-2AA0 | MCCB_UL_FS1600_1600A_3P_65KA_ETU8_ LSIG | 8971.16
3VA6816-7HM31-0AA0 | MCCB_UL_FS1600_1600A_3P_100KA_ETU3_ LIG | 7658.29
3VA6816-7HN31-0AA0 | MCCB_UL_FS1600_1600A_3P_100KA_ETU3_ LSI | 7439.5
3VA6816-7HQ31-0AA0 | MCCB_UL_FS1600_1600A_3P_100KA_ETU3_ LSIG | 7767.7
3VA6816-7KQ31-2AA0 | MCCB_UL_FS1600_1600A_3P_100KA_ETU8_ LSIG | 9791.69
3VA6816-7KT31-2AA0 | MCCB_UL_FS1600_1600A_3P_100KA_ETU8_ LSI | 9791.69
3VA6920-7KP31-0AA0 | MCCB_UL_FS2000_2000A_3P_100KA_ETU8_ LSI | 9955.79
3VA6920-7KT31-0AA0 | MCCB_UL_FS2000_2000A_3P_100KA_ETU8_ LSI | 10338.72
6AG4022-0BC31-2BA2 | SIMATIC IPC327G | 1955.13
6AG4022-0BC41-2CA1 | SIMATIC IPC327G | 2582.87
6AG4104-5KE16-4LB0 | SIMATIC IPC547J | 13255.93
6AV2107-0PX00-0UH0 | SiVArc V17 UCL DL | 5447.74
6AV7231-0DD31-2BA0 | SIMATIC IPC377G | 3215.11
6ES7194-4BL00-0AA0 | ET 200pro, CM PM-E M12-L | 110.69
6ES7823-1HA05-0YB5 | SIMATIC Machine Simulator S V5.0 +Dongle | 7884.73
6ES7823-1HA15-0YB5 | SIMATIC Machine Simulator M V5.0 +Dongle | 15030.28
6ES7833-1FC17-2YX0 | STEP 7 Safety Advanced, EPL-Master DL | 569.31
6ES7833-1FC17-2YX2 | STEP7 Safety Adv. Combo, EPL-Maintenance | 213.3
6FX5002-5DN36-1CJ0 | POWER CABLE PREASSEMBLED | 496.35
6FX8002-2AD04-1CD1 | SIGNAL CABLE, PREASSEMBLED EXT. | 434.44
6FX8002-5CP17-1HF0 | POWER CABLE PREASSEMBLED | 1027.25
6FX8002-5CP47-1BC0 | POWER CABLE PREASSEMBLED | 547.03
6FX8002-5DN36-1DF1 | POWER CABLE PREASSEMBLED | 862.54
6FX8002-5DN36-1EB1 | POWER CABLE PREASSEMBLED | 958.22
6GF3530-0GE10 | Optical Reader MV530 H | 5273.19
6XV1876-2B | IE FC TP Flexible Cable GP 4x2, Cat7 | 6.13
1FG1510-5UF32-2AX1-ZD11K06N23 | SIMOTICS S-1FG1 SERVO GEARED MOTOR | 5375.78
1FG1503-1RE02-2AC2-ZD11G23K07 | SIMOTICS S-1FG1 SERVO GEARED MOTOR | 4073.53
1FK2203-4AK10-0MA0-ZB42M01R16 | SYNCHRONOUS MOTOR 1FK2 CT 1,27 NM | 2730.77
1FK7042-2AC71-1RH1-ZJ13 | SYNCHRONOUS MOTOR 1FK7-CT 3 NM | 6003.72
1FK7060-2AC71-1BH0-ZM03 | SYNCHRONOUS MOTOR 1FK7-CT 6 NM | 2821.12
1FK7063-2AC71-1BG0-ZM03 | SYNCHRONOUS MOTOR 1FK7-CT 11 NM | 2730.37
1FK7081-2AC74-1TA0-ZN05 | SYNCHRONOUS MOTOR 1FK7-CT 12 NM | 2264.39
1FK7101-2AF71-1RB0-ZM03N24 | SYNCHRONOUS MOTOR 1FK7-CT 27 NM | 4751.25
1FL2102-2AG01-0MC0 | Servomotor 1FL2;3AC 200V | 773.77
1FL2102-2AG10-0SC0 | Servomotor 1FL2;3AC 200V | 735.96
1FL2102-2AG10-1MC0 | Servomotor 1FL2;3AC 200V | 931.48
1FL2102-2AG11-1HC0 | Servomotor 1FL2;3AC 200V | 590.85
1FL2102-2AG11-1SC0 | Servomotor 1FL2;3AC 200V | 754.85
1FL2102-4AF01-0HC0 | Servomotor 1FL2;3AC 400V | 423.9
1FL2102-4AF01-0SC0 | Servomotor 1FL2;3AC 400V | 587.9
1FK7034-2AF24-1SG0 | SYNCHRONOUS MOTOR 1FK7-CT 1,6 NM | 1007.46
1FK7034-2AF24-1SG2 | SYNCHRONOUS MOTOR 1FK7-CT 1,6 NM | 1100.26
1FK7034-2AF24-1TA1 | SYNCHRONOUS MOTOR 1FK7-CT 1,6 NM | 1185.86
1FK7034-2AF24-1TB0 | SYNCHRONOUS MOTOR 1FK7-CT 1,6 NM | 1310.35
1FK7034-2AF24-1TH1 | SYNCHRONOUS MOTOR 1FK7-CT 1,6 NM | 1315.14
1FK7034-2AK71-1RG2-ZK23 | SYNCHRONOUS MOTOR 1FK7-CT 1,6 NM | 2129.55
1FK7063-2AF71-1RB0-ZK23M03 | SYNCHRONOUS MOTOR 1FK7-CT 11 NM | 3144.9
1FK7063-2AF71-1UH0-ZN05 | SYNCHRONOUS MOTOR 1FK7-CT 11 NM | 2592.29
1PH8083-1SN00-0ME1 | MAIN SPINDLE MOTOR 1PH808 | 8052.97
1PH8083-1SN00-1LA1 | MAIN SPINDLE MOTOR 1PH808 | 7535.26
1PH8083-1SN02-0LA1 | MAIN SPINDLE MOTOR 1PH808 | 7712.61
1PH8107-1FD12-1BC1 | COMPACT ASYNCHRONOUS MOTOR 1PH810 | 7408.22
1PH8107-1FD12-2BA1 | COMPACT ASYNCHRONOUS MOTOR 1PH810 | 7408.22
1PH8107-1FD12-2GA1 | COMPACT ASYNCHRONOUS MOTOR 1PH810 | 7075.18
1PH8107-1FD13-0BA1 | COMPACT ASYNCHRONOUS MOTOR 1PH810 | 7686.97
1PH8107-1FF02-2BA1-ZX01 | COMPACT ASYNCHRONOUS MOTOR 1PH810 | 7560.24
1PH8107-1FF02-2CE1 | COMPACT ASYNCHRONOUS MOTOR 1PH810 | 7636.2
1PH8107-1FF02-2GA1 | COMPACT ASYNCHRONOUS MOTOR 1PH810 | 7075.18
1PH8107-1FF03-0BA1 | COMPACT ASYNCHRONOUS MOTOR 1PH810 | 7686.97
1PH8103-1DM02-1BC1 | COMPACT ASYNCHRONOUS MOTOR 1PH810 | 5955.91
1PH8103-1DM02-1CG1 | COMPACT ASYNCHRONOUS MOTOR 1PH810 | 6183.89
1PH8103-1DM02-2BA1 | COMPACT ASYNCHRONOUS MOTOR 1PH810 | 5955.91
1PH8103-1DM02-2HA1 | COMPACT ASYNCHRONOUS MOTOR 1PH810 | 5850.94
1PH8103-1DM20-0LA1 | COMPACT ASYNCHRONOUS MOTOR 1PH810 | 6811
1PH8103-1DM20-1MA1 | COMPACT ASYNCHRONOUS MOTOR 1PH810 | 7435.28
1PH8103-1DM22-0CE1 | COMPACT ASYNCHRONOUS MOTOR 1PH810 | 6667.78
1PH8103-1DM22-0LB1 | COMPACT ASYNCHRONOUS MOTOR 1PH810 | 7039.06
1PH8103-1FD02-2BA1 | COMPACT ASYNCHRONOUS MOTOR 1PH810 | 7020.19
1PH8103-1FD03-0LA1 | COMPACT ASYNCHRONOUS MOTOR 1PH810 | 7898.21
1PH8103-1FD03-1BA1-ZK18 | COMPACT ASYNCHRONOUS MOTOR 1PH810 | 7603.05
1PH8103-1FD03-1GA1 | COMPACT ASYNCHRONOUS MOTOR 1PH810 | 6965.9
1PH8131-2FL02-0BA1-ZV91 | COMPACT SYNCHRONOUS MOTOR 1PH813 | 14232.54
1PH8131-2FL02-0BE1 | COMPACT SYNCHRONOUS MOTOR 1PH813 | 13891.58
1PH8131-2FL02-1CF1 | COMPACT SYNCHRONOUS MOTOR 1PH813 | 14119.56
1PH8131-2FL02-2BA1 | COMPACT SYNCHRONOUS MOTOR 1PH813 | 13891.58
1PH8131-3HF13-2AA2-ZU62V90 | COMPACT ASYNCHRONOUS MOTOR 1PH813 | 9972.61
1PH8133-1AD03-0BA2 | COMPACT ASYNCHRONOUS MOTOR 1PH813 | 5435.79
1PH8133-1AF02-2BD2 | COMPACT ASYNCHRONOUS MOTOR 1PH813 | 5307.29
1PH8133-1AF12-0GD2 | COMPACT ASYNCHRONOUS MOTOR 1PH813 | 4974.24
1PH8133-1AF12-2BA2 | COMPACT ASYNCHRONOUS MOTOR 1PH813 | 5081.01
1PH8103-1SM02-0LA1 | COMPACT ASYNCHRONOUS MOTOR 1PH810 | 8126.24
1PH8103-1SM02-0MA1 | COMPACT ASYNCHRONOUS MOTOR 1PH810 | 8750.51
1PH8103-1SM02-3LA1 | COMPACT ASYNCHRONOUS MOTOR 1PH810 | 9899.95
1PH8103-1SM02-3MA1 | COMPACT ASYNCHRONOUS MOTOR 1PH810 | 10524.24
1PH8107-1DD13-2BE1 | COMPACT ASYNCHRONOUS MOTOR 1PH810 | 6622.69
1PH8107-1DD13-2BF1 | COMPACT ASYNCHRONOUS MOTOR 1PH810 | 6622.69
1PH8107-1DD13-2GC1 | COMPACT ASYNCHRONOUS MOTOR 1PH810 | 6289.64
1PH8107-1DF00-0BA1 | COMPACT ASYNCHRONOUS MOTOR 1PH810 | 6115.87
1PH8107-1DF00-1CA1 | COMPACT ASYNCHRONOUS MOTOR 1PH810 | 6343.85
1PH8107-1DF00-1CB1 | COMPACT ASYNCHRONOUS MOTOR 1PH810 | 6343.85
1PH8133-1HD12-2GA2 | COMPACT ASYNCHRONOUS MOTOR 1PH813 | 5202.51
1PH8133-1HD13-1BA2-ZB02 | COMPACT ASYNCHRONOUS MOTOR 1PH813 | 5966.04
1PH8133-1HG00-1GC2 | COMPACT ASYNCHRONOUS MOTOR 1PH813 | 4923.82
1PH8133-1HG02-2GA2-ZK24V90 | COMPACT ASYNCHRONOUS MOTOR 1PH813 | 5483.28
1PH8133-1HG03-2BB2 | COMPACT ASYNCHRONOUS MOTOR 1PH813 | 5890.33
1PH8133-1HG10-0BA2-ZA12 | COMPACT ASYNCHRONOUS MOTOR 1PH813 | 5510.21
1PH8133-1SF00-0LA1 | COMPACT ASYNCHRONOUS MOTOR 1PH813 | 8657.93
1PH8133-1SF00-0LB1 | COMPACT ASYNCHRONOUS MOTOR 1PH813 | 8657.93
1PH8133-1SF00-0MB1 | COMPACT ASYNCHRONOUS MOTOR 1PH813 | 9444.66
1PH8133-1SF00-1LA1 | COMPACT ASYNCHRONOUS MOTOR 1PH813 | 8657.93
1PH8107-1DF12-0CB1 | COMPACT ASYNCHRONOUS MOTOR 1PH810 | 6571.92
1PH8107-1DF12-0CE1 | COMPACT ASYNCHRONOUS MOTOR 1PH810 | 6571.92
1PH8107-1DF12-0DB1 | COMPACT ASYNCHRONOUS MOTOR 1PH810 | 6653.94
1PH8103-1FD02-0BA1 | COMPACT ASYNCHRONOUS MOTOR 1PH810 | 7020.19
1PH8103-1FD02-0BG1 | COMPACT ASYNCHRONOUS MOTOR 1PH810 | 7020.19
1PH8103-1FD10-2BA1 | COMPACT ASYNCHRONOUS MOTOR 1PH810 | 6792.13
1PH8131-2FF12-2BE1 | COMPACT SYNCHRONOUS MOTOR 1PH813 | 13891.58
1PH8131-2FL00-1CA1 | COMPACT SYNCHRONOUS MOTOR 1PH813 | 13840.85
1PH8131-2FL00-2BA1 | COMPACT SYNCHRONOUS MOTOR 1PH813 | 13612.86
1PH8131-2FL02-2CF1 | COMPACT SYNCHRONOUS MOTOR 1PH813 | 14119.56
1PH8131-2FL03-0CA1 | COMPACT SYNCHRONOUS MOTOR 1PH813 | 14474.36
1PH8131-2FL13-1CA1 | COMPACT SYNCHRONOUS MOTOR 1PH813 | 14474.36
1PH8131-2ML10-2GB2 | COMPACT SYNCHRONOUS MOTOR 1PH813 | 11404.72
1PH8133-1AG22-2BB2 | COMPACT ASYNCHRONOUS MOTOR 1PH813 | 6023.27
1PH8133-1CG00-1LA2 | COMPACT ASYNCHRONOUS MOTOR 1PH813 | 7847.06
1PH8103-1SM00-0LF1 | COMPACT ASYNCHRONOUS MOTOR 1PH810 | 7898.18
1PH8103-1SM00-1LA1 | COMPACT ASYNCHRONOUS MOTOR 1PH810 | 7898.18
1PH8107-1DD12-2GA1-ZK18K24 | COMPACT ASYNCHRONOUS MOTOR 1PH810 | 6467.03
1PH8107-1DD12-2GC1 | COMPACT ASYNCHRONOUS MOTOR 1PH810 | 6010.9
1PH8107-1DD13-1BA1 | COMPACT ASYNCHRONOUS MOTOR 1PH810 | 6622.69
1PH8107-1DD13-2BA1 | COMPACT ASYNCHRONOUS MOTOR 1PH810 | 6622.69
1PH8107-1DF00-0CE1 | COMPACT ASYNCHRONOUS MOTOR 1PH810 | 6343.85
1PH8107-1DF00-0FB1 | COMPACT ASYNCHRONOUS MOTOR 1PH810 | 6212.74
1PH8107-1DF00-0LG1 | COMPACT ASYNCHRONOUS MOTOR 1PH810 | 6715.14
1PH8107-1DF00-1BA1-ZX01 | COMPACT ASYNCHRONOUS MOTOR 1PH810 | 6267.89
1PH8107-1DF00-1BH1 | COMPACT ASYNCHRONOUS MOTOR 1PH810 | 6115.87
1PH8133-1HF00-2BA2 | COMPACT ASYNCHRONOUS MOTOR 1PH813 | 5256.85
1PH8133-1HF02-2BA2-ZK24 | COMPACT ASYNCHRONOUS MOTOR 1PH813 | 5712.93
1PH8133-1HF12-2GA2 | COMPACT ASYNCHRONOUS MOTOR 1PH813 | 5202.51
1PH8133-1HF13-2BB2 | COMPACT ASYNCHRONOUS MOTOR 1PH813 | 5890.33
1PH8133-1JD03-0BA2-ZX01 | COMPACT ASYNCHRONOUS MOTOR 1PH813 | 6549.18
1PH8133-1MB13-0BC2 | COMPACT ASYNCHRONOUS MOTOR 1PH813 | 6270.42
1PH8133-1MD12-1BB2 | COMPACT ASYNCHRONOUS MOTOR 1PH813 | 5915.66
1PH8133-1SD02-0LA1 | COMPACT ASYNCHRONOUS MOTOR 1PH813 | 8936.67
1PH8133-1SD03-3LG1 | COMPACT ASYNCHRONOUS MOTOR 1PH813 | 11154.62
1PH8133-1SF02-0LC1 | COMPACT ASYNCHRONOUS MOTOR 1PH813 | 8936.67
1PH8133-1SF02-1LA1 | COMPACT ASYNCHRONOUS MOTOR 1PH813 | 8936.67
1PH8107-1DF12-0BB1 | COMPACT ASYNCHRONOUS MOTOR 1PH810 | 6343.94
1PH8107-1DF12-0BG1 | COMPACT ASYNCHRONOUS MOTOR 1PH810 | 6343.94
1PH8107-1DF12-0CA1 | COMPACT ASYNCHRONOUS MOTOR 1PH810 | 6571.92
1PH8107-1DF12-0CH1 | COMPACT ASYNCHRONOUS MOTOR 1PH810 | 6571.92
1PH8107-1DF12-1BA1 | COMPACT ASYNCHRONOUS MOTOR 1PH810 | 6343.94
1PH8107-1DF12-2BA1 | COMPACT ASYNCHRONOUS MOTOR 1PH810 | 6343.94
1PH8107-1DF12-2GA1 | COMPACT ASYNCHRONOUS MOTOR 1PH810 | 6010.9
1PH8107-1DF13-1BC1 | COMPACT ASYNCHRONOUS MOTOR 1PH810 | 6622.69
1PH8107-1DF13-1BG1-ZK10X01 | COMPACT ASYNCHRONOUS MOTOR 1PH810 | 6977.44
1PH8107-1DF13-2FA1 | COMPACT ASYNCHRONOUS MOTOR 1PH810 | 6719.56
1PH8137-1DF12-0CE1 | COMPACT ASYNCHRONOUS MOTOR 1PH813 | 7765.35
1PH8137-1DF12-1BE1 | COMPACT ASYNCHRONOUS MOTOR 1PH813 | 7537.34
1PH8137-1DF12-1DC1 | COMPACT ASYNCHRONOUS MOTOR 1PH813 | 7847.35
1PH8137-1DF13-1BA1 | COMPACT ASYNCHRONOUS MOTOR 1PH813 | 7892.12
1PH8137-1DF13-1CA1 | COMPACT ASYNCHRONOUS MOTOR 1PH813 | 8120.11
1PH8137-1DF13-2BB1 | COMPACT ASYNCHRONOUS MOTOR 1PH813 | 7892.12
1PH8137-1DF13-2CA1 | COMPACT ASYNCHRONOUS MOTOR 1PH813 | 8120.11
1PH8107-1DG02-2BA1-ZX02 | COMPACT ASYNCHRONOUS MOTOR 1PH810 | 6495.96
1PH8083-1DN02-1BA1 | MAIN SPINDLE MOTOR 1PH808 | 5501.75
1PH8083-1DN22-0DG1 | MAIN SPINDLE MOTOR 1PH808 | 6179.7
1PH8083-1FF00-0BA1 | MAIN SPINDLE MOTOR 1PH808 | 6388.68
1PH8107-1DD13-0LB1-ZX01 | COMPACT ASYNCHRONOUS MOTOR 1PH810 | 7373.97
1PH8107-1DF00-0GA1 | COMPACT ASYNCHRONOUS MOTOR 1PH810 | 5782.84
1PH8107-1DF00-0HA1-ZK10 | COMPACT ASYNCHRONOUS MOTOR 1PH810 | 6213.62
1PH8107-1DF00-0HB1 | COMPACT ASYNCHRONOUS MOTOR 1PH810 | 6010.9
1PH8107-1DF00-0LA1 | COMPACT ASYNCHRONOUS MOTOR 1PH810 | 6715.14
1PH8133-1HF03-2GA2-ZX23 | COMPACT ASYNCHRONOUS MOTOR 1PH813 | 6089.44
1PH8133-1HF10-1FA2 | COMPACT ASYNCHRONOUS MOTOR 1PH813 | 5410.28
1PH8133-1HF10-2FB2 | COMPACT ASYNCHRONOUS MOTOR 1PH813 | 5410.28
1PH8133-1HF12-0BC2 | COMPACT ASYNCHRONOUS MOTOR 1PH813 | 5535.56
1PH8133-1MD12-2CA2-ZX01 | COMPACT ASYNCHRONOUS MOTOR 1PH813 | 6321
1PH8133-1MF02-0CA2 | COMPACT ASYNCHRONOUS MOTOR 1PH813 | 6143.65
1PH8133-1MF02-0MA2 | COMPACT ASYNCHRONOUS MOTOR 1PH813 | 7341.48
1PH8133-1MG03-2BA2 | COMPACT ASYNCHRONOUS MOTOR 1PH813 | 6270.42
1PH8107-1DF10-2GC1 | COMPACT ASYNCHRONOUS MOTOR 1PH810 | 5782.84
1PH8107-1DF10-2LA1 | COMPACT ASYNCHRONOUS MOTOR 1PH810 | 6715.14
1PH8107-1DF12-0BA1 | COMPACT ASYNCHRONOUS MOTOR 1PH810 | 6343.94
1PH8107-1DF12-0BA1-ZX01 | COMPACT ASYNCHRONOUS MOTOR 1PH810 | 6495.96
1PH8107-1DF12-1BC1 | COMPACT ASYNCHRONOUS MOTOR 1PH810 | 6343.94
1PH8107-1DF12-1CA1 | COMPACT ASYNCHRONOUS MOTOR 1PH810 | 6571.92
1PH8107-1DF12-1DG1 | COMPACT ASYNCHRONOUS MOTOR 1PH810 | 6653.94
1PH8107-1DF12-1GA1 | COMPACT ASYNCHRONOUS MOTOR 1PH810 | 6010.9
1PH8107-1DF13-1CA1 | COMPACT ASYNCHRONOUS MOTOR 1PH810 | 6850.69
1PH8107-1DF13-1GA1 | COMPACT ASYNCHRONOUS MOTOR 1PH810 | 6289.64
1PH8107-1DF13-2BA1 | COMPACT ASYNCHRONOUS MOTOR 1PH810 | 6622.69
1PH8107-1DF13-2CA1 | COMPACT ASYNCHRONOUS MOTOR 1PH810 | 6850.69
1PH8137-1DF12-1GA1 | COMPACT ASYNCHRONOUS MOTOR 1PH813 | 7204.3
1PH8137-1DF12-2BA1 | COMPACT ASYNCHRONOUS MOTOR 1PH813 | 7537.34
1PH8137-1DF12-2BC1 | COMPACT ASYNCHRONOUS MOTOR 1PH813 | 7537.34
1PH8137-1DF12-2BE1 | COMPACT ASYNCHRONOUS MOTOR 1PH813 | 7537.34
1PH8137-1DF12-2DA1 | COMPACT ASYNCHRONOUS MOTOR 1PH813 | 7847.35
1PH8137-1DF13-2LB1 | COMPACT ASYNCHRONOUS MOTOR 1PH813 | 8531.25
1PH8137-1DF20-0DA1-ZK18 | COMPACT ASYNCHRONOUS MOTOR 1PH813 | 9283.81
1PH8107-1DG02-1LA1 | COMPACT ASYNCHRONOUS MOTOR 1PH810 | 6943.2
1PH8107-1DG02-2BA1 | COMPACT ASYNCHRONOUS MOTOR 1PH810 | 6343.94
1PH8083-1FF00-0BG1 | MAIN SPINDLE MOTOR 1PH808 | 6388.68
1PH8083-1FF00-0CG1 | MAIN SPINDLE MOTOR 1PH808 | 6616.66
1PH8083-1FF00-0DA1 | MAIN SPINDLE MOTOR 1PH808 | 6698.7
1PH8083-1FF00-0GA1 | MAIN SPINDLE MOTOR 1PH808 | 6055.63
1PH8083-1FF10-1BA1 | MAIN SPINDLE MOTOR 1PH808 | 6388.68
1PH8083-1FF12-0BA1 | MAIN SPINDLE MOTOR 1PH808 | 6566.05
1PH8083-1FF12-0BB1 | MAIN SPINDLE MOTOR 1PH808 | 6566.05
1PH8083-1FF12-1BB1 | MAIN SPINDLE MOTOR 1PH808 | 6566.05
1PH8107-1DS00-0BA1 | COMPACT ASYNCHRONOUS MOTOR 1PH810 | 6115.87
1PH8107-1DS00-1DA1 | COMPACT ASYNCHRONOUS MOTOR 1PH810 | 6425.88
1PH8107-1DS00-2BA1 | COMPACT ASYNCHRONOUS MOTOR 1PH810 | 6115.87
1PH8107-1DS02-0BA1 | COMPACT ASYNCHRONOUS MOTOR 1PH810 | 6343.94
1PH8107-1ED12-0GA2 | COMPACT ASYNCHRONOUS MOTOR 1PH810 | 6264.28
1PH8107-1EF02-0HC2 | COMPACT ASYNCHRONOUS MOTOR 1PH810 | 6492.34
1PH8107-1EG03-2GC2-ZX04 | COMPACT ASYNCHRONOUS MOTOR 1PH810 | 6695.04
1PH8107-1EM03-0GC2-ZX04 | COMPACT ASYNCHRONOUS MOTOR 1PH810 | 6695.04
1PH8107-1FD03-0CA1 | COMPACT ASYNCHRONOUS MOTOR 1PH810 | 7914.97
1PH8107-1FD03-0QG1 | COMPACT ASYNCHRONOUS MOTOR 1PH810 | 8098.87
1PH8107-1FD03-1BA1 | COMPACT ASYNCHRONOUS MOTOR 1PH810 | 7686.97
1PH8103-1DG13-2FA1 | COMPACT ASYNCHRONOUS MOTOR 1PH810 | 6331.54
1PH8103-1DG23-0BG1 | COMPACT ASYNCHRONOUS MOTOR 1PH810 | 6718.55
1PH8103-1DG23-0CA1 | COMPACT ASYNCHRONOUS MOTOR 1PH810 | 6946.55
1FK7086-4CF71-1UG2-ZN05X01 | SYNCHRONOUS MOTOR 1FK7-HD 28 NM | 3687.88
1FK7086-4SF71-1RH0-ZN05 | SYNCHRONOUS MOTOR 1FK7-HD 38 NM | 5988.91
1FL2203-2AG10-0MC0 | Servomotor 1FL2;3AC 200V | 1000.43
1FL2203-2AG10-1HC0 | Servomotor 1FL2;3AC 200V | 621.93
1FL2306-1AC11-0SB0 | Servomotor 1FL2;3AC 400V | 1064.12
1FL2306-1AC11-1MB0 | Servomotor 1FL2;3AC 400V | 1340.4
1FL2306-2AC01-1HB0 | Servomotor 1FL2;3AC 400V | 680.36
1FL2306-2AC01-1SB0 | Servomotor 1FL2;3AC 400V | 869.62
1FL2306-2AC11-0MB0 | Servomotor 1FL2;3AC 400V | 1436.06
1FL2306-4AC01-0HB0 | Servomotor 1FL2;3AC 400V | 774.26
1FL2306-4AC01-0SB0 | Servomotor 1FL2;3AC 400V | 963.47
1FL2306-4AC11-1HB0 | Servomotor 1FL2;3AC 400V | 1064.43
1FL2306-4AC11-1SB0 | Servomotor 1FL2;3AC 400V | 1253.66
1FL2306-6AC01-1MB0 | Servomotor 1FL2;3AC 400V | 1420.13
1FL2306-6AC11-0HB0 | Servomotor 1FL2;3AC 400V | 1244.82
1FL2306-6AC11-0SB0 | Servomotor 1FL2;3AC 400V | 1434.02
1FL2306-7AC01-0MB0 | Servomotor 1FL2;3AC 400V | 1609.36
1FL2306-7AC01-1HB0 | Servomotor 1FL2;3AC 400V | 1143.84
1FL2306-7AC11-1MB0 | Servomotor 1FL2;3AC 400V | 1899.51
1FL2310-0AC01-0HB0 | Servomotor 1FL2;3AC 400V | 1166.17
1FL2310-0AC11-0MB0 | Servomotor 1FL2;3AC 400V | 1959.74
1FL2310-0AC11-1HB0 | Servomotor 1FL2;3AC 400V | 1494.18
1FK2102-0AG11-0SA0-ZA12M01R20 | Synchronous motor 1FK2-HD 0,16 Nm | 1515.49
1FK7032-2AF24-1SA0 | SYNCHRONOUS MOTOR 1FK7-CT 1,2 NM | 998.68
1FK7032-2AF24-1SG1 | SYNCHRONOUS MOTOR 1FK7-CT 1,2 NM | 1005.89
1FK7032-2AF24-1SH0 | SYNCHRONOUS MOTOR 1FK7-CT 1,2 NM | 1127.99
1FK7032-2AF24-1TB1 | SYNCHRONOUS MOTOR 1FK7-CT 1,2 NM | 1308.82
1FK7032-2AF24-1TG0 | SYNCHRONOUS MOTOR 1FK7-CT 1,2 NM | 913.09
1FK7032-2AF24-1TH2 | SYNCHRONOUS MOTOR 1FK7-CT 1,2 NM | 1220.79
1FK7032-2AK71-1CH1-ZN24 | SYNCHRONOUS MOTOR 1FK7-CT 1,15 NM | 3149.72
1FK7033-4CK71-1BG0-ZM03 | SYNCHRONOUS MOTOR 1FK7-HD 1,3 NM | 2151.58
1FK7042-2AF24-1SA1 | SYNCHRONOUS MOTOR 1FK7-CT 3 NM | 1218.81
1FK7042-2AF24-1SG2 | SYNCHRONOUS MOTOR 1FK7-CT 3 NM | 1133.22
1FK7042-2AF24-1SH1 | SYNCHRONOUS MOTOR 1FK7-CT 3 NM | 1390
1FK7042-2AF24-1TB0 | SYNCHRONOUS MOTOR 1FK7-CT 3 NM | 1385
1FK7042-2AF24-1TG0 | SYNCHRONOUS MOTOR 1FK7-CT 3 NM | 1040.39
1FL2104-4AF11-0MC0 | Servomotor 1FL2;3AC 400V | 1423.07
1FL2104-4AF11-1HC0 | Servomotor 1FL2;3AC 400V | 867.95
1FL2104-4AG00-1MC0 | Servomotor 1FL2;3AC 200V | 1145.49
1FL2104-4AG01-0HC0 | Servomotor 1FL2;3AC 200V | 628.24
1FL2104-4AG01-1SC0 | Servomotor 1FL2;3AC 200V | 830.13
1FL2104-4AG10-0MC0 | Servomotor 1FL2;3AC 200V | 1385.19
1FL2104-4AG11-0SC0 | Servomotor 1FL2;3AC 200V | 1069.81
1FL2104-4AG11-1MC0 | Servomotor 1FL2;3AC 200V | 1423.07
1FL2105-2AF01-1SB0 | Servomotor 1FL2;3AC 400V | 953.39
1FL2105-2AF11-0MB0 | Servomotor 1FL2;3AC 400V | 1584.18
1FL2105-4AF01-0HB0 | Servomotor 1FL2;3AC 400V | 1002.23
1FL2105-4AF01-0SB0 | Servomotor 1FL2;3AC 400V | 1204.08
1FL2105-4AF11-1HB0 | Servomotor 1FL2;3AC 400V | 1267.12
1FL2105-4AF11-1SB0 | Servomotor 1FL2;3AC 400V | 1468.98
1FL2203-2AF01-0HC0 | Servomotor 1FL2;3AC 400V | 439.02
1FL2203-2AF01-0SC0 | Servomotor 1FL2;3AC 400V | 628.24
1PH8101-1DF03-2BH1 | COMPACT ASYNCHRONOUS MOTOR 1PH810 | 6109.42
1PH8101-1DF10-0BA1 | COMPACT ASYNCHRONOUS MOTOR 1PH810 | 5602.62
1PH8101-1DF12-0CA1-ZK18 | COMPACT ASYNCHRONOUS MOTOR 1PH810 | 6362.77
1PH8101-1DF12-0LA1 | COMPACT ASYNCHRONOUS MOTOR 1PH810 | 6429.94
1PH8101-1DF12-1BG1 | COMPACT ASYNCHRONOUS MOTOR 1PH810 | 5830.68
1PH8101-1DF12-2BA1 | COMPACT ASYNCHRONOUS MOTOR 1PH810 | 5830.68
1PH8101-1DF13-0BA1-ZK18 | COMPACT ASYNCHRONOUS MOTOR 1PH810 | 6413.53
1PH8101-1DF13-0GA1 | COMPACT ASYNCHRONOUS MOTOR 1PH810 | 5776.41
1PH8103-1DG23-2DC1 | COMPACT ASYNCHRONOUS MOTOR 1PH810 | 7028.57
1PH8103-1DM00-0BA1 | COMPACT ASYNCHRONOUS MOTOR 1PH810 | 5727.85
1PH8103-1DM00-0CA1 | COMPACT ASYNCHRONOUS MOTOR 1PH810 | 5955.83
1PH8103-1DM02-0FA1 | COMPACT ASYNCHRONOUS MOTOR 1PH810 | 6052.77
1PH8103-1DM02-0GA1 | COMPACT ASYNCHRONOUS MOTOR 1PH810 | 5622.88
1PH8103-1DM02-0GB1 | COMPACT ASYNCHRONOUS MOTOR 1PH810 | 5622.88
1PH8103-1DM02-0LA1 | COMPACT ASYNCHRONOUS MOTOR 1PH810 | 6555.17
1PH8131-2DL02-2BA1 | COMPACT SYNCHRONOUS MOTOR 1PH813 | 12827.3
1PH8131-2DL02-2BE1 | COMPACT SYNCHRONOUS MOTOR 1PH813 | 12827.3
1PH8131-2DL03-0BA1 | COMPACT SYNCHRONOUS MOTOR 1PH813 | 13182.08
1PH8131-2DL03-0BE1 | COMPACT SYNCHRONOUS MOTOR 1PH813 | 13182.08
1PH8131-2FF00-1BA1 | COMPACT SYNCHRONOUS MOTOR 1PH813 | 13612.86
1PH8131-2FF00-1BC1 | COMPACT SYNCHRONOUS MOTOR 1PH813 | 13612.86
1PH8131-2FF00-2BA1 | COMPACT SYNCHRONOUS MOTOR 1PH813 | 13612.86
1PH8131-2FF02-0BA1 | COMPACT SYNCHRONOUS MOTOR 1PH813 | 13891.58
1PH8103-1HM00-2FA2 | COMPACT ASYNCHRONOUS MOTOR 1PH810 | 4633.78
1PH8103-1JD12-0BA2 | COMPACT ASYNCHRONOUS MOTOR 1PH810 | 5246.43
1PH8103-1JF10-2BC2 | COMPACT ASYNCHRONOUS MOTOR 1PH810 | 5018.37
1PH8103-1JG02-2BA2-ZX01 | COMPACT ASYNCHRONOUS MOTOR 1PH810 | 5398.47
1PH8103-1SD00-1LE1 | COMPACT ASYNCHRONOUS MOTOR 1PH810 | 7898.18
1PH8103-1SD02-3LA1 | COMPACT ASYNCHRONOUS MOTOR 1PH810 | 9899.95
1PH8103-1SF00-2LA1 | COMPACT ASYNCHRONOUS MOTOR 1PH810 | 7898.18
1PH8103-1SF02-0LA1 | COMPACT ASYNCHRONOUS MOTOR 1PH810 | 8126.24
1PH8103-1SG03-2LA1 | COMPACT ASYNCHRONOUS MOTOR 1PH810 | 8404.98
1PH8103-1SG22-3LA1 | COMPACT ASYNCHRONOUS MOTOR 1PH810 | 10383.86
1PH8103-1SG22-3LH1 | COMPACT ASYNCHRONOUS MOTOR 1PH810 | 10383.86
1PH8133-1FG02-0GA1 | COMPACT ASYNCHRONOUS MOTOR 1PH813 | 7457.73
1PH8133-1FG10-1BB1-ZG14V90 | COMPACT ASYNCHRONOUS MOTOR 1PH813 | 8127.05
1PH8133-1FG10-2BA1 | COMPACT ASYNCHRONOUS MOTOR 1PH813 | 7512.07
1PH8133-1FG12-0BA1 | COMPACT ASYNCHRONOUS MOTOR 1PH813 | 7790.76
1PH8133-1FG12-0BB1 | COMPACT ASYNCHRONOUS MOTOR 1PH813 | 7790.76
1PH8133-1FG12-0BB1-ZK18 | COMPACT ASYNCHRONOUS MOTOR 1PH813 | 8094.88
1PH8133-1FG13-2QA1-ZV90Y84 | COMPACT ASYNCHRONOUS MOTOR 1PH813 | 8752.08
1PH8133-1FG20-0BC1 | COMPACT ASYNCHRONOUS MOTOR 1PH813 | 8454.31
1PH8133-1FG20-1BA1 | COMPACT ASYNCHRONOUS MOTOR 1PH813 | 8454.31
1PH8133-1FG22-0CA1 | COMPACT ASYNCHRONOUS MOTOR 1PH813 | 8961.02
1PH8107-1DF03-1BC1 | COMPACT ASYNCHRONOUS MOTOR 1PH810 | 6622.69
1PH8107-1DF03-1BG1 | COMPACT ASYNCHRONOUS MOTOR 1PH810 | 6622.69
1PH8107-1DF03-1CA1 | COMPACT ASYNCHRONOUS MOTOR 1PH810 | 6850.69
1PH8107-1DF03-1CG1 | COMPACT ASYNCHRONOUS MOTOR 1PH810 | 6850.69
1PH8107-1DF10-0BC1 | COMPACT ASYNCHRONOUS MOTOR 1PH810 | 6115.87
1PH8107-1DF10-0BG1 | COMPACT ASYNCHRONOUS MOTOR 1PH810 | 6115.87
1PH8107-1DF10-1BB1 | COMPACT ASYNCHRONOUS MOTOR 1PH810 | 6115.87
1PH8107-1DF10-1BC1 | COMPACT ASYNCHRONOUS MOTOR 1PH810 | 6115.87
1PH8133-1UG20-2LB1 | COMPACT ASYNCHRONOUS MOTOR 1PH813 | 8270.53
1PH8133-1UG22-0MB1-ZK23X53 | COMPACT ASYNCHRONOUS MOTOR 1PH813 | 9865.84
1PH8133-1UG22-2LE1 | COMPACT ASYNCHRONOUS MOTOR 1PH813 | 8549.24
1PH8133-2DF00-0BA1 | COMPACT SYNCHRONOUS MOTOR 1PH813 | 13118.29
1PH8133-2DF03-0BE1 | COMPACT SYNCHRONOUS MOTOR 1PH813 | 13751.76
1PH8133-2DF03-1BA1 | COMPACT SYNCHRONOUS MOTOR 1PH813 | 13751.76
1PH8133-2DF03-2BA1 | COMPACT SYNCHRONOUS MOTOR 1PH813 | 13751.76
1PH8133-2DF03-2HA1 | COMPACT SYNCHRONOUS MOTOR 1PH813 | 13646.79
1PH8133-1UG12-0LG1 | COMPACT ASYNCHRONOUS MOTOR 1PH813 | 7606.98
1PH8133-1UG12-1LC1 | COMPACT ASYNCHRONOUS MOTOR 1PH813 | 7606.98
1PH8133-1UG12-2LA1 | COMPACT ASYNCHRONOUS MOTOR 1PH813 | 7606.98
1PH8107-1DF12-0GA1 | COMPACT ASYNCHRONOUS MOTOR 1PH810 | 6010.9
1PH8107-1DF12-2GC1 | COMPACT ASYNCHRONOUS MOTOR 1PH810 | 6010.9
1PH8107-1DF13-0BA1 | COMPACT ASYNCHRONOUS MOTOR 1PH810 | 6622.69
1PH8107-1DF13-0BG1 | COMPACT ASYNCHRONOUS MOTOR 1PH810 | 6622.69
1PH8107-1DF13-0CA1 | COMPACT ASYNCHRONOUS MOTOR 1PH810 | 6850.69
1PH8107-1DF13-1BA1 | COMPACT ASYNCHRONOUS MOTOR 1PH810 | 6622.69
1PH8137-1DF12-0QA1 | COMPACT ASYNCHRONOUS MOTOR 1PH813 | 8040.47
1PH8137-1DF12-1BA1 | COMPACT ASYNCHRONOUS MOTOR 1PH813 | 7537.34
1PH8137-1DF12-1BA1-ZK18V90 | COMPACT ASYNCHRONOUS MOTOR 1PH813 | 7944.82
1PH8137-1DF12-1BB1 | COMPACT ASYNCHRONOUS MOTOR 1PH813 | 7537.34
1PH8137-1DF13-1DB1 | COMPACT ASYNCHRONOUS MOTOR 1PH813 | 8202.14
1PH8137-1DF13-1GC1-ZX05 | COMPACT ASYNCHRONOUS MOTOR 1PH813 | 7736.45
1PH8137-1DF13-2BA1 | COMPACT ASYNCHRONOUS MOTOR 1PH813 | 7892.12
1PH8137-1DF13-2BA1-ZX01 | COMPACT ASYNCHRONOUS MOTOR 1PH813 | 8069.5
1PH8083-1DN02-1DC1 | MAIN SPINDLE MOTOR 1PH808 | 5811.77
1PH8083-1DN02-2BA1 | MAIN SPINDLE MOTOR 1PH808 | 5501.75
1PH8083-1DN02-2CA1 | MAIN SPINDLE MOTOR 1PH808 | 5729.75
1PH8083-1DN02-2CE1 | MAIN SPINDLE MOTOR 1PH808 | 5729.75
1PH8083-1DN02-2DC1 | MAIN SPINDLE MOTOR 1PH808 | 5811.77
1PH8083-1FF02-0BG1 | MAIN SPINDLE MOTOR 1PH808 | 6566.05
1PH8083-1FF02-0GC1 | MAIN SPINDLE MOTOR 1PH808 | 6233.02
1PH8083-1FF02-0QD1 | MAIN SPINDLE MOTOR 1PH808 | 7078.44
1PH8083-1FF02-1BB1 | MAIN SPINDLE MOTOR 1PH808 | 6566.05
1PH8083-1FG02-1BA1 | MAIN SPINDLE MOTOR 1PH808 | 6566.05
1PH8083-1FG12-2BB1 | MAIN SPINDLE MOTOR 1PH808 | 6566.05
1PH8083-1FM02-0BA1 | MAIN SPINDLE MOTOR 1PH808 | 6566.05
1PH8083-1FM02-0BB1 | MAIN SPINDLE MOTOR 1PH808 | 6566.05
1PH8107-1DS02-0LB1 | COMPACT ASYNCHRONOUS MOTOR 1PH810 | 6943.2
1PH8107-1DS02-1BA1 | COMPACT ASYNCHRONOUS MOTOR 1PH810 | 6343.94
1PH8107-1DS02-2BA1 | COMPACT ASYNCHRONOUS MOTOR 1PH810 | 6343.94
1PH8107-1DS02-2GA1 | COMPACT ASYNCHRONOUS MOTOR 1PH810 | 6010.9
1PH8107-1FD00-2BA1 | COMPACT ASYNCHRONOUS MOTOR 1PH810 | 7180.16
1PH8107-1FD02-0BA1 | COMPACT ASYNCHRONOUS MOTOR 1PH810 | 7408.22
1PH8107-1FD02-0BE1 | COMPACT ASYNCHRONOUS MOTOR 1PH810 | 7408.22
1PH8107-1FD02-0CA1 | COMPACT ASYNCHRONOUS MOTOR 1PH810 | 7636.2
1PH8107-1FD02-1BA1 | COMPACT ASYNCHRONOUS MOTOR 1PH810 | 7408.22
1PH8103-1DG22-0BB1-ZK18 | COMPACT ASYNCHRONOUS MOTOR 1PH810 | 6743.9
1PH8103-1DG22-0BG1 | COMPACT ASYNCHRONOUS MOTOR 1PH810 | 6439.8
1PH8103-1DG22-1BC1 | COMPACT ASYNCHRONOUS MOTOR 1PH810 | 6439.8
1PH8103-1DG22-1CA1 | COMPACT ASYNCHRONOUS MOTOR 1PH810 | 6667.78
1PH8103-1DM00-1LA1 | COMPACT ASYNCHRONOUS MOTOR 1PH810 | 6327.1
1PH8103-1DM00-2CA1 | COMPACT ASYNCHRONOUS MOTOR 1PH810 | 5955.83
1PH8103-1DM00-2CA1-ZK10K18 | COMPACT ASYNCHRONOUS MOTOR 1PH810 | 6462.67
1PH8103-1DM00-2FA1 | COMPACT ASYNCHRONOUS MOTOR 1PH810 | 5824.7
1PH8131-2DL00-2CA1 | COMPACT SYNCHRONOUS MOTOR 1PH813 | 12776.57
1PH8131-2DL00-2FA1 | COMPACT SYNCHRONOUS MOTOR 1PH813 | 12702.02
1PH8131-2DL02-0BA1 | COMPACT SYNCHRONOUS MOTOR 1PH813 | 12827.3
1PH8131-2DL02-0BE1 | COMPACT SYNCHRONOUS MOTOR 1PH813 | 12827.3
1PH8131-2DL02-0CA1 | COMPACT SYNCHRONOUS MOTOR 1PH813 | 13055.28
1PH8131-2DL12-0BB1 | COMPACT SYNCHRONOUS MOTOR 1PH813 | 12827.3
1PH8131-2DL12-0BH1 | COMPACT SYNCHRONOUS MOTOR 1PH813 | 12827.3
1PH8131-2DL12-1BA1 | COMPACT SYNCHRONOUS MOTOR 1PH813 | 12827.3
1PH8131-2DL13-0BA1 | COMPACT SYNCHRONOUS MOTOR 1PH813 | 13182.08
1PH8131-2FF02-1BE1 | COMPACT SYNCHRONOUS MOTOR 1PH813 | 13891.58
1PH8131-2FF02-2BH1 | COMPACT SYNCHRONOUS MOTOR 1PH813 | 13891.58
1PH8131-2FF02-2CA1 | COMPACT SYNCHRONOUS MOTOR 1PH813 | 14119.56
1PH8131-2FF03-0CA1 | COMPACT SYNCHRONOUS MOTOR 1PH813 | 14474.36
1PH8083-1FF00-0GE1 | MAIN SPINDLE MOTOR 1PH808 | 6055.63
1PH8083-1FF00-1CC1 | MAIN SPINDLE MOTOR 1PH808 | 6616.66
1PH8083-1FF02-2GA1 | MAIN SPINDLE MOTOR 1PH808 | 6233.02
1PH8083-1FF10-0BB1 | MAIN SPINDLE MOTOR 1PH808 | 6388.68
1PH8083-1FF20-0DC1-ZK23 | MAIN SPINDLE MOTOR 1PH808 | 7218.63
1PH8083-1FG02-0GA1 | MAIN SPINDLE MOTOR 1PH808 | 6233.02
1PH8083-1FM02-0BG1 | MAIN SPINDLE MOTOR 1PH808 | 6566.05
1PH8107-1DM23-1LA1 | COMPACT ASYNCHRONOUS MOTOR 1PH810 | 8077.99
1PH8107-1DS02-0BB1 | COMPACT ASYNCHRONOUS MOTOR 1PH810 | 6343.94
1PH8107-1DS02-0DB1 | COMPACT ASYNCHRONOUS MOTOR 1PH810 | 6653.94
1PH8107-1DS13-0LC1 | COMPACT ASYNCHRONOUS MOTOR 1PH810 | 7221.97
1PH8107-1ED12-0CC2 | COMPACT ASYNCHRONOUS MOTOR 1PH810 | 6825.31
1PH8107-1FB02-1FA1 | COMPACT ASYNCHRONOUS MOTOR 1PH810 | 7505.08
1PH8107-1FD00-0BA1 | COMPACT ASYNCHRONOUS MOTOR 1PH810 | 7180.16
1PH8107-1FD02-1BE1 | COMPACT ASYNCHRONOUS MOTOR 1PH810 | 7408.22
1PH8107-1FD02-2BA1 | COMPACT ASYNCHRONOUS MOTOR 1PH810 | 7408.22
1PH8103-1DG20-0CG1 | COMPACT ASYNCHRONOUS MOTOR 1PH810 | 6439.72
1PH8103-1DG22-0BA1 | COMPACT ASYNCHRONOUS MOTOR 1PH810 | 6439.8
1PH8103-1DG22-2BC1 | COMPACT ASYNCHRONOUS MOTOR 1PH810 | 6439.8
1PH8103-1DG23-0BA1 | COMPACT ASYNCHRONOUS MOTOR 1PH810 | 6718.55
1PH8103-1DM00-0DA1 | COMPACT ASYNCHRONOUS MOTOR 1PH810 | 6037.86
1PH8103-1DM00-1BA1 | COMPACT ASYNCHRONOUS MOTOR 1PH810 | 5727.85
1PH8103-1DM02-0BA1 | COMPACT ASYNCHRONOUS MOTOR 1PH810 | 5955.91
1PH8103-1DM02-0DA1 | COMPACT ASYNCHRONOUS MOTOR 1PH810 | 6265.92
1PH8103-1DM02-0LB1 | COMPACT ASYNCHRONOUS MOTOR 1PH810 | 6555.17
1PH8103-1DM02-1BA1 | COMPACT ASYNCHRONOUS MOTOR 1PH810 | 5955.91
1PH8131-2DL02-1BA1 | COMPACT SYNCHRONOUS MOTOR 1PH813 | 12827.3
1PH8131-2DL02-1BE1 | COMPACT SYNCHRONOUS MOTOR 1PH813 | 12827.3
1PH8131-2DL03-2BA1 | COMPACT SYNCHRONOUS MOTOR 1PH813 | 13182.08
1PH8131-2DL12-0BA1 | COMPACT SYNCHRONOUS MOTOR 1PH813 | 12827.3
1PH8131-2DL20-1FA1-ZX53 | COMPACT SYNCHRONOUS MOTOR 1PH813 | 12700.06
1PH8131-2EL02-2QA2 | COMPACT SYNCHRONOUS MOTOR 1PH813 | 13583.83
1PH8131-2FF00-0CA1 | COMPACT SYNCHRONOUS MOTOR 1PH813 | 13840.85
1PH8131-2FF02-0BG1 | COMPACT SYNCHRONOUS MOTOR 1PH813 | 13891.58
1PH8131-2FF02-0CH1 | COMPACT SYNCHRONOUS MOTOR 1PH813 | 14119.56
1PH8131-2FF12-1BA1 | COMPACT SYNCHRONOUS MOTOR 1PH813 | 13891.58
1PH8103-1HG13-2GA2-ZK24 | COMPACT ASYNCHRONOUS MOTOR 1PH810 | 4862.72
1PH8103-1MD12-0GA2 | COMPACT ASYNCHRONOUS MOTOR 1PH810 | 4812.04
1PH8103-1MF02-0GA2-ZX01 | COMPACT ASYNCHRONOUS MOTOR 1PH810 | 4964.04
1PH8103-1MF02-1GH2 | COMPACT ASYNCHRONOUS MOTOR 1PH810 | 4812.04
1PH8103-1MF22-0GD2 | COMPACT ASYNCHRONOUS MOTOR 1PH810 | 5454.32
1PH8103-1MG12-2BA2 | COMPACT ASYNCHRONOUS MOTOR 1PH810 | 5145.07
1PH8103-1SF02-1LG1 | COMPACT ASYNCHRONOUS MOTOR 1PH810 | 8126.24
1PH8103-1SF02-3LA1 | COMPACT ASYNCHRONOUS MOTOR 1PH810 | 9899.95
1PH8103-1SG02-3LA1 | COMPACT ASYNCHRONOUS MOTOR 1PH810 | 9899.95
1PH8103-1SG02-3MA1 | COMPACT ASYNCHRONOUS MOTOR 1PH810 | 10524.24
1PH8133-1FG02-0LF1 | COMPACT ASYNCHRONOUS MOTOR 1PH813 | 8429.87
1PH8133-1FG02-1BG1 | COMPACT ASYNCHRONOUS MOTOR 1PH813 | 7790.76
1PH8133-1FG03-2LA1 | COMPACT ASYNCHRONOUS MOTOR 1PH813 | 8784.67
1PH8133-1FG10-1BA1 | COMPACT ASYNCHRONOUS MOTOR 1PH813 | 7512.07
1PH8133-1FG12-0CG1-ZK18 | COMPACT ASYNCHRONOUS MOTOR 1PH813 | 8322.86
1PH8133-1FG12-1BA1 | COMPACT ASYNCHRONOUS MOTOR 1PH813 | 7790.76
1PH8133-1FG13-0BB1 | COMPACT ASYNCHRONOUS MOTOR 1PH813 | 8145.54
1PH8133-1FG13-2BA1-ZK18 | COMPACT ASYNCHRONOUS MOTOR 1PH813 | 8449.65
1PH8133-1HD00-1GA2 | COMPACT ASYNCHRONOUS MOTOR 1PH813 | 4923.82
1PH8133-1HD02-0CA2-ZK23X22 | COMPACT ASYNCHRONOUS MOTOR 1PH813 | 6561.75
1PH8103-1MF02-2GG2 | COMPACT ASYNCHRONOUS MOTOR 1PH810 | 4812.04
1PH8103-1MF03-1GA2 | COMPACT ASYNCHRONOUS MOTOR 1PH810 | 5090.78
1PH8103-1MF03-2BA2 | COMPACT ASYNCHRONOUS MOTOR 1PH810 | 5423.83
1PH8103-1MF12-0BA2 | COMPACT ASYNCHRONOUS MOTOR 1PH810 | 5145.07
1PH8103-1SF03-1LA1 | COMPACT ASYNCHRONOUS MOTOR 1PH810 | 8404.98
1PH8103-1SF10-0LC1 | COMPACT ASYNCHRONOUS MOTOR 1PH810 | 7898.18
1PH8103-1SF10-1LA1 | COMPACT ASYNCHRONOUS MOTOR 1PH810 | 7898.18
1PH8103-1SG00-1LA1 | COMPACT ASYNCHRONOUS MOTOR 1PH810 | 7898.18
1PH8103-1SG02-0LA1 | COMPACT ASYNCHRONOUS MOTOR 1PH810 | 8126.24
1PH8133-1FG02-2BC1 | COMPACT ASYNCHRONOUS MOTOR 1PH813 | 7790.76
1PH8133-1FG02-2BH1 | COMPACT ASYNCHRONOUS MOTOR 1PH813 | 7790.76
1PH8133-1FG03-0BA1 | COMPACT ASYNCHRONOUS MOTOR 1PH813 | 8145.54
1PH8133-1FG03-0GA1 | COMPACT ASYNCHRONOUS MOTOR 1PH813 | 7812.49
1PH8133-1FG12-1BB1-ZK23 | COMPACT ASYNCHRONOUS MOTOR 1PH813 | 8056.81
1PH8133-1FG12-1QC1 | COMPACT ASYNCHRONOUS MOTOR 1PH813 | 8293.9
1PH8133-1FG12-2BA1 | COMPACT ASYNCHRONOUS MOTOR 1PH813 | 7790.76
1PH8133-1FG13-0BA1 | COMPACT ASYNCHRONOUS MOTOR 1PH813 | 8145.54
1PH8133-1HD10-2BA2 | COMPACT ASYNCHRONOUS MOTOR 1PH813 | 5256.85
1PH8133-1HD10-2GA2-ZK24V90 | COMPACT ASYNCHRONOUS MOTOR 1PH813 | 5204.57
1PH8107-1DF03-0BD1-ZK10 | COMPACT ASYNCHRONOUS MOTOR 1PH810 | 6983.81
1PH8107-1DF03-0CA1 | COMPACT ASYNCHRONOUS MOTOR 1PH810 | 6850.69
1PH8107-1DF03-0CB1 | COMPACT ASYNCHRONOUS MOTOR 1PH810 | 6850.69
1PH8107-1DF03-2BA1-ZX03 | COMPACT ASYNCHRONOUS MOTOR 1PH810 | 6774.73
1PH8107-1DF03-2BB1 | COMPACT ASYNCHRONOUS MOTOR 1PH810 | 6622.69
1PH8107-1DF03-2BC1 | COMPACT ASYNCHRONOUS MOTOR 1PH810 | 6622.69
1PH8107-1DF03-2BC1-ZX22 | COMPACT ASYNCHRONOUS MOTOR 1PH810 | 7104.13
1PH8107-1DF10-2BA1-ZK24 | COMPACT ASYNCHRONOUS MOTOR 1PH810 | 6267.89
1PH8107-1DF10-2BB1-ZK80 | COMPACT ASYNCHRONOUS MOTOR 1PH810 | 6552.71
1PH8107-1DF10-2BC1 | COMPACT ASYNCHRONOUS MOTOR 1PH810 | 6115.87
1PH8107-1DF10-2BE1 | COMPACT ASYNCHRONOUS MOTOR 1PH810 | 6115.87
1PH8133-2DF02-1BA1 | COMPACT SYNCHRONOUS MOTOR 1PH813 | 13397
1PH8133-2DF02-1BE1 | COMPACT SYNCHRONOUS MOTOR 1PH813 | 13397
1PH8133-2DF02-1CA1 | COMPACT SYNCHRONOUS MOTOR 1PH813 | 13624.96
1PH8133-2DF02-2BA1 | COMPACT SYNCHRONOUS MOTOR 1PH813 | 13397
1PH8133-2DF13-1BB1 | COMPACT SYNCHRONOUS MOTOR 1PH813 | 13751.76
1PH8133-2DF13-2CA1 | COMPACT SYNCHRONOUS MOTOR 1PH813 | 13979.76
1PH8133-2DF23-1BA1 | COMPACT SYNCHRONOUS MOTOR 1PH813 | 13166.8
1PH8133-2DF23-2CA1 | COMPACT SYNCHRONOUS MOTOR 1PH813 | 13394.79
1PH8133-2DG20-0CA1 | COMPACT SYNCHRONOUS MOTOR 1PH813 | 12761.3
1PH8137-1DG02-0DB1 | COMPACT ASYNCHRONOUS MOTOR 1PH813 | 7847.35
1PH8137-1DG02-0GE1-ZK18 | COMPACT ASYNCHRONOUS MOTOR 1PH813 | 7508.41
1PH8137-1DG02-0HE1 | COMPACT ASYNCHRONOUS MOTOR 1PH813 | 7432.36
1PH8137-1DG02-0HF1 | COMPACT ASYNCHRONOUS MOTOR 1PH813 | 7432.36
1PH8137-1DG02-2BA1-ZX01 | COMPACT ASYNCHRONOUS MOTOR 1PH813 | 7714.72
1PH8137-1DG02-2BA1-ZX02 | COMPACT ASYNCHRONOUS MOTOR 1PH813 | 7714.72
1PH8137-1DG02-2BB1 | COMPACT ASYNCHRONOUS MOTOR 1PH813 | 7537.34
1PH8137-1DG02-2BC1 | COMPACT ASYNCHRONOUS MOTOR 1PH813 | 7537.34
1PH8137-1DG03-1BA1-ZK09 | COMPACT ASYNCHRONOUS MOTOR 1PH813 | 8145.49
1PH8137-1DG03-1BA1-ZK18 | COMPACT ASYNCHRONOUS MOTOR 1PH813 | 8196.22
1PH8107-1DG00-1BG1 | COMPACT ASYNCHRONOUS MOTOR 1PH810 | 6115.87
1PH8107-1DG00-1FG1 | COMPACT ASYNCHRONOUS MOTOR 1PH810 | 6212.74
1PH8107-1DG00-1GA1 | COMPACT ASYNCHRONOUS MOTOR 1PH810 | 5782.84
1PH8131-1DB02-1BE1 | COMPACT ASYNCHRONOUS MOTOR 1PH813 | 6580.42
1PH8131-1DB02-1GA1 | COMPACT ASYNCHRONOUS MOTOR 1PH813 | 6247.39
1PH8131-1DB02-1LA1 | COMPACT ASYNCHRONOUS MOTOR 1PH813 | 7219.54
1PH8101-1DF13-2GA1-ZK10 | COMPACT ASYNCHRONOUS MOTOR 1PH810 | 5979.12
1PH8103-1UD02-1LA1 | COMPACT ASYNCHRONOUS MOTOR 1PH810 | 6796.54
1PH8103-1UG00-1LA1 | COMPACT ASYNCHRONOUS MOTOR 1PH810 | 6568.48
1PH8103-1UG02-0LA1 | COMPACT ASYNCHRONOUS MOTOR 1PH810 | 6796.54
1PH8103-1UG12-2LD1 | COMPACT ASYNCHRONOUS MOTOR 1PH810 | 6954.93
1PH8103-1UM00-0MA1 | COMPACT ASYNCHRONOUS MOTOR 1PH810 | 7192.76
1PH8103-1UM02-0LA1 | COMPACT ASYNCHRONOUS MOTOR 1PH810 | 6796.54
1PH8103-1UM22-0MA1 | COMPACT ASYNCHRONOUS MOTOR 1PH810 | 7904.71
1PH8103-3ED13-0AB2-ZU63 | COMPACT ASYNCHRONOUS MOTOR 1PH810 | 9705.17
1PH8105-1DF00-0BA1 | COMPACT ASYNCHRONOUS MOTOR 1PH810 | 5950.48
1PH8105-1DF00-0BE1 | COMPACT ASYNCHRONOUS MOTOR 1PH810 | 5950.48
1PH8105-1DF00-1BG1 | COMPACT ASYNCHRONOUS MOTOR 1PH810 | 5950.48
1PH8105-1DF12-2GC1 | COMPACT ASYNCHRONOUS MOTOR 1PH810 | 5845.51
1PH8105-1DF13-0BH1 | COMPACT ASYNCHRONOUS MOTOR 1PH810 | 6457.3
1PH8105-1DF13-1BA1-ZX04 | COMPACT ASYNCHRONOUS MOTOR 1PH810 | 6609.34
1PH8105-1DF13-1BF1 | COMPACT ASYNCHRONOUS MOTOR 1PH810 | 6457.3
1PH8105-1DF20-1BA1 | COMPACT ASYNCHRONOUS MOTOR 1PH810 | 6566.5
1PH8105-1DF20-1CB1 | COMPACT ASYNCHRONOUS MOTOR 1PH810 | 6794.5
1PH8105-1DF22-0BF1 | COMPACT ASYNCHRONOUS MOTOR 1PH810 | 6794.56
1PH8105-1DF22-0DA1 | COMPACT ASYNCHRONOUS MOTOR 1PH810 | 7104.58
1PH8105-1DF22-1BA1 | COMPACT ASYNCHRONOUS MOTOR 1PH810 | 6794.56
1PH8105-1DF23-2BA1 | COMPACT ASYNCHRONOUS MOTOR 1PH810 | 7073.32
1FK7042-2AK71-1BG0-ZL13 | SYNCHRONOUS MOTOR 1FK7-CT 3 NM | 2108.03
1FL2103-4AG11-0SC0 | Servomotor 1FL2;3AC 200V | 871.73
1FL2103-4AG11-1MC0 | Servomotor 1FL2;3AC 200V | 1060.97
1FL2104-2AF00-1SC0 | Servomotor 1FL2;3AC 400V | 739.29
1FL2104-2AF01-0MC0 | Servomotor 1FL2;3AC 400V | 978.98
1FL2104-2AF10-0HC0 | Servomotor 1FL2;3AC 400V | 777.13
1FL2104-2AF10-0SC0 | Servomotor 1FL2;3AC 400V | 978.98
1FL2104-2AF11-1HC0 | Servomotor 1FL2;3AC 400V | 814.97
1FL2104-2AF11-1SC0 | Servomotor 1FL2;3AC 400V | 1016.83
1FL2104-2AG01-0HC0 | Servomotor 1FL2;3AC 200V | 575.27
1FL2104-2AG01-0SC0 | Servomotor 1FL2;3AC 200V | 777.13
1FL2104-2AG10-0MC0 | Servomotor 1FL2;3AC 200V | 1180.84
1FL2104-2AG10-1HC0 | Servomotor 1FL2;3AC 200V | 777.13
1FL2104-2AG11-1MC0 | Servomotor 1FL2;3AC 200V | 1218.68
1FL2104-4AF00-0HC0 | Servomotor 1FL2;3AC 400V | 590.43
1FL2104-4AF01-0MC0 | Servomotor 1FL2;3AC 400V | 1183.35
1FL2104-4AF01-1HC0 | Servomotor 1FL2;3AC 400V | 628.24
1FL2204-4AG01-0SC0 | Servomotor 1FL2;3AC 200V | 830.13
1FL2204-4AG01-1MC0 | Servomotor 1FL2;3AC 200V | 1183.35
1FL2204-4AG10-1SC0 | Servomotor 1FL2;3AC 200V | 1031.98
1FL2204-4AG11-0MC0 | Servomotor 1FL2;3AC 200V | 1423.07
1FL2205-2AF01-0SB0 | Servomotor 1FL2;3AC 400V | 872.85
1FL2205-2AF01-1MB0 | Servomotor 1FL2;3AC 400V | 1232.38
1FL2205-2AF11-1HB0 | Servomotor 1FL2;3AC 400V | 923.3
1FL2205-2AF11-1SB0 | Servomotor 1FL2;3AC 400V | 1125.14
1FL2205-4AF11-0HB0 | Servomotor 1FL2;3AC 400V | 1016.5
1FL2205-4AF11-0SB0 | Servomotor 1FL2;3AC 400V | 1218.34
1FL2304-2AF01-1HB0 | Servomotor 1FL2;3AC 400V | 454.96
1FL2304-2AF01-1SB0 | Servomotor 1FL2;3AC 400V | 644.2
1FL2304-2AF11-1MB0 | Servomotor 1FL2;3AC 400V | 1185.38
1FL2304-4AF01-0HB0 | Servomotor 1FL2;3AC 400V | 529.15
1FL2304-4AF11-0MB0 | Servomotor 1FL2;3AC 400V | 1259.59
1FL2304-4AF11-1HB0 | Servomotor 1FL2;3AC 400V | 794.07
1FL2306-1AC01-1MB0 | Servomotor 1FL2;3AC 400V | 1050.21
1PH8101-1DF00-2BE1 | COMPACT ASYNCHRONOUS MOTOR 1PH810 | 5602.62
1PH8101-1DF02-0BE1 | COMPACT ASYNCHRONOUS MOTOR 1PH810 | 5830.68
1PH8101-1DF02-0CE1 | COMPACT ASYNCHRONOUS MOTOR 1PH810 | 6058.68
1PH8101-1DF02-1BA1 | COMPACT ASYNCHRONOUS MOTOR 1PH810 | 5830.68
1PH8133-1UG12-2LA1-ZK24 | COMPACT ASYNCHRONOUS MOTOR 1PH813 | 7784.36
1PH8137-1DG02-1CA1 | COMPACT ASYNCHRONOUS MOTOR 1PH813 | 7765.35
1PH8137-1DG02-1CA1-ZK18 | COMPACT ASYNCHRONOUS MOTOR 1PH813 | 8069.44
1PH8137-1DG02-1CC1 | COMPACT ASYNCHRONOUS MOTOR 1PH813 | 7765.35
1PH8137-1DG02-1DA1 | COMPACT ASYNCHRONOUS MOTOR 1PH813 | 7847.35
1PH8137-1DG02-1GA1 | COMPACT ASYNCHRONOUS MOTOR 1PH813 | 7204.3
1PH8137-1DG02-2LA1 | COMPACT ASYNCHRONOUS MOTOR 1PH813 | 8176.45
1PH8137-1DG03-0BA1 | COMPACT ASYNCHRONOUS MOTOR 1PH813 | 7892.12
1PH8137-1DG03-0BC1 | COMPACT ASYNCHRONOUS MOTOR 1PH813 | 7892.12
1PH8137-1DG03-0CC1 | COMPACT ASYNCHRONOUS MOTOR 1PH813 | 8120.11
1PH8107-1DG00-2FA1 | COMPACT ASYNCHRONOUS MOTOR 1PH810 | 6212.74
1PH8107-1DG00-2GA1 | COMPACT ASYNCHRONOUS MOTOR 1PH810 | 5782.84
1PH8107-1DG00-2GB1 | COMPACT ASYNCHRONOUS MOTOR 1PH810 | 5782.84
1PH8107-1DG02-0BA1 | COMPACT ASYNCHRONOUS MOTOR 1PH810 | 6343.94
1PH8131-1DF00-0BE1 | COMPACT ASYNCHRONOUS MOTOR 1PH813 | 6301.7
1PH8131-1DF00-0CA1 | COMPACT ASYNCHRONOUS MOTOR 1PH813 | 6529.7
1PH8131-1DF00-0CC1 | COMPACT ASYNCHRONOUS MOTOR 1PH813 | 6529.7
1PH8131-1DF00-0CE1 | COMPACT ASYNCHRONOUS MOTOR 1PH813 | 6529.7
1PH8163-1DD03-0LB1 | COMPACT ASYNCHRONOUS MOTOR 1PH816 | 9886.58
1PH8163-1DD03-0LC1 | COMPACT ASYNCHRONOUS MOTOR 1PH816 | 9886.58
1PH8163-1DD03-1BA1 | COMPACT ASYNCHRONOUS MOTOR 1PH816 | 9345.39
1PH8163-1DD03-1BA1-ZK23 | COMPACT ASYNCHRONOUS MOTOR 1PH816 | 9674.78
1PH8163-1DD03-2BA1-ZX01 | COMPACT ASYNCHRONOUS MOTOR 1PH816 | 9573.45
1PH8163-1DD03-2BA1-ZX08 | COMPACT ASYNCHRONOUS MOTOR 1PH816 | 9573.45
1PH8163-1DD03-2BC1 | COMPACT ASYNCHRONOUS MOTOR 1PH816 | 9345.39
1PH8163-1DD03-2CA1 | COMPACT ASYNCHRONOUS MOTOR 1PH816 | 9573.39
1PH8163-1DD10-1BB1-ZK23X19 | COMPACT ASYNCHRONOUS MOTOR 1PH816 | 9497.41
1PH8163-1DD10-1HA1 | COMPACT ASYNCHRONOUS MOTOR 1PH816 | 8480.24
1PH8163-1DD10-1LA1 | COMPACT ASYNCHRONOUS MOTOR 1PH816 | 9354.47
1PH8163-1DD10-2BA1 | COMPACT ASYNCHRONOUS MOTOR 1PH816 | 8585.23
1PH8163-1DF10-0GA1 | COMPACT ASYNCHRONOUS MOTOR 1PH816 | 8024.12
1PH8163-1DF10-1BA1 | COMPACT ASYNCHRONOUS MOTOR 1PH816 | 8585.23
1PH8163-1DF10-1BC1 | COMPACT ASYNCHRONOUS MOTOR 1PH816 | 8585.23
1PH8163-1DF10-2BA1 | COMPACT ASYNCHRONOUS MOTOR 1PH816 | 8585.23
1PH8163-1DF10-2BA1-ZK09 | COMPACT ASYNCHRONOUS MOTOR 1PH816 | 8965.33
1PH8163-1DF12-2BC1 | COMPACT ASYNCHRONOUS MOTOR 1PH816 | 9345.39
1PH8163-1DF12-2CA1 | COMPACT ASYNCHRONOUS MOTOR 1PH816 | 9573.39
1PH8163-1DF12-2GA1 | COMPACT ASYNCHRONOUS MOTOR 1PH816 | 9012.36
1PH8163-1DF13-0BA1 | COMPACT ASYNCHRONOUS MOTOR 1PH816 | 9117.33
1PH8131-1DF20-2LC1 | COMPACT ASYNCHRONOUS MOTOR 1PH813 | 7839.09
1PH8131-1DF22-0BA1 | COMPACT ASYNCHRONOUS MOTOR 1PH813 | 7478.68
1PH8131-1DF22-0BC1 | COMPACT ASYNCHRONOUS MOTOR 1PH813 | 7478.68
1PH8131-1DF22-0DG1 | COMPACT ASYNCHRONOUS MOTOR 1PH813 | 7788.69
1PH8131-1DG22-2BG1-ZX15 | COMPACT ASYNCHRONOUS MOTOR 1PH813 | 8010.83
1PH8131-1DG23-0BA1 | COMPACT ASYNCHRONOUS MOTOR 1PH813 | 7833.45
1PH8131-1DG23-0BC1 | COMPACT ASYNCHRONOUS MOTOR 1PH813 | 7833.45
1PH8131-1DS00-0BA1 | COMPACT ASYNCHRONOUS MOTOR 1PH813 | 6301.7
1PH8165-1DF03-0CB1 | COMPACT ASYNCHRONOUS MOTOR 1PH816 | 9991.25
1PH8165-1DF03-0CC1 | COMPACT ASYNCHRONOUS MOTOR 1PH816 | 9991.25
1PH8165-1DF03-0DA1 | COMPACT ASYNCHRONOUS MOTOR 1PH816 | 10098.65
1PH8165-1DF03-0DA1-ZK24 | COMPACT ASYNCHRONOUS MOTOR 1PH816 | 10326.71
1PH8165-1DF03-0LC1 | COMPACT ASYNCHRONOUS MOTOR 1PH816 | 10532.5
1PH8165-1DF03-0MC1 | COMPACT ASYNCHRONOUS MOTOR 1PH816 | 11457.36
1PH8165-1DF03-1BA1 | COMPACT ASYNCHRONOUS MOTOR 1PH816 | 9991.3
1PH8165-1DF03-1BA1-ZK09 | COMPACT ASYNCHRONOUS MOTOR 1PH816 | 10371.43
1PH8107-1DF03-0LA1 | COMPACT ASYNCHRONOUS MOTOR 1PH810 | 7221.97
1PH8107-1DF03-1BB1 | COMPACT ASYNCHRONOUS MOTOR 1PH810 | 6622.69
1PH8107-1DF03-1GA1 | COMPACT ASYNCHRONOUS MOTOR 1PH810 | 6289.64
1PH8107-1DF03-2BA1 | COMPACT ASYNCHRONOUS MOTOR 1PH810 | 6622.69
1PH8107-1DF03-2CA1 | COMPACT ASYNCHRONOUS MOTOR 1PH810 | 6850.69
1PH8107-1DF10-0BA1 | COMPACT ASYNCHRONOUS MOTOR 1PH810 | 6115.87
1PH8107-1DF10-1BH1 | COMPACT ASYNCHRONOUS MOTOR 1PH810 | 6115.87
1PH8107-1DF10-2BA1 | COMPACT ASYNCHRONOUS MOTOR 1PH810 | 6115.87
1PH8107-1DF10-2DA1 | COMPACT ASYNCHRONOUS MOTOR 1PH810 | 6425.88
1PH8133-1UG12-2LA1-ZX53 | COMPACT ASYNCHRONOUS MOTOR 1PH813 | 8139.12
1PH8133-2DF00-1CA1 | COMPACT SYNCHRONOUS MOTOR 1PH813 | 13346.27
1PH8133-2DF02-0BA1 | COMPACT SYNCHRONOUS MOTOR 1PH813 | 13397
1PH8133-2DF02-2BE1-ZX04 | COMPACT SYNCHRONOUS MOTOR 1PH813 | 13574.36
1PH8133-2DF02-2CC1-ZX01 | COMPACT SYNCHRONOUS MOTOR 1PH813 | 13802.34
1PH8133-2DF12-0BC1 | COMPACT SYNCHRONOUS MOTOR 1PH813 | 13397
1PH8133-2DF12-1BC1 | COMPACT SYNCHRONOUS MOTOR 1PH813 | 13397
1PH8137-1DF10-1HA1 | COMPACT ASYNCHRONOUS MOTOR 1PH813 | 7153.66
1PH8137-1DF10-2BB1 | COMPACT ASYNCHRONOUS MOTOR 1PH813 | 7258.64
1PH8137-1DG02-0CE1 | COMPACT ASYNCHRONOUS MOTOR 1PH813 | 7765.35
1PH8137-1DG02-0DA1 | COMPACT ASYNCHRONOUS MOTOR 1PH813 | 7847.35
1PH8137-1DG02-0CH1 | COMPACT ASYNCHRONOUS MOTOR 1PH813 | 7765.35
1PH8137-1DG02-0QC1 | COMPACT ASYNCHRONOUS MOTOR 1PH813 | 8040.47
1PH8137-1DG02-1HA1 | COMPACT ASYNCHRONOUS MOTOR 1PH813 | 7432.36
1PH8137-1DG02-1LA1 | COMPACT ASYNCHRONOUS MOTOR 1PH813 | 8176.45
1PH8137-1DG02-2CB1 | COMPACT ASYNCHRONOUS MOTOR 1PH813 | 7765.35
1PH8137-1DG02-2GA1 | COMPACT ASYNCHRONOUS MOTOR 1PH813 | 7204.3
1PH8137-1DG03-0DA1 | COMPACT ASYNCHRONOUS MOTOR 1PH813 | 8202.14
1PH8137-1DG03-0LA1-ZK09 | COMPACT ASYNCHRONOUS MOTOR 1PH813 | 8784.61
1PH8107-1DG00-2BA1 | COMPACT ASYNCHRONOUS MOTOR 1PH810 | 6115.87
1PH8107-1DG00-2BC1 | COMPACT ASYNCHRONOUS MOTOR 1PH810 | 6115.87
1PH8107-1DG02-0BE1 | COMPACT ASYNCHRONOUS MOTOR 1PH810 | 6343.94
1PH8107-1DG02-0CB1 | COMPACT ASYNCHRONOUS MOTOR 1PH810 | 6571.92
1PH8131-1DB10-1GA1 | COMPACT ASYNCHRONOUS MOTOR 1PH813 | 5968.65
1PH8131-1DF00-0BA1 | COMPACT ASYNCHRONOUS MOTOR 1PH813 | 6301.7
1PH8131-1DF00-0BB1 | COMPACT ASYNCHRONOUS MOTOR 1PH813 | 6301.7
1PH8131-1DF00-0CF1 | COMPACT ASYNCHRONOUS MOTOR 1PH813 | 6529.7
1PH8131-1DF00-0DC1 | COMPACT ASYNCHRONOUS MOTOR 1PH813 | 6611.72
1PH8131-1DF00-1BA1 | COMPACT ASYNCHRONOUS MOTOR 1PH813 | 6301.7
1PH8131-1DF00-1BB1 | COMPACT ASYNCHRONOUS MOTOR 1PH813 | 6301.7
1PH8163-1DD03-1BA1-ZK23X04 | COMPACT ASYNCHRONOUS MOTOR 1PH816 | 9902.86
1PH8163-1DD03-1BB1-ZX05 | COMPACT ASYNCHRONOUS MOTOR 1PH816 | 9573.45
1PH8163-1DD03-1CA1 | COMPACT ASYNCHRONOUS MOTOR 1PH816 | 9573.39
1PH8163-1DD03-1GA1 | COMPACT ASYNCHRONOUS MOTOR 1PH816 | 9012.36
1PH8163-1DD03-2BA1 | COMPACT ASYNCHRONOUS MOTOR 1PH816 | 9345.39
1PH8163-1DD03-2FA1 | COMPACT ASYNCHRONOUS MOTOR 1PH816 | 9555.42
1PH8163-1DD03-2GA1 | COMPACT ASYNCHRONOUS MOTOR 1PH816 | 9012.36
1PH8163-1DD10-0CA1 | COMPACT ASYNCHRONOUS MOTOR 1PH816 | 8585.15
1PH8163-1DD10-0FA1 | COMPACT ASYNCHRONOUS MOTOR 1PH816 | 8567.16
1PH8163-1DD10-1BB1 | COMPACT ASYNCHRONOUS MOTOR 1PH816 | 8585.23
1PH8163-1DF03-2BB1-ZK09 | COMPACT ASYNCHRONOUS MOTOR 1PH816 | 9725.51
1PH8163-1DF03-2BC1-ZX59 | COMPACT ASYNCHRONOUS MOTOR 1PH816 | 9928.19
1PH8163-1DF10-0BA1 | COMPACT ASYNCHRONOUS MOTOR 1PH816 | 8357.17
1PH8163-1DF10-0CA1 | COMPACT ASYNCHRONOUS MOTOR 1PH816 | 8585.15
1PH8163-1DF10-2BC1 | COMPACT ASYNCHRONOUS MOTOR 1PH816 | 8585.23
1PH8163-1DF10-2LA1 | COMPACT ASYNCHRONOUS MOTOR 1PH816 | 9354.47
1PH8131-1DB03-1FA1 | COMPACT ASYNCHRONOUS MOTOR 1PH813 | 7088.65
1PH8131-1DF00-0FF1 | COMPACT ASYNCHRONOUS MOTOR 1PH813 | 6455.15
1PH8131-1DF00-0GA1 | COMPACT ASYNCHRONOUS MOTOR 1PH813 | 5968.65
1PH8131-1DF00-0LA1 | COMPACT ASYNCHRONOUS MOTOR 1PH813 | 6940.83
1PH8131-1DF00-0LE1 | COMPACT ASYNCHRONOUS MOTOR 1PH813 | 6940.83
1PH8163-1DD03-1CA1-ZK18 | COMPACT ASYNCHRONOUS MOTOR 1PH816 | 9877.49
1PH8163-1DD03-1CB1 | COMPACT ASYNCHRONOUS MOTOR 1PH816 | 9573.39
1PH8163-1DD03-1CC1 | COMPACT ASYNCHRONOUS MOTOR 1PH816 | 9573.39
1PH8163-1DD03-1DA1 | COMPACT ASYNCHRONOUS MOTOR 1PH816 | 9680.81
1PH8163-1DD03-2GA1-ZK18 | COMPACT ASYNCHRONOUS MOTOR 1PH816 | 9316.46
1PH8163-1DD03-2GB1 | COMPACT ASYNCHRONOUS MOTOR 1PH816 | 9012.36
1PH8163-1DD03-2LA1 | COMPACT ASYNCHRONOUS MOTOR 1PH816 | 10114.65
1PH8163-1DD10-0BA1 | COMPACT ASYNCHRONOUS MOTOR 1PH816 | 8357.17
1PH8163-1DF03-2CC1 | COMPACT ASYNCHRONOUS MOTOR 1PH816 | 9573.39
1PH8163-1DF03-2DA1 | COMPACT ASYNCHRONOUS MOTOR 1PH816 | 9680.81
1PH8163-1DF03-2GC1 | COMPACT ASYNCHRONOUS MOTOR 1PH816 | 9012.36
1PH8163-1DF03-2HA1 | COMPACT ASYNCHRONOUS MOTOR 1PH816 | 9240.42
1PH8163-1DF12-0BA1 | COMPACT ASYNCHRONOUS MOTOR 1PH816 | 9117.33
1PH8163-1DF12-0GA1 | COMPACT ASYNCHRONOUS MOTOR 1PH816 | 8784.3
1PH8163-1DF12-1BB1-ZK18 | COMPACT ASYNCHRONOUS MOTOR 1PH816 | 9649.51
1PH8163-1DF12-1BC1 | COMPACT ASYNCHRONOUS MOTOR 1PH816 | 9345.39
1PH8163-1DF13-0LA1 | COMPACT ASYNCHRONOUS MOTOR 1PH816 | 9886.58
1PH8163-1DF13-1BA1 | COMPACT ASYNCHRONOUS MOTOR 1PH816 | 9345.39
1PH8131-1DF13-1BA1 | COMPACT ASYNCHRONOUS MOTOR 1PH813 | 6935.21
1PH8131-1DF13-1BB1 | COMPACT ASYNCHRONOUS MOTOR 1PH813 | 6935.21
1PH8131-1DF13-2BA1 | COMPACT ASYNCHRONOUS MOTOR 1PH813 | 6935.21
1PH8131-1DF23-0BA1 | COMPACT ASYNCHRONOUS MOTOR 1PH813 | 7833.45
1PH8131-1DF23-0BG1 | COMPACT ASYNCHRONOUS MOTOR 1PH813 | 7833.45
1PH8131-1DF23-0CE1 | COMPACT ASYNCHRONOUS MOTOR 1PH813 | 8061.45
1PH8131-1DF23-0LE1-ZK09 | COMPACT ASYNCHRONOUS MOTOR 1PH813 | 8725.92
1PH8131-1DS02-0DA1 | COMPACT ASYNCHRONOUS MOTOR 1PH813 | 6890.43
1PH8131-1DS02-0DE1 | COMPACT ASYNCHRONOUS MOTOR 1PH813 | 6890.43
1PH8131-1DS02-0LA1 | COMPACT ASYNCHRONOUS MOTOR 1PH813 | 7219.54
1PH8131-1DS02-0MA1 | COMPACT ASYNCHRONOUS MOTOR 1PH813 | 8006.25
1PH8165-1DF03-0HA1 | COMPACT ASYNCHRONOUS MOTOR 1PH816 | 9658.28
1PH8165-1DF03-0HC1 | COMPACT ASYNCHRONOUS MOTOR 1PH816 | 9658.28
1PH8165-1DF03-0HD1 | COMPACT ASYNCHRONOUS MOTOR 1PH816 | 9884.56
1PH8165-1DF03-0LA1 | COMPACT ASYNCHRONOUS MOTOR 1PH816 | 10532.5
1PH8165-1DF03-1BC1 | COMPACT ASYNCHRONOUS MOTOR 1PH816 | 9991.3
1PH8165-1DF03-1CA1 | COMPACT ASYNCHRONOUS MOTOR 1PH816 | 10219.31
1PH8165-1DF03-1CA1-ZK18 | COMPACT ASYNCHRONOUS MOTOR 1PH816 | 10523.4
1PH8165-1DF03-1CA1-ZK24 | COMPACT ASYNCHRONOUS MOTOR 1PH816 | 10447.37
1PH8166-1DG23-1LA1 | COMPACT ASYNCHRONOUS MOTOR 1PH816 | 14557.5
1PH8166-1DG23-2BA1 | COMPACT ASYNCHRONOUS MOTOR 1PH816 | 13788.24
1PH8166-1FF22-0DA1 | COMPACT ASYNCHRONOUS MOTOR 1PH816 | 14959.88
1PH8166-1FF23-0BA1 | COMPACT ASYNCHRONOUS MOTOR 1PH816 | 14624.46
1PH8166-1TF23-2LA2 | COMPACT ASYNCHRONOUS MOTOR 1PH816 | 13999.53
1PH8166-1UG20-0MA1 | COMPACT ASYNCHRONOUS MOTOR 1PH816 | 14735.48
1PH8166-2DF22-0BA1 | COMPACT SYNCHRONOUS MOTOR 1PH816 | 19649.46
1PH8166-2DF23-0BC1 | COMPACT SYNCHRONOUS MOTOR 1PH816 | 19649.46
1PH8167-2DF00-0BA1 | COMPACT SYNCHRONOUS MOTOR 1PH816 | 18618.37
1PH8167-2DF00-0BB1-ZK10 | COMPACT SYNCHRONOUS MOTOR 1PH816 | 18998.49
1PH8167-2DF00-0CA1 | COMPACT SYNCHRONOUS MOTOR 1PH816 | 18846.37
1PH8167-2DF00-1BA1 | COMPACT SYNCHRONOUS MOTOR 1PH816 | 18846.43
1PH8133-1DF22-0FH1 | COMPACT ASYNCHRONOUS MOTOR 1PH813 | 7822.19
1PH8101-1DF02-1CA1 | COMPACT ASYNCHRONOUS MOTOR 1PH810 | 6058.68
1PH8101-1DF02-2BB1-ZX59 | COMPACT ASYNCHRONOUS MOTOR 1PH810 | 6312.12
1PH8101-1DF02-2CA1 | COMPACT ASYNCHRONOUS MOTOR 1PH810 | 6058.68
1PH8101-1DF03-0BE1 | COMPACT ASYNCHRONOUS MOTOR 1PH810 | 6109.42
1PH8101-1DF03-1BA1 | COMPACT ASYNCHRONOUS MOTOR 1PH810 | 6109.42
1PH3107-1DF02-0GA0 | SIMOTICS M 1PH3 motor; 3AC 380V | 5862.45
1PH3107-1DF02-0KA0 | SIMOTICS M 1PH3 motor; 3AC 380V | 5977.73
1PH3107-1DF02-2KA0-ZP81 | SIMOTICS M 1PH3 motor; 3AC 380V | 5997.11
1PH3107-1DF02-2LA0-ZP81 | SIMOTICS M 1PH3 motor; 3AC 380V | 5881.52
1PH8081-1SV02-0NE1 | MAIN SPINDLE MOTOR 1PH808 | 9801.9
1PH8083-1AF00-2BA2 | MAIN SPINDLE MOTOR 1PH808 | 3678.93
1PH8083-1AG10-2BD2 | MAIN SPINDLE MOTOR 1PH808 | 3814.69
1PH8083-1DF00-0BE1 | MAIN SPINDLE MOTOR 1PH808 | 5324.4
1PH8083-1DF00-0CC1 | MAIN SPINDLE MOTOR 1PH808 | 5552.38
1PH8083-1DF00-1BA1 | MAIN SPINDLE MOTOR 1PH808 | 5324.4
1PH8083-1DF00-1BE1 | MAIN SPINDLE MOTOR 1PH808 | 5324.4
1PH8083-1DF00-2BA1 | MAIN SPINDLE MOTOR 1PH808 | 5324.4
1PH8083-1DF00-2BB1 | MAIN SPINDLE MOTOR 1PH808 | 5324.4
1PH8083-1DG02-0GC1 | MAIN SPINDLE MOTOR 1PH808 | 5168.74
1PH8083-1DG02-1BB1 | MAIN SPINDLE MOTOR 1PH808 | 5501.75
1PH8083-1DG02-1CA1 | MAIN SPINDLE MOTOR 1PH808 | 5729.75
1PH8083-1DG10-1BA1 | MAIN SPINDLE MOTOR 1PH808 | 5324.4
1PH8083-1DG12-0BG1 | MAIN SPINDLE MOTOR 1PH808 | 5501.75
1PH8083-1DG12-2BG1 | MAIN SPINDLE MOTOR 1PH808 | 5501.75
1PH8083-1DG12-2LF1 | MAIN SPINDLE MOTOR 1PH808 | 6141.56
1PH8083-1DG22-0DG1 | MAIN SPINDLE MOTOR 1PH808 | 6179.7
1PH8083-1DG22-1BC1 | MAIN SPINDLE MOTOR 1PH808 | 5869.69
1PH8103-1DD02-2BB1 | COMPACT ASYNCHRONOUS MOTOR 1PH810 | 5955.91
1PH8103-1DD02-2BB1-ZX05 | COMPACT ASYNCHRONOUS MOTOR 1PH810 | 6107.93
1PH8103-1DD03-0GC1 | COMPACT ASYNCHRONOUS MOTOR 1PH810 | 5901.62
1PH8103-1DD03-1BA1-ZX04 | COMPACT ASYNCHRONOUS MOTOR 1PH810 | 6386.69
1PH8103-1DD03-2BA1-ZX01 | COMPACT ASYNCHRONOUS MOTOR 1PH810 | 6386.69
1PH8103-1DD03-2GA1-ZK10 | COMPACT ASYNCHRONOUS MOTOR 1PH810 | 6104.37
1PH8103-1DD10-2DG1 | COMPACT ASYNCHRONOUS MOTOR 1PH810 | 6037.86
1PH8103-1DD10-2GG1 | COMPACT ASYNCHRONOUS MOTOR 1PH810 | 5394.82
1PH8103-1SM23-0LA1 | COMPACT ASYNCHRONOUS MOTOR 1PH810 | 8888.88
1PH8105-1DF03-1BG1-ZK10 | COMPACT ASYNCHRONOUS MOTOR 1PH810 | 6660.03
1PH8105-1DF03-2BA1-ZX12 | COMPACT ASYNCHRONOUS MOTOR 1PH810 | 6938.74
1PH8105-1DF03-2BC1 | COMPACT ASYNCHRONOUS MOTOR 1PH810 | 6457.3
1PH8105-1DF10-2BA1 | COMPACT ASYNCHRONOUS MOTOR 1PH810 | 5950.48
1PH8105-1DF10-2BA1-ZK24 | COMPACT ASYNCHRONOUS MOTOR 1PH810 | 6102.5
1PH8105-1DF12-0CG1 | COMPACT ASYNCHRONOUS MOTOR 1PH810 | 6406.53
1PH8105-1DF12-0GA1 | COMPACT ASYNCHRONOUS MOTOR 1PH810 | 5845.51
1PH8105-1DF12-1LC1 | COMPACT ASYNCHRONOUS MOTOR 1PH810 | 6777.81
1PH8105-1DF12-2BA1-ZK18 | COMPACT ASYNCHRONOUS MOTOR 1PH810 | 6482.65
1PH8107-1DG12-1BA1 | COMPACT ASYNCHRONOUS MOTOR 1PH810 | 6343.94
1PH8107-1DG12-1BC1 | COMPACT ASYNCHRONOUS MOTOR 1PH810 | 6343.94
1PH8107-1DG12-2BG1-ZX05 | COMPACT ASYNCHRONOUS MOTOR 1PH810 | 6495.96
1PH8107-1DG12-2DA1 | COMPACT ASYNCHRONOUS MOTOR 1PH810 | 6653.94
1PH8107-1DG13-0CA1 | COMPACT ASYNCHRONOUS MOTOR 1PH810 | 6850.69
1PH8107-1DG13-0LC1 | COMPACT ASYNCHRONOUS MOTOR 1PH810 | 7221.97
1PH8107-1DG13-2CA1 | COMPACT ASYNCHRONOUS MOTOR 1PH810 | 6850.69
1PH8107-1DM00-0BA1 | COMPACT ASYNCHRONOUS MOTOR 1PH810 | 6115.87
1FK7011-5AK74-1JV3-ZA20 | SYNCHRONOUS SERVOMOTOR, 1FK7-CT M0 = 0, | 2461.66
1FK7022-5AK71-1LB3-ZM03 | SYNCHRONOUS SERVOMOTOR, 1FK7 | 2929.71
1FL2103-2AG01-0HC0 | Servomotor 1FL2;3AC 200V | 439.02
1FL2103-2AG01-0SC0 | Servomotor 1FL2;3AC 200V | 628.24
1PH8165-1DF03-1FA1 | COMPACT ASYNCHRONOUS MOTOR 1PH816 | 10201.32
1PH8165-1DF03-1GA1 | COMPACT ASYNCHRONOUS MOTOR 1PH816 | 9658.28
1PH8165-1DF03-1GC1 | COMPACT ASYNCHRONOUS MOTOR 1PH816 | 9658.28
1PH8165-1DF03-1HC1 | COMPACT ASYNCHRONOUS MOTOR 1PH816 | 9886.32
1PH8166-1FG23-2LC1 | COMPACT ASYNCHRONOUS MOTOR 1PH816 | 15621.78
1PH8166-1HF20-2BD2-ZX05 | COMPACT ASYNCHRONOUS MOTOR 1PH816 | 12291.49
1PH8166-1HF23-0DB2-ZK10X04 | COMPACT ASYNCHRONOUS MOTOR 1PH816 | 13312.82
1PH8166-1HG22-2BA2-ZK09X05 | COMPACT ASYNCHRONOUS MOTOR 1PH816 | 13205.48
1PH8166-1MF22-1BB2-ZK10 | COMPACT ASYNCHRONOUS MOTOR 1PH816 | 13357.53
1PH8166-2DL22-0BB1-ZK09 | COMPACT SYNCHRONOUS MOTOR 1PH816 | 20029.56
1PH8166-2DL23-0CB1 | COMPACT SYNCHRONOUS MOTOR 1PH816 | 19877.44
1PH8166-2DL23-1QA1 | COMPACT SYNCHRONOUS MOTOR 1PH816 | 20491.39
1PH8166-2DL23-2CA1 | COMPACT SYNCHRONOUS MOTOR 1PH816 | 20105.5
1PH8133-1DF23-0BA1 | COMPACT ASYNCHRONOUS MOTOR 1PH813 | 8023.54
1PH8133-1DF23-0BB1 | COMPACT ASYNCHRONOUS MOTOR 1PH813 | 8023.54
1PH8133-1DF23-1BA1 | COMPACT ASYNCHRONOUS MOTOR 1PH813 | 8023.54
1PH8133-1DF23-1BA1-ZK18 | COMPACT ASYNCHRONOUS MOTOR 1PH813 | 8327.63
1PH8133-1DG00-1DC1 | COMPACT ASYNCHRONOUS MOTOR 1PH813 | 6757.77
1PH8133-1DG00-2BA1 | COMPACT ASYNCHRONOUS MOTOR 1PH813 | 6447.79
1PH8133-1DG00-2BA1-ZK10 | COMPACT ASYNCHRONOUS MOTOR 1PH813 | 6701.15
1PH8133-1DG00-2BA1-ZX01 | COMPACT ASYNCHRONOUS MOTOR 1PH813 | 6625.14
1PH8137-1DG02-0BG1 | COMPACT ASYNCHRONOUS MOTOR 1PH813 | 7537.34
1PH8137-1DG02-0CA1 | COMPACT ASYNCHRONOUS MOTOR 1PH813 | 7765.35
1PH8137-1FB02-2BG1 | COMPACT ASYNCHRONOUS MOTOR 1PH813 | 8601.62
1PH8137-1FB12-0CG1 | COMPACT ASYNCHRONOUS MOTOR 1PH813 | 8829.61
1PH8137-1FD02-0LG1 | COMPACT ASYNCHRONOUS MOTOR 1PH813 | 9240.76
1PH8137-1FD02-1BA1 | COMPACT ASYNCHRONOUS MOTOR 1PH813 | 8601.62
1PH8137-1FD02-1GH1 | COMPACT ASYNCHRONOUS MOTOR 1PH813 | 8268.58
1PH8137-1FD03-0BA1 | COMPACT ASYNCHRONOUS MOTOR 1PH813 | 8956.41
1PH8163-1DD03-0CB1-ZK10 | COMPACT ASYNCHRONOUS MOTOR 1PH816 | 9725.42
1PH8163-1DD03-0CC1 | COMPACT ASYNCHRONOUS MOTOR 1PH816 | 9345.33
1PH8163-1DD03-0DA1 | COMPACT ASYNCHRONOUS MOTOR 1PH816 | 9452.75
1PH8163-1DD03-0DB1 | COMPACT ASYNCHRONOUS MOTOR 1PH816 | 9452.75
1PH8131-1DF10-0BB1 | COMPACT ASYNCHRONOUS MOTOR 1PH813 | 6301.7
1PH8131-1DF10-0CB1 | COMPACT ASYNCHRONOUS MOTOR 1PH813 | 6529.7
1PH8131-1DF10-1BA1 | COMPACT ASYNCHRONOUS MOTOR 1PH813 | 6301.7
1PH8131-1DF10-1BA1-ZK10 | COMPACT ASYNCHRONOUS MOTOR 1PH813 | 6555.06
1PH8131-1DF10-1CA1 | COMPACT ASYNCHRONOUS MOTOR 1PH813 | 6529.7
1PH8131-1DF12-1BA1-ZX01 | COMPACT ASYNCHRONOUS MOTOR 1PH813 | 6757.77
1PH8131-1DF12-1BB1 | COMPACT ASYNCHRONOUS MOTOR 1PH813 | 6580.42
1PH8131-1DF12-1BC1 | COMPACT ASYNCHRONOUS MOTOR 1PH813 | 6580.42
1PH8131-1DF12-1BC1-ZK24 | COMPACT ASYNCHRONOUS MOTOR 1PH813 | 6757.77
1PH8163-1DF03-0CC1 | COMPACT ASYNCHRONOUS MOTOR 1PH816 | 9345.33
1PH8163-1DF03-0DC1 | COMPACT ASYNCHRONOUS MOTOR 1PH816 | 9452.75
1PH8163-1DF03-0FA1 | COMPACT ASYNCHRONOUS MOTOR 1PH816 | 9327.35
1PH8163-1DF03-0GA1 | COMPACT ASYNCHRONOUS MOTOR 1PH816 | 8784.3
1PH8163-1DF03-1CA1-ZK24 | COMPACT ASYNCHRONOUS MOTOR 1PH816 | 9801.45
1PH8163-1DF03-1CB1 | COMPACT ASYNCHRONOUS MOTOR 1PH816 | 9573.39
1PH8163-1DF03-1CB1-ZK23 | COMPACT ASYNCHRONOUS MOTOR 1PH816 | 9902.79
1PH8163-1DF03-1CC1 | COMPACT ASYNCHRONOUS MOTOR 1PH816 | 9573.39
1PH8163-1DF03-1DA1 | COMPACT ASYNCHRONOUS MOTOR 1PH816 | 9680.81
1PH8163-1DF03-2BB1 | COMPACT ASYNCHRONOUS MOTOR 1PH816 | 9345.39
1PH8165-1DF00-2FA1 | COMPACT ASYNCHRONOUS MOTOR 1PH816 | 9441.13
1PH8165-1DF00-2FB1 | COMPACT ASYNCHRONOUS MOTOR 1PH816 | 9441.13
1PH8163-1DF12-1GA1 | COMPACT ASYNCHRONOUS MOTOR 1PH816 | 9012.36
1PH8163-1DF12-2BA1-ZK18 | COMPACT ASYNCHRONOUS MOTOR 1PH816 | 9649.51
1PH8163-1DF13-0CB1 | COMPACT ASYNCHRONOUS MOTOR 1PH816 | 9345.33
1PH8163-1DF13-0GA1 | COMPACT ASYNCHRONOUS MOTOR 1PH816 | 8784.3
1PH8131-1DF13-2GA1 | COMPACT ASYNCHRONOUS MOTOR 1PH813 | 6602.16
1PH8131-1DF20-1BA1 | COMPACT ASYNCHRONOUS MOTOR 1PH813 | 7199.96
1PH8131-1DF22-0GC1 | COMPACT ASYNCHRONOUS MOTOR 1PH813 | 7145.63
1PH8131-1DF22-1GA1 | COMPACT ASYNCHRONOUS MOTOR 1PH813 | 7145.63
1PH8131-1DF23-1CB1 | COMPACT ASYNCHRONOUS MOTOR 1PH813 | 8061.45
1PH8131-1DG20-1CB1 | COMPACT ASYNCHRONOUS MOTOR 1PH813 | 7427.96
1PH8131-1DS00-0MA1 | COMPACT ASYNCHRONOUS MOTOR 1PH813 | 7727.52
1PH8131-1DS00-2LA1 | COMPACT ASYNCHRONOUS MOTOR 1PH813 | 6940.83
1PH8131-1DS02-1BA1 | COMPACT ASYNCHRONOUS MOTOR 1PH813 | 6580.42
1PH8131-1DS03-2BC1 | COMPACT ASYNCHRONOUS MOTOR 1PH813 | 6935.21
1PH8165-1DF03-0FA1 | COMPACT ASYNCHRONOUS MOTOR 1PH816 | 9973.26
1PH8165-1DF03-0GA1-ZK09 | COMPACT ASYNCHRONOUS MOTOR 1PH816 | 9810.32
1PH8165-1DF03-0LA1-ZK24 | COMPACT ASYNCHRONOUS MOTOR 1PH816 | 10760.57
1PH8165-1DF03-0LB1 | COMPACT ASYNCHRONOUS MOTOR 1PH816 | 10532.5
1PH8165-1DF03-1BA1-ZK18 | COMPACT ASYNCHRONOUS MOTOR 1PH816 | 10295.42
1PH8165-1DF03-1BA1-ZX19 | COMPACT ASYNCHRONOUS MOTOR 1PH816 | 10574.12
1PH8165-1DF03-1DA1 | COMPACT ASYNCHRONOUS MOTOR 1PH816 | 10326.71
1PH8165-1DF03-1DB1 | COMPACT ASYNCHRONOUS MOTOR 1PH816 | 10326.71
1PH8166-1DG23-1BA1 | COMPACT ASYNCHRONOUS MOTOR 1PH816 | 13788.24
1PH8166-1DG23-1FA1 | COMPACT ASYNCHRONOUS MOTOR 1PH816 | 13998.25
1PH8166-1FF23-1GC1-ZK10 | COMPACT ASYNCHRONOUS MOTOR 1PH816 | 14899.61
1PH8166-1FG20-2BA1 | COMPACT ASYNCHRONOUS MOTOR 1PH816 | 14092.33
1PH8166-1MG23-0CA2-ZK10K18 | COMPACT ASYNCHRONOUS MOTOR 1PH816 | 13661.56
1PH8166-1MG23-1CA2-ZK18 | COMPACT ASYNCHRONOUS MOTOR 1PH816 | 13509.5
1PH8166-2DF23-1CA1 | COMPACT SYNCHRONOUS MOTOR 1PH816 | 20105.5
1PH8166-2DF23-2CA1 | COMPACT SYNCHRONOUS MOTOR 1PH816 | 20105.5
1PH8166-2FF22-0QC1-ZK23 | COMPACT SYNCHRONOUS MOTOR 1PH816 | 21656.99
1PH8166-2FF23-2BA1 | COMPACT SYNCHRONOUS MOTOR 1PH816 | 20941.8
1PH8133-1DF22-0GA1 | COMPACT ASYNCHRONOUS MOTOR 1PH813 | 7335.72
1PH8133-1DF22-1BC1 | COMPACT ASYNCHRONOUS MOTOR 1PH813 | 7668.74
1PH8133-1DF23-2BA1 | COMPACT ASYNCHRONOUS MOTOR 1PH813 | 8023.54
1PH8133-1DG00-0BH1 | COMPACT ASYNCHRONOUS MOTOR 1PH813 | 6447.79
1PH8133-1DG00-1BA1 | COMPACT ASYNCHRONOUS MOTOR 1PH813 | 6447.79
1PH8133-1DG00-1BE1 | COMPACT ASYNCHRONOUS MOTOR 1PH813 | 6447.79
1PH8133-1DG00-1CA1 | COMPACT ASYNCHRONOUS MOTOR 1PH813 | 6675.75
1PH8133-1DG00-2BB1 | COMPACT ASYNCHRONOUS MOTOR 1PH813 | 6447.79
1PH8133-1DG00-2DA1 | COMPACT ASYNCHRONOUS MOTOR 1PH813 | 6757.77
1PH8137-1DG02-0BA1 | COMPACT ASYNCHRONOUS MOTOR 1PH813 | 7537.34
1PH8137-1DG02-0BE1 | COMPACT ASYNCHRONOUS MOTOR 1PH813 | 7537.34
1PH8137-1FB12-2BG1 | COMPACT ASYNCHRONOUS MOTOR 1PH813 | 8601.62
1PH8137-1FB13-0BA1 | COMPACT ASYNCHRONOUS MOTOR 1PH813 | 8956.41
1PH8137-1FD00-1BA1 | COMPACT ASYNCHRONOUS MOTOR 1PH813 | 8322.93
1PH8137-1FD02-0CE1 | COMPACT ASYNCHRONOUS MOTOR 1PH813 | 8829.61
1PH8137-1FD02-0GH1 | COMPACT ASYNCHRONOUS MOTOR 1PH813 | 8268.58
1PH8137-1FD03-0CA1 | COMPACT ASYNCHRONOUS MOTOR 1PH813 | 9184.39
1PH8137-1FD03-1CC1 | COMPACT ASYNCHRONOUS MOTOR 1PH813 | 9184.39
1PH8163-1DD03-0BA1 | COMPACT ASYNCHRONOUS MOTOR 1PH816 | 9117.33
1PH8163-1DD03-0CA1 | COMPACT ASYNCHRONOUS MOTOR 1PH816 | 9345.33
1PH8163-1DD03-0CB1 | COMPACT ASYNCHRONOUS MOTOR 1PH816 | 9345.33
1PH8163-1DD03-0FA1 | COMPACT ASYNCHRONOUS MOTOR 1PH816 | 9327.35
1PH8163-1DD03-0HA1 | COMPACT ASYNCHRONOUS MOTOR 1PH816 | 9012.36
1PH8133-1DG00-0CA1 | COMPACT ASYNCHRONOUS MOTOR 1PH813 | 6675.75
1PH8133-1DG00-0DA1 | COMPACT ASYNCHRONOUS MOTOR 1PH813 | 6757.77
1PH8133-1DG00-0DE1 | COMPACT ASYNCHRONOUS MOTOR 1PH813 | 6757.77
1PH8133-1DG00-0LA1 | COMPACT ASYNCHRONOUS MOTOR 1PH813 | 7086.9
1PH8133-1DG00-2GA1 | COMPACT ASYNCHRONOUS MOTOR 1PH813 | 6114.74
1PH8133-1DG00-2GD1-ZK10 | COMPACT ASYNCHRONOUS MOTOR 1PH813 | 6594.38
1PH8133-1DG00-2LA1 | COMPACT ASYNCHRONOUS MOTOR 1PH813 | 7086.9
1PH8133-1DG00-2LE1 | COMPACT ASYNCHRONOUS MOTOR 1PH813 | 7086.9
1PH8137-1FD00-2BA1 | COMPACT ASYNCHRONOUS MOTOR 1PH813 | 8322.93
1PH8137-1FD00-2DA1 | COMPACT ASYNCHRONOUS MOTOR 1PH813 | 8632.94
1PH8137-1FD00-2FA1 | COMPACT ASYNCHRONOUS MOTOR 1PH813 | 8476.37
1PH8137-1FD02-0BA1 | COMPACT ASYNCHRONOUS MOTOR 1PH813 | 8601.62
1PH8137-1FD03-2BA1 | COMPACT ASYNCHRONOUS MOTOR 1PH813 | 8956.41
1PH8137-1FD03-2BB1 | COMPACT ASYNCHRONOUS MOTOR 1PH813 | 8956.41
1PH8137-1FD10-2FA1 | COMPACT ASYNCHRONOUS MOTOR 1PH813 | 8476.37
1PH8137-1FD10-2CH1 | COMPACT ASYNCHRONOUS MOTOR 1PH813 | 8550.92
1PH8131-1DF03-1GA1 | COMPACT ASYNCHRONOUS MOTOR 1PH813 | 6602.16
1PH8131-1DF03-2BA1 | COMPACT ASYNCHRONOUS MOTOR 1PH813 | 6935.21
1PH8131-1DF03-2BA1-ZX01 | COMPACT ASYNCHRONOUS MOTOR 1PH813 | 7112.57
1PH8131-1DF03-2BC1 | COMPACT ASYNCHRONOUS MOTOR 1PH813 | 6935.21
1PH8131-1DF10-2BE1 | COMPACT ASYNCHRONOUS MOTOR 1PH813 | 6301.7
1PH8131-1DF10-2GA1 | COMPACT ASYNCHRONOUS MOTOR 1PH813 | 5968.65
1PH8131-1DF12-0BA1 | COMPACT ASYNCHRONOUS MOTOR 1PH813 | 6580.42
1PH8131-1DF12-0BB1 | COMPACT ASYNCHRONOUS MOTOR 1PH813 | 6580.42
1PH8131-1DF12-2BA1 | COMPACT ASYNCHRONOUS MOTOR 1PH813 | 6580.42
1PH8131-1DF12-2BB1 | COMPACT ASYNCHRONOUS MOTOR 1PH813 | 6580.42
1PH8131-1DF12-2BE1 | COMPACT ASYNCHRONOUS MOTOR 1PH813 | 6580.42
1PH8131-1DF12-2CG1 | COMPACT ASYNCHRONOUS MOTOR 1PH813 | 6808.4
1PH8131-1DF12-2GA1 | COMPACT ASYNCHRONOUS MOTOR 1PH813 | 6247.39
1PH8163-1DF03-1BA1 | COMPACT ASYNCHRONOUS MOTOR 1PH816 | 9345.39
1PH8163-1DF03-1BA1-ZK09 | COMPACT ASYNCHRONOUS MOTOR 1PH816 | 9725.51
1PH8163-1DF03-1BA1-ZK18 | COMPACT ASYNCHRONOUS MOTOR 1PH816 | 9649.51
1PH8163-1DF03-1BB1 | COMPACT ASYNCHRONOUS MOTOR 1PH816 | 9345.39
1PH8163-1DF03-1GC1 | COMPACT ASYNCHRONOUS MOTOR 1PH816 | 9012.36
1PH8163-1DF03-1HA1 | COMPACT ASYNCHRONOUS MOTOR 1PH816 | 9240.42
1PH8163-1DF03-1LA1 | COMPACT ASYNCHRONOUS MOTOR 1PH816 | 10114.65
1PH8163-1DF03-1LB1 | COMPACT ASYNCHRONOUS MOTOR 1PH816 | 10114.65
1PH8165-1DF02-0DA1 | COMPACT ASYNCHRONOUS MOTOR 1PH816 | 10098.65
1PH8165-1DF02-0DC1 | COMPACT ASYNCHRONOUS MOTOR 1PH816 | 10098.65
1PH8165-1DF02-0DC1-ZK18 | COMPACT ASYNCHRONOUS MOTOR 1PH816 | 10402.75
1PH8165-1DF02-0GA1 | COMPACT ASYNCHRONOUS MOTOR 1PH816 | 9430.22
1PH8165-1DF02-2BA1 | COMPACT ASYNCHRONOUS MOTOR 1PH816 | 9991.3
1PH8165-1DF02-2BA1-ZK18 | COMPACT ASYNCHRONOUS MOTOR 1PH816 | 10295.42
1PH8165-1DF02-2BA1-ZX04 | COMPACT ASYNCHRONOUS MOTOR 1PH816 | 10219.37
1PH8165-1DF02-2BC1-ZX53 | COMPACT ASYNCHRONOUS MOTOR 1PH816 | 10574.12
1PH8133-1DF12-1DA1 | COMPACT ASYNCHRONOUS MOTOR 1PH813 | 7036.5
1PH8133-1DF12-1GA1 | COMPACT ASYNCHRONOUS MOTOR 1PH813 | 6393.45
1PH8133-1DF12-1LB1 | COMPACT ASYNCHRONOUS MOTOR 1PH813 | 7365.59
1PH8133-1DF12-1QA1 | COMPACT ASYNCHRONOUS MOTOR 1PH813 | 7229.62
1PH8133-1DF12-2LC1 | COMPACT ASYNCHRONOUS MOTOR 1PH813 | 7365.59
1PH8133-1DF13-0BB1 | COMPACT ASYNCHRONOUS MOTOR 1PH813 | 7081.26
1PH8133-1DF13-1BA1 | COMPACT ASYNCHRONOUS MOTOR 1PH813 | 7081.26
1PH8133-1DF13-1BB1 | COMPACT ASYNCHRONOUS MOTOR 1PH813 | 7081.26
1PH8133-1DF20-2BA1 | COMPACT ASYNCHRONOUS MOTOR 1PH813 | 7390.03
1PH8133-1DF22-0BA1 | COMPACT ASYNCHRONOUS MOTOR 1PH813 | 7668.74
1FL2103-2AG10-1HC0 | Servomotor 1FL2;3AC 200V | 621.93
1FL2103-2AG10-1SC0 | Servomotor 1FL2;3AC 200V | 811.2
1FL2103-4AF00-0HC0 | Servomotor 1FL2;3AC 400V | 449.12
1FL2103-4AF00-0SC0 | Servomotor 1FL2;3AC 400V | 638.35
1FL2103-4AF01-0MC0 | Servomotor 1FL2;3AC 400V | 852.85
1FL2103-4AF01-1HC0 | Servomotor 1FL2;3AC 400V | 474.36
1FL2103-4AF10-1MC0 | Servomotor 1FL2;3AC 400V | 1035.72
1FL2103-4AF11-0HC0 | Servomotor 1FL2;3AC 400V | 682.51
1FL2103-4AG00-0MC0 | Servomotor 1FL2;3AC 200V | 827.58
1FL2103-4AG00-1HC0 | Servomotor 1FL2;3AC 200V | 449.12
1FL2103-4AG01-0SC0 | Servomotor 1FL2;3AC 200V | 663.59
1FL2103-4AG01-1MC0 | Servomotor 1FL2;3AC 200V | 852.85
1FL2103-4AG10-0HC0 | Servomotor 1FL2;3AC 200V | 657.26
1FL2103-4AG10-1SC0 | Servomotor 1FL2;3AC 200V | 846.51
1FL2204-2AF01-1SC0 | Servomotor 1FL2;3AC 400V | 777.13
1FL2204-2AF11-0HC0 | Servomotor 1FL2;3AC 400V | 814.97
1FL2204-2AF11-0SC0 | Servomotor 1FL2;3AC 400V | 1016.83
1FL2204-2AG00-0MC0 | Servomotor 1FL2;3AC 200V | 941.14
1FL2204-2AG00-1HC0 | Servomotor 1FL2;3AC 200V | 537.43
1FL2204-2AG00-1SC0 | Servomotor 1FL2;3AC 200V | 739.29
1FL2204-2AG01-1MC0 | Servomotor 1FL2;3AC 200V | 978.98
1FL2204-2AG10-0HC0 | Servomotor 1FL2;3AC 200V | 777.13
1FL2204-2AG11-0MC0 | Servomotor 1FL2;3AC 200V | 1218.68
1FL2204-2AG11-1HC0 | Servomotor 1FL2;3AC 200V | 814.97
1FL2204-4AF00-0SC0 | Servomotor 1FL2;3AC 400V | 792.27
1FL2204-4AF00-1MC0 | Servomotor 1FL2;3AC 400V | 1145.49
1FL2204-4AF01-0HC0 | Servomotor 1FL2;3AC 400V | 628.24
1FL2204-4AF01-1SC0 | Servomotor 1FL2;3AC 400V | 830.13
1FL2204-4AF10-0MC0 | Servomotor 1FL2;3AC 400V | 1385.19
1FL2204-4AF11-0SC0 | Servomotor 1FL2;3AC 400V | 1069.81
1FL2204-4AF11-1MC0 | Servomotor 1FL2;3AC 400V | 1423.07
1FL2204-4AG00-1SC0 | Servomotor 1FL2;3AC 200V | 792.27
1FL2204-4AG01-0MC0 | Servomotor 1FL2;3AC 200V | 1183.35
1PH8087-1UF02-0LC1 | MAIN SPINDLE MOTOR 1PH808 | 6577.7
1PH8087-1UF02-1LA1 | MAIN SPINDLE MOTOR 1PH808 | 6577.7
1PH8087-1UG02-0LC1 | MAIN SPINDLE MOTOR 1PH808 | 6577.7
1PH8087-1UG20-0LE1 | MAIN SPINDLE MOTOR 1PH808 | 6763.48
1PH8087-1UN02-0LA1 | MAIN SPINDLE MOTOR 1PH808 | 6577.7
1PH8087-1UN12-2LE1 | MAIN SPINDLE MOTOR 1PH808 | 6577.7
1PH8101-1AF12-2BA2 | COMPACT ASYNCHRONOUS MOTOR 1PH810 | 4185.21
1PH8101-1DF00-0BA1 | COMPACT ASYNCHRONOUS MOTOR 1PH810 | 5602.62
1PH8101-1DF00-1CA1 | COMPACT ASYNCHRONOUS MOTOR 1PH810 | 5830.62
1FL2102-2AG00-0SC0 | Servomotor 1FL2;3AC 200V | 559.33
1FS2106-6AF07-1MZ0Q0X | Synchronous motor 1FS2 14 Nm | 5049.79
1FT2104-5AF10-2MA0-ZA21M01R04 | Synchronous motor 1FT2-HD 2,4 Nm | 2165.9
1FT2204-5AF12-0MB0 | Synchronous motor 1FT2-CT 2,4 Nm | 1682.24
1FT2204-6AF00-2MA0-ZC22M01R25 | Synchronous motor 1FT2-CT 3,2 Nm | 2722.55
1FT2206-2AH10-0RB0-ZQ01 | Synchronous motor 1FT2-CT 6,5 Nm | 1501
1FT2206-4AF01-0SA0 | Synchronous motor 1FT2-CT 12 Nm | 1937.55
1FT2210-2AF00-0MA0 | Synchronous motor 1FT2-CT 20 Nm | 2686.46
1FT7044-5AK71-1BK4 | SYNCHRONOUS MOTOR 1FT7 | 4386.18
1FT7084-5WF71-1BG0 | SYNCHRONOUS MOTOR 1FT7 | 5851.09
1FT7105-5AF70-1BH2-ZN16 | SYNCHRONOUS MOTOR 1FT7 | 9361.39
1PH3107-1DF00-0KA0-ZP81 | SIMOTICS M 1PH3 motor; 3AC 380V | 5997.11
1PH3107-1DF00-0LA0-ZP81 | SIMOTICS M 1PH3 motor; 3AC 380V | 5881.52
1PH8083-1DF02-2GB1 | MAIN SPINDLE MOTOR 1PH808 | 5168.74
1PH8083-1DF02-2GH1 | MAIN SPINDLE MOTOR 1PH808 | 5168.74
1PH8083-1DF10-1BG1 | MAIN SPINDLE MOTOR 1PH808 | 5324.4
1PH8083-1DF10-2BA1 | MAIN SPINDLE MOTOR 1PH808 | 5324.4
1PH8083-1DF12-1BC1 | MAIN SPINDLE MOTOR 1PH808 | 5501.75
1PH8083-1DF12-2BA1 | MAIN SPINDLE MOTOR 1PH808 | 5501.75
1PH8165-1DF00-2GA1 | COMPACT ASYNCHRONOUS MOTOR 1PH816 | 8898.09
1PH8165-1DF02-1CA1-ZK18 | COMPACT ASYNCHRONOUS MOTOR 1PH816 | 10523.4
1PH8165-1DF02-1CB1 | COMPACT ASYNCHRONOUS MOTOR 1PH816 | 10219.31
1PH8165-1DF02-1CD1 | COMPACT ASYNCHRONOUS MOTOR 1PH816 | 10445.57
1PH8165-1DF02-1DA1 | COMPACT ASYNCHRONOUS MOTOR 1PH816 | 10326.71
1PH8165-1DF02-2GA1 | COMPACT ASYNCHRONOUS MOTOR 1PH816 | 9658.28
1PH8165-1DF03-0BA1 | COMPACT ASYNCHRONOUS MOTOR 1PH816 | 9763.23
1PH8165-1DF03-0BB1 | COMPACT ASYNCHRONOUS MOTOR 1PH816 | 9763.23
1PH8165-1DF03-0BC1 | COMPACT ASYNCHRONOUS MOTOR 1PH816 | 9763.23
1PH8133-1DF12-2CA1 | COMPACT ASYNCHRONOUS MOTOR 1PH813 | 6954.46
1PH8133-1DF12-2CE1 | COMPACT ASYNCHRONOUS MOTOR 1PH813 | 6954.46
1PH8133-1DF12-2DA1 | COMPACT ASYNCHRONOUS MOTOR 1PH813 | 7036.5
1PH8133-1DF12-2GA1 | COMPACT ASYNCHRONOUS MOTOR 1PH813 | 6393.45
1PH8133-1DF12-2GB1 | COMPACT ASYNCHRONOUS MOTOR 1PH813 | 6393.45
1PH8133-1DF13-2BA1-ZX04 | COMPACT ASYNCHRONOUS MOTOR 1PH813 | 7258.64
1PH8133-1DF13-2BB1 | COMPACT ASYNCHRONOUS MOTOR 1PH813 | 7081.26
1PH8133-1DF13-2BE1 | COMPACT ASYNCHRONOUS MOTOR 1PH813 | 7081.26
1PH8133-1DF13-2GA1 | COMPACT ASYNCHRONOUS MOTOR 1PH813 | 6748.23
1PH8165-1DF13-1DC1 | COMPACT ASYNCHRONOUS MOTOR 1PH816 | 10326.71
1PH8165-1DF13-1DC1-ZK18 | COMPACT ASYNCHRONOUS MOTOR 1PH816 | 10630.81
1PH8165-1DF13-1GA1-ZK18 | COMPACT ASYNCHRONOUS MOTOR 1PH816 | 9962.37
1PH8165-1DF13-1LA1 | COMPACT ASYNCHRONOUS MOTOR 1PH816 | 10760.57
1PH8166-1DF23-2CA1 | COMPACT ASYNCHRONOUS MOTOR 1PH816 | 14016.22
1PH8166-1DF23-2LC1 | COMPACT ASYNCHRONOUS MOTOR 1PH816 | 14557.5
1PH8166-1DG20-0BA1 | COMPACT ASYNCHRONOUS MOTOR 1PH816 | 12800.01
1PH8166-1DG20-0BC1 | COMPACT ASYNCHRONOUS MOTOR 1PH816 | 12800.01
1PH8166-1DG20-0LA1 | COMPACT ASYNCHRONOUS MOTOR 1PH816 | 13569.24
1PH8166-1DG23-0LC1 | COMPACT ASYNCHRONOUS MOTOR 1PH816 | 14329.44
1PH8166-1DG23-0MC1 | COMPACT ASYNCHRONOUS MOTOR 1PH816 | 15254.29
1PH8186-1HF00-2EA2-ZK24L00L76 | COMPACT ASYNCHRONOUS MOTOR | 16529.62
1PH8186-1HF03-2AA2-ZL00L76 | COMPACT ASYNCHRONOUS MOTOR | 17009.53
1PH8226-2DL23-2BA1 | COMPACT SYNCHRONOUS MOTOR | 47427.63
1PH8226-3DB40-2AA1-ZU63 | COMPACT ASYNCHRONOUS MOTOR | 49286.83
1PH8228-1AB30-0BA2 | COMPACT ASYNCHRONOUS MOTOR | 36009.85
1PH8228-1AD10-2AA2 | COMPACT ASYNCHRONOUS MOTOR | 29295.49
1PH8228-1DF20-0BA1-ZK23X28 | COMPACT ASYNCHRONOUS MOTOR | 39951.67
1PH8228-1DF33-2AA1 | COMPACT ASYNCHRONOUS MOTOR | 39451.12
1PH8228-1FC00-1BA1-ZL76 | COMPACT ASYNCHRONOUS MOTOR | 32948.72
1PH8228-1FC03-0BA1 | COMPACT ASYNCHRONOUS MOTOR | 34098.68
1PH8133-1DG22-0CH1 | COMPACT ASYNCHRONOUS MOTOR 1PH813 | 7896.74
1PH8133-1DG22-0LE1 | COMPACT ASYNCHRONOUS MOTOR 1PH813 | 8307.87
1PH8133-1DG22-1BA1 | COMPACT ASYNCHRONOUS MOTOR 1PH813 | 7668.74
1PH8133-1DG22-1BB1 | COMPACT ASYNCHRONOUS MOTOR 1PH813 | 7668.74
1PH8133-1DG22-1GD1 | COMPACT ASYNCHRONOUS MOTOR 1PH813 | 7561.99
1PH8133-1FD00-2BA1 | COMPACT ASYNCHRONOUS MOTOR 1PH813 | 7512.07
1PH8133-1FD00-2BC1 | COMPACT ASYNCHRONOUS MOTOR 1PH813 | 7512.07
1PH8133-1FD02-0BA1 | COMPACT ASYNCHRONOUS MOTOR 1PH813 | 7790.76
1PH8133-1FD02-0BE1 | COMPACT ASYNCHRONOUS MOTOR 1PH813 | 7790.76
1PH8137-1DG12-1GA1 | COMPACT ASYNCHRONOUS MOTOR 1PH813 | 7204.3
1PH8137-1DG12-2GA1 | COMPACT ASYNCHRONOUS MOTOR 1PH813 | 7204.3
1PH8137-1DG13-0BA1 | COMPACT ASYNCHRONOUS MOTOR 1PH813 | 7892.12
1PH8137-1DG13-0DB1 | COMPACT ASYNCHRONOUS MOTOR 1PH813 | 8202.14
1PH8137-1DS00-1QB1 | COMPACT ASYNCHRONOUS MOTOR 1PH813 | 7761.77
1PH8137-1DS00-2FD1 | COMPACT ASYNCHRONOUS MOTOR 1PH813 | 7638.35
1PH8137-1DS02-0BA1 | COMPACT ASYNCHRONOUS MOTOR 1PH813 | 7537.34
1PH8131-1DF03-2CA1 | COMPACT ASYNCHRONOUS MOTOR 1PH813 | 7163.17
1PH8131-1DF03-2QA1 | COMPACT ASYNCHRONOUS MOTOR 1PH813 | 7438.33
1PH8131-1DF10-1LB1 | COMPACT ASYNCHRONOUS MOTOR 1PH813 | 6940.83
1PH8131-1DF10-2BA1 | COMPACT ASYNCHRONOUS MOTOR 1PH813 | 6301.7
1PH8131-1DF12-0CB1 | COMPACT ASYNCHRONOUS MOTOR 1PH813 | 6808.4
1PH8131-1DF12-0LC1 | COMPACT ASYNCHRONOUS MOTOR 1PH813 | 7219.54
1PH8131-1DF12-1GA1 | COMPACT ASYNCHRONOUS MOTOR 1PH813 | 6247.39
1PH8131-1DF12-1LC1 | COMPACT ASYNCHRONOUS MOTOR 1PH813 | 7219.54
1PH8131-1DF13-0BA1-ZV90 | COMPACT ASYNCHRONOUS MOTOR 1PH813 | 7038.57
1PH8163-1DF03-0CA1-ZK18 | COMPACT ASYNCHRONOUS MOTOR 1PH816 | 9649.41
1PH8163-1DF03-0HA1-ZK24 | COMPACT ASYNCHRONOUS MOTOR 1PH816 | 9240.42
1PH8163-1DF03-0LA1 | COMPACT ASYNCHRONOUS MOTOR 1PH816 | 9886.58
1PH8163-1DF03-1CA1 | COMPACT ASYNCHRONOUS MOTOR 1PH816 | 9573.39
1PH8163-1DF03-1CA1-ZK23 | COMPACT ASYNCHRONOUS MOTOR 1PH816 | 9902.79
1PH8163-1DF03-1FA1 | COMPACT ASYNCHRONOUS MOTOR 1PH816 | 9555.42
1PH8163-1DF03-1GA1 | COMPACT ASYNCHRONOUS MOTOR 1PH816 | 9012.36
1PH8163-1DF03-1LC1 | COMPACT ASYNCHRONOUS MOTOR 1PH816 | 10114.65
1PH8163-1DF03-2BA1 | COMPACT ASYNCHRONOUS MOTOR 1PH816 | 9345.39
1PH8165-1DF00-2GC1 | COMPACT ASYNCHRONOUS MOTOR 1PH816 | 8898.09
1PH8165-1DF02-0BA1 | COMPACT ASYNCHRONOUS MOTOR 1PH816 | 9763.23
1PH8165-1DF02-1BB1 | COMPACT ASYNCHRONOUS MOTOR 1PH816 | 9991.3
1PH8165-1DF02-1CA1 | COMPACT ASYNCHRONOUS MOTOR 1PH816 | 10219.31
1PH8165-1DF02-1DC1 | COMPACT ASYNCHRONOUS MOTOR 1PH816 | 10326.71
1PH8165-1DF02-1GA1 | COMPACT ASYNCHRONOUS MOTOR 1PH816 | 9658.28
1PH8165-1DF02-2CB1 | COMPACT ASYNCHRONOUS MOTOR 1PH816 | 10219.31
1PH8165-1DF02-2DA1 | COMPACT ASYNCHRONOUS MOTOR 1PH816 | 10326.71
1PH8165-1DF03-0CA1-ZK18 | COMPACT ASYNCHRONOUS MOTOR 1PH816 | 10295.33
1PH8133-1DF12-1CA1-ZX59 | COMPACT ASYNCHRONOUS MOTOR 1PH813 | 7486.61
1PH8133-1DF12-2BA1 | COMPACT ASYNCHRONOUS MOTOR 1PH813 | 6726.48
1PH8133-1DF12-2BC1 | COMPACT ASYNCHRONOUS MOTOR 1PH813 | 6726.48
1PH8133-1DF12-2GC1 | COMPACT ASYNCHRONOUS MOTOR 1PH813 | 6393.45
1PH8133-1DF12-2GH1 | COMPACT ASYNCHRONOUS MOTOR 1PH813 | 6393.45
1PH8133-1DF13-2BA1 | COMPACT ASYNCHRONOUS MOTOR 1PH813 | 7081.26
1PH8133-1DF13-2BA1-ZK80 | COMPACT ASYNCHRONOUS MOTOR 1PH813 | 7587.07
1PH8133-1DF20-0BC1 | COMPACT ASYNCHRONOUS MOTOR 1PH813 | 7390.03
1PH8133-1DF20-0DF1 | COMPACT ASYNCHRONOUS MOTOR 1PH813 | 7700.05
1PH8165-1DF13-1CA1 | COMPACT ASYNCHRONOUS MOTOR 1PH816 | 10219.31
1PH8165-1DF13-1DA1-ZK18 | COMPACT ASYNCHRONOUS MOTOR 1PH816 | 10630.81
1PH8165-1DF13-2BA1-ZK24 | COMPACT ASYNCHRONOUS MOTOR 1PH816 | 10219.37
1PH8165-1DF13-2BC1 | COMPACT ASYNCHRONOUS MOTOR 1PH816 | 9991.3
1PH8165-1DF13-2GA1-ZK24 | COMPACT ASYNCHRONOUS MOTOR 1PH816 | 9886.32
1PH8165-1DF13-2LB1 | COMPACT ASYNCHRONOUS MOTOR 1PH816 | 10760.57
1PH8166-1DG20-0LC1 | COMPACT ASYNCHRONOUS MOTOR 1PH816 | 13569.24
1PH8166-1DG20-2BA1 | COMPACT ASYNCHRONOUS MOTOR 1PH816 | 13028.07
1PH8166-1DG23-0BB1 | COMPACT ASYNCHRONOUS MOTOR 1PH816 | 13560.18
1PH8166-1DG23-0LA1 | COMPACT ASYNCHRONOUS MOTOR 1PH816 | 14329.44
1PH8186-1HF10-0FA2-ZA12 | COMPACT ASYNCHRONOUS MOTOR | 15487.51
1PH8186-1HF40-2BA2-ZG14K09L27 | COMPACT ASYNCHRONOUS MOTOR | 21984.34
1PH8186-1HL13-0LC2-ZK08X01 | COMPACT ASYNCHRONOUS MOTOR | 23957.75
1PH8226-1HF10-0BA2-ZA12 | COMPACT ASYNCHRONOUS MOTOR | 24094.15
1PH8226-1HF20-2LB2-ZA12 | COMPACT ASYNCHRONOUS MOTOR | 37629.84
1PH8228-1DC00-0LA1 | COMPACT ASYNCHRONOUS MOTOR | 38872.15
1PH8228-1DC10-2CC1 | COMPACT ASYNCHRONOUS MOTOR | 32204.88
1PH8228-1DD03-0CA1 | COMPACT ASYNCHRONOUS MOTOR | 33450.12
1PH8228-1DD03-2FD1 | COMPACT ASYNCHRONOUS MOTOR | 33605.77
1PH8133-1DF22-0DC1 | COMPACT ASYNCHRONOUS MOTOR 1PH813 | 7978.76
1PH8133-1DF22-0FG1 | COMPACT ASYNCHRONOUS MOTOR 1PH813 | 7822.19
1PH8165-1DF13-1BC1 | COMPACT ASYNCHRONOUS MOTOR 1PH816 | 9991.3
1PH8165-1DF13-2CA1 | COMPACT ASYNCHRONOUS MOTOR 1PH816 | 10219.31
1PH8165-1DF13-2FA1 | COMPACT ASYNCHRONOUS MOTOR 1PH816 | 10201.32
1PH8165-1DF13-2GA1 | COMPACT ASYNCHRONOUS MOTOR 1PH816 | 9658.28
1PH8165-1DF13-2GA1-ZK18 | COMPACT ASYNCHRONOUS MOTOR 1PH816 | 9962.37
1PH8166-1DG22-0BB1 | COMPACT ASYNCHRONOUS MOTOR 1PH816 | 13560.18
1PH8166-1DG22-0CA1 | COMPACT ASYNCHRONOUS MOTOR 1PH816 | 13788.16
1PH8166-1DG22-1BB1 | COMPACT ASYNCHRONOUS MOTOR 1PH816 | 13788.24
1PH8166-1DG22-2QB1 | COMPACT ASYNCHRONOUS MOTOR 1PH816 | 14402.11
1PH8226-1FL10-0EA1-ZK40 | COMPACT ASYNCHRONOUS MOTOR | 27077.48
1PH8226-1HB00-2AA2-ZL76 | COMPACT ASYNCHRONOUS MOTOR | 23929.99
1PH8226-1HD30-2BC2-ZG50L76X01 | COMPACT ASYNCHRONOUS MOTOR | 30725.69
1PH8226-1HF00-1BA2-ZK09 | COMPACT ASYNCHRONOUS MOTOR | 25910.14
1PH8228-1DC23-2CC1 | COMPACT ASYNCHRONOUS MOTOR | 41469.28
1PH8228-1DC23-2CC1-ZK18K40 | COMPACT ASYNCHRONOUS MOTOR | 43103.7
1PH8228-1DC23-2CC1-ZK40 | COMPACT ASYNCHRONOUS MOTOR | 42455.11
1PH8228-1DD03-0BA1 | COMPACT ASYNCHRONOUS MOTOR | 32840.44
1PH8133-1DG13-2BA1 | COMPACT ASYNCHRONOUS MOTOR 1PH813 | 7081.26
1PH8133-1DG13-2GA1 | COMPACT ASYNCHRONOUS MOTOR 1PH813 | 6748.23
1PH8133-1DG13-2GD1 | COMPACT ASYNCHRONOUS MOTOR 1PH813 | 6974.51
1PH8133-1DG13-2LA1 | COMPACT ASYNCHRONOUS MOTOR 1PH813 | 7720.39
1PH8133-1DG23-2LA1 | COMPACT ASYNCHRONOUS MOTOR 1PH813 | 8662.65
1PH8133-1ED00-2GC2-ZX01 | COMPACT ASYNCHRONOUS MOTOR 1PH813 | 6545.48
1PH8133-1ED03-2GC2-ZX04 | COMPACT ASYNCHRONOUS MOTOR 1PH813 | 7178.99
1PH8133-1EF23-0GA2-ZK18Q12 | COMPACT ASYNCHRONOUS MOTOR 1PH813 | 8501.33
1PH8137-1DF22-0BA1 | COMPACT ASYNCHRONOUS MOTOR 1PH813 | 8948.39
1PH8137-1DF22-0BC1 | COMPACT ASYNCHRONOUS MOTOR 1PH813 | 8948.39
1PH8137-1DF22-0CA1 | COMPACT ASYNCHRONOUS MOTOR 1PH813 | 9176.4
1PH8137-1DF22-0DA1 | COMPACT ASYNCHRONOUS MOTOR 1PH813 | 9258.41
1PH8137-1DF22-0DB1 | COMPACT ASYNCHRONOUS MOTOR 1PH813 | 9258.41
1PH8137-1DG13-2BA1 | COMPACT ASYNCHRONOUS MOTOR 1PH813 | 7892.12
1PH8137-1DG13-2BA1-ZX04 | COMPACT ASYNCHRONOUS MOTOR 1PH813 | 8069.5
1PH8137-1DG13-2BB1 | COMPACT ASYNCHRONOUS MOTOR 1PH813 | 7892.12
1PH8137-1DS00-0BA1 | COMPACT ASYNCHRONOUS MOTOR 1PH813 | 7258.64
1PH8137-1DS03-0DA1 | COMPACT ASYNCHRONOUS MOTOR 1PH813 | 8202.14
1PH8137-1DS03-0GC1 | COMPACT ASYNCHRONOUS MOTOR 1PH813 | 7559.1
1PH8137-1DS03-0LB1 | COMPACT ASYNCHRONOUS MOTOR 1PH813 | 8531.25
1PH8137-1DS03-0MB1 | COMPACT ASYNCHRONOUS MOTOR 1PH813 | 9317.97
1PH8131-1DF02-1BB1 | COMPACT ASYNCHRONOUS MOTOR 1PH813 | 6580.42
1PH8131-1DF02-1BH1 | COMPACT ASYNCHRONOUS MOTOR 1PH813 | 6580.42
1PH8131-1DF02-1CA1 | COMPACT ASYNCHRONOUS MOTOR 1PH813 | 6808.4
1PH8131-1DF02-1CA1-ZK18 | COMPACT ASYNCHRONOUS MOTOR 1PH813 | 7112.51
1PH8131-1DF02-2BH1 | COMPACT ASYNCHRONOUS MOTOR 1PH813 | 6580.42
1PH8131-1DF02-2CA1 | COMPACT ASYNCHRONOUS MOTOR 1PH813 | 6808.4
1PH8131-1DF02-2DA1 | COMPACT ASYNCHRONOUS MOTOR 1PH813 | 6890.43
1PH8131-1DF02-2GA1 | COMPACT ASYNCHRONOUS MOTOR 1PH813 | 6247.39
1PH8131-1DF03-1BC1 | COMPACT ASYNCHRONOUS MOTOR 1PH813 | 6935.21
1PH8131-1DF03-1BE1 | COMPACT ASYNCHRONOUS MOTOR 1PH813 | 6935.21
1PH8131-1DF03-1CA1 | COMPACT ASYNCHRONOUS MOTOR 1PH813 | 7163.17
1PH8131-1DF03-1CA1-ZK18 | COMPACT ASYNCHRONOUS MOTOR 1PH813 | 7467.29
1PH8163-1DF00-2CA1 | COMPACT ASYNCHRONOUS MOTOR 1PH816 | 8813.21
1PH8163-1DF00-2DA1 | COMPACT ASYNCHRONOUS MOTOR 1PH816 | 8920.63
1PH8163-1DF00-2FA1 | COMPACT ASYNCHRONOUS MOTOR 1PH816 | 8795.22
1PH8083-1DF22-1LA1 | MAIN SPINDLE MOTOR 1PH808 | 6509.49
1PH8083-1DG00-0CA1 | MAIN SPINDLE MOTOR 1PH808 | 5552.38
1PH8083-1DG00-2DA1 | MAIN SPINDLE MOTOR 1PH808 | 5634.39
1PH8083-1DG02-0BG1 | MAIN SPINDLE MOTOR 1PH808 | 5501.75
1PH8101-1UF02-0LA1 | COMPACT ASYNCHRONOUS MOTOR 1PH810 | 6671.33
1PH8101-1US03-1LA1 | COMPACT ASYNCHRONOUS MOTOR 1PH810 | 6950.07
1PH8103-1DD00-0CA1 | COMPACT ASYNCHRONOUS MOTOR 1PH810 | 5955.83
1PH8103-1DD00-1BA1-ZX01 | COMPACT ASYNCHRONOUS MOTOR 1PH810 | 5879.87
1PH8103-1DD00-2BA1 | COMPACT ASYNCHRONOUS MOTOR 1PH810 | 5727.85
1PH8103-1DD00-2BB1-ZK09 | COMPACT ASYNCHRONOUS MOTOR 1PH810 | 5930.57
1PH8103-1DD00-2FB1-ZK09 | COMPACT ASYNCHRONOUS MOTOR 1PH810 | 6027.45
1PH8103-1DD02-0BC1 | COMPACT ASYNCHRONOUS MOTOR 1PH810 | 5955.91
1PH8103-1DD02-0CA1 | COMPACT ASYNCHRONOUS MOTOR 1PH810 | 6183.89
1PH8103-1DD02-1BA1 | COMPACT ASYNCHRONOUS MOTOR 1PH810 | 5955.91
1PH8103-1DD02-2BA1-ZX01 | COMPACT ASYNCHRONOUS MOTOR 1PH810 | 6107.93
1PH8105-1DF02-1CA1 | COMPACT ASYNCHRONOUS MOTOR 1PH810 | 6406.53
1PH8105-1DF02-1CB1 | COMPACT ASYNCHRONOUS MOTOR 1PH810 | 6406.53
1PH8105-1DF02-1GA1-ZK18 | COMPACT ASYNCHRONOUS MOTOR 1PH810 | 6149.62
1PH8105-1DF02-1QA1 | COMPACT ASYNCHRONOUS MOTOR 1PH810 | 6590.44
1PH8105-1DF02-2BA1-ZK18 | COMPACT ASYNCHRONOUS MOTOR 1PH810 | 6482.65
1PH8105-1DF02-2CA1 | COMPACT ASYNCHRONOUS MOTOR 1PH810 | 6406.53
1PH8105-1DF02-2GA1 | COMPACT ASYNCHRONOUS MOTOR 1PH810 | 5845.51
1PH8105-1DF03-0BC1 | COMPACT ASYNCHRONOUS MOTOR 1PH810 | 6457.3
1PH8105-1DF03-0CA1 | COMPACT ASYNCHRONOUS MOTOR 1PH810 | 6685.3
1PH8105-1DF03-0GA1 | COMPACT ASYNCHRONOUS MOTOR 1PH810 | 6124.25
1PH8105-1DF03-1BF1-ZX04 | COMPACT ASYNCHRONOUS MOTOR 1PH810 | 6609.34
1PH8107-1DG02-2BG1 | COMPACT ASYNCHRONOUS MOTOR 1PH810 | 6343.94
1PH8107-1DG03-0BA1-ZK09 | COMPACT ASYNCHRONOUS MOTOR 1PH810 | 6825.44
1PH8107-1DG03-0CA1 | COMPACT ASYNCHRONOUS MOTOR 1PH810 | 6850.69
1PH8107-1DG03-1CA1-ZK18 | COMPACT ASYNCHRONOUS MOTOR 1PH810 | 7154.78
1PH8107-1DG03-1HA1-ZK10 | COMPACT ASYNCHRONOUS MOTOR 1PH810 | 6720.45
1PH8107-1DG03-2FA1 | COMPACT ASYNCHRONOUS MOTOR 1PH810 | 6719.56
1PH8107-1DG03-2GD1 | COMPACT ASYNCHRONOUS MOTOR 1PH810 | 6448.03
1FG1105-1RG53-2AA1 | SIMOTICS S-1FG1 SERVO GEARED MOTOR | 5892.06
1FL2102-4AF01-1HC0 | Servomotor 1FL2;3AC 400V | 423.9
1FL2102-4AF10-1MC0 | Servomotor 1FL2;3AC 400V | 941.14
1FL2102-4AF11-0HC0 | Servomotor 1FL2;3AC 400V | 600.52
1FL2102-4AF11-1SC0 | Servomotor 1FL2;3AC 400V | 764.49
1FL2102-4AG00-0MC0 | Servomotor 1FL2;3AC 200V | 764.49
1FL2102-4AG01-0SC0 | Servomotor 1FL2;3AC 200V | 587.9
1FL2102-4AG01-1MC0 | Servomotor 1FL2;3AC 200V | 783.42
1FL2102-4AG10-1SC0 | Servomotor 1FL2;3AC 200V | 745.61
1FL2102-4AG11-0MC0 | Servomotor 1FL2;3AC 200V | 960.04
1FL2103-2AF00-0HC0 | Servomotor 1FL2;3AC 400V | 413.79
1FL2103-2AF00-0SC0 | Servomotor 1FL2;3AC 400V | 603.04
1FL2103-2AF01-1HC0 | Servomotor 1FL2;3AC 400V | 439.02
1FL2103-2AF01-1SC0 | Servomotor 1FL2;3AC 400V | 628.24
1FL2103-2AF11-0HC0 | Servomotor 1FL2;3AC 400V | 647.17
1FL2103-2AF11-0SC0 | Servomotor 1FL2;3AC 400V | 836.41
1FL2103-2AG00-0MC0 | Servomotor 1FL2;3AC 200V | 792.27
1FL2203-2AG11-0MC0 | Servomotor 1FL2;3AC 200V | 1025.64
1FL2203-4AF00-0SC0 | Servomotor 1FL2;3AC 400V | 638.35
1FL2203-4AF00-1MC0 | Servomotor 1FL2;3AC 400V | 827.58
1FL2203-4AF01-1SC0 | Servomotor 1FL2;3AC 400V | 663.59
1FL2203-4AF10-0MC0 | Servomotor 1FL2;3AC 400V | 1035.72
1FL2203-4AF11-0HC0 | Servomotor 1FL2;3AC 400V | 682.51
1FL2203-4AF11-0SC0 | Servomotor 1FL2;3AC 400V | 871.73
1FL2203-4AG00-1HC0 | Servomotor 1FL2;3AC 200V | 449.12
1PH8228-1DF13-1BA1 | COMPACT ASYNCHRONOUS MOTOR | 33164.77
1PH8228-1FD00-0AC1 | COMPACT ASYNCHRONOUS MOTOR | 32152.98
1PH8133-1DG13-1BA1-ZX04 | COMPACT ASYNCHRONOUS MOTOR 1PH813 | 7258.64
1PH8133-1DG22-0CE1 | COMPACT ASYNCHRONOUS MOTOR 1PH813 | 7896.74
1PH8133-1DG22-0GB1 | COMPACT ASYNCHRONOUS MOTOR 1PH813 | 7335.72
1PH8133-1DG23-0BA1 | COMPACT ASYNCHRONOUS MOTOR 1PH813 | 8023.54
1PH8133-1DG23-2BA1 | COMPACT ASYNCHRONOUS MOTOR 1PH813 | 8023.54
1PH8133-1FB02-2CA1 | COMPACT ASYNCHRONOUS MOTOR 1PH813 | 8018.77
1PH8133-1FD00-0BA1 | COMPACT ASYNCHRONOUS MOTOR 1PH813 | 7512.07
1PH8133-1FD02-0CE1 | COMPACT ASYNCHRONOUS MOTOR 1PH813 | 8018.77
1PH8137-1DF20-1BA1 | COMPACT ASYNCHRONOUS MOTOR 1PH813 | 8669.7
1PH8137-1DF22-0LH1 | COMPACT ASYNCHRONOUS MOTOR 1PH813 | 9587.54
1PH8137-1DF22-1BG1 | COMPACT ASYNCHRONOUS MOTOR 1PH813 | 8948.39
1PH8137-1DG13-0GA1 | COMPACT ASYNCHRONOUS MOTOR 1PH813 | 7559.1
1PH8137-1DG13-1BA1-ZX04 | COMPACT ASYNCHRONOUS MOTOR 1PH813 | 8069.5
1PH8137-1DS00-0LA1 | COMPACT ASYNCHRONOUS MOTOR 1PH813 | 7897.76
1PH8137-1DS00-1FA1-ZK09 | COMPACT ASYNCHRONOUS MOTOR 1PH813 | 7665.45
1PH8137-1DS02-1BA1 | COMPACT ASYNCHRONOUS MOTOR 1PH813 | 7537.34
1PH8137-1DS02-2BA1 | COMPACT ASYNCHRONOUS MOTOR 1PH813 | 7537.34
1PH8137-1DS03-1BA1 | COMPACT ASYNCHRONOUS MOTOR 1PH813 | 7892.12
1PH8137-1DS10-2BB1 | COMPACT ASYNCHRONOUS MOTOR 1PH813 | 7258.64
1PH8137-1EF22-0GD2 | COMPACT ASYNCHRONOUS MOTOR 1PH813 | 9095.01
1PH8131-1DF02-0MA1 | COMPACT ASYNCHRONOUS MOTOR 1PH813 | 8006.25
1PH8131-1DF02-1DA1 | COMPACT ASYNCHRONOUS MOTOR 1PH813 | 6890.43
1PH8131-1DF02-1DG1 | COMPACT ASYNCHRONOUS MOTOR 1PH813 | 6890.43
1PH8131-1DF02-2BA1 | COMPACT ASYNCHRONOUS MOTOR 1PH813 | 6580.42
1PH8131-1DF02-2BB1 | COMPACT ASYNCHRONOUS MOTOR 1PH813 | 6580.42
1PH8131-1DF02-2GH1 | COMPACT ASYNCHRONOUS MOTOR 1PH813 | 6247.39
1PH8131-1DF02-2LA1 | COMPACT ASYNCHRONOUS MOTOR 1PH813 | 7219.54
1PH8131-1DF03-0LA1 | COMPACT ASYNCHRONOUS MOTOR 1PH813 | 7574.32
1PH8131-1DF03-1BB1 | COMPACT ASYNCHRONOUS MOTOR 1PH813 | 6935.21
1PH8131-1DF03-1DA1 | COMPACT ASYNCHRONOUS MOTOR 1PH813 | 7245.23
1PH8163-1DF00-1FC1 | COMPACT ASYNCHRONOUS MOTOR 1PH816 | 8795.22
1PH8163-1DF00-2BA1-ZX02 | COMPACT ASYNCHRONOUS MOTOR 1PH816 | 8813.29
1PH8163-1DF00-2BA1-ZX04 | COMPACT ASYNCHRONOUS MOTOR 1PH816 | 8813.29
1PH8163-1DF02-0BA1 | COMPACT ASYNCHRONOUS MOTOR 1PH816 | 9117.33
1PH8163-1DF02-0BC1 | COMPACT ASYNCHRONOUS MOTOR 1PH816 | 9117.33
1PH8163-1DF02-1BC1 | COMPACT ASYNCHRONOUS MOTOR 1PH816 | 9345.39
1PH8163-1DF02-1DA1 | COMPACT ASYNCHRONOUS MOTOR 1PH816 | 9680.81
1PH8163-1DF02-2CA1 | COMPACT ASYNCHRONOUS MOTOR 1PH816 | 9573.39
1PH8163-1DF02-2GA1 | COMPACT ASYNCHRONOUS MOTOR 1PH816 | 9012.36
1PH8163-1DF23-1BC1 | COMPACT ASYNCHRONOUS MOTOR 1PH816 | 11000.86
1PH8165-1DF00-0DA1-ZK09 | COMPACT ASYNCHRONOUS MOTOR 1PH816 | 9718.59
1PH8165-1DF00-0HA1 | COMPACT ASYNCHRONOUS MOTOR 1PH816 | 8898.09
1PH8165-1DF00-0LB1 | COMPACT ASYNCHRONOUS MOTOR 1PH816 | 9772.31
1PH8165-1DF00-1BC1-ZK10 | COMPACT ASYNCHRONOUS MOTOR 1PH816 | 9611.25
1PH8165-1DF00-1CA1-ZK10 | COMPACT ASYNCHRONOUS MOTOR 1PH816 | 9839.23
1PH8165-1DF00-2BA1 | COMPACT ASYNCHRONOUS MOTOR 1PH816 | 9231.13
1PH8165-1DF00-2BB1 | COMPACT ASYNCHRONOUS MOTOR 1PH816 | 9231.13
1PH8165-1DF00-2DA1-ZX02 | COMPACT ASYNCHRONOUS MOTOR 1PH816 | 9794.59
1PH8131-1HF13-2GA2 | COMPACT ASYNCHRONOUS MOTOR 1PH813 | 5411.22
1PH8131-1SF00-2LA1 | COMPACT ASYNCHRONOUS MOTOR 1PH813 | 8511.88
1PH8133-1DF03-2FA1 | COMPACT ASYNCHRONOUS MOTOR 1PH813 | 7234.71
1PH8133-1DF03-2LA1 | COMPACT ASYNCHRONOUS MOTOR 1PH813 | 7720.39
1PH8133-1DF10-1BE1 | COMPACT ASYNCHRONOUS MOTOR 1PH813 | 6447.79
1PH8137-1DS02-0DA1 | COMPACT ASYNCHRONOUS MOTOR 1PH813 | 7847.35
1PH8137-1DS02-0FA1 | COMPACT ASYNCHRONOUS MOTOR 1PH813 | 7690.8
1PH8137-1DS12-2BA1 | COMPACT ASYNCHRONOUS MOTOR 1PH813 | 7537.34
1PH8137-1DS12-2QA1 | COMPACT ASYNCHRONOUS MOTOR 1PH813 | 8040.47
1PH8137-1DS12-2QA1-ZK23 | COMPACT ASYNCHRONOUS MOTOR 1PH813 | 8306.54
1PH8137-1ED03-2BA2 | COMPACT ASYNCHRONOUS MOTOR 1PH813 | 8145.49
1PH8131-1DF02-1FA1 | COMPACT ASYNCHRONOUS MOTOR 1PH813 | 6733.85
1PH8131-1DF02-1GA1 | COMPACT ASYNCHRONOUS MOTOR 1PH813 | 6247.39
1PH8131-1DF02-1HA1 | COMPACT ASYNCHRONOUS MOTOR 1PH813 | 6475.45
1PH8131-1DF02-1LA1 | COMPACT ASYNCHRONOUS MOTOR 1PH813 | 7219.54
1PH8131-1DF03-0BA1 | COMPACT ASYNCHRONOUS MOTOR 1PH813 | 6935.21
1PH8131-1DF03-0BA1-ZX05 | COMPACT ASYNCHRONOUS MOTOR 1PH813 | 7112.57
1PH8131-1DF03-0BG1 | COMPACT ASYNCHRONOUS MOTOR 1PH813 | 6935.21
1PH8131-1DF03-0CA1 | COMPACT ASYNCHRONOUS MOTOR 1PH813 | 7163.17
1PH8163-1DF00-1MA1 | COMPACT ASYNCHRONOUS MOTOR 1PH816 | 10279.34
1PH8163-1DF00-1QA1 | COMPACT ASYNCHRONOUS MOTOR 1PH816 | 9199.08
1PH8163-1DF00-2BA1 | COMPACT ASYNCHRONOUS MOTOR 1PH816 | 8585.23
1PH8163-1DF00-2BA1-ZK24 | COMPACT ASYNCHRONOUS MOTOR 1PH816 | 8813.29
1PH8163-1DF02-0CA1 | COMPACT ASYNCHRONOUS MOTOR 1PH816 | 9345.33
1PH8163-1DF02-0CB1 | COMPACT ASYNCHRONOUS MOTOR 1PH816 | 9345.33
1PH8163-1DF02-0DA1 | COMPACT ASYNCHRONOUS MOTOR 1PH816 | 9452.75
1PH8163-1DF02-1BA1 | COMPACT ASYNCHRONOUS MOTOR 1PH816 | 9345.39
1PH8163-1DF03-0BB1 | COMPACT ASYNCHRONOUS MOTOR 1PH816 | 9117.33
1PH8163-1DF03-0BB1-ZK24 | COMPACT ASYNCHRONOUS MOTOR 1PH816 | 9345.39
1PH8163-1DF23-0MA1 | COMPACT ASYNCHRONOUS MOTOR 1PH816 | 12466.91
1PH8163-1DF23-0MC1 | COMPACT ASYNCHRONOUS MOTOR 1PH816 | 12466.91
1PH8165-1DF00-1BA1 | COMPACT ASYNCHRONOUS MOTOR 1PH816 | 9231.13
1PH8165-1DF00-1BA1-ZK09 | COMPACT ASYNCHRONOUS MOTOR 1PH816 | 9611.25
1PH8165-1DF00-1BA1-ZK10 | COMPACT ASYNCHRONOUS MOTOR 1PH816 | 9611.25
1PH8165-1DF00-1BB1 | COMPACT ASYNCHRONOUS MOTOR 1PH816 | 9231.13
1PH8165-1DF00-1BB1-ZK10 | COMPACT ASYNCHRONOUS MOTOR 1PH816 | 9611.25
1PH8165-1DF00-2BB1-ZX01 | COMPACT ASYNCHRONOUS MOTOR 1PH816 | 9459.2
1PH8165-1DF00-2CA1 | COMPACT ASYNCHRONOUS MOTOR 1PH816 | 9459.12
1PH8165-1DF00-2CC1 | COMPACT ASYNCHRONOUS MOTOR 1PH816 | 9459.12
1PH8165-1DF00-2DA1 | COMPACT ASYNCHRONOUS MOTOR 1PH816 | 9566.53
1PH8133-1DF10-0BB1 | COMPACT ASYNCHRONOUS MOTOR 1PH813 | 6447.79
1PH8133-1DF10-0LE1 | COMPACT ASYNCHRONOUS MOTOR 1PH813 | 7086.9
1PH8133-1DF10-1BA1 | COMPACT ASYNCHRONOUS MOTOR 1PH813 | 6447.79
1PH8133-1DF10-1BB1 | COMPACT ASYNCHRONOUS MOTOR 1PH813 | 6447.79
1PH8133-1DF10-2GB1 | COMPACT ASYNCHRONOUS MOTOR 1PH813 | 6114.74
1PH8133-1DF10-2GC1 | COMPACT ASYNCHRONOUS MOTOR 1PH813 | 6114.74
1PH8133-1DF10-2LA1 | COMPACT ASYNCHRONOUS MOTOR 1PH813 | 7086.9
1PH8133-1DF10-2LB1 | COMPACT ASYNCHRONOUS MOTOR 1PH813 | 7086.9
1PH8165-1DF10-1BC1 | COMPACT ASYNCHRONOUS MOTOR 1PH816 | 9231.13
1PH8165-1DF10-1CC1-ZK80 | COMPACT ASYNCHRONOUS MOTOR 1PH816 | 10134.77
1PH8165-1DF10-2BA1 | COMPACT ASYNCHRONOUS MOTOR 1PH816 | 9231.13
1PH8165-1DF10-2BA1-ZX12 | COMPACT ASYNCHRONOUS MOTOR 1PH816 | 9813.93
1PH8165-1DF12-1DA1-ZK18 | COMPACT ASYNCHRONOUS MOTOR 1PH816 | 10630.81
1PH8165-1DF12-2BA1 | COMPACT ASYNCHRONOUS MOTOR 1PH816 | 9991.3
1PH8165-1DF12-2BA1-ZG14 | COMPACT ASYNCHRONOUS MOTOR 1PH816 | 10605.24
1PH8165-1DF12-2DA1 | COMPACT ASYNCHRONOUS MOTOR 1PH816 | 10326.71
1PH8184-1AB00-0BA2-ZV92 | COMPACT ASYNCHRONOUS MOTOR | 10262.73
1PH8184-1AF03-2AA2-ZL76V92 | COMPACT ASYNCHRONOUS MOTOR | 11797.75
1PH8184-1DB00-1CA1 | COMPACT ASYNCHRONOUS MOTOR | 12384.08
1PH8184-1DB13-1DC1 | COMPACT ASYNCHRONOUS MOTOR | 14018.51
1PH8186-1DF00-0DA1 | COMPACT ASYNCHRONOUS MOTOR | 16732.7
1PH8186-1DF00-0DC1 | COMPACT ASYNCHRONOUS MOTOR | 16732.7
1PH8186-1DF00-2DA1 | COMPACT ASYNCHRONOUS MOTOR | 16966.19
1PH8186-1DF01-2EA1-ZL27L76X53 | COMPACT ASYNCHRONOUS MOTOR | 18880.61
1PH8186-1DF03-0LC1 | COMPACT ASYNCHRONOUS MOTOR | 24671.14
1PH8186-1FF10-2FA1 | COMPACT ASYNCHRONOUS MOTOR | 17679.6
1PH8186-1HB00-2BA2 | COMPACT ASYNCHRONOUS MOTOR | 15137.25
1PH8186-1HB30-2EA2-ZL76 | COMPACT ASYNCHRONOUS MOTOR | 18620.03
1PH8186-1HC00-1BA2-ZL76 | COMPACT ASYNCHRONOUS MOTOR | 15349.23
1PH8133-1DG10-1GE1 | COMPACT ASYNCHRONOUS MOTOR 1PH813 | 6114.74
1PH8133-1DG10-1LA1 | COMPACT ASYNCHRONOUS MOTOR 1PH813 | 7086.9
1PH8133-1DG10-1LB1 | COMPACT ASYNCHRONOUS MOTOR 1PH813 | 7086.9
1PH8133-1DG10-2BA1 | COMPACT ASYNCHRONOUS MOTOR 1PH813 | 6447.79
1PH8133-1DG12-0CA1 | COMPACT ASYNCHRONOUS MOTOR 1PH813 | 6954.46
1PH8133-1DG12-0DB1 | COMPACT ASYNCHRONOUS MOTOR 1PH813 | 7036.5
1PH8137-1DF10-2BC1 | COMPACT ASYNCHRONOUS MOTOR 1PH813 | 7258.64
1PH8137-1DF10-2DA1 | COMPACT ASYNCHRONOUS MOTOR 1PH813 | 7568.66
1PH8137-1DG03-2CA1 | COMPACT ASYNCHRONOUS MOTOR 1PH813 | 8120.11
1PH8137-1DG03-2FA1 | COMPACT ASYNCHRONOUS MOTOR 1PH813 | 8045.56
1PH8137-1DG03-2GA1 | COMPACT ASYNCHRONOUS MOTOR 1PH813 | 7559.1
1PH8137-1DG10-0BA1 | COMPACT ASYNCHRONOUS MOTOR 1PH813 | 7258.64
1PH8137-1DG10-2GA1 | COMPACT ASYNCHRONOUS MOTOR 1PH813 | 6925.6
1PH8137-1DG10-2GG1 | COMPACT ASYNCHRONOUS MOTOR 1PH813 | 6925.6
1PH8137-1DG10-2LA1 | COMPACT ASYNCHRONOUS MOTOR 1PH813 | 7897.76
1PH8137-1DG10-2LA1-ZX01 | COMPACT ASYNCHRONOUS MOTOR 1PH813 | 8075.12
1PH8131-1DF00-1CA1-ZK09 | COMPACT ASYNCHRONOUS MOTOR 1PH813 | 6783.06
1PH8131-1DF00-1CC1 | COMPACT ASYNCHRONOUS MOTOR 1PH813 | 6529.7
1PH8131-1DF00-1FA1 | COMPACT ASYNCHRONOUS MOTOR 1PH813 | 6455.15
1PH8131-1DF00-1GC1 | COMPACT ASYNCHRONOUS MOTOR 1PH813 | 5968.65
1PH8131-1DF00-2LA1 | COMPACT ASYNCHRONOUS MOTOR 1PH813 | 6940.83
1PH8131-1DF02-0BA1 | COMPACT ASYNCHRONOUS MOTOR 1PH813 | 6580.42
1PH8131-1DF02-0BB1 | COMPACT ASYNCHRONOUS MOTOR 1PH813 | 6580.42
1PH8131-1DF02-0BC1 | COMPACT ASYNCHRONOUS MOTOR 1PH813 | 6580.42
1PH8131-1DF02-0BG1 | COMPACT ASYNCHRONOUS MOTOR 1PH813 | 6580.42
1PH8131-1DF02-0HB1 | COMPACT ASYNCHRONOUS MOTOR 1PH813 | 6475.45
1PH8131-1DF02-0LA1 | COMPACT ASYNCHRONOUS MOTOR 1PH813 | 7219.54
1PH8131-1DF02-0LC1 | COMPACT ASYNCHRONOUS MOTOR 1PH813 | 7219.54
1PH8163-1DD10-2CA1 | COMPACT ASYNCHRONOUS MOTOR 1PH816 | 8813.21
1PH8163-1DD12-2GA1 | COMPACT ASYNCHRONOUS MOTOR 1PH816 | 9012.36
1PH8163-1DD13-0BA1 | COMPACT ASYNCHRONOUS MOTOR 1PH816 | 9117.33
1PH8163-1DD13-1BA1-ZK18 | COMPACT ASYNCHRONOUS MOTOR 1PH816 | 9649.51
1PH8163-1DD13-1BC1 | COMPACT ASYNCHRONOUS MOTOR 1PH816 | 9345.39
1PH8163-1DF00-0MA1 | COMPACT ASYNCHRONOUS MOTOR 1PH816 | 10051.28
1PH8163-1DF00-1BA1 | COMPACT ASYNCHRONOUS MOTOR 1PH816 | 8585.23
1PH8163-1DF00-1BB1 | COMPACT ASYNCHRONOUS MOTOR 1PH816 | 8585.23
1PH8163-1DF00-1BC1 | COMPACT ASYNCHRONOUS MOTOR 1PH816 | 8585.23
1PH8163-1DF20-0BA1-ZK10 | COMPACT ASYNCHRONOUS MOTOR 1PH816 | 10392.74
1PH8163-1DF20-0BC1 | COMPACT ASYNCHRONOUS MOTOR 1PH816 | 10012.62
1PH8163-1DF20-0BC1-ZK09X53 | COMPACT ASYNCHRONOUS MOTOR 1PH816 | 10975.55
1PH8163-1DF20-0LA1 | COMPACT ASYNCHRONOUS MOTOR 1PH816 | 10781.88
1PH8163-1DF22-1CA1 | COMPACT ASYNCHRONOUS MOTOR 1PH816 | 11228.84
1PH8163-1DF22-1DA1 | COMPACT ASYNCHRONOUS MOTOR 1PH816 | 11336.28
1PH8163-1DF22-2BA1 | COMPACT ASYNCHRONOUS MOTOR 1PH816 | 11000.86
1PH8163-1DF22-2QD1-ZK18 | COMPACT ASYNCHRONOUS MOTOR 1PH816 | 12145.11
1PH8131-1FB02-0BB1 | COMPACT ASYNCHRONOUS MOTOR 1PH813 | 7644.71
1PH8131-1FB02-2GA1 | COMPACT ASYNCHRONOUS MOTOR 1PH813 | 7311.67
1PH8131-1FB02-2GB1 | COMPACT ASYNCHRONOUS MOTOR 1PH813 | 7311.67
1PH8131-1FB12-0BA1 | COMPACT ASYNCHRONOUS MOTOR 1PH813 | 7644.71
1PH8131-1FF02-2GB1 | COMPACT ASYNCHRONOUS MOTOR 1PH813 | 7311.67
1PH8131-1FF10-0BC1 | COMPACT ASYNCHRONOUS MOTOR 1PH813 | 7366
1PH8131-1FF10-1QC1 | COMPACT ASYNCHRONOUS MOTOR 1PH813 | 7869.14
1PH8131-1FF10-2GA1 | COMPACT ASYNCHRONOUS MOTOR 1PH813 | 7032.97
1PH8131-1FF10-2GB1 | COMPACT ASYNCHRONOUS MOTOR 1PH813 | 7032.97
1PH8131-1HF10-1GA2 | COMPACT ASYNCHRONOUS MOTOR 1PH813 | 4777.75
1PH8131-1HF12-0GA2 | COMPACT ASYNCHRONOUS MOTOR 1PH813 | 5056.46
1PH8131-1HF12-2GA2 | COMPACT ASYNCHRONOUS MOTOR 1PH813 | 5056.46
1PH8131-1HF13-1HA2 | COMPACT ASYNCHRONOUS MOTOR 1PH813 | 5639.3
1PH8165-1DF03-2CC1 | COMPACT ASYNCHRONOUS MOTOR 1PH816 | 10219.31
1PH8165-1DF03-2DA1 | COMPACT ASYNCHRONOUS MOTOR 1PH816 | 10326.71
1PH8165-1DF03-2FA1 | COMPACT ASYNCHRONOUS MOTOR 1PH816 | 10201.32
1PH8165-1DF03-2FC1-ZK23 | COMPACT ASYNCHRONOUS MOTOR 1PH816 | 10530.72
1PH8165-1DF10-0DB1 | COMPACT ASYNCHRONOUS MOTOR 1PH816 | 9338.47
1PH8165-1DF10-0DC1 | COMPACT ASYNCHRONOUS MOTOR 1PH816 | 9338.47
1PH8165-1DF10-0DC1-ZX53 | COMPACT ASYNCHRONOUS MOTOR 1PH816 | 9921.27
1PH8165-1DF10-0LA1 | COMPACT ASYNCHRONOUS MOTOR 1PH816 | 9772.31
1PH8167-2DF13-2QA1 | COMPACT SYNCHRONOUS MOTOR 1PH816 | 20220.47
1PH8167-2DL00-0QA1 | COMPACT SYNCHRONOUS MOTOR 1PH816 | 19232.24
1PH8167-2DL00-1BA1 | COMPACT SYNCHRONOUS MOTOR 1PH816 | 18846.43
1PH8167-2DL02-0GB1 | COMPACT SYNCHRONOUS MOTOR 1PH816 | 19045.52
1PH8167-2FF12-0BA1 | COMPACT SYNCHRONOUS MOTOR 1PH816 | 20442.85
1PH8167-2FF12-0CA1 | COMPACT SYNCHRONOUS MOTOR 1PH816 | 20670.83
1PH8167-2FF12-0GA1 | COMPACT SYNCHRONOUS MOTOR 1PH816 | 20109.8
1PH8167-2FF12-0QB1 | COMPACT SYNCHRONOUS MOTOR 1PH816 | 21056.69
1PH8133-1DG02-0GA1 | COMPACT ASYNCHRONOUS MOTOR 1PH813 | 6393.45
1PH8133-1DG02-0HE1 | COMPACT ASYNCHRONOUS MOTOR 1PH813 | 6621.51
1PH8133-1DG02-0LA1 | COMPACT ASYNCHRONOUS MOTOR 1PH813 | 7365.59
1PH8133-1DG02-0LE1 | COMPACT ASYNCHRONOUS MOTOR 1PH813 | 7365.59
1PH8133-1DG02-2BG1 | COMPACT ASYNCHRONOUS MOTOR 1PH813 | 6726.48
1PH8133-1DG02-2BH1 | COMPACT ASYNCHRONOUS MOTOR 1PH813 | 6726.48
1PH8133-1DG02-2CA1 | COMPACT ASYNCHRONOUS MOTOR 1PH813 | 6954.46
1PH8133-1DG02-2CB1 | COMPACT ASYNCHRONOUS MOTOR 1PH813 | 6954.46
1PH8133-1DG02-2CC1 | COMPACT ASYNCHRONOUS MOTOR 1PH813 | 6954.46
1PH8133-1DG02-0CA1 | COMPACT ASYNCHRONOUS MOTOR 1PH813 | 6954.46
1PH8133-1DG02-0CE1 | COMPACT ASYNCHRONOUS MOTOR 1PH813 | 6954.46
1PH8133-1DG02-0CE1-ZK18 | COMPACT ASYNCHRONOUS MOTOR 1PH813 | 7258.58
1PH8133-1FD02-1QA1 | COMPACT ASYNCHRONOUS MOTOR 1PH813 | 8293.9
1PH8133-1FD12-2BC1 | COMPACT ASYNCHRONOUS MOTOR 1PH813 | 7790.76
1PH8133-1FD12-2BE1 | COMPACT ASYNCHRONOUS MOTOR 1PH813 | 7790.76
1PH8133-1FD12-2CH1 | COMPACT ASYNCHRONOUS MOTOR 1PH813 | 8018.77
1PH8133-1FD13-0CE1 | COMPACT ASYNCHRONOUS MOTOR 1PH813 | 8373.54
1PH8135-2DF03-1CC1 | COMPACT SYNCHRONOUS MOTOR 1PH813 | 14549.48
1PH8135-2DF03-2CA1 | COMPACT SYNCHRONOUS MOTOR 1PH813 | 14549.48
1PH8135-2DF03-2CC1 | COMPACT SYNCHRONOUS MOTOR 1PH813 | 14549.48
1PH8135-2DF10-1GA1 | COMPACT SYNCHRONOUS MOTOR 1PH813 | 13354.96
3RH2122-2HF40 | COUPL.CONT.RELAY,2NO+2NC,DC24V | 34.94
3RH2131-2LV40 | CPL.CONT.RELAY RAIL,3NO+1NC,DC36V,VDR | 43.17
3RT2025-2AU20 | CONTACTOR,AC3:7,5KW 1NO+1NC 380V 50/60HZ | 53.94
3RT2045-3XV44-0LA2 | CONTACTOR 3-PH 37 KW/400 V, | 446.76
3VA1116-5GF42-0AG0 | MCCB_IEC_FS160_160A_4P_55KA_TM_ ATAM | 898.28
3VA1116-5GF42-0AH0 | MCCB_IEC_FS160_160A_4P_55KA_TM_ ATAM | 898.28
3VA1116-5GF42-0AM0 | MCCB_IEC_FS160_160A_4P_55KA_TM_ ATAM | 919.17
3VA1116-5GF42-0DC0 | MCCB_IEC_FS160_160A_4P_55KA_TM_ ATAM | 988.81
3VA1340-5EF32-0HF0 | MCCB_IEC_FS400_400A_3P_55KA_TM_ ATAM | 1378.76
3VA1340-5EF32-0KH0 | MCCB_IEC_FS400_400A_3P_55KA_TM_ ATAM | 1399.65
3VA1340-5EF42-0AC0 | MCCB_IEC_FS400_400A_4P_55KA_TM_ ATAM | 1664.25
3VA1340-6EF32-0BB0 | MCCB_IEC_FS400_400A_3P_70KA_TM_ ATAM | 1594.61
3VA1463-5EF32-0BA0 | MCCB_IEC_FS630_630A_3P_55KA_TM_ ATAM | 1880.11
3VA1463-5EF32-0BB0 | MCCB_IEC_FS630_630A_3P_55KA_TM_ ATAM | 1956.71
1PH8137-1DB13-2BA1 | COMPACT ASYNCHRONOUS MOTOR 1PH813 | 7892.12
1PH8137-1DB13-2GA1 | COMPACT ASYNCHRONOUS MOTOR 1PH813 | 7559.1
1PH8137-1DD00-0BA1 | COMPACT ASYNCHRONOUS MOTOR 1PH813 | 7258.64
1PH8137-1DD00-1BA1-ZK23X19 | COMPACT ASYNCHRONOUS MOTOR 1PH813 | 8056.83
1PH8137-1DD00-1BC1 | COMPACT ASYNCHRONOUS MOTOR 1PH813 | 7258.64
1PH8137-1DD00-1CA1 | COMPACT ASYNCHRONOUS MOTOR 1PH813 | 7486.61
1PH8137-1DD00-1DA1-ZX01 | COMPACT ASYNCHRONOUS MOTOR 1PH813 | 7746.01
1PH8137-1DD00-2FA1 | COMPACT ASYNCHRONOUS MOTOR 1PH813 | 7412.06
1PH8137-1DD00-2FD1 | COMPACT ASYNCHRONOUS MOTOR 1PH813 | 7638.35
1PH8137-1DD00-2GA1 | COMPACT ASYNCHRONOUS MOTOR 1PH813 | 6925.6
1PH8137-1DD00-2LC1 | COMPACT ASYNCHRONOUS MOTOR 1PH813 | 7897.76
1PH8137-2DM03-1BA1 | COMPACT SYNCHRONOUS MOTOR 1PH813 | 15536.76
1PH8137-2DM03-1CA1 | COMPACT SYNCHRONOUS MOTOR 1PH813 | 15764.75
1PH8137-2DM03-2CA1 | COMPACT SYNCHRONOUS MOTOR 1PH813 | 15764.75
1PH8137-2DM12-0BA1 | COMPACT SYNCHRONOUS MOTOR 1PH813 | 15181.98
1PH8137-2FF02-1BA1 | COMPACT SYNCHRONOUS MOTOR 1PH813 | 16246.26
1PH8137-2FF02-1CA1 | COMPACT SYNCHRONOUS MOTOR 1PH813 | 16474.27
1PH8137-2FF02-2BA1 | COMPACT SYNCHRONOUS MOTOR 1PH813 | 16246.26
1PH8137-2FF03-0BA1 | COMPACT SYNCHRONOUS MOTOR 1PH813 | 16601.05
1PH8165-1DD00-0FB1 | COMPACT ASYNCHRONOUS MOTOR 1PH816 | 9213.06
1PH8165-1DD00-0GA1 | COMPACT ASYNCHRONOUS MOTOR 1PH816 | 8670.02
1PH8165-1DD00-0HA1 | COMPACT ASYNCHRONOUS MOTOR 1PH816 | 8898.09
1PH8165-1DD00-0LA1 | COMPACT ASYNCHRONOUS MOTOR 1PH816 | 9772.31
1PH8165-1DD00-2BB1-ZX01 | COMPACT ASYNCHRONOUS MOTOR 1PH816 | 9459.2
1PH8165-1DD00-2BC1 | COMPACT ASYNCHRONOUS MOTOR 1PH816 | 9231.13
1PH8165-1DD00-2CA1 | COMPACT ASYNCHRONOUS MOTOR 1PH816 | 9459.12
1PH8165-1DD00-2DA1 | COMPACT ASYNCHRONOUS MOTOR 1PH816 | 9566.53
1PH8165-1DD02-0GA1 | COMPACT ASYNCHRONOUS MOTOR 1PH816 | 9430.22
1PH8165-1DD02-0GA1-ZK18 | COMPACT ASYNCHRONOUS MOTOR 1PH816 | 9734.31
1PH8165-1HF00-2GB2 | COMPACT ASYNCHRONOUS MOTOR 1PH816 | 7707.17
1PH8165-1HF02-0CA2-ZK23X02 | COMPACT ASYNCHRONOUS MOTOR 1PH816 | 9357.76
1PH8165-1HF02-2BA2-ZK24 | COMPACT ASYNCHRONOUS MOTOR 1PH816 | 9028.45
1PH8165-1JD00-1BA2 | COMPACT ASYNCHRONOUS MOTOR 1PH816 | 8521.65
1PH8165-1JD00-2BA2 | COMPACT ASYNCHRONOUS MOTOR 1PH816 | 8521.65
1PH8165-1JD00-2GB2 | COMPACT ASYNCHRONOUS MOTOR 1PH816 | 8188.64
1PH8165-1JF00-1BD2-ZK10 | COMPACT ASYNCHRONOUS MOTOR 1PH816 | 9128.06
1PH8165-1MF02-2BA2 | COMPACT ASYNCHRONOUS MOTOR 1PH816 | 9180.49
1PH8165-1MF03-1BB2-ZK18 | COMPACT ASYNCHRONOUS MOTOR 1PH816 | 9484.58
1PH8165-1MF03-1GB2-ZK18 | COMPACT ASYNCHRONOUS MOTOR 1PH816 | 9151.54
1PH8165-1MF03-1LC2 | COMPACT ASYNCHRONOUS MOTOR 1PH816 | 9949.74
1PH8166-1DF23-0LA1-ZK09 | COMPACT ASYNCHRONOUS MOTOR 1PH816 | 14709.55
1PH8166-1DF23-0LA1-ZK10 | COMPACT ASYNCHRONOUS MOTOR 1PH816 | 14709.55
1PH8166-1DF23-0MA1 | COMPACT ASYNCHRONOUS MOTOR 1PH816 | 15254.29
1PH8166-1DF23-0MB1 | COMPACT ASYNCHRONOUS MOTOR 1PH816 | 15254.29
1PH8184-1MB10-2AA2-ZG14K40 | COMPACT ASYNCHRONOUS MOTOR | 12247.47
1PH8184-1MC00-2EA2 | COMPACT ASYNCHRONOUS MOTOR | 11048.07
1PH8184-1MF00-2EA2 | COMPACT ASYNCHRONOUS MOTOR | 11048.07
1PH8184-1MF03-0LC2-ZK90L76V92 | COMPACT ASYNCHRONOUS MOTOR | 20194.11
1PH8083-1DF02-0BA1 | MAIN SPINDLE MOTOR 1PH808 | 5501.75
1PH8083-1DF02-0BE1 | MAIN SPINDLE MOTOR 1PH808 | 5501.75
1PH8083-1DF02-0BG1 | MAIN SPINDLE MOTOR 1PH808 | 5501.75
1PH8083-1DF02-0CA1 | MAIN SPINDLE MOTOR 1PH808 | 5729.75
1PH8083-1DF02-1DA1 | MAIN SPINDLE MOTOR 1PH808 | 5811.77
1PH8083-1DF02-1GA1 | MAIN SPINDLE MOTOR 1PH808 | 5168.74
1PH8083-1DF02-1LA1 | MAIN SPINDLE MOTOR 1PH808 | 6141.56
1PH8083-1DF02-2BA1 | MAIN SPINDLE MOTOR 1PH808 | 5501.75
1PH8133-1FD02-1DA1 | COMPACT ASYNCHRONOUS MOTOR 1PH813 | 8100.78
1PH8133-1FD02-1LA1 | COMPACT ASYNCHRONOUS MOTOR 1PH813 | 8429.87
1PH8135-3DF03-2AA1 | COMPACT ASYNCHRONOUS MOTOR 1PH813 | 7237.75
1PH8135-3EF02-2AC2-ZA12U65 | COMPACT ASYNCHRONOUS MOTOR 1PH813 | 12121.58
1PH8135-3FF03-0AA1 | COMPACT ASYNCHRONOUS MOTOR 1PH813 | 8302.03
1PH8137-1DB00-0CA1 | COMPACT ASYNCHRONOUS MOTOR 1PH813 | 7486.61
1PH8137-1DB00-1BA1 | COMPACT ASYNCHRONOUS MOTOR 1PH813 | 7258.64
1PH8137-1DB00-1CA1 | COMPACT ASYNCHRONOUS MOTOR 1PH813 | 7486.61
1PH8137-1DB00-1FA1 | COMPACT ASYNCHRONOUS MOTOR 1PH813 | 7412.06
1PH8137-1DB10-2FA1 | COMPACT ASYNCHRONOUS MOTOR 1PH813 | 7412.06
1PH8137-1DB10-2FC1 | COMPACT ASYNCHRONOUS MOTOR 1PH813 | 7412.06
1PH8137-1DB10-2GA1 | COMPACT ASYNCHRONOUS MOTOR 1PH813 | 6925.6
1PH8137-1DB12-0BA1 | COMPACT ASYNCHRONOUS MOTOR 1PH813 | 7537.34
6AG4112-3KD03-0XX2 | SIMATIC IPC647E (Rack PC) | 6953.07
6AG4112-3KR03-0XX0 | SIMATIC IPC647E (Rack PC) | 7505.89
6AG4112-3MT12-0DX2 | SIMATIC IPC647E (Rack PC) | 7938.87
6AG4112-3NL15-0JA2 | SIMATIC IPC647E (Rack PC) | 16740.71
6AG4114-3MA13-0DX1 | SIMATIC IPC847E (Rack PC) | 7038.48
6AG4114-3RL38-0XX0 | SIMATIC IPC847E (Rack PC) | 15029.78
6AG4131-3CC20-2AA1 | SIMATIC IPC627E (Box PC) | 5102.81
6AG4131-3CC20-2AB0 | SIMATIC IPC627E (Box PC) | 5204.7
1PH8137-2DG22-2QC1 | COMPACT SYNCHRONOUS MOTOR 1PH813 | 14871.71
1PH8137-2DG23-2BA1 | COMPACT SYNCHRONOUS MOTOR 1PH813 | 14723.34
1PH8137-2DG23-2CA1 | COMPACT SYNCHRONOUS MOTOR 1PH813 | 14951.35
1PH8137-2DG23-2QA1 | COMPACT SYNCHRONOUS MOTOR 1PH813 | 15226.48
1PH8137-2DL02-1CC1 | COMPACT SYNCHRONOUS MOTOR 1PH813 | 15409.99
1PH8137-2DL02-2BA1 | COMPACT SYNCHRONOUS MOTOR 1PH813 | 15181.98
1PH8137-2DL02-2BC1 | COMPACT SYNCHRONOUS MOTOR 1PH813 | 15181.98
1PH8137-2DL02-2CA1 | COMPACT SYNCHRONOUS MOTOR 1PH813 | 15409.99
1PH8137-2DL12-1BC1 | COMPACT SYNCHRONOUS MOTOR 1PH813 | 15181.98
1PH8137-2DL12-2QA1 | COMPACT SYNCHRONOUS MOTOR 1PH813 | 15685.11
1PH8137-2DL13-0BC1 | COMPACT SYNCHRONOUS MOTOR 1PH813 | 15536.76
1PH8165-1DB02-2BC1 | COMPACT ASYNCHRONOUS MOTOR 1PH816 | 9991.3
1PH8165-1DB02-2CA1 | COMPACT ASYNCHRONOUS MOTOR 1PH816 | 10219.31
1PH8165-1DB03-2CA1 | COMPACT ASYNCHRONOUS MOTOR 1PH816 | 10219.31
1PH8165-1DB03-2FA1 | COMPACT ASYNCHRONOUS MOTOR 1PH816 | 10201.32
1PH8165-1DB03-2FB1 | COMPACT ASYNCHRONOUS MOTOR 1PH816 | 10201.32
1PH8165-1DB03-2GA1 | COMPACT ASYNCHRONOUS MOTOR 1PH816 | 9658.28
1PH8165-1DB13-0BB1 | COMPACT ASYNCHRONOUS MOTOR 1PH816 | 9763.23
1PH8165-1DB13-0BB1-ZK18 | COMPACT ASYNCHRONOUS MOTOR 1PH816 | 10067.35
1PH8165-1DB13-1LB1 | COMPACT ASYNCHRONOUS MOTOR 1PH816 | 10760.57
1PH8165-1DB13-2BA1 | COMPACT ASYNCHRONOUS MOTOR 1PH816 | 9991.3
1PH8165-1DD10-2GA1 | COMPACT ASYNCHRONOUS MOTOR 1PH816 | 8898.09
1PH8165-1DD10-2GA1-ZK09 | COMPACT ASYNCHRONOUS MOTOR 1PH816 | 9278.22
1PH8165-1DD10-2GB1 | COMPACT ASYNCHRONOUS MOTOR 1PH816 | 8898.09
1PH8165-1DD10-2GB1-ZK10 | COMPACT ASYNCHRONOUS MOTOR 1PH816 | 9278.22
1PH8165-1DD12-2BA1 | COMPACT ASYNCHRONOUS MOTOR 1PH816 | 9991.3
1PH8165-1DD13-2BB1 | COMPACT ASYNCHRONOUS MOTOR 1PH816 | 9991.3
1PH8165-1DD13-2DA1 | COMPACT ASYNCHRONOUS MOTOR 1PH816 | 10326.71
1PH8165-1DD13-2GA1 | COMPACT ASYNCHRONOUS MOTOR 1PH816 | 9658.28
1PH8165-1DD13-2GA1-ZK24 | COMPACT ASYNCHRONOUS MOTOR 1PH816 | 9886.32
1PH8165-2FF02-0CA1 | COMPACT SYNCHRONOUS MOTOR 1PH816 | 19446.2
1PH8165-2FF02-1BA1 | COMPACT SYNCHRONOUS MOTOR 1PH816 | 19446.26
1PH8165-2FF02-1GB1 | COMPACT SYNCHRONOUS MOTOR 1PH816 | 19113.25
1PH8165-2FF02-2BA1 | COMPACT SYNCHRONOUS MOTOR 1PH816 | 19446.26
1PH8165-2FL03-2BA1 | COMPACT SYNCHRONOUS MOTOR 1PH816 | 19446.26
1PH8165-2FL12-0BA1 | COMPACT SYNCHRONOUS MOTOR 1PH816 | 19218.2
1PH8165-2MF10-2GA2 | COMPACT SYNCHRONOUS MOTOR 1PH816 | 16477.93
1PH8165-2MF12-2BA2-ZX91 | COMPACT SYNCHRONOUS MOTOR 1PH816 | 18142.56
1PH8166-1DF20-0MA1 | COMPACT ASYNCHRONOUS MOTOR 1PH816 | 14494.11
1PH8166-1DF20-1BA1 | COMPACT ASYNCHRONOUS MOTOR 1PH816 | 13028.07
1PH8166-1DF20-1FA1 | COMPACT ASYNCHRONOUS MOTOR 1PH816 | 13238.07
1PH8166-1DF20-2BA1 | COMPACT ASYNCHRONOUS MOTOR 1PH816 | 13028.07
1PH8166-1DF20-2BA1-ZX15 | COMPACT ASYNCHRONOUS MOTOR 1PH816 | 13610.85
3VA1225-5EF32-0BG0 | MCCB_IEC_FS250_250A_3P_55KA_TM_ ATAM | 1100.21
3VA1225-5EF32-0HB0 | MCCB_IEC_FS250_250A_3P_55KA_TM_ ATAM | 1072.37
3VA1225-5EF32-0KE0 | MCCB_IEC_FS250_250A_3P_55KA_TM_ ATAM | 1100.21
3VA1225-5EF32-0LB0 | MCCB_IEC_FS250_250A_3P_55KA_TM_ ATAM | 1183.77
3VA2225-5HL32-0KD0 | MCCB_IEC_FS250_250A_3P_55KA_ETU3_LI | 1211.63
3VA2225-5HL32-0KE0 | MCCB_IEC_FS250_250A_3P_55KA_ETU3_LI | 1232.52
3VA2225-5HL32-0KF0 | MCCB_IEC_FS250_250A_3P_55KA_ETU3_LI | 1183.77
3VA2225-5HL32-0KK0 | MCCB_IEC_FS250_250A_3P_55KA_ETU3_LI | 1225.55
3VA2463-5JP42-0DH0 | MCCB_IEC_FS630_630A_4P_55KA_ETU5_LSI | 3189.23
3VA2463-5KQ42-0AE0 | MCCB_IEC_FS630_630A_4P_55KA_ETU8_LSIG | 3467.77
3VA2510-5HL42-0DE0 | MCCB_IEC_FS1000_1000A_4P_55KA_ETU3_LI | 5020.61
3VA2510-5HN32-0DB0 | MCCB_IEC_FS1000_1000A_3P_55KA_ETU3_LSI | 3899.5
3VA2510-5JP32-0AE0 | MCCB_IEC_FS1000_1000A_3P_55KA_ETU5_LSI | 4219.81
1PH8103-1DF02-2HA1-ZK24 | COMPACT ASYNCHRONOUS MOTOR 1PH810 | 6002.95
1PH8103-1DF02-2LA1 | COMPACT ASYNCHRONOUS MOTOR 1PH810 | 6555.17
1PH8103-1DF03-0BA1 | COMPACT ASYNCHRONOUS MOTOR 1PH810 | 6234.65
1PH8103-1DF03-0BA1-ZK09 | COMPACT ASYNCHRONOUS MOTOR 1PH810 | 6437.4
1PH8103-1DF03-2BA1-ZK23X05 | COMPACT ASYNCHRONOUS MOTOR 1PH810 | 6538.71
1PH8103-1DF03-2BA1-ZX04 | COMPACT ASYNCHRONOUS MOTOR 1PH810 | 6386.69
1PH8103-1DF03-2BB1-ZK23X05 | COMPACT ASYNCHRONOUS MOTOR 1PH810 | 6538.71
1PH8103-1DF03-2BB1-ZX04 | COMPACT ASYNCHRONOUS MOTOR 1PH810 | 6386.69
1PH8133-1DG13-0LA1 | COMPACT ASYNCHRONOUS MOTOR 1PH813 | 7720.39
1PH8135-2EG02-1CA2 | COMPACT SYNCHRONOUS MOTOR 1PH813 | 14448.07
1PH8135-2FF00-0BA1 | COMPACT SYNCHRONOUS MOTOR 1PH813 | 14752.29
1PH8135-2FF00-0CA1 | COMPACT SYNCHRONOUS MOTOR 1PH813 | 14980.25
1PH8135-2FF13-0BA1 | COMPACT SYNCHRONOUS MOTOR 1PH813 | 15385.76
1PH8135-2FF22-1BA1 | COMPACT SYNCHRONOUS MOTOR 1PH813 | 14914.01
1PH8135-2FF22-2BC1 | COMPACT SYNCHRONOUS MOTOR 1PH813 | 14914.01
1PH8135-2FF23-0QA1 | COMPACT SYNCHRONOUS MOTOR 1PH813 | 15771.95
1PH8135-2FF23-0QA1-ZK18 | COMPACT SYNCHRONOUS MOTOR 1PH813 | 16076.04
1PH8135-2FG02-1CG1-ZX01 | COMPACT SYNCHRONOUS MOTOR 1PH813 | 15436.34
1PH8135-2FG03-2BA1 | COMPACT SYNCHRONOUS MOTOR 1PH813 | 15385.76
1PH8135-2FG12-1CG1-ZX01 | COMPACT SYNCHRONOUS MOTOR 1PH813 | 15436.34
1PH8135-2FG12-2BC1 | COMPACT SYNCHRONOUS MOTOR 1PH813 | 15030.98
5SV3344-6KK60 | RCCB TYPE A 40/4 30MA 6MA DC 4MW | 603
5SV3345-6 | RCCB | 805.41
5SV3345-6KK01 | RCCB | 1408.41
5SV3346-3KK60 | RCCB TYPE F 63/4 30MA 6MA DC 4MW | 1135.14
5SV3745-6KK01 | RCCB | 818.05
5SV3745-8 | RCCB | 463.85
5SV3748-6 | RCCB | 434.32
1PH8133-1DF10-1GA1 | COMPACT ASYNCHRONOUS MOTOR 1PH813 | 6114.74
1PH8133-1DF10-2BB1 | COMPACT ASYNCHRONOUS MOTOR 1PH813 | 6447.79
1PH8133-1DF10-2BE1 | COMPACT ASYNCHRONOUS MOTOR 1PH813 | 6447.79
1PH8133-1DF10-2GA1 | COMPACT ASYNCHRONOUS MOTOR 1PH813 | 6114.74
1PH8133-1DF10-2LC1 | COMPACT ASYNCHRONOUS MOTOR 1PH813 | 7086.9
1PH8133-1DF12-0BH1 | COMPACT ASYNCHRONOUS MOTOR 1PH813 | 6726.48
1PH8165-1DF10-1BA1-ZK09X01 | COMPACT ASYNCHRONOUS MOTOR 1PH816 | 9839.31
1PH8165-1DF10-1BA1-ZX01 | COMPACT ASYNCHRONOUS MOTOR 1PH816 | 9459.2
1PH8165-1DF10-2BB1 | COMPACT ASYNCHRONOUS MOTOR 1PH816 | 9231.13
1PH8165-1DF10-2CA1 | COMPACT ASYNCHRONOUS MOTOR 1PH816 | 9459.12
1PH8165-1DF10-2GA1 | COMPACT ASYNCHRONOUS MOTOR 1PH816 | 8898.09
1PH8165-1DF12-1BA1 | COMPACT ASYNCHRONOUS MOTOR 1PH816 | 9991.3
1PH8165-1DF12-1BC1 | COMPACT ASYNCHRONOUS MOTOR 1PH816 | 9991.3
1PH8165-1DF13-0BA1 | COMPACT ASYNCHRONOUS MOTOR 1PH816 | 9763.23
1PH8165-1DF13-0CA1 | COMPACT ASYNCHRONOUS MOTOR 1PH816 | 9991.25
1PH8165-1DF13-1BA1 | COMPACT ASYNCHRONOUS MOTOR 1PH816 | 9991.3
1PH8168-2MF23-2BC2 | COMPACT SYNCHRONOUS MOTOR 1PH816 | 20623.24
1PH8184-1DC00-0DA1 | COMPACT ASYNCHRONOUS MOTOR | 12410.07
1PH8184-1DC02-0AC1 | COMPACT ASYNCHRONOUS MOTOR | 12695.39
1PH8184-1DD03-0CA1 | COMPACT ASYNCHRONOUS MOTOR | 13525.57
1PH8184-1DD03-1EA1 | COMPACT ASYNCHRONOUS MOTOR | 13253.2
1PH8186-1DF13-2BA1 | COMPACT ASYNCHRONOUS MOTOR | 17536.9
1PH8186-1DL00-1BC1 | COMPACT ASYNCHRONOUS MOTOR | 16161.95
1PH8186-1FC40-1AA1-ZG14K09 | COMPACT ASYNCHRONOUS MOTOR | 22811.33
1PH8186-1FD20-0BA1 | COMPACT ASYNCHRONOUS MOTOR | 21739.97
1PH8186-1HD10-2ED2-ZL76Y84 | COMPACT ASYNCHRONOUS MOTOR | 15468.61
1PH8133-1DG03-2CA1 | COMPACT ASYNCHRONOUS MOTOR 1PH813 | 7309.26
1PH8133-1DG10-1BA1 | COMPACT ASYNCHRONOUS MOTOR 1PH813 | 6447.79
1PH8133-1DG10-1CA1 | COMPACT ASYNCHRONOUS MOTOR 1PH813 | 6675.75
1PH8133-1DG10-2BA1-ZK10 | COMPACT ASYNCHRONOUS MOTOR 1PH813 | 6701.15
1PH8133-1DG10-2BC1 | COMPACT ASYNCHRONOUS MOTOR 1PH813 | 6447.79
1PH8133-1DG10-2QA1-ZK09 | COMPACT ASYNCHRONOUS MOTOR 1PH813 | 7204.29
1PH8133-1DG12-0BC1 | COMPACT ASYNCHRONOUS MOTOR 1PH813 | 6726.48
1PH8137-1DF10-2GA1 | COMPACT ASYNCHRONOUS MOTOR 1PH813 | 6925.6
1PH8137-1DG03-1BE1 | COMPACT ASYNCHRONOUS MOTOR 1PH813 | 7892.12
1PH8137-1DG03-1FA1 | COMPACT ASYNCHRONOUS MOTOR 1PH813 | 8045.56
1PH8137-1DG03-2BB1-ZK09 | COMPACT ASYNCHRONOUS MOTOR 1PH813 | 8145.49
1PH8137-1DG10-0BG1 | COMPACT ASYNCHRONOUS MOTOR 1PH813 | 7258.64
1PH8137-1DG10-1BA1-ZX01 | COMPACT ASYNCHRONOUS MOTOR 1PH813 | 7435.99
1PH8137-1DG10-2BG1 | COMPACT ASYNCHRONOUS MOTOR 1PH813 | 7258.64
1PH8137-1DG10-2FG1 | COMPACT ASYNCHRONOUS MOTOR 1PH813 | 7412.06
1PH8137-1DG12-0BA1 | COMPACT ASYNCHRONOUS MOTOR 1PH813 | 7537.34
1PH8137-1DG12-0BE1 | COMPACT ASYNCHRONOUS MOTOR 1PH813 | 7537.34
1PH8137-1DG12-1DA1 | COMPACT ASYNCHRONOUS MOTOR 1PH813 | 7847.35
1PH8131-1DF00-1BG1 | COMPACT ASYNCHRONOUS MOTOR 1PH813 | 6301.7
1PH8131-1DF00-1LB1-ZK10 | COMPACT ASYNCHRONOUS MOTOR 1PH813 | 7194.19
1PH8131-1DF00-2BA1-ZX01 | COMPACT ASYNCHRONOUS MOTOR 1PH813 | 6479.07
1PH8131-1DF00-2FA1 | COMPACT ASYNCHRONOUS MOTOR 1PH813 | 6455.15
1PH8131-1DF00-2GB1 | COMPACT ASYNCHRONOUS MOTOR 1PH813 | 5968.65
1PH8131-1DF02-0BH1 | COMPACT ASYNCHRONOUS MOTOR 1PH813 | 6580.42
1PH8131-1DF02-0CC1 | COMPACT ASYNCHRONOUS MOTOR 1PH813 | 6808.4
1PH8131-1DF02-0GA1 | COMPACT ASYNCHRONOUS MOTOR 1PH813 | 6247.39
1PH8131-1DF02-0HA1 | COMPACT ASYNCHRONOUS MOTOR 1PH813 | 6475.45
1PH8163-1DD10-2DA1 | COMPACT ASYNCHRONOUS MOTOR 1PH816 | 8920.63
1PH8163-1DD10-2FA1-ZK23 | COMPACT ASYNCHRONOUS MOTOR 1PH816 | 9124.61
5SV4345-0 | RCCB | 532.26
5SV4348-0 | RCCB | 464.79
5TG1112-0SB | MIRO,2 GANG FRAME, SOFT BLACK | 12.59
5TG1113-0SB | MIRO,FRAME 3-FOLD, SOFT BLACK | 22.15
5TG1114-0SB | MIRO RAHMEN 4-FACH BLACK SOFT | 32.35
5TG1115-0SB | MIRO RAHMEN 5-FACH BLACK SOFT | 47.37
5UH1277-2AC | Style AC,french cover for 5UB55005KK | 3
5UH1277-2CH | Style CH,french cover for 5UB55005KK | 3.14
5UH1277-2PM | Style PM,french cover for 5UB55005KK | 2.72
5UH1277-2TW | Style TW,french cover for 5UB55005KK | 1.37
5UH8921-1NC05 | 0.6m Track(4000W w. switch) | 701.62
5UH8921-1NC05-1K | 0.6m Track(4000W w. switch)+3*5 pin | 1026.57
5UH8921-2NC01 | 0.8m Track(4000W w. switch) | 896.8
5UH8921-2NC03 | 0.8m Track(4000W w. switch) | 896.8
5UH8921-6NC03 | 0.5m Track(4000W w. switch) | 615.09
5UH8921-6NC03-1K | 0.5m Track(4000W w. switch)+3*5 pin | 971.71
5UH8921-6NC04 | 0.5m Track(4000W w. switch) | 571.84
5UH8921-6NC04-1K | 0.5m Track(4000W w. switch)+3*5 pin | 917.9
1PH8137-2DF00-2CA1 | COMPACT SYNCHRONOUS MOTOR 1PH813 | 15131.25
1PH8137-2DF00-2CA1-ZK09K18 | COMPACT SYNCHRONOUS MOTOR 1PH813 | 15688.73
1PH8137-2DF02-0BA1 | COMPACT SYNCHRONOUS MOTOR 1PH813 | 15181.98
1PH8137-2DF02-0BA1-ZX01 | COMPACT SYNCHRONOUS MOTOR 1PH813 | 15359.36
1PH8137-2DF03-0CA1 | COMPACT SYNCHRONOUS MOTOR 1PH813 | 15764.75
1PH8137-2DF03-1BA1 | COMPACT SYNCHRONOUS MOTOR 1PH813 | 15536.76
1PH8137-2DF03-1CA1 | COMPACT SYNCHRONOUS MOTOR 1PH813 | 15764.75
1PH8137-2DF03-1HA1-ZX01 | COMPACT SYNCHRONOUS MOTOR 1PH813 | 15609.15
1PH8137-2DF13-1BB1 | COMPACT SYNCHRONOUS MOTOR 1PH813 | 15536.76
1PH8137-2DF13-1CC1 | COMPACT SYNCHRONOUS MOTOR 1PH813 | 15764.75
1PH8137-2DF13-2CA1 | COMPACT SYNCHRONOUS MOTOR 1PH813 | 15764.75
1PH8137-2DF13-2QA1 | COMPACT SYNCHRONOUS MOTOR 1PH813 | 16039.91
1PH8137-2DF22-0BH1 | COMPACT SYNCHRONOUS MOTOR 1PH813 | 14368.58
1PH8165-1AF02-1HC2 | COMPACT ASYNCHRONOUS MOTOR 1PH816 | 8240.85
1PH8165-1AF02-2BA2 | COMPACT ASYNCHRONOUS MOTOR 1PH816 | 8345.84
1PH8165-1AF10-1FB2-ZK10 | COMPACT ASYNCHRONOUS MOTOR 1PH816 | 8175.78
1PH8165-1AF20-0BA2-ZX53 | COMPACT ASYNCHRONOUS MOTOR 1PH816 | 10723.71
1PH8165-1DB00-2BA1 | COMPACT ASYNCHRONOUS MOTOR 1PH816 | 9231.13
1PH8165-1DB00-2BA1-ZX02 | COMPACT ASYNCHRONOUS MOTOR 1PH816 | 9459.2
1PH8165-1DB00-2BB1 | COMPACT ASYNCHRONOUS MOTOR 1PH816 | 9231.13
1PH8165-1DB00-2DA1 | COMPACT ASYNCHRONOUS MOTOR 1PH816 | 9566.53
1PH8165-1DD03-1CA1 | COMPACT ASYNCHRONOUS MOTOR 1PH816 | 10219.31
1PH8165-1DD03-1CA1-ZK18 | COMPACT ASYNCHRONOUS MOTOR 1PH816 | 10523.4
1PH8165-1DD03-1CA1-ZK18K24 | COMPACT ASYNCHRONOUS MOTOR 1PH816 | 10751.46
1PH8165-1DD03-1CB1 | COMPACT ASYNCHRONOUS MOTOR 1PH816 | 10219.31
1PH8165-1DD03-2CA1 | COMPACT ASYNCHRONOUS MOTOR 1PH816 | 10219.31
1PH8165-1DD03-2CC1 | COMPACT ASYNCHRONOUS MOTOR 1PH816 | 10219.31
1PH8165-1DD03-2DA1 | COMPACT ASYNCHRONOUS MOTOR 1PH816 | 10326.71
1PH8165-1DD03-2DB1 | COMPACT ASYNCHRONOUS MOTOR 1PH816 | 10326.71
1PH8165-2DF02-0BA1 | COMPACT SYNCHRONOUS MOTOR 1PH816 | 18153.92
1PH8165-2DF02-0CA1 | COMPACT SYNCHRONOUS MOTOR 1PH816 | 18381.92
1PH8165-2DF02-1BA1 | COMPACT SYNCHRONOUS MOTOR 1PH816 | 18381.98
1PH8165-2DF02-1CA1 | COMPACT SYNCHRONOUS MOTOR 1PH816 | 18609.98
1PH8165-2DF10-1GA1 | COMPACT SYNCHRONOUS MOTOR 1PH816 | 17288.77
1PH8165-2DF10-2QA1 | COMPACT SYNCHRONOUS MOTOR 1PH816 | 18235.67
1PH8165-2DF12-0BA1-ZX05 | COMPACT SYNCHRONOUS MOTOR 1PH816 | 18381.98
1PH8165-2DF12-0QA1 | COMPACT SYNCHRONOUS MOTOR 1PH816 | 18767.8
1PH8165-2DL03-0BA1 | COMPACT SYNCHRONOUS MOTOR 1PH816 | 18153.92
1PH8165-2DL10-1QA1 | COMPACT SYNCHRONOUS MOTOR 1PH816 | 18235.67
1PH8165-2DL12-2QC1 | COMPACT SYNCHRONOUS MOTOR 1PH816 | 18995.86
1PH8165-2DL13-2BB1 | COMPACT SYNCHRONOUS MOTOR 1PH816 | 18381.98
1PH8165-2DL13-2QA1 | COMPACT SYNCHRONOUS MOTOR 1PH816 | 18995.86
1PH8226-1DD00-2AA1 | COMPACT ASYNCHRONOUS MOTOR | 24742.69
1PH8226-1DD03-0CC1 | COMPACT ASYNCHRONOUS MOTOR | 27207.19
1PH8226-1DD10-1BA1-ZK23K40X19 | COMPACT ASYNCHRONOUS MOTOR | 27324
1PH8226-1DD10-1BA1-ZK40 | COMPACT ASYNCHRONOUS MOTOR | 26104.67
3RT2017-2AQ01 | CONT.,AC3:5.5KW 1NO AC380V 50/60HZ | 39.38
3RT2018-2AQ01 | CONT.,AC3:7.5KW 1NO AC380V 50/60HZ | 49.12
3RT2026-2AU20 | CONTACTOR,AC3:11KW 1NO+1NC 380V 50/60HZ | 70.9
3RT2026-2BA40 | CONTACTOR,AC3:11KW 1NO+1NC DC12V | 112.69
3UF7011-1AU00-2-ZI41 | BASIC UNIT SIMOCODE PRO V PN GP | 740.41
3UG5511-1AR20 | Ph.folge Ueberw. 3x160-690V AC50-60Hz 1W | 85.46
3UG5511-1BR20 | Ph.folge Ueberw. 3x160-690V AC50-60Hz 2W | 98.12
3UG5511-2AR20 | Ph.folge Ueberw. 3x160-690V AC50-60Hz 1W | 85.46
3UG5616-2CR20 | Phas.ausf,-folge,- ausfall,ueber- U.span | 184.85
3UG5618-1CR20 | Netzueberwachung AC 90..690V, 2W | 208.27
1PH8103-1DF02-0BB1 | COMPACT ASYNCHRONOUS MOTOR 1PH810 | 5955.91
1PH8103-1DF02-0BC1 | COMPACT ASYNCHRONOUS MOTOR 1PH810 | 5955.91
1PH8103-1DF02-0DG1 | COMPACT ASYNCHRONOUS MOTOR 1PH810 | 6265.92
1PH8103-1DF02-0GA1 | COMPACT ASYNCHRONOUS MOTOR 1PH810 | 5622.88
1PH8103-1DF02-0HA1 | COMPACT ASYNCHRONOUS MOTOR 1PH810 | 5850.94
1PH8103-1DF02-0LA1 | COMPACT ASYNCHRONOUS MOTOR 1PH810 | 6555.17
1PH8133-1DG03-1QC1 | COMPACT ASYNCHRONOUS MOTOR 1PH813 | 7584.4
1PH8133-1DG03-2BA1 | COMPACT ASYNCHRONOUS MOTOR 1PH813 | 7081.26
1PH8133-1DG03-2BA1-ZX01 | COMPACT ASYNCHRONOUS MOTOR 1PH813 | 7258.64
1PH8135-2DF20-0BA1 | COMPACT SYNCHRONOUS MOTOR 1PH813 | 13571.04
1PH8135-2DG03-0CB1-ZK09 | COMPACT SYNCHRONOUS MOTOR 1PH813 | 14802.84
1PH8135-2DG03-1BA1 | COMPACT SYNCHRONOUS MOTOR 1PH813 | 14321.48
1PH8135-2DG03-1QA1 | COMPACT SYNCHRONOUS MOTOR 1PH813 | 14824.62
1PH8135-2DG03-2BA1 | COMPACT SYNCHRONOUS MOTOR 1PH813 | 14321.48
1PH8135-2DG03-2CC1 | COMPACT SYNCHRONOUS MOTOR 1PH813 | 14549.48
1PH8135-2DG22-1BA1 | COMPACT SYNCHRONOUS MOTOR 1PH813 | 13849.73
1PH8135-2DG22-2BA1 | COMPACT SYNCHRONOUS MOTOR 1PH813 | 13849.73
1PH8135-2DG22-2BH1 | COMPACT SYNCHRONOUS MOTOR 1PH813 | 13849.73
1PH8135-2DG23-0CA1 | COMPACT SYNCHRONOUS MOTOR 1PH813 | 14432.51
3VA2225-7JP42-0KA0 | MCCB_IEC_FS250_250A_4P_110KA_ETU5_LSI | 2263.11
3VA2440-5HL42-0AH0 | MCCB_IEC_FS630_400A_4P_55KA_ETU3_LI | 2548.61
3VA2440-5HN32-0BK0 | MCCB_IEC_FS630_400A_3P_55KA_ETU3_LSI | 2165.61
3VA2440-5MN32-0CG0 | MCCB_IEC_FS630_400A_3P_55KA_ETU3_LSI | 2290.95
3ZS1322-6CC16-0YA5 | SIRIUS; SIMOCODE ES V18 | 2310.16
3ZS1322-6CC16-0YE5 | SIRIUS; SIMOCODE ES V18 | 424.28
3ZS1322-6CC16-4YA5 | SIRIUS; SIMOCODE ES V18 | 342.93
3ZS1322-6CE16-0YB5 | SIRIUS; SIMOCODE ES V18 | 2181.02
4RB9512-4CD55 | CONTROLLER BR7000-I-TH 12s. dyn. + RS485 | 1226.79
4RB9515-4CD51 | CONTROLLER BR7000-T15 15s. dyn. + RS485 | 1919.49
5SD7441-1KF00 | Combination arrester type 1+2 | 241.71
5SD7483-0KK01 | SPD T2, 600V DC, PV | 94.87
5SL6013-7MF | MCB COM (RCM/EM) 230V 6kA, 1+N, C13 | 252.68
5SL6016-6MF | MCB COM (RCM/EM) 230V 6kA, 1+N, B16 | 217.93
5SL6016-7MF | MCB COM (RCM/EM) 230V 6kA, 1+N, C16 | 238.81
5SL6020-6MF | MCB COM (RCM/EM) 230V 6kA, 1+N, B20 | 231.82
1PH8137-1DD02-0CA1 | COMPACT ASYNCHRONOUS MOTOR 1PH813 | 7765.35
1PH8137-1DD02-0CB1 | COMPACT ASYNCHRONOUS MOTOR 1PH813 | 7765.35
1PH8137-1DD02-0CC1 | COMPACT ASYNCHRONOUS MOTOR 1PH813 | 7765.35
1PH8137-1DD02-0CD1-ZK18 | COMPACT ASYNCHRONOUS MOTOR 1PH813 | 8295.71
1PH8137-1UG02-0MA1 | COMPACT ASYNCHRONOUS MOTOR 1PH813 | 8936.22
1PH8137-1UG02-1LA1 | COMPACT ASYNCHRONOUS MOTOR 1PH813 | 8417.83
1PH8163-1DF00-2GA1 | COMPACT ASYNCHRONOUS MOTOR 1PH816 | 8252.18
1PH8163-1DF02-2BA1 | COMPACT ASYNCHRONOUS MOTOR 1PH816 | 9345.39
1PH8163-1DF02-2BA1-ZK18 | COMPACT ASYNCHRONOUS MOTOR 1PH816 | 9649.51
1PH8163-1DF02-2BA1-ZK24 | COMPACT ASYNCHRONOUS MOTOR 1PH816 | 9573.45
1PH8163-1DF02-2BB1 | COMPACT ASYNCHRONOUS MOTOR 1PH816 | 9345.39
1PH8163-1DF02-2BC1 | COMPACT ASYNCHRONOUS MOTOR 1PH816 | 9345.39
1PH8165-1DF00-0DA1-ZK10 | COMPACT ASYNCHRONOUS MOTOR 1PH816 | 9718.59
1PH8165-1DF00-0DA1-ZX01 | COMPACT ASYNCHRONOUS MOTOR 1PH816 | 9566.53
1PH8165-1DF00-0FA1 | COMPACT ASYNCHRONOUS MOTOR 1PH816 | 9213.06
1PH8165-1DF00-0GA1 | COMPACT ASYNCHRONOUS MOTOR 1PH816 | 8670.02
1PH8165-1DF00-1FA1 | COMPACT ASYNCHRONOUS MOTOR 1PH816 | 9441.13
1PH8165-1DF00-1GA1 | COMPACT ASYNCHRONOUS MOTOR 1PH816 | 8898.09
1PH8165-1DF00-1GC1 | COMPACT ASYNCHRONOUS MOTOR 1PH816 | 8898.09
1PH8165-1DF00-1LA1 | COMPACT ASYNCHRONOUS MOTOR 1PH816 | 10000.37
1PH8131-1SF02-0MA1 | COMPACT ASYNCHRONOUS MOTOR 1PH813 | 9577.29
1PH8133-1DF03-2BD1-ZK10 | COMPACT ASYNCHRONOUS MOTOR 1PH813 | 7560.92
1PH8133-1DF03-2CA1 | COMPACT ASYNCHRONOUS MOTOR 1PH813 | 7309.26
1PH8133-1DF03-2CB1 | COMPACT ASYNCHRONOUS MOTOR 1PH813 | 7309.26
1PH8133-1DF10-1GB1 | COMPACT ASYNCHRONOUS MOTOR 1PH813 | 6114.74
1PH8133-1DF10-1LG1 | COMPACT ASYNCHRONOUS MOTOR 1PH813 | 7086.9
1PH8133-1DF10-1MG1 | COMPACT ASYNCHRONOUS MOTOR 1PH813 | 7873.61
1PH8133-1DF10-2BA1 | COMPACT ASYNCHRONOUS MOTOR 1PH813 | 6447.79
1PH8133-1DF12-0DB1 | COMPACT ASYNCHRONOUS MOTOR 1PH813 | 7036.5
1PH8133-1DF12-0GA1 | COMPACT ASYNCHRONOUS MOTOR 1PH813 | 6393.45
1PH8133-1DF12-1BA1 | COMPACT ASYNCHRONOUS MOTOR 1PH813 | 6726.48
1PH8133-1DF12-1BE1 | COMPACT ASYNCHRONOUS MOTOR 1PH813 | 6726.48
1PH8165-1DF10-2QA1 | COMPACT ASYNCHRONOUS MOTOR 1PH816 | 9844.98
1PH8165-1DF12-0BC1 | COMPACT ASYNCHRONOUS MOTOR 1PH816 | 9763.23
1PH8165-1DF12-0DA1 | COMPACT ASYNCHRONOUS MOTOR 1PH816 | 10098.65
1PH8165-1DF12-0DB1 | COMPACT ASYNCHRONOUS MOTOR 1PH816 | 10098.65
1PH8165-1DF13-0CB1 | COMPACT ASYNCHRONOUS MOTOR 1PH816 | 9991.25
1PH8165-1DF13-0DB1 | COMPACT ASYNCHRONOUS MOTOR 1PH816 | 10098.65
1PH8165-1DF13-0HA1 | COMPACT ASYNCHRONOUS MOTOR 1PH816 | 9658.28
1PH8165-1DF13-0HD1 | COMPACT ASYNCHRONOUS MOTOR 1PH816 | 9884.56
1PH8165-1DF13-0QA1 | COMPACT ASYNCHRONOUS MOTOR 1PH816 | 10377.11
1PH8184-1DD00-0AA1 | COMPACT ASYNCHRONOUS MOTOR | 11320.44
1PH8184-1DD00-0DA1 | COMPACT ASYNCHRONOUS MOTOR | 12410.07
1PH8184-1DD00-1FA1 | COMPACT ASYNCHRONOUS MOTOR | 12098.72
1PH8184-1DD00-2DA1 | COMPACT ASYNCHRONOUS MOTOR | 12643.55
1PH8186-1DL00-2EB1 | COMPACT ASYNCHRONOUS MOTOR | 16200.86
1PH8186-1FC30-1AA1 | COMPACT ASYNCHRONOUS MOTOR | 20366.64
1PH8186-1FC30-1AA1-ZK09 | COMPACT ASYNCHRONOUS MOTOR | 22104.82
1PH8186-1FC40-1AA1-ZG14 | COMPACT ASYNCHRONOUS MOTOR | 21073.16
1PH8133-1DG10-0BG1 | COMPACT ASYNCHRONOUS MOTOR 1PH813 | 6447.79
1PH8133-1DG10-0BH1-ZK09 | COMPACT ASYNCHRONOUS MOTOR 1PH813 | 6701.15
1PH8133-1DG10-0CE1 | COMPACT ASYNCHRONOUS MOTOR 1PH813 | 6675.75
1PH8133-1DG10-0DB1 | COMPACT ASYNCHRONOUS MOTOR 1PH813 | 6757.77
1PH8133-1DG10-2BG1 | COMPACT ASYNCHRONOUS MOTOR 1PH813 | 6447.79
1PH8133-1DG10-2CA1 | COMPACT ASYNCHRONOUS MOTOR 1PH813 | 6675.75
1PH8133-1DG10-2FA1 | COMPACT ASYNCHRONOUS MOTOR 1PH813 | 6601.2
1PH8133-1DG10-2FG1 | COMPACT ASYNCHRONOUS MOTOR 1PH813 | 6601.2
1PH8137-1DG03-1BH1 | COMPACT ASYNCHRONOUS MOTOR 1PH813 | 7892.12
1PH8137-1DG03-1CA1 | COMPACT ASYNCHRONOUS MOTOR 1PH813 | 8120.11
1PH8137-1DG03-1CB1 | COMPACT ASYNCHRONOUS MOTOR 1PH813 | 8120.11
1PH8137-1DG03-1CC1 | COMPACT ASYNCHRONOUS MOTOR 1PH813 | 8120.11
1PH8137-1DG10-1BC1 | COMPACT ASYNCHRONOUS MOTOR 1PH813 | 7258.64
1PH8137-1UG02-2LC1 | COMPACT ASYNCHRONOUS MOTOR 1PH813 | 8417.83
1PH8137-1UG03-0MG1 | COMPACT ASYNCHRONOUS MOTOR 1PH813 | 9291.02
1PH8137-1UG03-1LA1 | COMPACT ASYNCHRONOUS MOTOR 1PH813 | 8772.6
1PH8137-2DF00-0CA1 | COMPACT SYNCHRONOUS MOTOR 1PH813 | 15131.25
1PH8137-2DF00-0QG1 | COMPACT SYNCHRONOUS MOTOR 1PH813 | 15406.42
1PH8137-2DF00-1CA1 | COMPACT SYNCHRONOUS MOTOR 1PH813 | 15131.25
1PH8137-2FF13-1BB1 | COMPACT SYNCHRONOUS MOTOR 1PH813 | 16601.05
1PH8137-2FL02-2CC1 | COMPACT SYNCHRONOUS MOTOR 1PH813 | 16474.27
1PH8137-2FL03-0BA1 | COMPACT SYNCHRONOUS MOTOR 1PH813 | 16601.05
1PH8137-2FL03-1BA1 | COMPACT SYNCHRONOUS MOTOR 1PH813 | 16601.05
1PH8137-2FL03-1GA1 | COMPACT SYNCHRONOUS MOTOR 1PH813 | 16268.02
1PH8137-2FM03-2BA1 | COMPACT SYNCHRONOUS MOTOR 1PH813 | 16601.05
1PH8137-2MF12-2BA2 | COMPACT SYNCHRONOUS MOTOR 1PH813 | 14371.15
1PH8137-3DD03-2AA1 | COMPACT ASYNCHRONOUS MOTOR 1PH813 | 7558.47
1PH8137-3EG03-2AA2-ZU68V90 | COMPACT ASYNCHRONOUS MOTOR 1PH813 | 12989.15
1PH8165-1DD02-1DA1-ZK18 | COMPACT ASYNCHRONOUS MOTOR 1PH816 | 10630.81
1PH8165-1DD02-1DC1 | COMPACT ASYNCHRONOUS MOTOR 1PH816 | 10326.71
1PH8165-1DD02-1GA1 | COMPACT ASYNCHRONOUS MOTOR 1PH816 | 9658.28
1PH8165-1DD02-1HB1 | COMPACT ASYNCHRONOUS MOTOR 1PH816 | 9886.32
1PH8165-1DD03-0BC1 | COMPACT ASYNCHRONOUS MOTOR 1PH816 | 9763.23
1PH8165-1DD03-0CA1 | COMPACT ASYNCHRONOUS MOTOR 1PH816 | 9991.25
1PH8165-1DD03-0CC1 | COMPACT ASYNCHRONOUS MOTOR 1PH816 | 9991.25
1PH8165-1DD03-0DA1 | COMPACT ASYNCHRONOUS MOTOR 1PH816 | 10098.65
1PH8165-1MG03-2BA2 | COMPACT ASYNCHRONOUS MOTOR 1PH816 | 9180.49
1PH8165-1MG23-0CA2-ZK09 | COMPACT ASYNCHRONOUS MOTOR 1PH816 | 12343.83
1PH8165-1MG23-0LA2 | COMPACT ASYNCHRONOUS MOTOR 1PH816 | 12504.98
1PH8165-1SB00-2LA1 | COMPACT ASYNCHRONOUS MOTOR 1PH816 | 11571.44
1PH8165-1UD00-0LA1 | COMPACT ASYNCHRONOUS MOTOR 1PH816 | 10013.69
1PH8165-1UD00-2LA1 | COMPACT ASYNCHRONOUS MOTOR 1PH816 | 10241.76
1PH8165-1UD03-2LB1 | COMPACT ASYNCHRONOUS MOTOR 1PH816 | 11001.92
1PH8165-1UD13-2LC1 | COMPACT ASYNCHRONOUS MOTOR 1PH816 | 11001.92
1PH8165-1UF00-0LA1 | COMPACT ASYNCHRONOUS MOTOR 1PH816 | 10013.69
1PH8165-2DF00-0BC1 | COMPACT SYNCHRONOUS MOTOR 1PH816 | 17393.74
1PH8165-2DF00-1BA1 | COMPACT SYNCHRONOUS MOTOR 1PH816 | 17621.8
1PH8165-2DF00-2BA1 | COMPACT SYNCHRONOUS MOTOR 1PH816 | 17621.8
1PH8186-1DB20-2BA1 | COMPACT ASYNCHRONOUS MOTOR | 20715.2
1PH8186-1DD03-0DC1 | COMPACT ASYNCHRONOUS MOTOR | 18107.68
1PH8186-1DD03-0LA1 | COMPACT ASYNCHRONOUS MOTOR | 24671.14
1PH8186-1DD03-1CA1 | COMPACT ASYNCHRONOUS MOTOR | 18081.67
1PH8186-1DD03-1FA1 | COMPACT ASYNCHRONOUS MOTOR | 17796.32
1PH8224-1MF00-1DA2-ZK24L00L76 | COMPACT ASYNCHRONOUS MOTOR | 21809.68
1PH8224-1MF03-1CA2-ZL00L76 | COMPACT ASYNCHRONOUS MOTOR | 22613.92
1PH8224-1MF10-2AA2-ZK23L76 | COMPACT ASYNCHRONOUS MOTOR | 19863.97
1PH8224-2DC00-0BA1 | COMPACT SYNCHRONOUS MOTOR | 25184.94
1PH8103-1DF00-0BA1 | COMPACT ASYNCHRONOUS MOTOR 1PH810 | 5727.85
1PH8103-1DF00-0BC1 | COMPACT ASYNCHRONOUS MOTOR 1PH810 | 5727.85
1PH8103-1DF00-0BG1 | COMPACT ASYNCHRONOUS MOTOR 1PH810 | 5727.85
1PH8103-1DF00-0CA1 | COMPACT ASYNCHRONOUS MOTOR 1PH810 | 5955.83
1PH8103-1DF00-1LA1 | COMPACT ASYNCHRONOUS MOTOR 1PH810 | 6327.1
1PH8103-1DF00-2BA1 | COMPACT ASYNCHRONOUS MOTOR 1PH810 | 5727.85
1PH8103-1DF00-2BA1-ZX01 | COMPACT ASYNCHRONOUS MOTOR 1PH810 | 5879.87
1PH8103-1DF00-2BB1-ZX04 | COMPACT ASYNCHRONOUS MOTOR 1PH810 | 5879.87
1PH8103-1DF10-2DG1 | COMPACT ASYNCHRONOUS MOTOR 1PH810 | 6037.86
1PH8103-1DF10-2GA1 | COMPACT ASYNCHRONOUS MOTOR 1PH810 | 5394.82
1PH8103-1DF12-0BA1 | COMPACT ASYNCHRONOUS MOTOR 1PH810 | 5955.91
1PH8103-1DF12-0BB1 | COMPACT ASYNCHRONOUS MOTOR 1PH810 | 5955.91
1PH8137-1DG10-1GA1 | COMPACT ASYNCHRONOUS MOTOR 1PH813 | 6925.6
1PH8137-1DG10-2BA1-ZK80 | COMPACT ASYNCHRONOUS MOTOR 1PH813 | 7777.11
1PH8137-1DG10-2BB1 | COMPACT ASYNCHRONOUS MOTOR 1PH813 | 7258.64
1PH8137-1DG12-0GA1 | COMPACT ASYNCHRONOUS MOTOR 1PH813 | 7204.3
1PH8137-1DG12-0CH1 | COMPACT ASYNCHRONOUS MOTOR 1PH813 | 7765.35
1PH8137-1DG12-0LC1 | COMPACT ASYNCHRONOUS MOTOR 1PH813 | 8176.45
1PH8137-1DG12-1BA1 | COMPACT ASYNCHRONOUS MOTOR 1PH813 | 7537.34
1PH8137-1DG12-1BB1 | COMPACT ASYNCHRONOUS MOTOR 1PH813 | 7537.34
1PH8131-1DF00-2BD1 | COMPACT ASYNCHRONOUS MOTOR 1PH813 | 6528
1PH8131-1DF00-2BG1 | COMPACT ASYNCHRONOUS MOTOR 1PH813 | 6301.7
1PH8131-1DF00-2CA1 | COMPACT ASYNCHRONOUS MOTOR 1PH813 | 6529.7
1PH8131-1DF00-2DA1 | COMPACT ASYNCHRONOUS MOTOR 1PH813 | 6611.72
1PH8131-1DF02-0CE1-ZK18 | COMPACT ASYNCHRONOUS MOTOR 1PH813 | 7112.51
1PH8131-1DF02-0DA1 | COMPACT ASYNCHRONOUS MOTOR 1PH813 | 6890.43
1PH8131-1DF02-0DB1 | COMPACT ASYNCHRONOUS MOTOR 1PH813 | 6890.43
1PH8131-1DF02-0DE1 | COMPACT ASYNCHRONOUS MOTOR 1PH813 | 6890.43
1PH8163-1DD10-2GA1 | COMPACT ASYNCHRONOUS MOTOR 1PH816 | 8252.18
1PH8163-1DD10-2HC1 | COMPACT ASYNCHRONOUS MOTOR 1PH816 | 8480.24
1PH8163-1DD10-2LA1 | COMPACT ASYNCHRONOUS MOTOR 1PH816 | 9354.47
1PH8163-1DD12-0BA1 | COMPACT ASYNCHRONOUS MOTOR 1PH816 | 9117.33
1PH8163-1DD12-0FA1 | COMPACT ASYNCHRONOUS MOTOR 1PH816 | 9327.35
1PH8163-1DD13-2BB1 | COMPACT ASYNCHRONOUS MOTOR 1PH816 | 9345.39
1PH8163-1DD13-2CA1 | COMPACT ASYNCHRONOUS MOTOR 1PH816 | 9573.39
1PH8163-1DD13-2HA1-ZK24 | COMPACT ASYNCHRONOUS MOTOR 1PH816 | 9468.48
1PH8163-1DD13-2HB1-ZK24 | COMPACT ASYNCHRONOUS MOTOR 1PH816 | 9468.48
1PH8163-1DF13-1CA1 | COMPACT ASYNCHRONOUS MOTOR 1PH816 | 9573.39
1PH8163-1DF13-1DA1 | COMPACT ASYNCHRONOUS MOTOR 1PH816 | 9680.81
1PH8163-1DF13-2BA1 | COMPACT ASYNCHRONOUS MOTOR 1PH816 | 9345.39
1PH8163-1DF13-2BA1-ZK80 | COMPACT ASYNCHRONOUS MOTOR 1PH816 | 10012.93
1PH8163-1DF22-0BA1 | COMPACT ASYNCHRONOUS MOTOR 1PH816 | 10772.8
1PH8163-1DF22-0BC1 | COMPACT ASYNCHRONOUS MOTOR 1PH816 | 10772.8
1PH8163-1DF22-0CD1 | COMPACT ASYNCHRONOUS MOTOR 1PH816 | 11227.08
1PH8163-1DF22-0DA1 | COMPACT ASYNCHRONOUS MOTOR 1PH816 | 11108.22
1PH8163-1DF23-0CC1 | COMPACT ASYNCHRONOUS MOTOR 1PH816 | 11000.78
1PH8163-1DF23-0DB1 | COMPACT ASYNCHRONOUS MOTOR 1PH816 | 11108.22
1PH8163-1DF23-0FA1 | COMPACT ASYNCHRONOUS MOTOR 1PH816 | 10982.82
1PH8163-1DF23-0GA1-ZK18 | COMPACT ASYNCHRONOUS MOTOR 1PH816 | 10743.87
1PH8163-1DF23-0LB1 | COMPACT ASYNCHRONOUS MOTOR 1PH816 | 11542.05
1PH8131-1FF00-2LA1 | COMPACT ASYNCHRONOUS MOTOR 1PH813 | 8005.11
1PH8131-1FF02-0BA1 | COMPACT ASYNCHRONOUS MOTOR 1PH813 | 7644.71
1PH8131-1FF02-0BB1 | COMPACT ASYNCHRONOUS MOTOR 1PH813 | 7644.71
1PH8131-1FF02-0LA1 | COMPACT ASYNCHRONOUS MOTOR 1PH813 | 8283.82
1PH8131-1FF12-1CC1 | COMPACT ASYNCHRONOUS MOTOR 1PH813 | 7872.69
1PH8131-1FF12-2FA1 | COMPACT ASYNCHRONOUS MOTOR 1PH813 | 7798.13
1PH8131-1FF13-1CA1 | COMPACT ASYNCHRONOUS MOTOR 1PH813 | 8227.48
1PH8131-1FF13-1QA1 | COMPACT ASYNCHRONOUS MOTOR 1PH813 | 8502.61
1PH8165-1DF03-2BA1 | COMPACT ASYNCHRONOUS MOTOR 1PH816 | 9991.3
1PH8165-1DF03-2BA1-ZX01 | COMPACT ASYNCHRONOUS MOTOR 1PH816 | 10219.37
1PH8165-1DF03-2BA1-ZX02 | COMPACT ASYNCHRONOUS MOTOR 1PH816 | 10219.37
1PH8165-1DF03-2BB1 | COMPACT ASYNCHRONOUS MOTOR 1PH816 | 9991.3
1PH8165-1DF03-2BC1 | COMPACT ASYNCHRONOUS MOTOR 1PH816 | 9991.3
1PH8165-1DF03-2HA1-ZK18 | COMPACT ASYNCHRONOUS MOTOR 1PH816 | 10190.43
1PH8165-1DF03-2LA1 | COMPACT ASYNCHRONOUS MOTOR 1PH816 | 10760.57
1PH8165-1DF03-2LB1 | COMPACT ASYNCHRONOUS MOTOR 1PH816 | 10760.57
1PH8165-1DF03-2LC1 | COMPACT ASYNCHRONOUS MOTOR 1PH816 | 10760.57
1PH8167-2DF02-0BA1 | COMPACT SYNCHRONOUS MOTOR 1PH816 | 19378.57
1PH8167-2DF02-0CA1 | COMPACT SYNCHRONOUS MOTOR 1PH816 | 19606.55
1PH8167-2DF02-0CC1 | COMPACT SYNCHRONOUS MOTOR 1PH816 | 19606.55
1PH8167-2DF02-1BB1 | COMPACT SYNCHRONOUS MOTOR 1PH816 | 19606.63
1PH8167-2DL12-2QC1 | COMPACT SYNCHRONOUS MOTOR 1PH816 | 20220.47
1PH8167-2DL13-1BB1 | COMPACT SYNCHRONOUS MOTOR 1PH816 | 19606.63
1PH8167-2DL13-2CA1 | COMPACT SYNCHRONOUS MOTOR 1PH816 | 19834.61
1PH8167-2DL13-2QA1 | COMPACT SYNCHRONOUS MOTOR 1PH816 | 20220.47
1PH8168-2DF22-2BA1 | COMPACT SYNCHRONOUS MOTOR 1PH816 | 21434.07
1PH8168-2DF23-1BC1 | COMPACT SYNCHRONOUS MOTOR 1PH816 | 21434.07
1PH8168-2DL23-2CA1 | COMPACT SYNCHRONOUS MOTOR 1PH816 | 21662.05
1PH8168-2EF23-2BC2 | COMPACT SYNCHRONOUS MOTOR 1PH816 | 21687.43
1PH8168-2FF20-2CA1 | COMPACT SYNCHRONOUS MOTOR 1PH816 | 21966.17
1PH8133-1DG02-1BH1 | COMPACT ASYNCHRONOUS MOTOR 1PH813 | 6726.48
1PH8133-1DG02-1CA1 | COMPACT ASYNCHRONOUS MOTOR 1PH813 | 6954.46
1PH8133-1DG02-1CA1-ZK18 | COMPACT ASYNCHRONOUS MOTOR 1PH813 | 7258.58
1PH8133-1DG02-1LG1 | COMPACT ASYNCHRONOUS MOTOR 1PH813 | 7365.59
1PH8133-1DG03-0BE1 | COMPACT ASYNCHRONOUS MOTOR 1PH813 | 7081.26
1PH8133-1DG03-0CE1 | COMPACT ASYNCHRONOUS MOTOR 1PH813 | 7309.26
1PH8133-1DG03-0DE1 | COMPACT ASYNCHRONOUS MOTOR 1PH813 | 7391.28
1PH8133-1DG03-0LA1 | COMPACT ASYNCHRONOUS MOTOR 1PH813 | 7720.39
1PH8133-1FD03-0CE1 | COMPACT ASYNCHRONOUS MOTOR 1PH813 | 8373.54
1PH8133-1FD03-1BA1 | COMPACT ASYNCHRONOUS MOTOR 1PH813 | 8145.54
1PH8133-1FD03-1BB1-ZX01 | COMPACT ASYNCHRONOUS MOTOR 1PH813 | 8322.93
1PH8133-1FD03-1GA1 | COMPACT ASYNCHRONOUS MOTOR 1PH813 | 7812.49
1PH8133-1FD10-2BA1 | COMPACT ASYNCHRONOUS MOTOR 1PH813 | 7512.07
1PH8135-2DF02-2BA1 | COMPACT SYNCHRONOUS MOTOR 1PH813 | 13966.7
1PH8135-2DF02-2BE1 | COMPACT SYNCHRONOUS MOTOR 1PH813 | 13966.7
1PH8135-2DF02-2CA1 | COMPACT SYNCHRONOUS MOTOR 1PH813 | 14194.69
1PH8135-2DF02-2QE1 | COMPACT SYNCHRONOUS MOTOR 1PH813 | 14469.84
1PH8135-2DF13-2BA1 | COMPACT SYNCHRONOUS MOTOR 1PH813 | 14321.48
1PH8228-1FD00-0EC1 | COMPACT ASYNCHRONOUS MOTOR | 32568.02
1PH8228-1FD00-1BC1-ZL00 | COMPACT ASYNCHRONOUS MOTOR | 33502.05
1PH8228-1FD40-1AA1-ZG14 | COMPACT ASYNCHRONOUS MOTOR | 39709.23
3RV2011-0HA20-ZW96 | CIRCUIT-BREAKER SPRING-L. CONN. 0.8A | 54.57
3VA1025-3ED36-0CD0 | MCCB_IEC_FS100_25A_3P_25KA_TM_ FTFM | 410.84
3VA1116-5ED36-0AB0 | MCCB_IEC_FS160_160A_3P_55KA_TM_ FTFM | 692.16
3VA1116-5GF42-0AB0 | MCCB_IEC_FS160_160A_4P_55KA_TM_ ATAM | 898.28
3VA1192-6MG36-0AB0 | MCCB_IEC_FS160_12,5A_3P_70KA_TM_ FM | 389.95
3VA1332-4EF32-0DE0 | MCCB_IEC_FS400_320A_3P_36KA_TM_ ATAM | 1350.9
3VA1332-7MH32-0DD0 | MCCB_IEC_FS400_320A_3p_110KA_TM_ AM | 1859.22
3VA1340-1AA32-0AC0 | SD_IEC_FS400_400A_3P | 842.57
3VA1450-5MH32-0HC0 | MCCB_IEC_FS630_500A_3P_55KA_TM_ AM | 1761.74
3VA1450-6EF32-0KE0 | MCCB_IEC_FS630_500A_3P_70KA_TM_ ATAM | 2054.2
3VA1450-6MH32-0DE0 | MCCB_IEC_FS630_500A_3P_70KA_TM_ AM | 2082.05
3VA1463-1AA32-0KD0 | SD_IEC_FS630_630A_3P | 1197.71
1PH8137-1DD00-0CB1 | COMPACT ASYNCHRONOUS MOTOR 1PH813 | 7486.61
1PH8137-1DD00-0CB1-ZK10 | COMPACT ASYNCHRONOUS MOTOR 1PH813 | 7739.98
1PH8137-1DD00-0DA1 | COMPACT ASYNCHRONOUS MOTOR 1PH813 | 7568.66
1PH8137-1DD00-0DA1-ZV90 | COMPACT ASYNCHRONOUS MOTOR 1PH813 | 7672.03
1PH8137-1DD00-2BA1-ZX01 | COMPACT ASYNCHRONOUS MOTOR 1PH813 | 7435.99
1PH8137-1DD00-2BA1-ZX12 | COMPACT ASYNCHRONOUS MOTOR 1PH813 | 7790.79
1PH8137-1DD00-2BA1-ZX13 | COMPACT ASYNCHRONOUS MOTOR 1PH813 | 7790.79
1PH8137-1DD00-2BB1 | COMPACT ASYNCHRONOUS MOTOR 1PH813 | 7258.64
1PH8137-1DD00-2BB1-ZX01 | COMPACT ASYNCHRONOUS MOTOR 1PH813 | 7435.99
1PH8137-2DM00-0CA1 | COMPACT SYNCHRONOUS MOTOR 1PH813 | 15131.25
1PH8137-2DM00-1BA1 | COMPACT SYNCHRONOUS MOTOR 1PH813 | 14903.28
1PH8137-2DM00-1CA1 | COMPACT SYNCHRONOUS MOTOR 1PH813 | 15131.25
1PH8137-2DM00-2BA1 | COMPACT SYNCHRONOUS MOTOR 1PH813 | 14903.28
1PH8137-2FF00-0BA1 | COMPACT SYNCHRONOUS MOTOR 1PH813 | 15967.57
1PH8137-2FF00-1BA1 | COMPACT SYNCHRONOUS MOTOR 1PH813 | 15967.57
1PH8137-2FF00-2BA1 | COMPACT SYNCHRONOUS MOTOR 1PH813 | 15967.57
1PH8137-2FF02-0BA1 | COMPACT SYNCHRONOUS MOTOR 1PH813 | 16246.26
1PH8137-2FF12-2BC1-ZX01 | COMPACT SYNCHRONOUS MOTOR 1PH813 | 16423.64
1PH8137-2FF12-2CG1 | COMPACT SYNCHRONOUS MOTOR 1PH813 | 16474.27
1PH8137-2FF13-1BA1 | COMPACT SYNCHRONOUS MOTOR 1PH813 | 16601.05
1PH8165-1DD00-0CA1 | COMPACT ASYNCHRONOUS MOTOR 1PH816 | 9231.05
1PH8165-1DD00-1CA1 | COMPACT ASYNCHRONOUS MOTOR 1PH816 | 9459.12
1PH8165-1DD00-1DA1 | COMPACT ASYNCHRONOUS MOTOR 1PH816 | 9566.53
1PH8165-1DD00-1DB1 | COMPACT ASYNCHRONOUS MOTOR 1PH816 | 9566.53
1PH8165-1DD00-1FA1 | COMPACT ASYNCHRONOUS MOTOR 1PH816 | 9441.13
1PH8165-1DD00-2GB1 | COMPACT ASYNCHRONOUS MOTOR 1PH816 | 8898.09
1PH8165-1DD02-0BA1 | COMPACT ASYNCHRONOUS MOTOR 1PH816 | 9763.23
1PH8165-1DD02-0BB1 | COMPACT ASYNCHRONOUS MOTOR 1PH816 | 9763.23
1PH8165-1DD02-0BC1 | COMPACT ASYNCHRONOUS MOTOR 1PH816 | 9763.23
1PH8165-1HF12-0GA2 | COMPACT ASYNCHRONOUS MOTOR 1PH816 | 8239.3
1PH8165-1HF12-1BA2 | COMPACT ASYNCHRONOUS MOTOR 1PH816 | 8800.38
1PH8165-1HF13-0LC2-ZX01 | COMPACT ASYNCHRONOUS MOTOR 1PH816 | 9569.65
1PH8165-1HF13-2GA2 | COMPACT ASYNCHRONOUS MOTOR 1PH816 | 8467.36
1PH8165-1JF03-2GA2 | COMPACT ASYNCHRONOUS MOTOR 1PH816 | 8948.8
1PH8165-1JF13-2BA2 | COMPACT ASYNCHRONOUS MOTOR 1PH816 | 9281.85
1PH8165-1JG23-2CA2 | COMPACT ASYNCHRONOUS MOTOR 1PH816 | 12293.14
1PH8165-1MB12-2CA2-ZX01 | COMPACT ASYNCHRONOUS MOTOR 1PH816 | 9636.53
1PH8165-1MD00-0CA2 | COMPACT ASYNCHRONOUS MOTOR 1PH816 | 8420.23
1PH8166-1DF20-2BC1 | COMPACT ASYNCHRONOUS MOTOR 1PH816 | 13028.07
1PH8166-1DF22-0DA1 | COMPACT ASYNCHRONOUS MOTOR 1PH816 | 13895.6
1PH8166-1DF22-0DB1 | COMPACT ASYNCHRONOUS MOTOR 1PH816 | 13895.6
1PH8166-1DF22-2DA1 | COMPACT ASYNCHRONOUS MOTOR 1PH816 | 14123.66
1PH8166-1DF23-1LC1 | COMPACT ASYNCHRONOUS MOTOR 1PH816 | 14557.5
1PH8166-1DF23-2BA1-ZK18 | COMPACT ASYNCHRONOUS MOTOR 1PH816 | 14092.33
1PH8166-1DF23-2BC1 | COMPACT ASYNCHRONOUS MOTOR 1PH816 | 13788.24
1PH8184-1HF10-1FA2 | COMPACT ASYNCHRONOUS MOTOR | 11074.02
1PH8186-1AF03-1LA2 | COMPACT ASYNCHRONOUS MOTOR | 23097.76
1PH8186-1AF30-2FC2-ZL00L76 | COMPACT ASYNCHRONOUS MOTOR | 18629.09
1PH8186-1DB00-2EA1 | COMPACT ASYNCHRONOUS MOTOR | 16200.86
1PH8083-1DF00-2BE1 | MAIN SPINDLE MOTOR 1PH808 | 5324.4
1PH8083-1DF02-0GE1 | MAIN SPINDLE MOTOR 1PH808 | 5168.74
1PH8083-1DF02-0HA1 | MAIN SPINDLE MOTOR 1PH808 | 5396.8
1PH8083-1DF02-0HE1 | MAIN SPINDLE MOTOR 1PH808 | 5396.8
1PH8083-1DF02-0LA1 | MAIN SPINDLE MOTOR 1PH808 | 6141.56
1PH8103-1DD12-0BA1 | COMPACT ASYNCHRONOUS MOTOR 1PH810 | 5955.91
1PH8103-1DD12-0BB1 | COMPACT ASYNCHRONOUS MOTOR 1PH810 | 5955.91
1PH8103-1DD12-0GA1 | COMPACT ASYNCHRONOUS MOTOR 1PH810 | 5622.88
1PH8103-1DD12-1BA1 | COMPACT ASYNCHRONOUS MOTOR 1PH810 | 5955.91
1PH8137-1AD12-2BA2 | COMPACT ASYNCHRONOUS MOTOR 1PH813 | 5891.86
1PH8137-1AF00-0BA2 | COMPACT ASYNCHRONOUS MOTOR 1PH813 | 5613.17
1PH8137-1AF03-1BA2 | COMPACT ASYNCHRONOUS MOTOR 1PH813 | 6246.66
1PH8137-1AF10-1BB2 | COMPACT ASYNCHRONOUS MOTOR 1PH813 | 5613.17
1PH8137-1DB02-1BC1 | COMPACT ASYNCHRONOUS MOTOR 1PH813 | 7537.34
1PH8137-1DB02-1CA1 | COMPACT ASYNCHRONOUS MOTOR 1PH813 | 7765.35
1PH8137-1DB02-1HA1 | COMPACT ASYNCHRONOUS MOTOR 1PH813 | 7432.36
1PH8137-1DB02-2BC1 | COMPACT ASYNCHRONOUS MOTOR 1PH813 | 7537.34
1PH8137-1DB02-2GA1 | COMPACT ASYNCHRONOUS MOTOR 1PH813 | 7204.3
6AG4022-0BA21-2BA2 | SIMATIC IPC327G | 1742.39
6AG4022-0BA31-2BA2 | SIMATIC IPC327G | 1955.13
6AG4022-0BA41-2BA1 | SIMATIC IPC327G | 2328.18
6AG4022-0BC21-2CA1 | SIMATIC IPC327G | 1997.08
6AG4114-3GM34-0JX2 | SIMATIC IPC847E (Rack PC) | 14291.17
6AG4114-3GT04-0JX1 | SIMATIC IPC847E (Rack PC) | 11438.64
6AG4114-3HQ02-0BX2 | SIMATIC IPC847E (Rack PC) | 6545.56
6AG4114-3KE56-0DX2 | SIMATIC IPC847E (Rack PC) | 7751.6
6AG4131-3GD23-8AB0 | SIMATIC IPC627E (Box PC) | 6304.36
6AG4141-5CB07-1GA0 | SIMATIC IPC427E (MicroBOX PC) | 4973.96
6AG4141-5DB15-0FA0 | SIMATIC IPC427E (MicroBOX PC) | 4413.65
6AG4141-5DB17-0FX0 | SIMATIC IPC427E (MicroBOX PC) | 4413.65
1PH8137-2DL00-1BC1 | COMPACT SYNCHRONOUS MOTOR 1PH813 | 14903.28
1PH8137-2DL00-1CA1 | COMPACT SYNCHRONOUS MOTOR 1PH813 | 15131.25
1PH8137-2DL00-1QC1 | COMPACT SYNCHRONOUS MOTOR 1PH813 | 15406.42
1PH8137-2DL00-2BB1 | COMPACT SYNCHRONOUS MOTOR 1PH813 | 14903.28
1PH8137-2DL03-1CB1 | COMPACT SYNCHRONOUS MOTOR 1PH813 | 15764.75
1PH8137-2DL03-2BA1 | COMPACT SYNCHRONOUS MOTOR 1PH813 | 15536.76
1PH8137-2DL03-2CA1 | COMPACT SYNCHRONOUS MOTOR 1PH813 | 15764.75
1PH8137-2DL03-2CC1 | COMPACT SYNCHRONOUS MOTOR 1PH813 | 15764.75
1PH8165-1DB03-0FD1 | COMPACT ASYNCHRONOUS MOTOR 1PH816 | 10199.54
1PH8165-1DB03-1BA1 | COMPACT ASYNCHRONOUS MOTOR 1PH816 | 9991.3
1PH8165-1DB03-1BB1 | COMPACT ASYNCHRONOUS MOTOR 1PH816 | 9991.3
1PH8165-1DB03-1BC1 | COMPACT ASYNCHRONOUS MOTOR 1PH816 | 9991.3
1PH8165-1DB10-2QA1 | COMPACT ASYNCHRONOUS MOTOR 1PH816 | 9844.98
1PH8165-1DB12-1BA1 | COMPACT ASYNCHRONOUS MOTOR 1PH816 | 9991.3
1PH8165-1DB12-1BB1 | COMPACT ASYNCHRONOUS MOTOR 1PH816 | 9991.3
1PH8165-1DB12-2BA1 | COMPACT ASYNCHRONOUS MOTOR 1PH816 | 9991.3
1PH8165-1DB12-2BB1-ZK18 | COMPACT ASYNCHRONOUS MOTOR 1PH816 | 10295.42
1PH8165-1DD00-0BC1 | COMPACT ASYNCHRONOUS MOTOR 1PH816 | 9003.07
1PH8165-1DD10-2BA1 | COMPACT ASYNCHRONOUS MOTOR 1PH816 | 9231.13
1PH8165-1DD10-2BA1-ZK09 | COMPACT ASYNCHRONOUS MOTOR 1PH816 | 9611.25
1PH8165-1DD10-2BB1 | COMPACT ASYNCHRONOUS MOTOR 1PH816 | 9231.13
1PH8165-1DD13-1BB1 | COMPACT ASYNCHRONOUS MOTOR 1PH816 | 9991.3
1PH8165-1DD13-1BC1 | COMPACT ASYNCHRONOUS MOTOR 1PH816 | 9991.3
1PH8165-1DD13-1BD1 | COMPACT ASYNCHRONOUS MOTOR 1PH816 | 10217.59
1PH8165-1DD13-1CC1 | COMPACT ASYNCHRONOUS MOTOR 1PH816 | 10219.31
1PH8165-1DF00-0CB1 | COMPACT ASYNCHRONOUS MOTOR 1PH816 | 9231.05
1PH8165-1FG23-0BA1 | COMPACT ASYNCHRONOUS MOTOR 1PH816 | 13610.85
1PH8165-1FG23-1BA1 | COMPACT ASYNCHRONOUS MOTOR 1PH816 | 13838.91
1PH8165-1HD02-2FA2 | COMPACT ASYNCHRONOUS MOTOR 1PH816 | 9010.4
1PH8165-2FF03-1CA1 | COMPACT SYNCHRONOUS MOTOR 1PH816 | 19674.26
1PH8165-2FF03-2BA1 | COMPACT SYNCHRONOUS MOTOR 1PH816 | 19446.26
1PH8165-2FF03-2FA1 | COMPACT SYNCHRONOUS MOTOR 1PH816 | 19656.29
1PH8165-2FF03-2QA1 | COMPACT SYNCHRONOUS MOTOR 1PH816 | 20060.14
1PH8165-3HD13-2AA2-ZK23U60 | COMPACT ASYNCHRONOUS MOTOR 1PH816 | 14648.43
1PH8165-4DF03-1AA1 | COMPACT SYNCHRONOUS MOTOR 1PH816 | 18048.93
1PH8166-1AF20-2BA2-ZK10 | COMPACT ASYNCHRONOUS MOTOR 1PH816 | 11762.71
1PH8166-1AF23-2BA2-ZX01 | COMPACT ASYNCHRONOUS MOTOR 1PH816 | 12370.84
3UG5816-2AA40 | Netzueberwachung AC 90..690V,2W, IO-Link | 203.83
3VA1112-4EE32-0LM0 | MCCB_IEC_FS160_125A_3P_36KA_TM_ ATFM | 786.87
3VA1112-5EE32-0AC0 | MCCB_IEC_FS160_125A_3P_55KA_TM_ ATFM | 570.3
3VA1112-5EF42-0DH0 | MCCB_IEC_FS160_125A_4P_55KA_TM_ ATAM | 898.28
3VA2116-5KP42-0BA0 | MCCB_IEC_FS160_160A_4P_55KA_ETU8_LSI | 1859.22
3VA2116-5KQ32-0BA0 | MCCB_IEC_FS160_160A_3P_55KA_ETU8_LSIG | 1768.71
3VA2116-5KQ42-0DA0 | MCCB_IEC_FS160_160A_4P_55KA_ETU8_LSIG | 2019.38
3VA2116-8HN32-0AH0 | MCCB_IEC_FS160_160A_3P_150KA_ETU3_LSI | 1232.52
3VA2116-8HN32-0DH0 | MCCB_IEC_FS160_160A_3P_150KA_ETU3_LSI | 1350.9
3VA2225-5HN32-0DE0 | MCCB_IEC_FS250_250A_3P_55KA_ETU3_LSI | 1330.01
3VA2225-5HN42-0KE0 | MCCB_IEC_FS250_250A_4P_55KA_ETU3_LSI | 1622.47
3VA2225-8HN42-0AH0 | MCCB_IEC_FS250_250A_4P_150KA_ETU3_LSI | 2054.2
3VA2325-0MS32-0LK0 | MCCB_IEC_FS400_3P_200KA_ETU310M_I | 1949.75
1PH8103-1DF02-2BH1 | COMPACT ASYNCHRONOUS MOTOR 1PH810 | 5955.91
1PH8103-1DF02-2CA1 | COMPACT ASYNCHRONOUS MOTOR 1PH810 | 6183.89
1PH8103-1DF02-2CB1 | COMPACT ASYNCHRONOUS MOTOR 1PH810 | 6183.89
1PH8103-1DF02-2DA1 | COMPACT ASYNCHRONOUS MOTOR 1PH810 | 6265.92
1PH8103-1DF03-0GA1 | COMPACT ASYNCHRONOUS MOTOR 1PH810 | 5901.62
1PH8103-1DF03-0LA1 | COMPACT ASYNCHRONOUS MOTOR 1PH810 | 6833.93
1PH8103-1DF03-1BA1 | COMPACT ASYNCHRONOUS MOTOR 1PH810 | 6234.65
1PH8103-1DF03-1BB1 | COMPACT ASYNCHRONOUS MOTOR 1PH810 | 6234.65
1PH8133-1DG12-0GA1 | COMPACT ASYNCHRONOUS MOTOR 1PH813 | 6393.45
1PH8133-1DG12-0LA1 | COMPACT ASYNCHRONOUS MOTOR 1PH813 | 7365.59
1PH8133-1DG12-1BA1 | COMPACT ASYNCHRONOUS MOTOR 1PH813 | 6726.48
1PH8133-1DG12-1CA1 | COMPACT ASYNCHRONOUS MOTOR 1PH813 | 6954.46
1PH8135-2FF02-0CH1-ZK24 | COMPACT SYNCHRONOUS MOTOR 1PH813 | 15436.34
1PH8135-2FF02-0CH1-ZX15 | COMPACT SYNCHRONOUS MOTOR 1PH813 | 15791.11
1PH8135-2FF02-1BA1 | COMPACT SYNCHRONOUS MOTOR 1PH813 | 15030.98
1PH8135-2FF02-2BA1 | COMPACT SYNCHRONOUS MOTOR 1PH813 | 15030.98
1PH8135-2FG02-0BA1 | COMPACT SYNCHRONOUS MOTOR 1PH813 | 15030.98
1PH8135-2FG02-0BC1 | COMPACT SYNCHRONOUS MOTOR 1PH813 | 15030.98
1PH8135-2FG02-0BE1 | COMPACT SYNCHRONOUS MOTOR 1PH813 | 15030.98
1PH8135-2FG02-0CE1 | COMPACT SYNCHRONOUS MOTOR 1PH813 | 15258.97
5SV3324-4KK60 | RCCB TYPE B 40/2 30MA 6MA DC 4MW | 770.48
5SV3324-6KK60 | RCCB TYPE A 40/2 30MA 6MA DC 2MW | 583.69
5SV3326-4KK60 | RCCB TYPE B 63/2 30MA 6MA DC 4MW | 1155.23
5SV3327-4KK60 | RCCB TYPE B 80/2 30MA 6MA DC 4MW | 1607.27
5SV3342-3KK60 | RCCB TYPE F 25/4 30MA 6MA DC 4MW | 753.76
5SV3445-6 | RCCB | 611.45
5SV3445-6KK01 | RCCB | 1066.86
5SV3448-6 | RCCB | 531.31
5SV3645-6 | RCCB | 468.07
5SV4745-0 | RCCB | 304.36
5SV4748-0 | RCCB | 285.24
5SV5112-0 | RCCB | 90.4
5SV5442-0 | RCCB | 121.55
5UB5500-5KK | Delta, french socket, incre. prot. claws | 4.26
5UB8911-2NC01 | 5-Pin Socket | 118.16
5UB8911-2NC03 | 5-Pin Socket | 118.16
5UB8911-2NC04 | 5-Pin Socket | 118.16
5UH8921-1NC01 | 0.6m Track(4000W w. switch) | 755.43
5UH8921-1NC01-1K | 0.6m Track(4000W w. switch)+3*5 pin | 1139.46
5UH8921-1NC01-2K | 0.6m Track(4000W w. switch)+4*5 pin | 1297.72
5UH8921-1NC03 | 0.6m Track(4000W w. switch) | 755.43
5UH8921-3NC04 | 1.0m Track(4000W w. switch) | 917.9
5UH8921-3NC05 | 1.0m Track(4000W w. switch) | 917.9
5UH8921-4NC01 | 1.2m Track(4000W w. switch) | 1403.23
5UH8921-4NC03 | 1.2m Track(4000W w. switch) | 1403.23
6AG2512-1DM03-4AB0 | SIPLUS ET 200SP CPU 1512SP-1 PN RAIL | 3633.78
6AG2516-3AP03-4AB0 | SIPLUS S7-1500 CPU 1516-3 PN RAIL | 14297.95
6AG2590-0BD00-4AA0 | SIPLUS S7-1500 act. backpl. 4 slot RAIL | 1749.08
6AG4012-2CB30-0BX0 | SIMATIC IPC347G (Rack PC, 19, 4HE) | 3863.82
1PH8137-2DF02-1BB1 | COMPACT SYNCHRONOUS MOTOR 1PH813 | 15181.98
1PH8137-2DF02-1BE1 | COMPACT SYNCHRONOUS MOTOR 1PH813 | 15181.98
1PH8137-2DF02-1BG1 | COMPACT SYNCHRONOUS MOTOR 1PH813 | 15181.98
1PH8137-2DF02-1CA1 | COMPACT SYNCHRONOUS MOTOR 1PH813 | 15409.99
1PH8137-2DF02-1QA1 | COMPACT SYNCHRONOUS MOTOR 1PH813 | 15685.11
1PH8137-2DF03-2HA1 | COMPACT SYNCHRONOUS MOTOR 1PH813 | 15431.8
1PH8137-2DF10-1BA1 | COMPACT SYNCHRONOUS MOTOR 1PH813 | 14903.28
1PH8137-2DF12-0BA1 | COMPACT SYNCHRONOUS MOTOR 1PH813 | 15181.98
1PH8137-2DF12-0BC1 | COMPACT SYNCHRONOUS MOTOR 1PH813 | 15181.98
1PH8164-2DL23-2CA1 | COMPACT SYNCHRONOUS MOTOR 1PH816 | 18159.8
1PH8164-2DL23-2FA1 | COMPACT SYNCHRONOUS MOTOR 1PH816 | 18141.83
1PH8164-2FL22-0CC1 | COMPACT SYNCHRONOUS MOTOR 1PH816 | 18996.02
1PH8164-2FL22-1BA1 | COMPACT SYNCHRONOUS MOTOR 1PH816 | 18996.09
1PH8165-1DB00-0DA1 | COMPACT ASYNCHRONOUS MOTOR 1PH816 | 9338.47
1PH8165-1DB00-0DB1 | COMPACT ASYNCHRONOUS MOTOR 1PH816 | 9338.47
1PH8165-1DB00-0HA1 | COMPACT ASYNCHRONOUS MOTOR 1PH816 | 8898.09
1PH8165-1DB00-1BA1 | COMPACT ASYNCHRONOUS MOTOR 1PH816 | 9231.13
1PH8165-1DB02-1BC1 | COMPACT ASYNCHRONOUS MOTOR 1PH816 | 9991.3
1PH8165-1DB02-1CA1 | COMPACT ASYNCHRONOUS MOTOR 1PH816 | 10219.31
1PH8165-1DB02-1FB1 | COMPACT ASYNCHRONOUS MOTOR 1PH816 | 10201.32
1PH8165-1DB02-1GA1 | COMPACT ASYNCHRONOUS MOTOR 1PH816 | 9658.28
1PH8165-1DD03-1DC1 | COMPACT ASYNCHRONOUS MOTOR 1PH816 | 10326.71
1PH8165-1DD03-1GA1 | COMPACT ASYNCHRONOUS MOTOR 1PH816 | 9658.28
1PH8165-1DD03-1LA1 | COMPACT ASYNCHRONOUS MOTOR 1PH816 | 10760.57
1PH8165-1DD03-2BA1 | COMPACT ASYNCHRONOUS MOTOR 1PH816 | 9991.3
1PH8165-1DD10-0BC1 | COMPACT ASYNCHRONOUS MOTOR 1PH816 | 9003.07
1PH8165-1DD10-0CB1 | COMPACT ASYNCHRONOUS MOTOR 1PH816 | 9231.05
1PH8165-1DD10-0DA1 | COMPACT ASYNCHRONOUS MOTOR 1PH816 | 9338.47
1PH8165-1DD10-0GA1 | COMPACT ASYNCHRONOUS MOTOR 1PH816 | 8670.02
1PH8165-2DF03-0CA1 | COMPACT SYNCHRONOUS MOTOR 1PH816 | 18381.92
1PH8165-2DF03-1BA1 | COMPACT SYNCHRONOUS MOTOR 1PH816 | 18381.98
1PH8165-2DF03-1CA1 | COMPACT SYNCHRONOUS MOTOR 1PH816 | 18609.98
1PH8165-2DF03-1CA1-ZX01 | COMPACT SYNCHRONOUS MOTOR 1PH816 | 18838.04
1PH8165-2DF03-2BA1 | COMPACT SYNCHRONOUS MOTOR 1PH816 | 18381.98
1PH8165-2DF13-1CC1 | COMPACT SYNCHRONOUS MOTOR 1PH816 | 18609.98
1PH8165-2DL00-0BA1 | COMPACT SYNCHRONOUS MOTOR 1PH816 | 17393.74
1PH8165-2DL00-1CA1 | COMPACT SYNCHRONOUS MOTOR 1PH816 | 17849.78
1PH8165-2DL00-1QA1-ZK09 | COMPACT SYNCHRONOUS MOTOR 1PH816 | 18615.78
1PH8226-1DB03-1AA1 | COMPACT ASYNCHRONOUS MOTOR | 26428.97
1PH8226-1DB13-1EA1 | COMPACT ASYNCHRONOUS MOTOR | 26843.99
1PH8226-1DC00-2CC1 | COMPACT ASYNCHRONOUS MOTOR | 25845.24
1PH8226-1DC02-0AA1 | COMPACT ASYNCHRONOUS MOTOR | 26104.66
3RH2140-2HF40 | COUPL.CONT.RELAY,4NO,DC24V | 34.94
3RH2140-2LV40 | CPL.CONT.RELAY RAIL,4NO,DC24V, VDR | 44.18
3RH2244-1BG40 | CONT.RELAY,4NO+4NC,DC 125V | 57.42
3RH2244-2BG40 | CONT.RELAY,4NO+4NC,DC125V | 57.42
3SX5601-3SY00-1AK4 | ET200 Y-cable for RFID-Switch 3SE64 | 53.81
3UF5720-0AB20-1 | Simocode DP PCS 7 Library Migr. (Legacy) | 7062.62
3UG5512-1BR21 | PhasAusf.u-Folge, Asym 3x160-690V 2W PLc | 120.9
3UG5512-2AR20 | Phas.Ausf.u.-Folge, Asym. 3x160-690V 1W | 94.96
3UG5512-2AR21 | PhasAusf.u-Folge, Asym 3x160-690V 1W PLc | 103.82
3UG5512-2BR20 | Phas.Ausf.u.-Folge, Asym. 3x160-690V 2W | 109.51
1PH8103-1DF02-0CB1 | COMPACT ASYNCHRONOUS MOTOR 1PH810 | 6183.89
1PH8103-1DF02-0CC1 | COMPACT ASYNCHRONOUS MOTOR 1PH810 | 6183.89
1PH8103-1DF02-0CC1-ZK18 | COMPACT ASYNCHRONOUS MOTOR 1PH810 | 6488
1PH8103-1DF02-0CE1 | COMPACT ASYNCHRONOUS MOTOR 1PH810 | 6183.89
1PH8103-1DF02-1BC1-ZX01 | COMPACT ASYNCHRONOUS MOTOR 1PH810 | 6107.93
1PH8103-1DF02-1BG1 | COMPACT ASYNCHRONOUS MOTOR 1PH810 | 5955.91
1PH8103-1DF02-1CA1 | COMPACT ASYNCHRONOUS MOTOR 1PH810 | 6183.89
1PH8103-1DF02-1CC1 | COMPACT ASYNCHRONOUS MOTOR 1PH810 | 6183.89
1PH8103-1DF02-1CC1-ZK18 | COMPACT ASYNCHRONOUS MOTOR 1PH810 | 6488
1PH8135-2DG02-0BE1 | COMPACT SYNCHRONOUS MOTOR 1PH813 | 13966.7
1PH8135-2DG02-0CA1 | COMPACT SYNCHRONOUS MOTOR 1PH813 | 14194.69
1PH8135-2DG02-0CC1 | COMPACT SYNCHRONOUS MOTOR 1PH813 | 14194.69
1PH8135-2DG02-1BA1 | COMPACT SYNCHRONOUS MOTOR 1PH813 | 13966.7
1PH8135-2DG13-2CC1 | COMPACT SYNCHRONOUS MOTOR 1PH813 | 14549.48
1PH8135-2DG20-0CA1 | COMPACT SYNCHRONOUS MOTOR 1PH813 | 13799.04
1PH8135-2DG20-0CC1 | COMPACT SYNCHRONOUS MOTOR 1PH813 | 13799.04
1PH8135-2DG20-1FA1 | COMPACT SYNCHRONOUS MOTOR 1PH813 | 13724.49
1PH8135-2DG23-2QC1 | COMPACT SYNCHRONOUS MOTOR 1PH813 | 14707.67
1PH8135-2EF22-0GD2 | COMPACT SYNCHRONOUS MOTOR 1PH813 | 13996.37
3VA1463-5EF32-0BF0 | MCCB_IEC_FS630_630A_3P_55KA_TM_ ATAM | 1935.81
3VA2010-6HN32-0KK0 | MCCB_IEC_FS100_100A_3P_85KA_ETU3_LSI | 828.65
3VA2025-6HM36-0CA0 | MCCB_IEC_FS100_25A_3P_85KA_ETU3_LIG | 940.06
3VA2450-5JQ42-0HB0 | MCCB_IEC_FS630_500A_4P_55KA_ETU5_LSIG | 3439.91
3VA2463-6KP32-0HD0 | MCCB_IEC_FS630_630A_3P_85KA_ETU8_LSI | 3042.99
3VA5340-0BB41-0AA0 | MCS_UL_FS400_400A_4P_65kA | 1104.99
3VA5340-1BB41-0AA0 | MCS_UL_FS400_400A_4P_100kA | 1274.58
4RB8200-3EB10 | POWER CAPACITOR MKK 415V 20,0KVAR | 272.63
4RB8200-3EB20 | POWER CAPACITOR MKK 415V 20,0KVAR | 260.12
4RB8281-3EJ20 | POWER CAPACITOR MKK 480V 28,1KVAR | 274.02
4RB8331-3EE10 | POWER CAPACITOR MKK 440V 33,1KVAR | 332.4
5SL6002-7MF | MCB COM (RCM/EM) 230V 6kA, 1+N, C02 | 264.27
5SL6004-7MF | MCB COM (RCM/EM) 230V 6kA, 1+N, C04 | 264.27
5SL6006-6MF | MCB COM (RCM/EM) 230V 6kA, 1+N, B06 | 242.24
5SL6006-7MF | MCB COM (RCM/EM) 230V 6kA, 1+N, C06 | 264.27
5SL6032-7MF | MCB COM (RCM/EM) 230V 6kA, 1+N, C32 | 271.24
5SV3322-3KK60 | RCCB TYPE F 25/2 30MA 6MA DC 2MW | 633.88
5SV3322-4KK60 | RCCB TYPE B 25/2 30MA 6MA DC 4MW | 723.26
5SV3322-6KK60 | RCCB TYPE A 25/2 30MA 6MA DC 2MW | 525.71
5SV3324-3KK60 | RCCB TYPE F 40/2 30MA 6MA DC 2MW | 699.16
1PH8137-1DD02-0DC1 | COMPACT ASYNCHRONOUS MOTOR 1PH813 | 7847.35
1PH8137-1DD02-0FC1 | COMPACT ASYNCHRONOUS MOTOR 1PH813 | 7690.8
1PH8137-1DD02-0GA1 | COMPACT ASYNCHRONOUS MOTOR 1PH813 | 7204.3
1PH8137-1DD02-0HA1 | COMPACT ASYNCHRONOUS MOTOR 1PH813 | 7432.36
1PH8137-1UG10-2LA1 | COMPACT ASYNCHRONOUS MOTOR 1PH813 | 8139.12
1PH8137-1US00-0LA1 | COMPACT ASYNCHRONOUS MOTOR 1PH813 | 8139.12
1PH8137-1US00-0MA1 | COMPACT ASYNCHRONOUS MOTOR 1PH813 | 8657.51
1PH8137-1US00-1LA1 | COMPACT ASYNCHRONOUS MOTOR 1PH813 | 8139.12
1PH8137-2FG22-0BA1 | COMPACT SYNCHRONOUS MOTOR 1PH813 | 15432.86
1PH8137-2FG23-1BA1 | COMPACT SYNCHRONOUS MOTOR 1PH813 | 15787.62
1PH8137-2FG23-2BA1 | COMPACT SYNCHRONOUS MOTOR 1PH813 | 15787.62
1PH8137-2FG23-2BB1 | COMPACT SYNCHRONOUS MOTOR 1PH813 | 15787.62
1PH8137-2FL02-0BA1 | COMPACT SYNCHRONOUS MOTOR 1PH813 | 16246.26
1PH8137-2FM02-0BA1 | COMPACT SYNCHRONOUS MOTOR 1PH813 | 16246.26
1PH8137-2FM02-0CA1 | COMPACT SYNCHRONOUS MOTOR 1PH813 | 16474.27
1PH8137-2FM02-1BA1 | COMPACT SYNCHRONOUS MOTOR 1PH813 | 16246.26
1PH8137-2FM02-1BC1 | COMPACT SYNCHRONOUS MOTOR 1PH813 | 16246.26
1PH8164-2DL22-2CA1 | COMPACT SYNCHRONOUS MOTOR 1PH816 | 18159.8
1PH8165-1DD02-1BA1 | COMPACT ASYNCHRONOUS MOTOR 1PH816 | 9991.3
1PH8165-1DD02-1BA1-ZK18 | COMPACT ASYNCHRONOUS MOTOR 1PH816 | 10295.42
1PH8165-1DD02-1BB1 | COMPACT ASYNCHRONOUS MOTOR 1PH816 | 9991.3
1PH8165-1DD02-2BB1 | COMPACT ASYNCHRONOUS MOTOR 1PH816 | 9991.3
1PH8165-1DD02-2BB1-ZX53 | COMPACT ASYNCHRONOUS MOTOR 1PH816 | 10574.12
1PH8165-1DD02-2BD1 | COMPACT ASYNCHRONOUS MOTOR 1PH816 | 10217.59
1PH8165-1DD02-2CA1 | COMPACT ASYNCHRONOUS MOTOR 1PH816 | 10219.31
1PH8165-1DD03-0LA1 | COMPACT ASYNCHRONOUS MOTOR 1PH816 | 10532.5
1PH8165-1DD03-0MA1 | COMPACT ASYNCHRONOUS MOTOR 1PH816 | 11457.36
1PH8165-1DD03-1BA1 | COMPACT ASYNCHRONOUS MOTOR 1PH816 | 9991.3
1PH8165-1DD03-1BA1-ZK18 | COMPACT ASYNCHRONOUS MOTOR 1PH816 | 10295.42
1PH8163-1DD12-0QC1 | COMPACT ASYNCHRONOUS MOTOR 1PH816 | 9731.19
1PH8163-1DD12-1GA1 | COMPACT ASYNCHRONOUS MOTOR 1PH816 | 9012.36
1PH8163-1DD13-1GA1 | COMPACT ASYNCHRONOUS MOTOR 1PH816 | 9012.36
1PH8163-1DD13-2BA1-ZK09 | COMPACT ASYNCHRONOUS MOTOR 1PH816 | 9725.51
1PH8163-1DF00-0BA1 | COMPACT ASYNCHRONOUS MOTOR 1PH816 | 8357.17
1PH8163-1DF00-0DA1 | COMPACT ASYNCHRONOUS MOTOR 1PH816 | 8692.55
1PH8163-1DF00-0FA1 | COMPACT ASYNCHRONOUS MOTOR 1PH816 | 8567.16
1PH8163-1DF00-1CA1 | COMPACT ASYNCHRONOUS MOTOR 1PH816 | 8813.21
1PH8163-1DF00-1DB1 | COMPACT ASYNCHRONOUS MOTOR 1PH816 | 8920.63
1PH8163-1DF13-2CA1 | COMPACT ASYNCHRONOUS MOTOR 1PH816 | 9573.39
1PH8163-1DF20-0BA1 | COMPACT ASYNCHRONOUS MOTOR 1PH816 | 10012.62
1PH8163-1DF20-0MA1 | COMPACT ASYNCHRONOUS MOTOR 1PH816 | 11706.75
1PH8163-1DF20-1LA1 | COMPACT ASYNCHRONOUS MOTOR 1PH816 | 11009.94
1PH8163-1DF20-2BB1 | COMPACT ASYNCHRONOUS MOTOR 1PH816 | 10240.7
1PH8163-1DF22-0DB1 | COMPACT ASYNCHRONOUS MOTOR 1PH816 | 11108.22
1PH8163-1DF22-1BA1 | COMPACT ASYNCHRONOUS MOTOR 1PH816 | 11000.86
1PH8163-1DF23-0BA1-ZK18 | COMPACT ASYNCHRONOUS MOTOR 1PH816 | 11076.92
1PH8163-1DF23-0CA1-ZK09 | COMPACT ASYNCHRONOUS MOTOR 1PH816 | 11380.89
1PH8131-1EF12-2QB2-ZK24 | COMPACT ASYNCHRONOUS MOTOR 1PH813 | 7514.31
1PH8131-1FB02-0BA1 | COMPACT ASYNCHRONOUS MOTOR 1PH813 | 7644.71
1PH8131-1FB12-2BG1 | COMPACT ASYNCHRONOUS MOTOR 1PH813 | 7644.71
1PH8131-1FF00-1BA1 | COMPACT ASYNCHRONOUS MOTOR 1PH813 | 7366
1PH8131-1FF02-1GA1 | COMPACT ASYNCHRONOUS MOTOR 1PH813 | 7311.67
1PH8131-1FF02-2FB1 | COMPACT ASYNCHRONOUS MOTOR 1PH813 | 7798.13
1PH8131-1FF12-1BA1 | COMPACT ASYNCHRONOUS MOTOR 1PH813 | 7644.71
1PH8131-1FF12-1CA1 | COMPACT ASYNCHRONOUS MOTOR 1PH813 | 7872.69
1PH8131-1FS03-0LA1 | COMPACT ASYNCHRONOUS MOTOR 1PH813 | 8638.58
1PH8131-1HF00-2GB2-ZV90 | COMPACT ASYNCHRONOUS MOTOR 1PH813 | 4881.13
1PH8165-1DF03-1LC1 | COMPACT ASYNCHRONOUS MOTOR 1PH816 | 10760.57
1PH8165-1DF03-1LC1-ZK24 | COMPACT ASYNCHRONOUS MOTOR 1PH816 | 10988.63
1PH8165-1DF03-2CA1 | COMPACT ASYNCHRONOUS MOTOR 1PH816 | 10219.31
1PH8165-1DF03-2CB1 | COMPACT ASYNCHRONOUS MOTOR 1PH816 | 10219.31
1PH8165-1DF03-2GA1 | COMPACT ASYNCHRONOUS MOTOR 1PH816 | 9658.28
1PH8165-1DF03-2GC1 | COMPACT ASYNCHRONOUS MOTOR 1PH816 | 9658.28
1PH8165-1DF03-2QB1-ZX05 | COMPACT ASYNCHRONOUS MOTOR 1PH816 | 10833.24
1PH8165-1DF10-0CB1-ZK10 | COMPACT ASYNCHRONOUS MOTOR 1PH816 | 9611.17
1PH8165-1DF10-1BA1 | COMPACT ASYNCHRONOUS MOTOR 1PH816 | 9231.13
1PH8167-2DF00-2GA1 | COMPACT SYNCHRONOUS MOTOR 1PH816 | 18513.4
1PH8167-2DF03-1CA1 | COMPACT SYNCHRONOUS MOTOR 1PH816 | 19834.61
1PH8167-2DF12-1BB1 | COMPACT SYNCHRONOUS MOTOR 1PH816 | 19606.63
1PH8167-2DL03-0CC1 | COMPACT SYNCHRONOUS MOTOR 1PH816 | 19606.55
1PH8167-2DL03-2GC1 | COMPACT SYNCHRONOUS MOTOR 1PH816 | 19273.58
1PH8167-2FF02-0BA1 | COMPACT SYNCHRONOUS MOTOR 1PH816 | 20442.85
1PH8167-2FF02-2BA1 | COMPACT SYNCHRONOUS MOTOR 1PH816 | 20670.91
1PH8167-2FF13-0GA1 | COMPACT SYNCHRONOUS MOTOR 1PH816 | 20109.8
1PH8168-2DF20-0BA1 | COMPACT SYNCHRONOUS MOTOR 1PH816 | 20445.81
1PH8133-1DG02-0DA1 | COMPACT ASYNCHRONOUS MOTOR 1PH813 | 7036.5
1PH8133-1DG02-0DE1 | COMPACT ASYNCHRONOUS MOTOR 1PH813 | 7036.5
1PH8133-1DG02-1BA1-ZX22 | COMPACT ASYNCHRONOUS MOTOR 1PH813 | 7258.64
1PH8133-1DG02-1BG1 | COMPACT ASYNCHRONOUS MOTOR 1PH813 | 6726.48
1PH8133-1DG02-2BA1 | COMPACT ASYNCHRONOUS MOTOR 1PH813 | 6726.48
1PH8133-1DG02-2BA1-ZX02 | COMPACT ASYNCHRONOUS MOTOR 1PH813 | 6903.86
1PH8133-1DG02-2CG1 | COMPACT ASYNCHRONOUS MOTOR 1PH813 | 6954.46
1PH8133-1DG03-0BA1 | COMPACT ASYNCHRONOUS MOTOR 1PH813 | 7081.26
1PH8133-1DG03-1BB1 | COMPACT ASYNCHRONOUS MOTOR 1PH813 | 7081.26
1PH8133-1DG02-0BE1 | COMPACT ASYNCHRONOUS MOTOR 1PH813 | 6726.48
1PH8133-1FD02-2BA1 | COMPACT ASYNCHRONOUS MOTOR 1PH813 | 7790.76
1PH8133-1FD02-2BB1 | COMPACT ASYNCHRONOUS MOTOR 1PH813 | 7790.76
1PH8133-1FD10-2CH1 | COMPACT ASYNCHRONOUS MOTOR 1PH813 | 7740.03
1PH8133-1FD12-0CA1 | COMPACT ASYNCHRONOUS MOTOR 1PH813 | 8018.77
1PH8133-1FF00-1BA1 | COMPACT ASYNCHRONOUS MOTOR 1PH813 | 7512.07
1PH8135-2DF02-1GE1 | COMPACT SYNCHRONOUS MOTOR 1PH813 | 13633.66
1PH8135-2DF03-0BA1 | COMPACT SYNCHRONOUS MOTOR 1PH813 | 14321.48
1PH8135-2DF03-0CG1 | COMPACT SYNCHRONOUS MOTOR 1PH813 | 14549.48
1PH8135-2DF03-1CA1 | COMPACT SYNCHRONOUS MOTOR 1PH813 | 14549.48
1PH8135-2DF12-0BC1 | COMPACT SYNCHRONOUS MOTOR 1PH813 | 13966.7
1PH8135-2DF13-1BA1 | COMPACT SYNCHRONOUS MOTOR 1PH813 | 14321.48
1PH8228-1HD03-2BA2-ZK24K40L76 | COMPACT ASYNCHRONOUS MOTOR | 33908.61
3NX1016 | LV HRC fuse-puller sz. 000-3 with sleeve | 93.2
3RT2046-1AC20-0UA0 | CONTACTOR NEMA SZ 3 90A 24 V AC 50/60Hz | 314.62
3RV2011-0AA20-ZW96 | CIRCUIT-BREAKER SPRING-L. CONN. 0.16A | 50.39
3RV2011-0CA20-ZW96 | CIRCUIT-BREAKER SPRING-L. CONN. 0.25A | 50.39
3VA1116-5GF42-0AC0 | MCCB_IEC_FS160_160A_4P_55KA_TM_ ATAM | 877.38
3VA1116-5GF42-0AE0 | MCCB_IEC_FS160_160A_4P_55KA_TM_ ATAM | 926.13
3VA1116-5GF42-0DF0 | MCCB_IEC_FS160_160A_4P_55KA_TM_ ATAM | 988.81
3VA1116-5GF42-0DM0 | MCCB_IEC_FS160_160A_4P_55KA_TM_ ATAM | 1037.54
3VA1340-1AA32-0HJ0 | SD_IEC_FS400_400A_3P | 988.81
3VA1340-1AA42-0HE0 | SD_IEC_FS400_400A_4P | 1211.63
3VA1340-1AA42-0KH0 | SD_IEC_FS400_400A_4P | 1183.77
3VA1440-6MH32-0KH0 | MCCB_IEC_FS630_400A_3P_70KA_TM_ AM | 1559.8
3VA1450-1AA42-0HE0 | SD_IEC_FS630_500A_4p | 1538.91
3VA1463-4EF32-0DA0 | MCCB_IEC_FS630_630A_3P_36KA_TM_ ATAM | 1712.99
3VA1463-4EF32-0KF0 | MCCB_IEC_FS630_630A_3P_36KA_TM_ ATAM | 1733.88
1PH8137-1DD00-0BB1 | COMPACT ASYNCHRONOUS MOTOR 1PH813 | 7258.64
1PH8137-1DD00-0CA1 | COMPACT ASYNCHRONOUS MOTOR 1PH813 | 7486.61
1PH8137-1DD00-0FA1 | COMPACT ASYNCHRONOUS MOTOR 1PH813 | 7412.06
1PH8137-1DD00-0MA1 | COMPACT ASYNCHRONOUS MOTOR 1PH813 | 8684.47
1PH8137-1DD00-1GA1 | COMPACT ASYNCHRONOUS MOTOR 1PH813 | 6925.6
1PH8137-1DD00-2BA1 | COMPACT ASYNCHRONOUS MOTOR 1PH813 | 7258.64
1PH8137-1DD00-2BD1 | COMPACT ASYNCHRONOUS MOTOR 1PH813 | 7484.91
1PH8137-1DD00-2DB1 | COMPACT ASYNCHRONOUS MOTOR 1PH813 | 7568.66
1PH8137-1DD00-2LF1 | COMPACT ASYNCHRONOUS MOTOR 1PH813 | 7897.76
1PH8137-2DL13-1BB1 | COMPACT SYNCHRONOUS MOTOR 1PH813 | 15536.76
1PH8137-2DM02-0BA1 | COMPACT SYNCHRONOUS MOTOR 1PH813 | 15181.98
1PH8137-2DM02-0QC1 | COMPACT SYNCHRONOUS MOTOR 1PH813 | 15685.11
1PH8137-2DM12-0QC1 | COMPACT SYNCHRONOUS MOTOR 1PH813 | 15685.11
1PH8137-2DM13-1BB1 | COMPACT SYNCHRONOUS MOTOR 1PH813 | 15536.76
1PH8137-2FF02-0BB1 | COMPACT SYNCHRONOUS MOTOR 1PH813 | 16246.26
1PH8137-2FF02-0CA1 | COMPACT SYNCHRONOUS MOTOR 1PH813 | 16474.27
1PH8137-2FF03-1BC1 | COMPACT SYNCHRONOUS MOTOR 1PH813 | 16601.05
1PH8137-2FF12-0BB1 | COMPACT SYNCHRONOUS MOTOR 1PH813 | 16246.26
1PH8165-1DD00-0DA1 | COMPACT ASYNCHRONOUS MOTOR 1PH816 | 9338.47
1PH8165-1DD00-0FA1 | COMPACT ASYNCHRONOUS MOTOR 1PH816 | 9213.06
1PH8165-1DD00-0LA1-ZX01 | COMPACT ASYNCHRONOUS MOTOR 1PH816 | 10000.37
1PH8165-1DD00-1BB1 | COMPACT ASYNCHRONOUS MOTOR 1PH816 | 9231.13
1PH8165-1DD00-1HA1 | COMPACT ASYNCHRONOUS MOTOR 1PH816 | 9126.15
1PH8165-1DD00-2BA1 | COMPACT ASYNCHRONOUS MOTOR 1PH816 | 9231.13
1PH8165-1DD00-2FA1 | COMPACT ASYNCHRONOUS MOTOR 1PH816 | 9441.13
1PH8165-1DD00-2GA1 | COMPACT ASYNCHRONOUS MOTOR 1PH816 | 8898.09
1PH8165-1DD02-0BD1 | COMPACT ASYNCHRONOUS MOTOR 1PH816 | 9989.53
1PH8165-1DD02-0DA1 | COMPACT ASYNCHRONOUS MOTOR 1PH816 | 10098.65
1PH8165-1HF03-1BC2-ZK09 | COMPACT ASYNCHRONOUS MOTOR 1PH816 | 9180.49
1PH8165-1HF10-0BA2-ZA12 | COMPACT ASYNCHRONOUS MOTOR 1PH816 | 8065.5
1PH8165-1HF23-2DA2-ZY84 | COMPACT ASYNCHRONOUS MOTOR 1PH816 | 11919.1
1PH8165-1HG13-2GB2 | COMPACT ASYNCHRONOUS MOTOR 1PH816 | 8467.36
1PH8165-1JF03-0HA2 | COMPACT ASYNCHRONOUS MOTOR 1PH816 | 8948.8
1PH8165-1JF03-1DA2 | COMPACT ASYNCHRONOUS MOTOR 1PH816 | 9617.24
1PH8165-1MD12-2BA2-ZK18 | COMPACT ASYNCHRONOUS MOTOR 1PH816 | 9484.58
1PH8165-1MF00-2BA2 | COMPACT ASYNCHRONOUS MOTOR 1PH816 | 8420.3
1PH8165-1MF23-1BB2-ZK10 | COMPACT ASYNCHRONOUS MOTOR 1PH816 | 12343.9
1PH8166-1DF20-2BB1-ZX15 | COMPACT ASYNCHRONOUS MOTOR 1PH816 | 13610.85
1PH8166-1DF22-2GA1 | COMPACT ASYNCHRONOUS MOTOR 1PH816 | 13455.21
1PH8166-1DF23-0CA1 | COMPACT ASYNCHRONOUS MOTOR 1PH816 | 13788.16
1PH8166-1DF23-0LA1 | COMPACT ASYNCHRONOUS MOTOR 1PH816 | 14329.44
1PH8166-1DF23-1BA1 | COMPACT ASYNCHRONOUS MOTOR 1PH816 | 13788.24
1PH8166-1DF23-1DA1 | COMPACT ASYNCHRONOUS MOTOR 1PH816 | 14123.66
1PH8184-1HF15-1AA2-ZL27L76 | COMPACT ASYNCHRONOUS MOTOR | 13572.11
1PH8184-1JL05-2BB2-ZL76V92 | COMPACT ASYNCHRONOUS MOTOR | 13539.81
1PH8184-2DF10-1BA1 | COMPACT SYNCHRONOUS MOTOR | 19081.53
1PH8184-2FF25-2BD1 | COMPACT SYNCHRONOUS MOTOR | 24852.49
1PH8184-4FL20-2AA1-ZU63 | COMPACT SYNCHRONOUS MOTOR | 40083.46
1PH8083-1DF00-2BH1-ZX01 | MAIN SPINDLE MOTOR 1PH808 | 5476.4
1PH8083-1DF00-2DA1 | MAIN SPINDLE MOTOR 1PH808 | 5634.39
1PH8083-1DF02-0CE1 | MAIN SPINDLE MOTOR 1PH808 | 5729.75
1PH8083-1DF02-0GA1 | MAIN SPINDLE MOTOR 1PH808 | 5168.74
1PH8083-1DF02-1BA1 | MAIN SPINDLE MOTOR 1PH808 | 5501.75
1PH8083-1DF02-1BC1 | MAIN SPINDLE MOTOR 1PH808 | 5501.75
1PH8083-1DF02-1CA1 | MAIN SPINDLE MOTOR 1PH808 | 5729.75
1PH8083-1DF02-2BA1-ZX01 | MAIN SPINDLE MOTOR 1PH808 | 5653.79
1PH8083-1DF02-2BB1 | MAIN SPINDLE MOTOR 1PH808 | 5501.75
1PH8133-1FD02-0GH1 | COMPACT ASYNCHRONOUS MOTOR 1PH813 | 7457.73
1PH8133-1FD02-1BH1 | COMPACT ASYNCHRONOUS MOTOR 1PH813 | 7790.76
1PH8135-3FF03-2AA1-ZU62 | COMPACT ASYNCHRONOUS MOTOR 1PH813 | 12762.23
1PH8137-1AD10-1FB2-ZK09 | COMPACT ASYNCHRONOUS MOTOR 1PH813 | 6019.98
1PH8137-1AF13-1FA2 | COMPACT ASYNCHRONOUS MOTOR 1PH813 | 6400.09
1PH8137-1AG00-2FC2 | COMPACT ASYNCHRONOUS MOTOR 1PH813 | 5766.62
1PH8137-1DB00-2BA1 | COMPACT ASYNCHRONOUS MOTOR 1PH813 | 7258.64
1PH8137-1DB02-1BA1 | COMPACT ASYNCHRONOUS MOTOR 1PH813 | 7537.34
1PH8137-1DB03-2BC1 | COMPACT ASYNCHRONOUS MOTOR 1PH813 | 7892.12
1PH8137-1DB10-2BC1 | COMPACT ASYNCHRONOUS MOTOR 1PH813 | 7258.64
1PH8137-1DB12-0GA1-ZK24 | COMPACT ASYNCHRONOUS MOTOR 1PH813 | 7381.69
1PH8137-1DB12-2GA1 | COMPACT ASYNCHRONOUS MOTOR 1PH813 | 7204.3
6AG4025-0AE30-5AA0 | SIMATIC IPC527G (Box PC) | 2728.19
6AG4114-3DR13-2AX1 | SIMATIC IPC847E (Rack PC) | 7775.57
6AG4114-3GD32-0DX2 | SIMATIC IPC847E (Rack PC) | 7173.3
6AG4114-3KJ33-0CC0 | SIMATIC IPC847E (Rack PC) | 10187.66
6AG4114-3LD16-0DX1 | SIMATIC IPC847E (Rack PC) | 7546.35
6AG4131-3DC23-0AB3 | SIMATIC IPC627E (Box PC) | 5714.08
6AG4131-3GA23-8AA2 | SIMATIC IPC627E (Box PC) | 4860.11
1PH8137-2DF23-0CE1 | COMPACT SYNCHRONOUS MOTOR 1PH813 | 14951.35
1PH8137-2DG20-0CA1 | COMPACT SYNCHRONOUS MOTOR 1PH813 | 14317.85
1PH8137-2DL00-0BA1 | COMPACT SYNCHRONOUS MOTOR 1PH813 | 14903.28
1PH8137-2DL00-0QA1 | COMPACT SYNCHRONOUS MOTOR 1PH813 | 15406.42
1PH8137-2DL02-0GA1 | COMPACT SYNCHRONOUS MOTOR 1PH813 | 14848.94
1PH8137-2DL02-1BB1 | COMPACT SYNCHRONOUS MOTOR 1PH813 | 15181.98
1PH8137-2DL03-0CA1 | COMPACT SYNCHRONOUS MOTOR 1PH813 | 15764.75
1PH8137-2DL03-1BB1 | COMPACT SYNCHRONOUS MOTOR 1PH813 | 15536.76
1PH8137-2DL10-1BC1 | COMPACT SYNCHRONOUS MOTOR 1PH813 | 14903.28
1PH8137-2DL12-0BA1 | COMPACT SYNCHRONOUS MOTOR 1PH813 | 15181.98
1PH8165-1DB03-0BB1 | COMPACT ASYNCHRONOUS MOTOR 1PH816 | 9763.23
1PH8165-1DB03-0DA1 | COMPACT ASYNCHRONOUS MOTOR 1PH816 | 10098.65
1PH8165-1DB03-1CA1-ZK18 | COMPACT ASYNCHRONOUS MOTOR 1PH816 | 10523.4
1PH8165-1DB03-2BC1 | COMPACT ASYNCHRONOUS MOTOR 1PH816 | 9991.3
1PH8165-1DB03-2GC1 | COMPACT ASYNCHRONOUS MOTOR 1PH816 | 9658.28
1PH8165-1DB10-2BA1 | COMPACT ASYNCHRONOUS MOTOR 1PH816 | 9231.13
1PH8165-1DB12-2BC1 | COMPACT ASYNCHRONOUS MOTOR 1PH816 | 9991.3
1PH8165-1DB13-0BA1 | COMPACT ASYNCHRONOUS MOTOR 1PH816 | 9763.23
1PH8165-1DB13-2DA1 | COMPACT ASYNCHRONOUS MOTOR 1PH816 | 10326.71
1PH8165-1DD00-0BB1 | COMPACT ASYNCHRONOUS MOTOR 1PH816 | 9003.07
1PH8165-1DD10-2BB1-ZK10 | COMPACT ASYNCHRONOUS MOTOR 1PH816 | 9611.25
1PH8165-1DD10-2FA1 | COMPACT ASYNCHRONOUS MOTOR 1PH816 | 9441.13
1PH8165-1DD12-2BC1 | COMPACT ASYNCHRONOUS MOTOR 1PH816 | 9991.3
1PH8165-1DD13-0CA1 | COMPACT ASYNCHRONOUS MOTOR 1PH816 | 9991.25
1PH8165-1DD13-1DB1 | COMPACT ASYNCHRONOUS MOTOR 1PH816 | 10326.71
1PH8165-1DD13-2BA1 | COMPACT ASYNCHRONOUS MOTOR 1PH816 | 9991.3
1PH8165-1DD13-2QA1 | COMPACT ASYNCHRONOUS MOTOR 1PH816 | 10605.18
1PH8165-1DF00-0BB1 | COMPACT ASYNCHRONOUS MOTOR 1PH816 | 9003.07
1PH8165-1DF00-0CA1 | COMPACT ASYNCHRONOUS MOTOR 1PH816 | 9231.05
1PH8165-1HD02-2FB2 | COMPACT ASYNCHRONOUS MOTOR 1PH816 | 9010.4
1PH8165-2FF00-2BA1 | COMPACT SYNCHRONOUS MOTOR 1PH816 | 18686.08
1PH8165-2FF03-0BA1 | COMPACT SYNCHRONOUS MOTOR 1PH816 | 19218.2
1PH8165-2FF03-0GA1 | COMPACT SYNCHRONOUS MOTOR 1PH816 | 18885.18
1PH8165-2FF10-1BB1 | COMPACT SYNCHRONOUS MOTOR 1PH816 | 18686.08
1PH8165-2FF13-0BA1 | COMPACT SYNCHRONOUS MOTOR 1PH816 | 19218.2
1PH8165-2FF13-2QA1 | COMPACT SYNCHRONOUS MOTOR 1PH816 | 20060.14
1PH8165-3DD03-2AA1 | COMPACT ASYNCHRONOUS MOTOR 1PH816 | 9525.03
1PH8165-3FD03-2AA1 | COMPACT ASYNCHRONOUS MOTOR 1PH816 | 10589.31
1PH8166-1DF20-0CA1 | COMPACT ASYNCHRONOUS MOTOR 1PH816 | 13028
1PH8166-1DF20-0FA1 | COMPACT ASYNCHRONOUS MOTOR 1PH816 | 13010.01
3UG5618-2CR20 | Netzueberwachung AC 90..690V, 2W | 208.27
3UG5816-1AA40 | Netzueberwachung AC 90..690V,2W, IO-Link | 203.83
3VA1132-6EE36-0AG0 | MCCB_IEC_FS160_32A_3P_70KA_TM_ ATFM | 488.13
3VA1180-3EE32-0KC0 | MCCB_IEC_FS160_80A_3P_25KA_TM_ ATFM | 371.85
3VA2010-5HL42-0DA0 | MCCB_IEC_FS100_100A_4P_55KA_ETU3_LI | 793.82
3VA2063-5KP46-0AC0 | MCCB_IEC_FS100_63A_4P_55KA_ETU8_LSI | 1420.54
3VA2225-5HL32-0DB0 | MCCB_IEC_FS250_250A_3P_55KA_ETU3_LI | 1239.48
3VA2225-5HL32-0KB0 | MCCB_IEC_FS250_250A_3P_55KA_ETU3_LI | 1204.66
3VA2225-5HL32-0LB0 | MCCB_IEC_FS250_250A_3P_55KA_ETU3_LI | 1330.01
3VA2225-5HL42-0DF0 | MCCB_IEC_FS250_250A_4P_55KA_ETU3_LI | 1531.94
3VA2450-6KQ32-0AB0 | MCCB_IEC_FS630_500A_3P_85KA_ETU8_LSIG | 3084.78
3VA2463-5HL32-0DE0 | MCCB_IEC_FS630_630A_3P_55KA_ETU3_LI | 2102.94
3VA2510-5JP32-0KC0 | MCCB_IEC_FS1000_1000A_3P_55KA_ETU5_LSI | 4261.6
3VA2510-5KQ42-0BA0 | MCCB_IEC_FS1000_1000A_4P_55KA_ETU8_LSIG | 6058.15
1PH8103-1DF02-2DB1 | COMPACT ASYNCHRONOUS MOTOR 1PH810 | 6265.92
1PH8103-1DF02-2GB1 | COMPACT ASYNCHRONOUS MOTOR 1PH810 | 5622.88
1PH8103-1DF03-0BD1-ZK10 | COMPACT ASYNCHRONOUS MOTOR 1PH810 | 6595.79
1PH8103-1DF03-0CA1 | COMPACT ASYNCHRONOUS MOTOR 1PH810 | 6462.67
1PH8103-1DF03-1BE1 | COMPACT ASYNCHRONOUS MOTOR 1PH810 | 6234.65
1PH8103-1DF03-2BA1 | COMPACT ASYNCHRONOUS MOTOR 1PH810 | 6234.65
1PH8103-1DF03-2BC1 | COMPACT ASYNCHRONOUS MOTOR 1PH810 | 6234.65
1PH8103-1DF03-2CE1 | COMPACT ASYNCHRONOUS MOTOR 1PH810 | 6462.67
1PH8133-1DG12-1LC1 | COMPACT ASYNCHRONOUS MOTOR 1PH813 | 7365.59
1PH8133-1DG12-2BG1 | COMPACT ASYNCHRONOUS MOTOR 1PH813 | 6726.48
1PH8135-2FF02-0CA1 | COMPACT SYNCHRONOUS MOTOR 1PH813 | 15258.97
1PH8135-2FF02-0CH1 | COMPACT SYNCHRONOUS MOTOR 1PH813 | 15258.97
1PH8135-2FF03-0BA1 | COMPACT SYNCHRONOUS MOTOR 1PH813 | 15385.76
1PH8135-2FF03-2BA1 | COMPACT SYNCHRONOUS MOTOR 1PH813 | 15385.76
1PH8135-2FF23-1BA1 | COMPACT SYNCHRONOUS MOTOR 1PH813 | 15268.81
1PH8135-2FG00-1GG1 | COMPACT SYNCHRONOUS MOTOR 1PH813 | 14419.24
1PH8135-2FG02-1BC1 | COMPACT SYNCHRONOUS MOTOR 1PH813 | 15030.98
1PH8135-2FG02-1CA1-ZX01 | COMPACT SYNCHRONOUS MOTOR 1PH813 | 15436.34
1PH8135-2FG22-0CA1 | COMPACT SYNCHRONOUS MOTOR 1PH813 | 15142.01
1PH8135-2FG22-2BC1 | COMPACT SYNCHRONOUS MOTOR 1PH813 | 14914.01
5SV3342-4KK60 | RCCB TYPE B 25/4 30MA 6MA DC 4MW | 1044.74
5SV3344-3KK60 | RCCB TYPE F 40/4 30MA 6MA DC 4MW | 802.74
5SV3346-6KK60 | RCCB TYPE A 63/4 30MA 6MA DC 4MW | 867.94
5SV3348-6 | RCCB | 695.79
5SV3645-6KK01 | RCCB | 818.05
5SV3648-6 | RCCB | 438.54
5SV4445-0 | RCCB | 401.07
5SV4645-0 | RCCB | 310.36
5TC1292-8 | Smoke Detector, Lithium battery,10 years | 38.41
5TG1111-0SB | MIRO RAHMEN 1-FACH SB | 7.84
5TG2008-0SB | I-SYS M-SYS MODULE SUPPORT 1M, SOFT BLAC | 9.24
5UB1915-0SB01 | I-SYS,SCHUKO,HING.LID COV,CHILD PROT,SB | 20.91
5UB1970-0SB01 | I-SYS SCHUKO + USB,SOFT BLACK | 111.84
5UB8911-2NC05 | 5-Pin Socket | 118.16
5UH1077-2CM | I-sys CM,french cover for 5UB55005KK | 2.87
5UH8916-3NC03 | USB-A+USB-C Socket 30W | 247.93
5UH8916-3NC05 | USB-A+USB-C Socket 30W | 247.93
5UH8921-1NC03-1K | 0.6m Track(4000W w. switch)+3*5 pin | 1139.46
5UH8921-1NC04 | 0.6m Track(4000W w. switch) | 701.62
5UH8921-1NC04-2K | 0.6m Track(4000W w. switch)+4*5 pin | 1244.97
5UH8921-2NC04 | 0.8m Track(4000W w. switch) | 853.54
5UH8921-3NC01 | 1.0m Track(4000W w. switch) | 1076.16
5UH8921-4NC05 | 1.2mTrack(4000W w. switch) | 1192.22
5UH8921-6NC01-1K | 0.5m Track(4000W w. switch)+3*5 pin | 971.71
5UH8921-6NC05 | 0.5m Track(4000W w. switch) | 571.84
6AG1021-0AD12-2CA2 | SIPLUS IPC127E | 4178.67
6AG2512-1DM03-1AB0 | SIPLUS ET 200SP CPU 1512SP-1 PN RAIL | 2988.35
6AG4021-0AA12-0AA0 | SIMATIC IPC127E | 1183.56
6AG4021-0AD11-0AA0 | SIMATIC IPC127E | 1438.25
1PH8137-2DF02-0CE1 | COMPACT SYNCHRONOUS MOTOR 1PH813 | 15409.99
1PH8137-2DF02-1BA1-ZX01 | COMPACT SYNCHRONOUS MOTOR 1PH813 | 15359.36
1PH8137-2DF02-2CA1 | COMPACT SYNCHRONOUS MOTOR 1PH813 | 15409.99
1PH8137-2DF03-0BA1 | COMPACT SYNCHRONOUS MOTOR 1PH813 | 15536.76
1PH8137-2DF03-1QA1 | COMPACT SYNCHRONOUS MOTOR 1PH813 | 16039.91
1PH8137-2DF03-2BC1 | COMPACT SYNCHRONOUS MOTOR 1PH813 | 15536.76
1PH8137-2DF12-0CA1 | COMPACT SYNCHRONOUS MOTOR 1PH813 | 15409.99
1PH8137-2DF12-2GF1 | COMPACT SYNCHRONOUS MOTOR 1PH813 | 14848.94
1PH8137-2DF22-1BB1 | COMPACT SYNCHRONOUS MOTOR 1PH813 | 14368.58
1PH8164-2DL23-2BC1 | COMPACT SYNCHRONOUS MOTOR 1PH816 | 17931.81
1PH8164-2FL23-0GA1 | COMPACT SYNCHRONOUS MOTOR 1PH816 | 18435.01
1PH8165-1AF00-1GA2 | COMPACT ASYNCHRONOUS MOTOR 1PH816 | 7252.63
1PH8165-1AG10-2BA2 | COMPACT ASYNCHRONOUS MOTOR 1PH816 | 7585.66
1PH8165-1DB00-0BA1 | COMPACT ASYNCHRONOUS MOTOR 1PH816 | 9003.07
1PH8165-1DB00-1FA1 | COMPACT ASYNCHRONOUS MOTOR 1PH816 | 9441.13
1PH8165-1DB00-1LA1 | COMPACT ASYNCHRONOUS MOTOR 1PH816 | 10000.37
1PH8165-1DB00-2FA1 | COMPACT ASYNCHRONOUS MOTOR 1PH816 | 9441.13
1PH8165-1DB02-0CA1 | COMPACT ASYNCHRONOUS MOTOR 1PH816 | 9991.25
1PH8165-1DD03-1BB1 | COMPACT ASYNCHRONOUS MOTOR 1PH816 | 9991.3
1PH8165-1DD03-1BC1-ZK18 | COMPACT ASYNCHRONOUS MOTOR 1PH816 | 10295.42
1PH8165-1DD03-1DA1 | COMPACT ASYNCHRONOUS MOTOR 1PH816 | 10326.71
1PH8165-1DD03-1DB1 | COMPACT ASYNCHRONOUS MOTOR 1PH816 | 10326.71
1PH8165-1DD03-2BA1-ZK18 | COMPACT ASYNCHRONOUS MOTOR 1PH816 | 10295.42
1PH8165-1DD03-2BB1 | COMPACT ASYNCHRONOUS MOTOR 1PH816 | 9991.3
1PH8165-1DD03-2GA1 | COMPACT ASYNCHRONOUS MOTOR 1PH816 | 9658.28
1PH8165-1DD03-2LC1 | COMPACT ASYNCHRONOUS MOTOR 1PH816 | 10760.57
1PH8165-1DD10-1BA1-ZX01 | COMPACT ASYNCHRONOUS MOTOR 1PH816 | 9459.2
1PH8165-1DD10-1DA1 | COMPACT ASYNCHRONOUS MOTOR 1PH816 | 9566.53
1PH8165-2DF02-2BA1 | COMPACT SYNCHRONOUS MOTOR 1PH816 | 18381.98
1PH8165-2DF02-2QA1 | COMPACT SYNCHRONOUS MOTOR 1PH816 | 18995.86
1PH8165-2DF03-2BC1 | COMPACT SYNCHRONOUS MOTOR 1PH816 | 18381.98
1PH8165-2DF03-2HA1-ZK23 | COMPACT SYNCHRONOUS MOTOR 1PH816 | 18606.4
1PH8165-2DF12-2BA1 | COMPACT SYNCHRONOUS MOTOR 1PH816 | 18381.98
1PH8165-2DF13-1BB1 | COMPACT SYNCHRONOUS MOTOR 1PH816 | 18381.98
1PH8165-2DL00-2BA1-ZK10 | COMPACT SYNCHRONOUS MOTOR 1PH816 | 18001.92
1PH8165-2DL02-0CA1 | COMPACT SYNCHRONOUS MOTOR 1PH816 | 18381.92
1PH8165-2FF00-0CA1 | COMPACT SYNCHRONOUS MOTOR 1PH816 | 18686
1PH8226-1DB00-2AA1 | COMPACT ASYNCHRONOUS MOTOR | 24742.69
1PH8226-1DC20-2BA1 | COMPACT ASYNCHRONOUS MOTOR | 30495.55
1PH8226-1DC30-1ED1 | COMPACT ASYNCHRONOUS MOTOR | 30742.12
1PH8226-1DD13-1AA1 | COMPACT ASYNCHRONOUS MOTOR | 26428.97
1PH8226-1DF10-2AA1-ZG14L76 | COMPACT ASYNCHRONOUS MOTOR | 25640.85
3NP1113-1CA26 | Fuse switch disconnector 3NP1 | 74.05
3RH2911-2NL22 | . | 60.74
3RH2911-2NM31 | . | 60.74
3RT2346-1AK60 | 4NO CONT., AC1:140A, 110VAC50HZ/120V60HZ | 357.03
3SU1100-1LB20-1PH0-ZX90 | EM. STOP MUSHROOM PUSHBUTTON, 40MM, RED | 39.38
3UF7011-1AB00-0-ZI41 | BASIC UNIT SIMOCODE PRO V PN; | 1199.56
3UF7011-1AB00-2-ZI41 | BASIC UNIT SIMOCODE PRO V PN GP | 839.41
3UF7011-1AU00-1-ZI41 | BASIC UNIT SIMOCODE PRO V PN GP | 901.11
3UG5511-2BR20 | Ph.folge Ueberw. 3x160-690V AC50-60Hz 2W | 98.12
3UG5512-1AR21 | PhasAusf.u-Folge, Asym 3x160-690V 1W PLc | 103.82
3UG5514-1BR20 | Phas.ausf,-folge,- ausfall, U.span 2W | 136.74
3UG5616-1CR20 | Phas.ausf,-folge,- ausfall,ueber- U.span | 184.85
1PH8103-1DF02-0BC1-ZX02 | COMPACT ASYNCHRONOUS MOTOR 1PH810 | 6107.93
1PH8103-1DF02-0BG1 | COMPACT ASYNCHRONOUS MOTOR 1PH810 | 5955.91
1PH8103-1DF02-0CA1 | COMPACT ASYNCHRONOUS MOTOR 1PH810 | 6183.89
1PH8103-1DF02-0CF1 | COMPACT ASYNCHRONOUS MOTOR 1PH810 | 6183.89
1PH8103-1DF02-0DC1 | COMPACT ASYNCHRONOUS MOTOR 1PH810 | 6265.92
1PH8103-1DF02-0LC1 | COMPACT ASYNCHRONOUS MOTOR 1PH810 | 6555.17
1PH8103-1DF02-1BC1 | COMPACT ASYNCHRONOUS MOTOR 1PH810 | 5955.91
1PH8103-1DF02-1GA1 | COMPACT ASYNCHRONOUS MOTOR 1PH810 | 5622.88
1PH8133-1DG03-1DC1 | COMPACT ASYNCHRONOUS MOTOR 1PH813 | 7391.28
1PH8135-2DF22-1BA1 | COMPACT SYNCHRONOUS MOTOR 1PH813 | 13849.73
1PH8135-2DF23-1BA1 | COMPACT SYNCHRONOUS MOTOR 1PH813 | 14204.53
1PH8135-2DG02-1CA1 | COMPACT SYNCHRONOUS MOTOR 1PH813 | 14194.69
1PH8135-2DG02-2BH1 | COMPACT SYNCHRONOUS MOTOR 1PH813 | 13966.7
1PH8135-2DG12-0BH1 | COMPACT SYNCHRONOUS MOTOR 1PH813 | 13966.7
1PH8135-2DG13-2BB1 | COMPACT SYNCHRONOUS MOTOR 1PH813 | 14321.48
1PH8135-2DG20-1FA1-ZX53 | COMPACT SYNCHRONOUS MOTOR 1PH813 | 14256.64
1PH8135-2DG20-2FF1 | COMPACT SYNCHRONOUS MOTOR 1PH813 | 13724.49
1PH8135-2DG23-0QA1 | COMPACT SYNCHRONOUS MOTOR 1PH813 | 14707.67
1PH8135-2DG23-2CA1 | COMPACT SYNCHRONOUS MOTOR 1PH813 | 14432.51
3VA2216-7MP32-0AD0 | MCCB_IEC_FS250_160A_3p_110kA_ETU5_LSI | 1378.76
3VA2225-5KQ42-0LA0 | MCCB_IEC_FS250_250A_4P_55KA_ETU8_LSIG | 2416.3
3VA2440-5MN32-0LF0 | MCCB_IEC_FS630_400A_3P_55KA_ETU3_LSI | 2353.62
3VA2450-0MN32-0AB0 | MCCB_IEC_FS630_3P_200KA_ETU350M_ LSI | 3112.63
3VA6210-5HL31-0HF0 | MCCB_UL_FS250_100A_3P_35KA_ETU3_LI | 1730.3
3ZS1320-6CC14-0YE5 | SIRIUS Soft Starter ES V18 | 337.54
3ZS1326-2CC11-0YE5 | SIRIUS Safety ES V18 | 158.06
4RB8146-3GK10 | POWER CAPACITOR MKK 690V 14,6KVAR | 336.58
4RB8331-3EE20 | POWER CAPACITOR MKK 440V 33,1KVAR | 317.13
4RB9512-4CD53 | CONTROLLER BR7000-I 12s. standard +RS485 | 1008.53
5SD7490-6 | Erthing bracket for bridging 3 SPD | 18.91
5SD7498-4 | Plug-in part T2 for 5SD7483-0KK02 | 25.31
5SL6010-6MF | MCB COM (RCM/EM) 230V 6kA, 1+N, B10 | 231.82
5SL6013-6MF | MCB COM (RCM/EM) 230V 6kA, 1+N, B13 | 231.82
5SL6020-7MF | MCB COM (RCM/EM) 230V 6kA, 1+N, C20 | 251.53
5SL6025-7MF | MCB COM (RCM/EM) 230V 6kA, 1+N, C25 | 251.53
1PH8137-1DD02-0BA1 | COMPACT ASYNCHRONOUS MOTOR 1PH813 | 7537.34
1PH8137-1DD02-0BC1 | COMPACT ASYNCHRONOUS MOTOR 1PH813 | 7537.34
1PH8137-1DD02-0CE1-ZK18 | COMPACT ASYNCHRONOUS MOTOR 1PH813 | 8069.44
1PH8137-1DD02-0DA1 | COMPACT ASYNCHRONOUS MOTOR 1PH813 | 7847.35
1PH8137-1DD02-0HE1 | COMPACT ASYNCHRONOUS MOTOR 1PH813 | 7432.36
1PH8137-1DD02-0MA1 | COMPACT ASYNCHRONOUS MOTOR 1PH813 | 8963.17
1PH8137-1UG03-2LC1 | COMPACT ASYNCHRONOUS MOTOR 1PH813 | 8772.6
1PH8137-1UG10-0MA1 | COMPACT ASYNCHRONOUS MOTOR 1PH813 | 8657.51
1PH8137-1US03-2LA1 | COMPACT ASYNCHRONOUS MOTOR 1PH813 | 8772.6
1PH8137-2DF00-0BA1 | COMPACT SYNCHRONOUS MOTOR 1PH813 | 14903.28
1PH8137-2FF22-0BB1 | COMPACT SYNCHRONOUS MOTOR 1PH813 | 15432.86
1PH8137-2FF22-2CA1 | COMPACT SYNCHRONOUS MOTOR 1PH813 | 15660.84
1PH8137-2FL02-0CA1 | COMPACT SYNCHRONOUS MOTOR 1PH813 | 16474.27
1PH8137-2FL02-1CA1-ZX01 | COMPACT SYNCHRONOUS MOTOR 1PH813 | 16651.62
1PH8137-2FL12-2BA1-ZK18 | COMPACT SYNCHRONOUS MOTOR 1PH813 | 16550.38
1PH8137-2FM00-2BA1 | COMPACT SYNCHRONOUS MOTOR 1PH813 | 15967.57
1PH8137-2FM02-1CA1-ZX01 | COMPACT SYNCHRONOUS MOTOR 1PH813 | 16651.62
1PH8137-2FM03-0GA1 | COMPACT SYNCHRONOUS MOTOR 1PH813 | 16268.02
1PH8137-2FM03-1CA1 | COMPACT SYNCHRONOUS MOTOR 1PH813 | 16829.04
1PH8163-3FG13-2AB1-ZU63 | COMPACT ASYNCHRONOUS MOTOR 1PH816 | 16297.31
1PH8164-2DF20-2BA1 | COMPACT SYNCHRONOUS MOTOR 1PH816 | 17171.63
1PH8165-1DD02-1CB1 | COMPACT ASYNCHRONOUS MOTOR 1PH816 | 10219.31
1PH8165-1DD02-1DA1 | COMPACT ASYNCHRONOUS MOTOR 1PH816 | 10326.71
1PH8165-1DD02-2BA1 | COMPACT ASYNCHRONOUS MOTOR 1PH816 | 9991.3
1PH8165-1DD02-2BA1-ZX05 | COMPACT ASYNCHRONOUS MOTOR 1PH816 | 10219.37
1PH8165-1DD02-2BA1-ZX53 | COMPACT ASYNCHRONOUS MOTOR 1PH816 | 10574.12
1PH8165-1DD02-2CC1 | COMPACT ASYNCHRONOUS MOTOR 1PH816 | 10219.31
1PH8165-1DD03-0BA1 | COMPACT ASYNCHRONOUS MOTOR 1PH816 | 9763.23
1PH8165-1DD03-0DC1 | COMPACT ASYNCHRONOUS MOTOR 1PH816 | 10098.65
1PH8165-1DD03-0HA1-ZK18 | COMPACT ASYNCHRONOUS MOTOR 1PH816 | 9962.37
1PH8165-1MF23-1LC2 | COMPACT ASYNCHRONOUS MOTOR 1PH816 | 12733.04
1PH8165-1MG00-2FA2 | COMPACT ASYNCHRONOUS MOTOR 1PH816 | 8630.32
1PH8165-1SB03-3LA1 | COMPACT ASYNCHRONOUS MOTOR 1PH816 | 14130.71
1PH8165-1SD00-3LA1 | COMPACT ASYNCHRONOUS MOTOR 1PH816 | 13370.53
1PH8165-1SF23-3LA1-ZK09 | COMPACT ASYNCHRONOUS MOTOR 1PH816 | 17294.12
1PH8165-1UB03-1LB1 | COMPACT ASYNCHRONOUS MOTOR 1PH816 | 11001.92
1PH8165-1UF00-1LA1 | COMPACT ASYNCHRONOUS MOTOR 1PH816 | 10241.76
1PH8165-1UF00-2LA1 | COMPACT ASYNCHRONOUS MOTOR 1PH816 | 10241.76
1PH8165-1UF10-2LA1 | COMPACT ASYNCHRONOUS MOTOR 1PH816 | 10241.76
1PH8165-1UF13-1LC1 | COMPACT ASYNCHRONOUS MOTOR 1PH816 | 11001.92
1PH8186-1DB30-1BA1 | COMPACT ASYNCHRONOUS MOTOR | 19393.8
1PH8186-1DC03-0CA1 | COMPACT ASYNCHRONOUS MOTOR | 17848.2
1PH8186-1DD00-2FB1 | COMPACT ASYNCHRONOUS MOTOR | 16421.35
1PH8186-1DD03-0CA1 | COMPACT ASYNCHRONOUS MOTOR | 17848.2
1PH8186-1DD03-2BA1 | COMPACT ASYNCHRONOUS MOTOR | 17536.9
1PH8186-1DD10-1BA1-ZK40L27 | COMPACT ASYNCHRONOUS MOTOR | 18149.69
1PH8224-1HD10-2BA2-ZK24L76 | COMPACT ASYNCHRONOUS MOTOR | 20045.57
1PH8224-1JD00-0BA2 | COMPACT ASYNCHRONOUS MOTOR | 19327.65
1PH8224-3DB40-2AA1-ZU63 | COMPACT ASYNCHRONOUS MOTOR | 44252.1
1PH8226-1AF10-2EA2 | COMPACT ASYNCHRONOUS MOTOR | 23350.89
1PH8103-1DD13-2BA1 | COMPACT ASYNCHRONOUS MOTOR 1PH810 | 6234.65
1PH8103-1DD13-2DE1 | COMPACT ASYNCHRONOUS MOTOR 1PH810 | 6544.67
1PH8103-1DF00-0DC1 | COMPACT ASYNCHRONOUS MOTOR 1PH810 | 6037.86
1PH8103-1DF00-0GA1 | COMPACT ASYNCHRONOUS MOTOR 1PH810 | 5394.82
1PH8103-1DF00-1BC1 | COMPACT ASYNCHRONOUS MOTOR 1PH810 | 5727.85
1PH8103-1DF00-1DA1 | COMPACT ASYNCHRONOUS MOTOR 1PH810 | 6037.86
1PH8103-1DF00-2BG1 | COMPACT ASYNCHRONOUS MOTOR 1PH810 | 5727.85
1PH8103-1DF00-2DA1 | COMPACT ASYNCHRONOUS MOTOR 1PH810 | 6037.86
1PH8103-1DF10-2BA1 | COMPACT ASYNCHRONOUS MOTOR 1PH810 | 5727.85
1PH8103-1DF10-2BC1 | COMPACT ASYNCHRONOUS MOTOR 1PH810 | 5727.85
1PH8103-1DF12-0BE1 | COMPACT ASYNCHRONOUS MOTOR 1PH810 | 5955.91
1PH8103-1DF12-0DB1 | COMPACT ASYNCHRONOUS MOTOR 1PH810 | 6265.92
1PH8103-1DF12-1BA1-ZX04 | COMPACT ASYNCHRONOUS MOTOR 1PH810 | 6107.93
1PH8103-1DF12-1BG1 | COMPACT ASYNCHRONOUS MOTOR 1PH810 | 5955.91
1PH8103-1DF13-0BH1 | COMPACT ASYNCHRONOUS MOTOR 1PH810 | 6234.65
1PH8103-1DF13-1BA1 | COMPACT ASYNCHRONOUS MOTOR 1PH810 | 6234.65
1PH8103-1DF13-2GA1 | COMPACT ASYNCHRONOUS MOTOR 1PH810 | 5901.62
1PH8103-1DF20-0BG1 | COMPACT ASYNCHRONOUS MOTOR 1PH810 | 6211.74
1PH8105-1FF12-2BA1 | COMPACT ASYNCHRONOUS MOTOR 1PH810 | 7242.83
1PH8105-1FF13-0CA1 | COMPACT ASYNCHRONOUS MOTOR 1PH810 | 7749.58
1PH8105-1FG22-0BB1 | COMPACT ASYNCHRONOUS MOTOR 1PH810 | 7858.84
1PH8105-1FG22-0CH1-ZK18 | COMPACT ASYNCHRONOUS MOTOR 1PH810 | 8390.93
1PH8105-1HF10-1FA2 | COMPACT ASYNCHRONOUS MOTOR 1PH810 | 4856.42
1PH8105-1HF10-2FA2 | COMPACT ASYNCHRONOUS MOTOR 1PH810 | 4856.42
1PH8105-1HF23-1BA2 | COMPACT ASYNCHRONOUS MOTOR 1PH810 | 5882.4
1PH8105-1JS00-2GA2 | COMPACT ASYNCHRONOUS MOTOR 1PH810 | 4907.97
1PH8105-1MF03-2BA2 | COMPACT ASYNCHRONOUS MOTOR 1PH810 | 5646.46
1PH8105-1SF00-2LA1 | COMPACT ASYNCHRONOUS MOTOR 1PH810 | 8120.81
1PH8105-1SF02-2LA1 | COMPACT ASYNCHRONOUS MOTOR 1PH810 | 8348.87
1PH8107-1DD03-1BB1 | COMPACT ASYNCHRONOUS MOTOR 1PH810 | 6622.69
1PH8107-1DD03-1BE1 | COMPACT ASYNCHRONOUS MOTOR 1PH810 | 6622.69
1PH8107-1DD03-2BA1-ZX01 | COMPACT ASYNCHRONOUS MOTOR 1PH810 | 6774.73
1PH8107-1DD03-2BC1 | COMPACT ASYNCHRONOUS MOTOR 1PH810 | 6622.69
1PH8107-1DD03-2GC1 | COMPACT ASYNCHRONOUS MOTOR 1PH810 | 6289.64
1PH8107-1DD10-2BA1 | COMPACT ASYNCHRONOUS MOTOR 1PH810 | 6115.87
1PH8107-1DD10-2BC1 | COMPACT ASYNCHRONOUS MOTOR 1PH810 | 6115.87
1PH8107-1DD12-0GA1 | COMPACT ASYNCHRONOUS MOTOR 1PH810 | 6010.9
1PH8107-1DD12-1BB1 | COMPACT ASYNCHRONOUS MOTOR 1PH810 | 6343.94
1PH8107-1DD12-2GA1 | COMPACT ASYNCHRONOUS MOTOR 1PH810 | 6010.9
1PH8107-1SM03-1LA1 | COMPACT ASYNCHRONOUS MOTOR 1PH810 | 8793.02
1PH8107-1SM10-0MC1 | COMPACT ASYNCHRONOUS MOTOR 1PH810 | 8910.48
1PH8107-1SM22-3LA1 | COMPACT ASYNCHRONOUS MOTOR 1PH810 | 11144.02
1PH8107-1SM22-3MC1 | COMPACT ASYNCHRONOUS MOTOR 1PH810 | 11768.28
1PH8107-1SS02-3MA1 | COMPACT ASYNCHRONOUS MOTOR 1PH810 | 10912.26
1PH8107-1UD12-2LA1 | COMPACT ASYNCHRONOUS MOTOR 1PH810 | 7184.58
1PH8107-1UF12-2LA1-ZK24 | COMPACT ASYNCHRONOUS MOTOR 1PH810 | 7336.58
1PH8107-1UG00-2LA1 | COMPACT ASYNCHRONOUS MOTOR 1PH810 | 6956.52
1PH8107-1UG03-2LA1 | COMPACT ASYNCHRONOUS MOTOR 1PH810 | 7463.32
1PH8107-1UG12-2LA1-ZK24 | COMPACT ASYNCHRONOUS MOTOR 1PH810 | 7336.58
1PH8133-1DD13-1BC1 | COMPACT ASYNCHRONOUS MOTOR 1PH813 | 7081.26
1PH8133-1DD13-2BA1 | COMPACT ASYNCHRONOUS MOTOR 1PH813 | 7081.26
1FL2203-4AG00-1SC0 | Servomotor 1FL2;3AC 200V | 638.35
1FL2203-4AG10-0HC0 | Servomotor 1FL2;3AC 200V | 657.26
1FL2203-4AG10-0SC0 | Servomotor 1FL2;3AC 200V | 846.51
1FL2203-4AG11-0MC0 | Servomotor 1FL2;3AC 200V | 1060.97
1FL2203-4AG11-1HC0 | Servomotor 1FL2;3AC 200V | 682.51
1FL2204-2AF00-1MC0 | Servomotor 1FL2;3AC 400V | 941.14
1FL2204-2AF01-0HC0 | Servomotor 1FL2;3AC 400V | 575.27
1FL2310-2AC01-1HB0 | Servomotor 1FL2;3AC 400V | 1536.38
1FL2310-2AC01-1SB0 | Servomotor 1FL2;3AC 400V | 1725.6
1FL2310-2AC11-1MB0 | Servomotor 1FL2;3AC 400V | 2329.88
1FL2310-4AC01-0HB0 | Servomotor 1FL2;3AC 400V | 1975.75
1FL2310-4AC11-0MB0 | Servomotor 1FL2;3AC 400V | 2769.3
1FL2310-4AC11-1HB0 | Servomotor 1FL2;3AC 400V | 2303.76
1FL2310-6AC01-1MB0 | Servomotor 1FL2;3AC 400V | 3009.22
1FL2310-6AC11-0HB0 | Servomotor 1FL2;3AC 400V | 2871.71
1FL2310-6AC11-1SB0 | Servomotor 1FL2;3AC 400V | 3060.94
1FT7046-5AH71-1LH2 | SYNCHRONOUS MOTOR 1FT7 | 6356.79
1FT7064-5AF74-1NA1 | SYNCHRONOUS MOTOR 1FT7 | 4078.25
1FT7086-1AH75-1MH1 | SYNCHRONOUS MOTOR 1FT7 | 5946.74
1FT7102-5AF71-1LH2 | SYNCHRONOUS MOTOR 1FT7 | 8315.11
1FT7136-5AC71-1LH0 | SYNCHRONOUS MOTOR 1FT7 | 16355.17
1FW3152-1CH62-5AM0 | TORQUE MOTOR, 200 NM. 300 RPM, | 13522
1FK7042-2AF24-1TG2 | SYNCHRONOUS MOTOR 1FK7-CT 3 NM | 1133.22
1FK7042-2AF24-1TH1 | SYNCHRONOUS MOTOR 1FK7-CT 3 NM | 1390
1FK7042-2AF71-1CH1-ZJ03X01 | SYNCHRONOUS MOTOR 1FK7-CT 3 NM | 5313.35
1FK7060-2AH71-1QV0-ZA73 | SYNCHR. SERVO GEARMO 1FK7-CT M0 = 6 NM | 4525.25
1FK7060-3BF71-1RA0-ZN05 | SYNCHRONOUS MOTOR 1FK7-HI 6 NM | 2630.92
1FK7064-4CF74-1AH1-ZJ29 | SYNCHRONOUS MOTOR 1FK7-HD 12 NM | 5587.71
1FK7100-2AF74-1AG0-ZQ31 | SYNCHRONOUS MOTOR 1FK7-CT 18 NM | 2978.25
1FK7105-2AC74-1TA0-ZN05 | SYNCHRONOUS MOTOR 1FK7-CT 48 NM | 4659.6
1FK7105-2AF71-1RB0-ZN24 | SYNCHRONOUS MOTOR 1FK7-CT 48 NM | 6231.79
1FL2102-2AF00-1MC0 | Servomotor 1FL2;3AC 400V | 754.85
1FL2102-2AF01-0HC0 | Servomotor 1FL2;3AC 400V | 414.24
1FL2102-2AF10-0MC0 | Servomotor 1FL2;3AC 400V | 931.48
1FL2102-2AF10-1HC0 | Servomotor 1FL2;3AC 400V | 571.92
1FL2102-2AF11-1MC0 | Servomotor 1FL2;3AC 400V | 950.4
1FL2102-2AG00-0HC0 | Servomotor 1FL2;3AC 200V | 395.31
1FL2203-2AF10-1MC0 | Servomotor 1FL2;3AC 400V | 1000.43
1FL2203-2AF11-0HC0 | Servomotor 1FL2;3AC 400V | 647.17
1FL2203-2AG00-0MC0 | Servomotor 1FL2;3AC 200V | 792.27
1FL2203-2AG00-1HC0 | Servomotor 1FL2;3AC 200V | 413.79
1FT7042-5AF71-1KA2 | SYNCHRONOUS MOTOR 1FT7 | 4063.29
1FT7062-5AF71-1CH2-ZQ12 | SYNCHRONOUS MOTOR 1FT7 | 5761.27
1FT7062-5AK70-1CB0 | SYNCHRONOUS MOTOR 1FT7 | 5570.97
1FT7068-5AF74-1NG2 | SYNCHRONOUS MOTOR 1FT7 | 4834.81
1FT7086-5AF71-1LH0 | SYNCHRONOUS MOTOR 1FT7 | 8335.5
1FT7086-5AF75-1MB1-ZN05 | SYNCHRONOUS MOTOR 1FT7 | 8162.67
1FT7108-5WC70-4CH1 | SYNCHRONOUS MOTOR 1FT7 | 12428.64
1PH8083-1DF02-2CE1 | MAIN SPINDLE MOTOR 1PH808 | 5729.75
1PH8101-1DF22-0DG1 | COMPACT ASYNCHRONOUS MOTOR 1PH810 | 6597.81
1PH8101-1DG22-0BA1 | COMPACT ASYNCHRONOUS MOTOR 1PH810 | 6287.81
1PH8101-1DS02-1GA1 | COMPACT ASYNCHRONOUS MOTOR 1PH810 | 5497.64
1PH8101-1DS03-2BA1 | COMPACT ASYNCHRONOUS MOTOR 1PH810 | 6109.42
1PH8101-1FF02-0GG1 | COMPACT ASYNCHRONOUS MOTOR 1PH810 | 6561.92
1PH8101-1FF02-2BA1 | COMPACT ASYNCHRONOUS MOTOR 1PH810 | 6894.97
1PH8101-1FF12-1QA1 | COMPACT ASYNCHRONOUS MOTOR 1PH810 | 7306.86
1PH8101-1HF03-1GC2-ZK09 | COMPACT ASYNCHRONOUS MOTOR 1PH810 | 4788.2
1PH8101-1SF02-3LA1 | COMPACT ASYNCHRONOUS MOTOR 1PH810 | 9774.73
1PH8101-1SS02-1LA1 | COMPACT ASYNCHRONOUS MOTOR 1PH810 | 8000.99
1PH8105-1DF00-1GA1 | COMPACT ASYNCHRONOUS MOTOR 1PH810 | 5617.45
1PH8165-1DD03-1BA1-ZK23X04 | COMPACT ASYNCHRONOUS MOTOR 1PH816 | 10548.76
1PH8165-1SD03-3LA1 | COMPACT ASYNCHRONOUS MOTOR 1PH816 | 14130.71
1PH8165-1SF03-3LA1 | COMPACT ASYNCHRONOUS MOTOR 1PH816 | 14130.71
1PH8165-1SF13-2LA1 | COMPACT ASYNCHRONOUS MOTOR 1PH816 | 12331.61
1PH8165-1SF20-1LA1 | COMPACT ASYNCHRONOUS MOTOR 1PH816 | 14354.75
1PH8165-1UF03-0LC1 | COMPACT ASYNCHRONOUS MOTOR 1PH816 | 10773.85
1PH8165-1UF03-1LC1 | COMPACT ASYNCHRONOUS MOTOR 1PH816 | 11001.92
1PH8165-1UF03-2LA1 | COMPACT ASYNCHRONOUS MOTOR 1PH816 | 11001.92
1PH8165-1UF10-1LA1 | COMPACT ASYNCHRONOUS MOTOR 1PH816 | 10241.76
1PH8186-1DC10-2BC1-ZK40L27 | COMPACT ASYNCHRONOUS MOTOR | 18149.69
1PH8186-1DD00-0DA1 | COMPACT ASYNCHRONOUS MOTOR | 16732.7
1PH8186-1DD00-0DC1 | COMPACT ASYNCHRONOUS MOTOR | 16732.7
1PH8186-1DD00-0LA1 | COMPACT ASYNCHRONOUS MOTOR | 23296.19
1PH8186-1DD00-2BC1 | COMPACT ASYNCHRONOUS MOTOR | 16161.95
1PH8186-1DD10-1FC1-ZK40L27 | COMPACT ASYNCHRONOUS MOTOR | 18409.11
1PH8224-1FD10-1BB1 | COMPACT ASYNCHRONOUS MOTOR | 21662.52
1PH8224-1HB00-2BA2 | COMPACT ASYNCHRONOUS MOTOR | 19262.85
1PH8224-1HD00-2EA2 | COMPACT ASYNCHRONOUS MOTOR | 19301.73
1PH8103-1DD12-2GA1 | COMPACT ASYNCHRONOUS MOTOR 1PH810 | 5622.88
1PH8103-1DD12-2GC1 | COMPACT ASYNCHRONOUS MOTOR 1PH810 | 5622.88
1PH8103-1DD13-1BE1 | COMPACT ASYNCHRONOUS MOTOR 1PH810 | 6234.65
1PH8103-1DD13-1DA1 | COMPACT ASYNCHRONOUS MOTOR 1PH810 | 6544.67
1PH8103-1DF00-0HF1 | COMPACT ASYNCHRONOUS MOTOR 1PH810 | 5622.88
1PH8103-1DF00-0LA1 | COMPACT ASYNCHRONOUS MOTOR 1PH810 | 6327.1
1PH8103-1DF00-0QH1 | COMPACT ASYNCHRONOUS MOTOR 1PH810 | 6139.75
1PH8103-1DF00-1BA1 | COMPACT ASYNCHRONOUS MOTOR 1PH810 | 5727.85
1PH8103-1DD12-1BB1 | COMPACT ASYNCHRONOUS MOTOR 1PH810 | 5955.91
1PH8103-1DD12-1GC1 | COMPACT ASYNCHRONOUS MOTOR 1PH810 | 5622.88
1PH8103-1DD12-2BA1-ZK23X53 | COMPACT ASYNCHRONOUS MOTOR 1PH810 | 6589.37
1PH8103-1DD12-2BB1 | COMPACT ASYNCHRONOUS MOTOR 1PH810 | 5955.91
1PH8103-1DF12-0HA1-ZK24 | COMPACT ASYNCHRONOUS MOTOR 1PH810 | 6002.95
1PH8103-1DF12-0CH1 | COMPACT ASYNCHRONOUS MOTOR 1PH810 | 6183.89
1PH8103-1DF12-0QH1-ZK18 | COMPACT ASYNCHRONOUS MOTOR 1PH810 | 6671.9
1PH8103-1DF12-1BA1 | COMPACT ASYNCHRONOUS MOTOR 1PH810 | 5955.91
1PH8103-1DF13-1BB1 | COMPACT ASYNCHRONOUS MOTOR 1PH810 | 6234.65
1PH8103-1DF13-1BB1-ZX04 | COMPACT ASYNCHRONOUS MOTOR 1PH810 | 6386.69
1PH8103-1DF13-2BA1 | COMPACT ASYNCHRONOUS MOTOR 1PH810 | 6234.65
1PH8103-1DF13-2BA1-ZK80 | COMPACT ASYNCHRONOUS MOTOR 1PH810 | 6680
1PH8105-1FF22-0CA1 | COMPACT ASYNCHRONOUS MOTOR 1PH810 | 8086.84
1PH8105-1FF22-1BA1 | COMPACT ASYNCHRONOUS MOTOR 1PH810 | 7858.84
1PH8105-1FF23-0BA1 | COMPACT ASYNCHRONOUS MOTOR 1PH810 | 8137.6
1PH8105-1FG20-0BA1 | COMPACT ASYNCHRONOUS MOTOR 1PH810 | 7630.78
1PH8105-1FG22-0BA1 | COMPACT ASYNCHRONOUS MOTOR 1PH810 | 7858.84
1PH8105-1HF10-2GA2 | COMPACT ASYNCHRONOUS MOTOR 1PH810 | 4426.52
1PH8105-1HF12-2GA2 | COMPACT ASYNCHRONOUS MOTOR 1PH810 | 4654.58
1PH8105-1HF12-2GA2-ZK18 | COMPACT ASYNCHRONOUS MOTOR 1PH810 | 4958.7
1PH8105-1HF13-2GA2 | COMPACT ASYNCHRONOUS MOTOR 1PH810 | 4933.33
1PH8107-1DD03-0BE1 | COMPACT ASYNCHRONOUS MOTOR 1PH810 | 6622.69
1PH8107-1DD03-0BH1 | COMPACT ASYNCHRONOUS MOTOR 1PH810 | 6622.69
1PH8107-1DD03-0DA1 | COMPACT ASYNCHRONOUS MOTOR 1PH810 | 6932.71
1PH8107-1DD03-0DC1 | COMPACT ASYNCHRONOUS MOTOR 1PH810 | 6932.71
1PH8107-1DD10-0BA1 | COMPACT ASYNCHRONOUS MOTOR 1PH810 | 6115.87
1PH8107-1DD10-0GA1 | COMPACT ASYNCHRONOUS MOTOR 1PH810 | 5782.84
1PH8107-1DD10-1BH1 | COMPACT ASYNCHRONOUS MOTOR 1PH810 | 6115.87
1PH8107-1DD10-1GA1 | COMPACT ASYNCHRONOUS MOTOR 1PH810 | 5782.84
1PH8105-1DF00-2BA1 | COMPACT ASYNCHRONOUS MOTOR 1PH810 | 5950.48
1PH8105-1DF00-2DB1 | COMPACT ASYNCHRONOUS MOTOR 1PH810 | 6260.49
1PH8105-1DF00-2GA1-ZK18 | COMPACT ASYNCHRONOUS MOTOR 1PH810 | 5921.54
1PH8105-1DF02-0BG1 | COMPACT ASYNCHRONOUS MOTOR 1PH810 | 6178.55
1PH8105-1DF02-0CA1 | COMPACT ASYNCHRONOUS MOTOR 1PH810 | 6406.53
1PH8105-1DF02-0DG1 | COMPACT ASYNCHRONOUS MOTOR 1PH810 | 6488.55
1PH8105-1DF02-0GA1 | COMPACT ASYNCHRONOUS MOTOR 1PH810 | 5845.51
1PH8105-1DF02-1BA1-ZK18 | COMPACT ASYNCHRONOUS MOTOR 1PH810 | 6482.65
1PH8105-1DF02-1BB1-ZX01 | COMPACT ASYNCHRONOUS MOTOR 1PH810 | 6330.57
1PH8105-1DS00-0MA1 | COMPACT ASYNCHRONOUS MOTOR 1PH810 | 7174.03
1PH8105-1DS00-2BA1 | COMPACT ASYNCHRONOUS MOTOR 1PH810 | 5950.48
1PH8107-1DG02-0CC1 | COMPACT ASYNCHRONOUS MOTOR 1PH810 | 6571.92
1PH8107-1DG02-0CE1 | COMPACT ASYNCHRONOUS MOTOR 1PH810 | 6571.92
1PH8107-1DG02-0FA1 | COMPACT ASYNCHRONOUS MOTOR 1PH810 | 6440.8
1PH8107-1DG02-0HA1 | COMPACT ASYNCHRONOUS MOTOR 1PH810 | 6238.96
1PH8107-1DG02-0HH1 | COMPACT ASYNCHRONOUS MOTOR 1PH810 | 6238.96
1PH8107-1DG02-1CA1 | COMPACT ASYNCHRONOUS MOTOR 1PH810 | 6571.92
1PH8107-1DG02-1GA1-ZK18 | COMPACT ASYNCHRONOUS MOTOR 1PH810 | 6314.99
1PH8083-1DM00-2BA1 | MAIN SPINDLE MOTOR 1PH808 | 5324.4
1PH8083-1DM00-2DA1 | MAIN SPINDLE MOTOR 1PH808 | 5634.39
1PH8083-1DM02-0BG1 | MAIN SPINDLE MOTOR 1PH808 | 5501.75
1PH8083-1DM02-0DA1 | MAIN SPINDLE MOTOR 1PH808 | 5811.77
1PH8083-1DM02-0GH1 | MAIN SPINDLE MOTOR 1PH808 | 5168.74
1PH8083-1DM02-2BA1 | MAIN SPINDLE MOTOR 1PH808 | 5501.75
1PH8083-1DM02-2GA1 | MAIN SPINDLE MOTOR 1PH808 | 5168.74
1PH8083-1DM12-0GA1 | MAIN SPINDLE MOTOR 1PH808 | 5168.74
1PH8083-1DM12-1GG1 | MAIN SPINDLE MOTOR 1PH808 | 5168.74
1PH8083-1DN00-0LA1 | MAIN SPINDLE MOTOR 1PH808 | 5964.18
1PH8083-1DN00-2BA1 | MAIN SPINDLE MOTOR 1PH808 | 5324.4
1PH8083-1DN02-0BH1 | MAIN SPINDLE MOTOR 1PH808 | 5501.75
1PH8107-1DM02-0BA1 | COMPACT ASYNCHRONOUS MOTOR 1PH810 | 6343.94
1PH8107-1DM02-0CA1-ZK18 | COMPACT ASYNCHRONOUS MOTOR 1PH810 | 6876.04
1PH8107-1DM02-1LA1 | COMPACT ASYNCHRONOUS MOTOR 1PH810 | 6943.2
1PH8107-1DM02-2BC1 | COMPACT ASYNCHRONOUS MOTOR 1PH810 | 6343.94
1PH8107-1DM03-2BA1 | COMPACT ASYNCHRONOUS MOTOR 1PH810 | 6622.69
1PH8107-1DM10-0BA1 | COMPACT ASYNCHRONOUS MOTOR 1PH810 | 6115.87
1PH8107-1DM12-0GA1 | COMPACT ASYNCHRONOUS MOTOR 1PH810 | 6010.9
1PH8107-1DM12-2BA1 | COMPACT ASYNCHRONOUS MOTOR 1PH810 | 6343.94
1PH8107-1DM22-0BA1 | COMPACT ASYNCHRONOUS MOTOR 1PH810 | 7199.96
1PH8107-1DM22-1CA1 | COMPACT ASYNCHRONOUS MOTOR 1PH810 | 7427.96
1PH8087-1DF00-0BA1 | MAIN SPINDLE MOTOR 1PH808 | 5519.16
1PH8087-1DF00-0CC1 | MAIN SPINDLE MOTOR 1PH808 | 5747.15
1PH8103-1DG12-0BB1 | COMPACT ASYNCHRONOUS MOTOR 1PH810 | 5955.91
1PH8103-1DG12-0BG1 | COMPACT ASYNCHRONOUS MOTOR 1PH810 | 5955.91
1PH8103-1DG12-1LA1 | COMPACT ASYNCHRONOUS MOTOR 1PH810 | 6555.17
1PH8103-1DG12-2BB1 | COMPACT ASYNCHRONOUS MOTOR 1PH810 | 5955.91
1PH8103-1DG13-0CA1 | COMPACT ASYNCHRONOUS MOTOR 1PH810 | 6462.67
1PH8103-1DG13-0LA1 | COMPACT ASYNCHRONOUS MOTOR 1PH810 | 6833.93
1PH8103-1DG13-1GC1 | COMPACT ASYNCHRONOUS MOTOR 1PH810 | 5901.62
1PH8103-1DG13-2CA1 | COMPACT ASYNCHRONOUS MOTOR 1PH810 | 6462.67
1PH8131-2DF00-1BB1 | COMPACT SYNCHRONOUS MOTOR 1PH813 | 12548.57
1PH8131-2DF00-1CC1 | COMPACT SYNCHRONOUS MOTOR 1PH813 | 12776.57
1PH8131-2DF02-0CG1 | COMPACT SYNCHRONOUS MOTOR 1PH813 | 13055.28
1PH8131-2DF02-1BA1 | COMPACT SYNCHRONOUS MOTOR 1PH813 | 12827.3
1PH8131-2DF02-1GB1 | COMPACT SYNCHRONOUS MOTOR 1PH813 | 12494.27
1PH8131-2DF02-2CA1 | COMPACT SYNCHRONOUS MOTOR 1PH813 | 13055.28
1PH8131-2DF13-1BB1 | COMPACT SYNCHRONOUS MOTOR 1PH813 | 13182.08
1PH8131-2DF20-0BA1 | COMPACT SYNCHRONOUS MOTOR 1PH813 | 12014.47
1PH8103-1FG00-2BA1 | COMPACT ASYNCHRONOUS MOTOR 1PH810 | 6792.13
1PH8103-1FG02-0BG1 | COMPACT ASYNCHRONOUS MOTOR 1PH810 | 7020.19
1PH8103-1FG02-1LA1 | COMPACT ASYNCHRONOUS MOTOR 1PH810 | 7619.44
1PH8103-1FG02-2CA1 | COMPACT ASYNCHRONOUS MOTOR 1PH810 | 7248.17
1PH8103-1FG12-1GB1-ZK24 | COMPACT ASYNCHRONOUS MOTOR 1PH810 | 6839.17
1PH8103-1FG13-2BA1 | COMPACT ASYNCHRONOUS MOTOR 1PH810 | 7298.93
1PH8103-1HD12-2GA2 | COMPACT ASYNCHRONOUS MOTOR 1PH810 | 4431.95
1PH8103-1HF00-1BA2 | COMPACT ASYNCHRONOUS MOTOR 1PH810 | 4536.92
1PH8103-1HF10-2BA2 | COMPACT ASYNCHRONOUS MOTOR 1PH810 | 4536.92
1PH8103-1HF12-2GA2 | COMPACT ASYNCHRONOUS MOTOR 1PH810 | 4431.95
1PH8133-1FF00-2BA1 | COMPACT ASYNCHRONOUS MOTOR 1PH813 | 7512.07
1PH8133-1FF02-0BC1 | COMPACT ASYNCHRONOUS MOTOR 1PH813 | 7790.76
1PH8133-1FF02-1CB1 | COMPACT ASYNCHRONOUS MOTOR 1PH813 | 8018.77
1PH8133-1FF02-2BA1 | COMPACT ASYNCHRONOUS MOTOR 1PH813 | 7790.76
1PH8133-1FF10-1QC1 | COMPACT ASYNCHRONOUS MOTOR 1PH813 | 8015.19
1PH8133-1FF12-0BA1 | COMPACT ASYNCHRONOUS MOTOR 1PH813 | 7790.76
1PH8133-1FF12-0QA1 | COMPACT ASYNCHRONOUS MOTOR 1PH813 | 8293.9
1PH8133-1FF13-0QB1-ZV90 | COMPACT ASYNCHRONOUS MOTOR 1PH813 | 8752.08
1PH8133-1FF22-1BA1 | COMPACT ASYNCHRONOUS MOTOR 1PH813 | 8733.04
1PH8133-1FG02-0BA1 | COMPACT ASYNCHRONOUS MOTOR 1PH813 | 7790.76
1PH8133-1FG02-0CA1 | COMPACT ASYNCHRONOUS MOTOR 1PH813 | 8018.77
1PH8107-1DF02-0LA1 | COMPACT ASYNCHRONOUS MOTOR 1PH810 | 6943.2
1PH8107-1DF02-0LF1 | COMPACT ASYNCHRONOUS MOTOR 1PH810 | 6943.2
1PH8107-1DF02-1BA1-ZK18 | COMPACT ASYNCHRONOUS MOTOR 1PH810 | 6648.04
1PH8107-1DF02-1DA1 | COMPACT ASYNCHRONOUS MOTOR 1PH810 | 6653.94
1PH8107-1DF02-1LA1 | COMPACT ASYNCHRONOUS MOTOR 1PH810 | 6943.2
1PH8107-1DF02-2BC1 | COMPACT ASYNCHRONOUS MOTOR 1PH810 | 6343.94
1PH8107-1DF02-2BE1 | COMPACT ASYNCHRONOUS MOTOR 1PH810 | 6343.94
1PH8107-1DF02-2GA1 | COMPACT ASYNCHRONOUS MOTOR 1PH810 | 6010.9
1PH8107-1DF02-2HA1 | COMPACT ASYNCHRONOUS MOTOR 1PH810 | 6238.96
1PH8107-1DF02-2CH1 | COMPACT ASYNCHRONOUS MOTOR 1PH810 | 6571.92
1PH8133-1UF00-2LE1 | COMPACT ASYNCHRONOUS MOTOR 1PH813 | 7328.27
1PH8133-1UF02-0LA1 | COMPACT ASYNCHRONOUS MOTOR 1PH813 | 7606.98
1PH8133-1UF03-1LA1 | COMPACT ASYNCHRONOUS MOTOR 1PH813 | 7961.76
1PH8133-1UF03-2LA1 | COMPACT ASYNCHRONOUS MOTOR 1PH813 | 7961.76
1PH8133-1UF12-2LC1 | COMPACT ASYNCHRONOUS MOTOR 1PH813 | 7606.98
1PH8133-1UF13-1LA1-ZX01 | COMPACT ASYNCHRONOUS MOTOR 1PH813 | 8139.12
1PH8133-1UG00-2LA1 | COMPACT ASYNCHRONOUS MOTOR 1PH813 | 7328.27
1PH8133-1UG02-0LA1 | COMPACT ASYNCHRONOUS MOTOR 1PH813 | 7606.98
1PH8133-1UG10-1LA1 | COMPACT ASYNCHRONOUS MOTOR 1PH813 | 7328.27
1PH8107-1DM00-1BC1 | COMPACT ASYNCHRONOUS MOTOR 1PH810 | 6115.87
1PH8083-1SN22-0LH1 | MAIN SPINDLE MOTOR 1PH808 | 8080.55
1PH8083-1SN22-3LE1 | MAIN SPINDLE MOTOR 1PH808 | 9752.94
1PH8083-1SV12-0NC1 | MAIN SPINDLE MOTOR 1PH808 | 9955.54
1PH8083-1TN22-0LH2 | MAIN SPINDLE MOTOR 1PH808 | 5951.52
1PH8083-1UF10-0LA1 | MAIN SPINDLE MOTOR 1PH808 | 6205.56
1PH8083-1UF22-1LA1 | MAIN SPINDLE MOTOR 1PH808 | 6750.85
1PH8083-1UM00-1LG1 | MAIN SPINDLE MOTOR 1PH808 | 6205.56
1PH8083-1UM02-0LA1 | MAIN SPINDLE MOTOR 1PH808 | 6382.95
1PH8083-1UM02-2LG1 | MAIN SPINDLE MOTOR 1PH808 | 6382.95
1PH8083-1UN00-0MA1 | MAIN SPINDLE MOTOR 1PH808 | 6723.29
1PH8107-1FF23-2CA1 | COMPACT ASYNCHRONOUS MOTOR 1PH810 | 8771.01
1PH8107-1FG00-0LA1 | COMPACT ASYNCHRONOUS MOTOR 1PH810 | 7779.42
1PH8131-1SF02-3LA1 | COMPACT ASYNCHRONOUS MOTOR 1PH813 | 10653.78
1PH8131-1SF03-1LA1 | COMPACT ASYNCHRONOUS MOTOR 1PH813 | 9145.39
1PH8131-1SS02-3LA1 | COMPACT ASYNCHRONOUS MOTOR 1PH813 | 10653.78
1PH8131-1SS02-3MC1 | COMPACT ASYNCHRONOUS MOTOR 1PH813 | 11440.47
1PH8131-1UF02-0LA1 | COMPACT ASYNCHRONOUS MOTOR 1PH813 | 7460.92
1PH8131-1UF02-1LA1 | COMPACT ASYNCHRONOUS MOTOR 1PH813 | 7460.92
1PH8131-1US00-1LA1 | COMPACT ASYNCHRONOUS MOTOR 1PH813 | 7182.18
1PH8103-1FD12-0BB1 | COMPACT ASYNCHRONOUS MOTOR 1PH810 | 7020.19
1PH8103-1FF00-0BA1 | COMPACT ASYNCHRONOUS MOTOR 1PH810 | 6792.13
1PH8103-1FF00-1FB1 | COMPACT ASYNCHRONOUS MOTOR 1PH810 | 6888.98
1PH8103-1FF02-1GA1 | COMPACT ASYNCHRONOUS MOTOR 1PH810 | 6687.16
1PH8103-1FF02-2BA1 | COMPACT ASYNCHRONOUS MOTOR 1PH810 | 7020.19
1PH8103-1FF10-2BA1 | COMPACT ASYNCHRONOUS MOTOR 1PH810 | 6792.13
1PH8103-1FF10-2BE1 | COMPACT ASYNCHRONOUS MOTOR 1PH810 | 6792.13
1PH8103-1FF12-1DB1 | COMPACT ASYNCHRONOUS MOTOR 1PH810 | 7330.2
1PH8103-1FF13-0CA1 | COMPACT ASYNCHRONOUS MOTOR 1PH810 | 7526.95
1PH8133-1DB02-0BA1 | COMPACT ASYNCHRONOUS MOTOR 1PH813 | 6726.48
1PH8133-1DB03-1FA1 | COMPACT ASYNCHRONOUS MOTOR 1PH813 | 7234.71
1PH8133-1DD00-0DA1 | COMPACT ASYNCHRONOUS MOTOR 1PH813 | 6757.77
1PH8133-1DD00-0HA1 | COMPACT ASYNCHRONOUS MOTOR 1PH813 | 6342.8
1PH8133-1DD00-1BB1 | COMPACT ASYNCHRONOUS MOTOR 1PH813 | 6447.79
1PH8133-1DD00-1CA1 | COMPACT ASYNCHRONOUS MOTOR 1PH813 | 6675.75
1PH8133-1DD00-2BA1 | COMPACT ASYNCHRONOUS MOTOR 1PH813 | 6447.79
1PH8133-1DD00-2BA1-ZX13 | COMPACT ASYNCHRONOUS MOTOR 1PH813 | 6979.94
1PH8133-1DD00-2GA1 | COMPACT ASYNCHRONOUS MOTOR 1PH813 | 6114.74
1PH8133-1DD00-2HB1 | COMPACT ASYNCHRONOUS MOTOR 1PH813 | 6342.8
1PH8107-1DF00-2BA1 | COMPACT ASYNCHRONOUS MOTOR 1PH810 | 6115.87
1PH8107-1DF00-2BA1-ZX02 | COMPACT ASYNCHRONOUS MOTOR 1PH810 | 6267.89
1PH8107-1DF00-2BE1 | COMPACT ASYNCHRONOUS MOTOR 1PH810 | 6115.87
1PH8107-1DF00-2CG1-ZK09K18 | COMPACT ASYNCHRONOUS MOTOR 1PH810 | 6850.69
1PH8107-1DF00-2GA1 | COMPACT ASYNCHRONOUS MOTOR 1PH810 | 5782.84
1PH8107-1DF02-0BB1-ZX51 | COMPACT ASYNCHRONOUS MOTOR 1PH810 | 6825.39
1PH8107-1DF02-0BE1 | COMPACT ASYNCHRONOUS MOTOR 1PH810 | 6343.94
1PH8107-1DF02-0CC1-ZK18 | COMPACT ASYNCHRONOUS MOTOR 1PH810 | 6876.04
1PH8107-1DF02-0CE1-ZK18 | COMPACT ASYNCHRONOUS MOTOR 1PH810 | 6876.04
1PH8107-1DF02-0DA1 | COMPACT ASYNCHRONOUS MOTOR 1PH810 | 6653.94
1PH8133-1SF02-1MA1 | COMPACT ASYNCHRONOUS MOTOR 1PH813 | 9723.37
1PH8133-1SF02-2LB1 | COMPACT ASYNCHRONOUS MOTOR 1PH813 | 8936.67
1PH8133-1SF13-2LA1 | COMPACT ASYNCHRONOUS MOTOR 1PH813 | 9291.44
1PH8133-1SF22-0MC1 | COMPACT ASYNCHRONOUS MOTOR 1PH813 | 10665.64
1PH8133-1SG02-0MA1 | COMPACT ASYNCHRONOUS MOTOR 1PH813 | 9723.37
1PH8133-1SG02-1LA1 | COMPACT ASYNCHRONOUS MOTOR 1PH813 | 8936.67
1PH8133-1SG22-0LA1 | COMPACT ASYNCHRONOUS MOTOR 1PH813 | 9878.92
1PH8133-1SG22-1LA1 | COMPACT ASYNCHRONOUS MOTOR 1PH813 | 9878.92
1PH8133-1UD10-0LG1 | COMPACT ASYNCHRONOUS MOTOR 1PH813 | 7328.27
1PH8133-1UD12-2LA1 | COMPACT ASYNCHRONOUS MOTOR 1PH813 | 7606.98
1PH8107-1DF22-0BC1 | COMPACT ASYNCHRONOUS MOTOR 1PH810 | 7199.96
1PH8107-1DF22-0CB1 | COMPACT ASYNCHRONOUS MOTOR 1PH810 | 7427.96
1PH8107-1DF22-0LC1 | COMPACT ASYNCHRONOUS MOTOR 1PH810 | 7799.24
1PH8107-1DF22-1BA1 | COMPACT ASYNCHRONOUS MOTOR 1PH810 | 7199.96
1PH8107-1DF23-0CC1 | COMPACT ASYNCHRONOUS MOTOR 1PH810 | 7706.7
1PH8107-1DF23-0GA1 | COMPACT ASYNCHRONOUS MOTOR 1PH810 | 7145.68
1PH8107-1DG00-0BA1 | COMPACT ASYNCHRONOUS MOTOR 1PH810 | 6115.87
1PH8107-1DG00-0CA1 | COMPACT ASYNCHRONOUS MOTOR 1PH810 | 6343.85
1PH8107-1DG00-0GA1 | COMPACT ASYNCHRONOUS MOTOR 1PH810 | 5782.84
1PH8107-1DG00-1BA1 | COMPACT ASYNCHRONOUS MOTOR 1PH810 | 6115.87
1PH8137-1DF23-0CA1 | COMPACT ASYNCHRONOUS MOTOR 1PH813 | 9531.17
1PH8137-1DF23-0CC1 | COMPACT ASYNCHRONOUS MOTOR 1PH813 | 9531.17
1PH8137-1DG00-0CA1 | COMPACT ASYNCHRONOUS MOTOR 1PH813 | 7486.61
1PH8137-1DG00-0LA1 | COMPACT ASYNCHRONOUS MOTOR 1PH813 | 7897.76
1PH8137-1DG00-1BC1 | COMPACT ASYNCHRONOUS MOTOR 1PH813 | 7258.64
1PH8137-1DG00-1DA1 | COMPACT ASYNCHRONOUS MOTOR 1PH813 | 7568.66
1PH8137-1DG00-2BC1 | COMPACT ASYNCHRONOUS MOTOR 1PH813 | 7258.64
1PH8137-1DG00-2DA1 | COMPACT ASYNCHRONOUS MOTOR 1PH813 | 7568.66
1PH8107-1DG10-1GA1 | COMPACT ASYNCHRONOUS MOTOR 1PH810 | 5782.84
1PH8107-1DG10-2BC1 | COMPACT ASYNCHRONOUS MOTOR 1PH810 | 6115.87
1PH8083-1FM02-0DA1 | MAIN SPINDLE MOTOR 1PH808 | 6876.05
1PH8083-1HF02-1BA2 | MAIN SPINDLE MOTOR 1PH808 | 4310.85
1PH8083-1SF02-0LA1 | MAIN SPINDLE MOTOR 1PH808 | 7712.61
1PH8083-1SF02-3MA1 | MAIN SPINDLE MOTOR 1PH808 | 9902.74
1PH8083-1SG22-0LG1 | MAIN SPINDLE MOTOR 1PH808 | 8080.55
1PH8083-1SM00-0LA1 | MAIN SPINDLE MOTOR 1PH808 | 7535.26
1PH8083-1SM02-0MG1 | MAIN SPINDLE MOTOR 1PH808 | 8230.32
1PH8083-1SM02-3LA1 | MAIN SPINDLE MOTOR 1PH808 | 9385.02
1PH8083-1SN02-0MA1 | MAIN SPINDLE MOTOR 1PH808 | 8230.32
1PH8083-1SN02-0MG1 | MAIN SPINDLE MOTOR 1PH808 | 8230.32
1PH8107-1FD10-0BA1 | COMPACT ASYNCHRONOUS MOTOR 1PH810 | 7180.16
1PH8107-1FD12-1BB1 | COMPACT ASYNCHRONOUS MOTOR 1PH810 | 7408.22
1PH8107-1FD13-0BH1 | COMPACT ASYNCHRONOUS MOTOR 1PH810 | 7686.97
1PH8107-1FF00-0CE1 | COMPACT ASYNCHRONOUS MOTOR 1PH810 | 7408.14
1PH8107-1FF02-0HA1 | COMPACT ASYNCHRONOUS MOTOR 1PH810 | 7303.25
1PH8107-1FF02-1LB1 | COMPACT ASYNCHRONOUS MOTOR 1PH810 | 8007.48
1PH8107-1FF03-1BA1 | COMPACT ASYNCHRONOUS MOTOR 1PH810 | 7686.97
1PH8107-1FF10-1BA1 | COMPACT ASYNCHRONOUS MOTOR 1PH810 | 7180.16
1PH8107-1FF13-1BB1 | COMPACT ASYNCHRONOUS MOTOR 1PH810 | 7686.97
1PH8107-1FF13-2BA1 | COMPACT ASYNCHRONOUS MOTOR 1PH810 | 7686.97
1PH8107-1FF22-0BC1-ZK18 | COMPACT ASYNCHRONOUS MOTOR 1PH810 | 8568.34
1PH8103-1DM03-0BA1 | COMPACT ASYNCHRONOUS MOTOR 1PH810 | 6234.65
1PH8103-1DM03-1BA1 | COMPACT ASYNCHRONOUS MOTOR 1PH810 | 6234.65
1PH8103-1DM13-1LE1 | COMPACT ASYNCHRONOUS MOTOR 1PH810 | 6833.93
1PH8103-1DM13-2GC1 | COMPACT ASYNCHRONOUS MOTOR 1PH810 | 5901.62
1PH8103-1DM22-0LC1 | COMPACT ASYNCHRONOUS MOTOR 1PH810 | 7039.06
1PH8103-1DM22-1CC1 | COMPACT ASYNCHRONOUS MOTOR 1PH810 | 6667.78
1PH8103-1DM23-0BA1 | COMPACT ASYNCHRONOUS MOTOR 1PH810 | 6718.55
1PH8103-1FD00-2BA1 | COMPACT ASYNCHRONOUS MOTOR 1PH810 | 6792.13
1PH8103-1FD02-0BE1 | COMPACT ASYNCHRONOUS MOTOR 1PH810 | 7020.19
1PH8103-1FD10-2BA1-ZX02 | COMPACT ASYNCHRONOUS MOTOR 1PH810 | 6944.15
1PH8131-2FF12-2BG1 | COMPACT SYNCHRONOUS MOTOR 1PH813 | 13891.58
1PH8131-2FL00-0BE1 | COMPACT SYNCHRONOUS MOTOR 1PH813 | 13612.86
1PH8131-2FL00-1QE1 | COMPACT SYNCHRONOUS MOTOR 1PH813 | 14116.01
1PH8131-2FL02-0BA1 | COMPACT SYNCHRONOUS MOTOR 1PH813 | 13891.58
1PH8131-2FL02-2CB1 | COMPACT SYNCHRONOUS MOTOR 1PH813 | 14119.56
1PH8131-2FL02-2QB1 | COMPACT SYNCHRONOUS MOTOR 1PH813 | 14394.72
1PH8131-2FL23-2BA1 | COMPACT SYNCHRONOUS MOTOR 1PH813 | 13712.25
1PH8131-3EF13-2AB2-ZU63V90 | COMPACT ASYNCHRONOUS MOTOR 1PH813 | 11571.57
1PH8133-1CF22-3MA2 | COMPACT ASYNCHRONOUS MOTOR 1PH813 | 11717.93
1PH8133-1DB00-1BA1 | COMPACT ASYNCHRONOUS MOTOR 1PH813 | 6447.79
1PH8103-1SM00-0LA1 | COMPACT ASYNCHRONOUS MOTOR 1PH810 | 7898.18
1PH8103-1SM00-0MA1 | COMPACT ASYNCHRONOUS MOTOR 1PH810 | 8522.45
1PH8107-1DD12-2GB1 | COMPACT ASYNCHRONOUS MOTOR 1PH810 | 6010.9
1PH8107-1DD12-2LA1 | COMPACT ASYNCHRONOUS MOTOR 1PH810 | 6943.2
1PH8107-1DD13-1HA1 | COMPACT ASYNCHRONOUS MOTOR 1PH810 | 6517.7
1PH8107-1DD13-2BB1 | COMPACT ASYNCHRONOUS MOTOR 1PH810 | 6622.69
1PH8107-1DF00-0CA1-ZK09 | COMPACT ASYNCHRONOUS MOTOR 1PH810 | 6546.6
1PH8107-1DF00-0DC1 | COMPACT ASYNCHRONOUS MOTOR 1PH810 | 6425.88
1PH8107-1DF00-1BA1 | COMPACT ASYNCHRONOUS MOTOR 1PH810 | 6115.87
1PH8107-1DF00-1BG1 | COMPACT ASYNCHRONOUS MOTOR 1PH810 | 6115.87
1PH8133-1HF00-2GA2 | COMPACT ASYNCHRONOUS MOTOR 1PH813 | 4923.82
1PH8133-1HF03-0BA2 | COMPACT ASYNCHRONOUS MOTOR 1PH813 | 5890.33
1PH8133-1HF12-2BB2 | COMPACT ASYNCHRONOUS MOTOR 1PH813 | 5535.56
1PH8133-1HF12-2GA2-ZK18 | COMPACT ASYNCHRONOUS MOTOR 1PH813 | 5506.63
1PH8133-1JF03-1BA2 | COMPACT ASYNCHRONOUS MOTOR 1PH813 | 6371.8
1PH8133-1MD02-2CA2 | COMPACT ASYNCHRONOUS MOTOR 1PH813 | 6143.65
1PH8133-1SD02-3MA1 | COMPACT ASYNCHRONOUS MOTOR 1PH813 | 11586.56
1PH8133-1SD12-2LB1 | COMPACT ASYNCHRONOUS MOTOR 1PH813 | 8936.67
1PH8133-1SF02-0LA1 | COMPACT ASYNCHRONOUS MOTOR 1PH813 | 8936.67
1PH8133-1SF02-0MA1 | COMPACT ASYNCHRONOUS MOTOR 1PH813 | 9723.37
1PH8107-1DF12-0BE1 | COMPACT ASYNCHRONOUS MOTOR 1PH810 | 6343.94
1PH8107-1DF12-0BH1 | COMPACT ASYNCHRONOUS MOTOR 1PH810 | 6343.94
1PH8107-1DF12-0LE1 | COMPACT ASYNCHRONOUS MOTOR 1PH810 | 6943.2
1PH8107-1DF12-1BB1 | COMPACT ASYNCHRONOUS MOTOR 1PH810 | 6343.94
1PH8107-1DF12-1LC1 | COMPACT ASYNCHRONOUS MOTOR 1PH810 | 6943.2
1PH8107-1DF12-2BA1-ZX01 | COMPACT ASYNCHRONOUS MOTOR 1PH810 | 6495.96
1PH8107-1DF13-1BB1 | COMPACT ASYNCHRONOUS MOTOR 1PH810 | 6622.69
1PH8107-1DF13-1BG1 | COMPACT ASYNCHRONOUS MOTOR 1PH810 | 6622.69
1PH8137-1DF12-0BA1-ZX01 | COMPACT ASYNCHRONOUS MOTOR 1PH813 | 7714.72
1PH8137-1DF12-0CH1 | COMPACT ASYNCHRONOUS MOTOR 1PH813 | 7765.35
1PH8137-1DF12-1BC1 | COMPACT ASYNCHRONOUS MOTOR 1PH813 | 7537.34
1PH8137-1DF12-1CA1 | COMPACT ASYNCHRONOUS MOTOR 1PH813 | 7765.35
1PH8137-1DF13-0CA1 | COMPACT ASYNCHRONOUS MOTOR 1PH813 | 8120.11
1PH8137-1DF13-1BB1 | COMPACT ASYNCHRONOUS MOTOR 1PH813 | 7892.12
1PH8137-1DF13-2BC1 | COMPACT ASYNCHRONOUS MOTOR 1PH813 | 7892.12
1PH8137-1DF13-2LA1 | COMPACT ASYNCHRONOUS MOTOR 1PH813 | 8531.25
1PH8107-1DG02-2BA1-ZX01 | COMPACT ASYNCHRONOUS MOTOR 1PH810 | 6495.96
1PH8107-1DG02-2BB1 | COMPACT ASYNCHRONOUS MOTOR 1PH810 | 6343.94
1PH8083-1DN20-0BA1 | MAIN SPINDLE MOTOR 1PH808 | 5692.31
1PH8083-1DN22-0LE1 | MAIN SPINDLE MOTOR 1PH808 | 6509.49
1PH8083-1FF00-1BB1 | MAIN SPINDLE MOTOR 1PH808 | 6388.68
1PH8083-1FF00-2BA1 | MAIN SPINDLE MOTOR 1PH808 | 6388.68
1PH8083-1FF02-2BA1 | MAIN SPINDLE MOTOR 1PH808 | 6566.05
1PH8083-1FF10-0BA1 | MAIN SPINDLE MOTOR 1PH808 | 6388.68
1PH8083-1FF10-0DC1-ZK23 | MAIN SPINDLE MOTOR 1PH808 | 6850.7
1PH8083-1FF12-1DA1 | MAIN SPINDLE MOTOR 1PH808 | 6876.05
1PH8083-1FG02-0BA1 | MAIN SPINDLE MOTOR 1PH808 | 6566.05
1PH8107-1DM23-0LA1 | COMPACT ASYNCHRONOUS MOTOR 1PH810 | 8077.99
1PH8107-1DM23-2CA1-ZK18 | COMPACT ASYNCHRONOUS MOTOR 1PH810 | 8010.82
1PH8107-1DS02-0BA1-ZX12 | COMPACT ASYNCHRONOUS MOTOR 1PH810 | 6825.39
1PH8107-1DS02-0DA1 | COMPACT ASYNCHRONOUS MOTOR 1PH810 | 6653.94
1PH8107-1DS02-0LA1 | COMPACT ASYNCHRONOUS MOTOR 1PH810 | 6943.2
1PH8107-1DS12-0BA1 | COMPACT ASYNCHRONOUS MOTOR 1PH810 | 6343.94
1PH8107-1DS13-2LA1 | COMPACT ASYNCHRONOUS MOTOR 1PH810 | 7221.97
1PH8107-1FB02-2BA1 | COMPACT ASYNCHRONOUS MOTOR 1PH810 | 7408.22
1PH8107-1FD00-1BA1 | COMPACT ASYNCHRONOUS MOTOR 1PH810 | 7180.16
1PH8107-1FD02-1FA1 | COMPACT ASYNCHRONOUS MOTOR 1PH810 | 7505.08
1PH8107-1FD02-2HC1 | COMPACT ASYNCHRONOUS MOTOR 1PH810 | 7303.25
1PH8103-1DG20-0BA1 | COMPACT ASYNCHRONOUS MOTOR 1PH810 | 6211.74
1PH8103-1DG20-1CB1 | COMPACT ASYNCHRONOUS MOTOR 1PH810 | 6439.72
1PH8103-1DG22-2QH1 | COMPACT ASYNCHRONOUS MOTOR 1PH810 | 6851.71
1PH8103-1DG23-0BE1-ZK18 | COMPACT ASYNCHRONOUS MOTOR 1PH810 | 7022.66
1PH8107-1DD12-1CB1 | COMPACT ASYNCHRONOUS MOTOR 1PH810 | 6571.92
1PH8107-1DD12-1LB1 | COMPACT ASYNCHRONOUS MOTOR 1PH810 | 6943.2
1PH8107-1DD12-2BA1 | COMPACT ASYNCHRONOUS MOTOR 1PH810 | 6343.94
1PH8107-1DD12-2CC1 | COMPACT ASYNCHRONOUS MOTOR 1PH810 | 6571.92
1PH8107-1SS02-0LA1 | COMPACT ASYNCHRONOUS MOTOR 1PH810 | 8514.26
1PH8107-1SS02-0MA1 | COMPACT ASYNCHRONOUS MOTOR 1PH810 | 9138.55
1PH8107-1SS02-2LA1 | COMPACT ASYNCHRONOUS MOTOR 1PH810 | 8514.26
1PH8107-1SS02-3LA1 | COMPACT ASYNCHRONOUS MOTOR 1PH810 | 10287.99
1PH8107-1UG02-0LA1 | COMPACT ASYNCHRONOUS MOTOR 1PH810 | 7184.58
1PH8107-1UG02-1LA1 | COMPACT ASYNCHRONOUS MOTOR 1PH810 | 7184.58
1PH8107-1UG02-2LA1 | COMPACT ASYNCHRONOUS MOTOR 1PH810 | 7184.58
1PH8107-1UG03-0LA1 | COMPACT ASYNCHRONOUS MOTOR 1PH810 | 7463.32
1PH8133-1DD13-2FA1 | COMPACT ASYNCHRONOUS MOTOR 1PH813 | 7234.71
1PH8133-1DF00-0BA1 | COMPACT ASYNCHRONOUS MOTOR 1PH813 | 6447.79
1PH8133-1DF00-0BB1 | COMPACT ASYNCHRONOUS MOTOR 1PH813 | 6447.79
1PH8133-1DF00-0BC1 | COMPACT ASYNCHRONOUS MOTOR 1PH813 | 6447.79
1PH8133-1DF00-0CA1 | COMPACT ASYNCHRONOUS MOTOR 1PH813 | 6675.75
1PH8133-1DF00-1FA1 | COMPACT ASYNCHRONOUS MOTOR 1PH813 | 6601.2
1PH8133-1DF00-1GA1 | COMPACT ASYNCHRONOUS MOTOR 1PH813 | 6114.74
1PH8133-1DF00-1LG1 | COMPACT ASYNCHRONOUS MOTOR 1PH813 | 7086.9
1PH8133-1DF00-2BA1 | COMPACT ASYNCHRONOUS MOTOR 1PH813 | 6447.79
1PH8133-1DF02-0BA1 | COMPACT ASYNCHRONOUS MOTOR 1PH813 | 6726.48
1PH8135-1DF20-2DA1 | COMPACT ASYNCHRONOUS MOTOR 1PH813 | 8358.87
1PH8135-1DF20-2FB1 | COMPACT ASYNCHRONOUS MOTOR 1PH813 | 8202.3
1PH8135-1DF22-0DC1 | COMPACT ASYNCHRONOUS MOTOR 1PH813 | 8637.58
1PH8135-1DF23-1BB1-ZV90 | COMPACT ASYNCHRONOUS MOTOR 1PH813 | 8785.72
1PH8135-1DF23-1BH1 | COMPACT ASYNCHRONOUS MOTOR 1PH813 | 8682.36
1PH8135-1DF23-1CE1 | COMPACT ASYNCHRONOUS MOTOR 1PH813 | 8910.34
1PH8135-1DF23-1DG1 | COMPACT ASYNCHRONOUS MOTOR 1PH813 | 8992.36
1PH8135-1DG23-0BA1 | COMPACT ASYNCHRONOUS MOTOR 1PH813 | 8682.36
1PH8135-1DG23-0BH1 | COMPACT ASYNCHRONOUS MOTOR 1PH813 | 8682.36
1PH8135-1DG23-1BA1 | COMPACT ASYNCHRONOUS MOTOR 1PH813 | 8682.36
1PH8135-1DG23-1BA1-ZK09 | COMPACT ASYNCHRONOUS MOTOR 1PH813 | 8935.72
1PH8137-1FD13-0BA1 | COMPACT ASYNCHRONOUS MOTOR 1PH813 | 8956.41
1PH8137-1FD13-0BB1 | COMPACT ASYNCHRONOUS MOTOR 1PH813 | 8956.41
1PH8137-1FD13-0CH1 | COMPACT ASYNCHRONOUS MOTOR 1PH813 | 9184.39
1PH8137-1FD13-1BA1 | COMPACT ASYNCHRONOUS MOTOR 1PH813 | 8956.41
1PH8137-1FF02-2GA1 | COMPACT ASYNCHRONOUS MOTOR 1PH813 | 8268.58
1PH8137-1FF02-2GA1-ZK24 | COMPACT ASYNCHRONOUS MOTOR 1PH813 | 8445.97
1PH8137-1FF03-0BA1 | COMPACT ASYNCHRONOUS MOTOR 1PH813 | 8956.41
1PH8137-1FF03-0CA1 | COMPACT ASYNCHRONOUS MOTOR 1PH813 | 9184.39
1PH8137-1SS02-0MC1 | COMPACT ASYNCHRONOUS MOTOR 1PH813 | 10534.24
1PH8137-1SS02-1LA1 | COMPACT ASYNCHRONOUS MOTOR 1PH813 | 9747.51
1PH8137-1SS02-3MA1 | COMPACT ASYNCHRONOUS MOTOR 1PH813 | 12397.41
1PH8137-1SS03-0MA1-ZK09 | COMPACT ASYNCHRONOUS MOTOR 1PH813 | 11142.38
1PH8137-1SS03-2LA1 | COMPACT ASYNCHRONOUS MOTOR 1PH813 | 10102.3
1PH8137-1UD03-2LA1 | COMPACT ASYNCHRONOUS MOTOR 1PH813 | 8772.6
1PH8137-1UD10-2LA1 | COMPACT ASYNCHRONOUS MOTOR 1PH813 | 8139.12
1PH8137-1UD12-2LA1 | COMPACT ASYNCHRONOUS MOTOR 1PH813 | 8417.83
1PH8137-1UD13-1LA1-ZX01 | COMPACT ASYNCHRONOUS MOTOR 1PH813 | 8949.98
1PH8103-1DF10-0BG1 | COMPACT ASYNCHRONOUS MOTOR 1PH810 | 5727.85
1PH8103-1DF10-1BA1 | COMPACT ASYNCHRONOUS MOTOR 1PH810 | 5727.85
1PH8103-1DF10-1BE1 | COMPACT ASYNCHRONOUS MOTOR 1PH810 | 5727.85
1PH8103-1DG03-1BB1 | COMPACT ASYNCHRONOUS MOTOR 1PH810 | 6234.65
1PH8105-1DS12-0BA1 | COMPACT ASYNCHRONOUS MOTOR 1PH810 | 6178.55
1PH8103-1DM00-0LH1 | COMPACT ASYNCHRONOUS MOTOR 1PH810 | 6327.1
1PH8103-1DM00-1FG1 | COMPACT ASYNCHRONOUS MOTOR 1PH810 | 5824.7
1PH8103-1DM00-2GA1 | COMPACT ASYNCHRONOUS MOTOR 1PH810 | 5394.82
1PH8103-1DM02-0BE1 | COMPACT ASYNCHRONOUS MOTOR 1PH810 | 5955.91
1PH8103-1DM02-0MH1 | COMPACT ASYNCHRONOUS MOTOR 1PH810 | 7179.44
1PH8103-1DM02-1BB1 | COMPACT ASYNCHRONOUS MOTOR 1PH810 | 5955.91
1PH8131-2DL02-1BA1-ZX03 | COMPACT SYNCHRONOUS MOTOR 1PH813 | 13004.66
1PH8131-2DL02-1BF1 | COMPACT SYNCHRONOUS MOTOR 1PH813 | 12827.3
1PH8131-2DL03-1BA1 | COMPACT SYNCHRONOUS MOTOR 1PH813 | 13182.08
1PH8131-2DL03-2QA1 | COMPACT SYNCHRONOUS MOTOR 1PH813 | 13685.22
1PH8131-2EF22-1GG2-ZY84 | COMPACT SYNCHRONOUS MOTOR 1PH813 | 12213.53
1PH8131-2FF00-0BA1 | COMPACT SYNCHRONOUS MOTOR 1PH813 | 13612.86
1PH8131-2FF02-0CA1 | COMPACT SYNCHRONOUS MOTOR 1PH813 | 14119.56
1PH8131-2FF02-1BA1 | COMPACT SYNCHRONOUS MOTOR 1PH813 | 13891.58
1PH8131-2FF12-0CA1 | COMPACT SYNCHRONOUS MOTOR 1PH813 | 14119.56
1PH8103-1HG10-0BA2-ZA12 | COMPACT ASYNCHRONOUS MOTOR 1PH810 | 4790.29
1PH8103-1MF02-0CA2 | COMPACT ASYNCHRONOUS MOTOR 1PH810 | 5373.05
1PH8103-1MF02-0GB2-ZX01 | COMPACT ASYNCHRONOUS MOTOR 1PH810 | 4964.04
1PH8103-1MG12-0GA2 | COMPACT ASYNCHRONOUS MOTOR 1PH810 | 4812.04
1PH8103-1MG22-0DE2 | COMPACT ASYNCHRONOUS MOTOR 1PH810 | 5938.98
1PH8103-1SF02-1LC1 | COMPACT ASYNCHRONOUS MOTOR 1PH810 | 8126.24
1PH8103-1SF02-2LA1 | COMPACT ASYNCHRONOUS MOTOR 1PH810 | 8126.24
1PH8103-1SG02-0LC1 | COMPACT ASYNCHRONOUS MOTOR 1PH810 | 8126.24
1PH8103-1SG02-3LC1 | COMPACT ASYNCHRONOUS MOTOR 1PH810 | 9899.95
1PH8133-1FG02-1BA1 | COMPACT ASYNCHRONOUS MOTOR 1PH813 | 7790.76
1PH8133-1FG02-2BA1 | COMPACT ASYNCHRONOUS MOTOR 1PH813 | 7790.76
1PH8133-1FG03-1BA1 | COMPACT ASYNCHRONOUS MOTOR 1PH813 | 8145.54
1PH8133-1FG10-0DC1 | COMPACT ASYNCHRONOUS MOTOR 1PH813 | 7822.06
1PH8133-1FG12-0CG1 | COMPACT ASYNCHRONOUS MOTOR 1PH813 | 8018.77
1PH8133-1FG12-0QA1 | COMPACT ASYNCHRONOUS MOTOR 1PH813 | 8293.9
1PH8133-1FG13-2BA1 | COMPACT ASYNCHRONOUS MOTOR 1PH813 | 8145.54
1PH8133-1FG13-2QA1 | COMPACT ASYNCHRONOUS MOTOR 1PH813 | 8648.7
1PH8133-1HD00-0FA2 | COMPACT ASYNCHRONOUS MOTOR 1PH813 | 5410.28
1PH8133-1HD00-2BA2 | COMPACT ASYNCHRONOUS MOTOR 1PH813 | 5256.85
1PH8107-1DF03-0GA1 | COMPACT ASYNCHRONOUS MOTOR 1PH810 | 6289.64
1PH8107-1DF03-1BA1 | COMPACT ASYNCHRONOUS MOTOR 1PH810 | 6622.69
1PH8107-1DF03-1HA1 | COMPACT ASYNCHRONOUS MOTOR 1PH810 | 6517.7
1PH8107-1DF03-2BA1-ZX01 | COMPACT ASYNCHRONOUS MOTOR 1PH810 | 6774.73
1PH8107-1DF03-2BD1-ZK10 | COMPACT ASYNCHRONOUS MOTOR 1PH810 | 6983.81
1PH8107-1DF03-2CC1 | COMPACT ASYNCHRONOUS MOTOR 1PH810 | 6850.69
1PH8107-1DF10-0BB1 | COMPACT ASYNCHRONOUS MOTOR 1PH810 | 6115.87
1PH8107-1DF10-1BG1 | COMPACT ASYNCHRONOUS MOTOR 1PH810 | 6115.87
1PH8107-1DF10-1LC1 | COMPACT ASYNCHRONOUS MOTOR 1PH810 | 6715.14
1PH8107-1DF10-2GA1 | COMPACT ASYNCHRONOUS MOTOR 1PH810 | 5782.84
1PH8133-1UG13-2LC1 | COMPACT ASYNCHRONOUS MOTOR 1PH813 | 7961.76
1PH8133-2DF00-1BA1 | COMPACT SYNCHRONOUS MOTOR 1PH813 | 13118.29
1PH8133-2DF00-2CA1 | COMPACT SYNCHRONOUS MOTOR 1PH813 | 13346.27
1PH8133-2DF02-0BC1 | COMPACT SYNCHRONOUS MOTOR 1PH813 | 13397
1PH8133-2DF02-2BE1 | COMPACT SYNCHRONOUS MOTOR 1PH813 | 13397
1PH8133-2DF02-2BF1 | COMPACT SYNCHRONOUS MOTOR 1PH813 | 13397
1PH8133-2DF12-1BB1 | COMPACT SYNCHRONOUS MOTOR 1PH813 | 13397
1PH8133-2DF12-2BH1 | COMPACT SYNCHRONOUS MOTOR 1PH813 | 13397
1PH8137-1DF10-2BA1 | COMPACT ASYNCHRONOUS MOTOR 1PH813 | 7258.64
1PH8133-1UG12-0LA1 | COMPACT ASYNCHRONOUS MOTOR 1PH813 | 7606.98
1PH8137-1DG02-0CC1 | COMPACT ASYNCHRONOUS MOTOR 1PH813 | 7765.35
1PH8103-1DF12-2BA1 | COMPACT ASYNCHRONOUS MOTOR 1PH810 | 5955.91
1PH8103-1DF12-2BB1 | COMPACT ASYNCHRONOUS MOTOR 1PH810 | 5955.91
1PH8103-1DF12-2BG1 | COMPACT ASYNCHRONOUS MOTOR 1PH810 | 5955.91
1PH8103-1DF12-2GA1 | COMPACT ASYNCHRONOUS MOTOR 1PH810 | 5622.88
1PH8103-1DF13-0BA1 | COMPACT ASYNCHRONOUS MOTOR 1PH810 | 6234.65
1PH8103-1DF20-1BE1-ZK10 | COMPACT ASYNCHRONOUS MOTOR 1PH810 | 6414.47
1PH8105-1FF12-0LC1 | COMPACT ASYNCHRONOUS MOTOR 1PH810 | 7842.1
1PH8105-1FF12-1BA1 | COMPACT ASYNCHRONOUS MOTOR 1PH810 | 7242.83
1PH8105-1FF12-1BC1 | COMPACT ASYNCHRONOUS MOTOR 1PH810 | 7242.83
1PH8105-1FG23-1BC1 | COMPACT ASYNCHRONOUS MOTOR 1PH810 | 8137.6
1PH8105-1FS00-0GA1 | COMPACT ASYNCHRONOUS MOTOR 1PH810 | 6681.73
1PH8105-1FS02-0GA1 | COMPACT ASYNCHRONOUS MOTOR 1PH810 | 6909.79
1PH8105-1HF02-2BA2 | COMPACT ASYNCHRONOUS MOTOR 1PH810 | 4987.63
1PH8105-1MF12-1BB2 | COMPACT ASYNCHRONOUS MOTOR 1PH810 | 5367.72
1PH8105-1MF12-1GA2-ZK18K24 | COMPACT ASYNCHRONOUS MOTOR 1PH810 | 5490.8
1PH8105-1MF12-1GH2 | COMPACT ASYNCHRONOUS MOTOR 1PH810 | 5034.67
1PH8105-1MF20-2GA2 | COMPACT ASYNCHRONOUS MOTOR 1PH810 | 5422.65
1PH8107-1DD03-1CA1 | COMPACT ASYNCHRONOUS MOTOR 1PH810 | 6850.69
1PH8107-1DD03-1GA1 | COMPACT ASYNCHRONOUS MOTOR 1PH810 | 6289.64
1PH8107-1DD03-1LA1 | COMPACT ASYNCHRONOUS MOTOR 1PH810 | 7221.97
1PH8107-1DD03-2BA1 | COMPACT ASYNCHRONOUS MOTOR 1PH810 | 6622.69
1PH8107-1DD10-2GC1 | COMPACT ASYNCHRONOUS MOTOR 1PH810 | 5782.84
1PH8107-1DD10-2GG1 | COMPACT ASYNCHRONOUS MOTOR 1PH810 | 5782.84
1PH8107-1DD12-0BA1 | COMPACT ASYNCHRONOUS MOTOR 1PH810 | 6343.94
1PH8107-1DD12-0BB1 | COMPACT ASYNCHRONOUS MOTOR 1PH810 | 6343.94
1PH8107-1SM12-2LA1 | COMPACT ASYNCHRONOUS MOTOR 1PH810 | 8514.26
1PH8107-1SM20-0MA1 | COMPACT ASYNCHRONOUS MOTOR 1PH810 | 9766.49
1PH8107-1SM22-0MA1 | COMPACT ASYNCHRONOUS MOTOR 1PH810 | 9994.55
1PH8107-1SM22-2LA1 | COMPACT ASYNCHRONOUS MOTOR 1PH810 | 9370.3
1PH8107-1UF00-2LA1 | COMPACT ASYNCHRONOUS MOTOR 1PH810 | 6956.52
1PH8107-1UF02-0LA1 | COMPACT ASYNCHRONOUS MOTOR 1PH810 | 7184.58
1PH8107-1UF02-1LA1 | COMPACT ASYNCHRONOUS MOTOR 1PH810 | 7184.58
1PH8107-1UF02-2LA1 | COMPACT ASYNCHRONOUS MOTOR 1PH810 | 7184.58
1PH8107-1UF02-2LA1-ZK23X03 | COMPACT ASYNCHRONOUS MOTOR 1PH810 | 7488.62
1PH8107-1UM02-0MA1 | COMPACT ASYNCHRONOUS MOTOR 1PH810 | 7808.85
1PH8107-1UM03-0MA1 | COMPACT ASYNCHRONOUS MOTOR 1PH810 | 8087.6
1PH8107-1UM20-0LA1 | COMPACT ASYNCHRONOUS MOTOR 1PH810 | 7812.54
1PH8133-1DD13-0GA1 | COMPACT ASYNCHRONOUS MOTOR 1PH813 | 6748.23
1PH8133-1DF00-0QG1 | COMPACT ASYNCHRONOUS MOTOR 1PH813 | 6950.93
1PH8133-1DF00-1BA1 | COMPACT ASYNCHRONOUS MOTOR 1PH813 | 6447.79
1PH8133-1DF00-1BA1-ZX01 | COMPACT ASYNCHRONOUS MOTOR 1PH813 | 6625.14
1PH8133-1DF00-1BB1 | COMPACT ASYNCHRONOUS MOTOR 1PH813 | 6447.79
1PH8133-1DF00-2BG1 | COMPACT ASYNCHRONOUS MOTOR 1PH813 | 6447.79
1PH8133-1DF00-2CA1 | COMPACT ASYNCHRONOUS MOTOR 1PH813 | 6675.75
1PH8133-1DF00-2DB1 | COMPACT ASYNCHRONOUS MOTOR 1PH813 | 6757.77
1PH8133-1DF00-2FA1 | COMPACT ASYNCHRONOUS MOTOR 1PH813 | 6601.2
1PH8135-1DF23-0BA1 | COMPACT ASYNCHRONOUS MOTOR 1PH813 | 8682.36
1PH8135-1DF23-0BC1 | COMPACT ASYNCHRONOUS MOTOR 1PH813 | 8682.36
1PH8135-1DF23-0BH1 | COMPACT ASYNCHRONOUS MOTOR 1PH813 | 8682.36
1PH8135-1DF23-0CC1 | COMPACT ASYNCHRONOUS MOTOR 1PH813 | 8910.34
1PH8135-1DG20-0CA1 | COMPACT ASYNCHRONOUS MOTOR 1PH813 | 8276.85
1PH8135-1DG20-0CE1 | COMPACT ASYNCHRONOUS MOTOR 1PH813 | 8276.85
1PH8135-1DG20-0LA1 | COMPACT ASYNCHRONOUS MOTOR 1PH813 | 8687.98
1PH8135-1DG20-0MA1 | COMPACT ASYNCHRONOUS MOTOR 1PH813 | 9474.69
1PH8135-2DF02-0BC1 | COMPACT SYNCHRONOUS MOTOR 1PH813 | 13966.7
1PH8137-1DG02-0CE1-ZK18 | COMPACT ASYNCHRONOUS MOTOR 1PH813 | 8069.44
1PH8137-1DG02-0LA1 | COMPACT ASYNCHRONOUS MOTOR 1PH813 | 8176.45
1PH8137-1DG02-1BA1 | COMPACT ASYNCHRONOUS MOTOR 1PH813 | 7537.34
1PH8137-1DG02-1CH1 | COMPACT ASYNCHRONOUS MOTOR 1PH813 | 7765.35
1PH8137-1DG02-1LB1 | COMPACT ASYNCHRONOUS MOTOR 1PH813 | 8176.45
1PH8137-1DG02-2CA1 | COMPACT ASYNCHRONOUS MOTOR 1PH813 | 7765.35
1PH8137-1DG02-2CC1 | COMPACT ASYNCHRONOUS MOTOR 1PH813 | 7765.35
1PH8137-1DG03-0LA1 | COMPACT ASYNCHRONOUS MOTOR 1PH813 | 8531.25
1PH8137-1DG03-1BA1 | COMPACT ASYNCHRONOUS MOTOR 1PH813 | 7892.12
1PH8107-1DG00-2BA1-ZX01 | COMPACT ASYNCHRONOUS MOTOR 1PH810 | 6267.89
1PH8107-1DG00-2DA1 | COMPACT ASYNCHRONOUS MOTOR 1PH810 | 6425.88
1PH8107-1DG02-0BC1 | COMPACT ASYNCHRONOUS MOTOR 1PH810 | 6343.94
1PH8107-1DG02-0CA1 | COMPACT ASYNCHRONOUS MOTOR 1PH810 | 6571.92
1PH8131-1DB12-2BA1 | COMPACT ASYNCHRONOUS MOTOR 1PH813 | 6580.42
1PH8131-1DF00-0BA1-ZV90 | COMPACT ASYNCHRONOUS MOTOR 1PH813 | 6405.1
1PH8131-1DF00-0DA1 | COMPACT ASYNCHRONOUS MOTOR 1PH813 | 6611.72
1PH8131-1DF00-0FE1 | COMPACT ASYNCHRONOUS MOTOR 1PH813 | 6455.15
1PH8131-1DF00-0ZA1P1E | COMPACT ASYNCHRONOUS MOTOR 1PH813 | 6401.68
1PH8131-1DF00-1BA1-ZK10 | COMPACT ASYNCHRONOUS MOTOR 1PH813 | 6555.06
1PH8163-1DD03-1BB1-ZK23 | COMPACT ASYNCHRONOUS MOTOR 1PH816 | 9674.78
1PH8163-1DD03-1BC1 | COMPACT ASYNCHRONOUS MOTOR 1PH816 | 9345.39
1PH8163-1DD03-1HA1 | COMPACT ASYNCHRONOUS MOTOR 1PH816 | 9240.42
1PH8163-1DD03-2BA1-ZK10 | COMPACT ASYNCHRONOUS MOTOR 1PH816 | 9725.51
1PH8163-1DD03-2DA1 | COMPACT ASYNCHRONOUS MOTOR 1PH816 | 9680.81
1PH8163-1DD03-2FC1 | COMPACT ASYNCHRONOUS MOTOR 1PH816 | 9555.42
1PH8163-1DD10-0DA1 | COMPACT ASYNCHRONOUS MOTOR 1PH816 | 8692.55
1PH8163-1DD10-1BA1 | COMPACT ASYNCHRONOUS MOTOR 1PH816 | 8585.23
1PH8163-1DF03-2BB1-ZK18 | COMPACT ASYNCHRONOUS MOTOR 1PH816 | 9649.51
1PH8163-1DF03-2CA1 | COMPACT ASYNCHRONOUS MOTOR 1PH816 | 9573.39
1PH8163-1DF03-2LA1 | COMPACT ASYNCHRONOUS MOTOR 1PH816 | 10114.65
1PH8163-1DF10-0BB1 | COMPACT ASYNCHRONOUS MOTOR 1PH816 | 8357.17
1PH8163-1DF10-2BB1 | COMPACT ASYNCHRONOUS MOTOR 1PH816 | 8585.23
1PH8163-1DF10-2CA1 | COMPACT ASYNCHRONOUS MOTOR 1PH816 | 8813.21
1PH8163-1DF12-2BA1 | COMPACT ASYNCHRONOUS MOTOR 1PH816 | 9345.39
1PH8163-1DF12-2BA1-ZX01 | COMPACT ASYNCHRONOUS MOTOR 1PH816 | 9573.45
1PH8163-1DF13-0CA1 | COMPACT ASYNCHRONOUS MOTOR 1PH816 | 9345.33
1PH8163-1DF13-0DA1 | COMPACT ASYNCHRONOUS MOTOR 1PH816 | 9452.75
1PH8131-1DF13-2FA1 | COMPACT ASYNCHRONOUS MOTOR 1PH813 | 7088.65
1PH8131-1DF20-0BA1 | COMPACT ASYNCHRONOUS MOTOR 1PH813 | 7199.96
1PH8131-1DF22-1BA1 | COMPACT ASYNCHRONOUS MOTOR 1PH813 | 7478.68
1PH8131-1DF22-2BA1-ZX02 | COMPACT ASYNCHRONOUS MOTOR 1PH813 | 7656.03
1PH8131-1DF23-1BB1 | COMPACT ASYNCHRONOUS MOTOR 1PH813 | 7833.45
1PH8131-1DF23-2BB1 | COMPACT ASYNCHRONOUS MOTOR 1PH813 | 7833.45
1PH8131-1DG22-0BA1 | COMPACT ASYNCHRONOUS MOTOR 1PH813 | 7478.68
1PH8131-1DS00-0BB1 | COMPACT ASYNCHRONOUS MOTOR 1PH813 | 6301.7
1PH8131-1DS00-2BA1 | COMPACT ASYNCHRONOUS MOTOR 1PH813 | 6301.7
1PH8131-1DS03-0BA1 | COMPACT ASYNCHRONOUS MOTOR 1PH813 | 6935.21
1PH8131-1DS13-1LA1 | COMPACT ASYNCHRONOUS MOTOR 1PH813 | 7574.32
1PH8165-1DF03-0DC1 | COMPACT ASYNCHRONOUS MOTOR 1PH816 | 10098.65
1PH8165-1DF03-0GA1 | COMPACT ASYNCHRONOUS MOTOR 1PH816 | 9430.22
1PH8165-1DF03-0GC1-ZK18 | COMPACT ASYNCHRONOUS MOTOR 1PH816 | 9734.31
1PH8165-1DF03-0LA1-ZK09 | COMPACT ASYNCHRONOUS MOTOR 1PH816 | 10912.6
1PH8165-1DF03-0LA1-ZX01 | COMPACT ASYNCHRONOUS MOTOR 1PH816 | 10760.57
1PH8165-1DF03-1BA1-ZK23 | COMPACT ASYNCHRONOUS MOTOR 1PH816 | 10320.7
1PH8135-2DF02-0CA1 | COMPACT SYNCHRONOUS MOTOR 1PH813 | 14194.69
1PH8135-2DF02-1BA1 | COMPACT SYNCHRONOUS MOTOR 1PH813 | 13966.7
1PH8135-2DF02-1BA1-ZX01 | COMPACT SYNCHRONOUS MOTOR 1PH813 | 14144.08
1PH8137-1FF00-1BA1 | COMPACT ASYNCHRONOUS MOTOR 1PH813 | 8322.93
1PH8137-1FF00-1HA1 | COMPACT ASYNCHRONOUS MOTOR 1PH813 | 8217.94
1PH8137-1FF00-2BA1 | COMPACT ASYNCHRONOUS MOTOR 1PH813 | 8322.93
1PH8137-1FF02-0BA1 | COMPACT ASYNCHRONOUS MOTOR 1PH813 | 8601.62
1PH8137-1FF02-0BE1 | COMPACT ASYNCHRONOUS MOTOR 1PH813 | 8601.62
1PH8137-1FF10-0BC1-ZK10 | COMPACT ASYNCHRONOUS MOTOR 1PH813 | 8576.29
1PH8137-1FF10-0GA1 | COMPACT ASYNCHRONOUS MOTOR 1PH813 | 7989.88
1PH8137-1FF10-1BA1 | COMPACT ASYNCHRONOUS MOTOR 1PH813 | 8322.93
1PH8137-1FF10-1BB1 | COMPACT ASYNCHRONOUS MOTOR 1PH813 | 8322.93
1PH8137-1UD00-0LA1 | COMPACT ASYNCHRONOUS MOTOR 1PH813 | 8139.12
1PH8137-1UD00-0LE1 | COMPACT ASYNCHRONOUS MOTOR 1PH813 | 8139.12
1PH8137-1UD00-1LA1 | COMPACT ASYNCHRONOUS MOTOR 1PH813 | 8139.12
1PH8137-1UD00-2LA1 | COMPACT ASYNCHRONOUS MOTOR 1PH813 | 8139.12
1PH8137-1UF02-0LA1 | COMPACT ASYNCHRONOUS MOTOR 1PH813 | 8417.83
1PH8137-1UF02-0LH1 | COMPACT ASYNCHRONOUS MOTOR 1PH813 | 8417.83
1PH8137-1UF02-0MA1 | COMPACT ASYNCHRONOUS MOTOR 1PH813 | 8936.22
1PH8137-1UF02-0MH1 | COMPACT ASYNCHRONOUS MOTOR 1PH813 | 8936.22
1PH8137-1UF02-2LA1 | COMPACT ASYNCHRONOUS MOTOR 1PH813 | 8417.83
1PH8103-1DG03-2GA1 | COMPACT ASYNCHRONOUS MOTOR 1PH810 | 5901.62
1PH8103-1DG03-2GC1 | COMPACT ASYNCHRONOUS MOTOR 1PH810 | 5901.62
1PH8103-1DG10-0LA1 | COMPACT ASYNCHRONOUS MOTOR 1PH810 | 6327.1
1PH8103-1DG10-1BA1 | COMPACT ASYNCHRONOUS MOTOR 1PH810 | 5727.85
1PH8105-1FF02-0BE1 | COMPACT ASYNCHRONOUS MOTOR 1PH810 | 7242.83
1PH8105-1FF02-0GG1 | COMPACT ASYNCHRONOUS MOTOR 1PH810 | 6909.79
1PH8105-1FF02-1BA1 | COMPACT ASYNCHRONOUS MOTOR 1PH810 | 7242.83
1PH8105-1FF02-1BH1 | COMPACT ASYNCHRONOUS MOTOR 1PH810 | 7242.83
1PH8107-1DD00-2CA1 | COMPACT ASYNCHRONOUS MOTOR 1PH810 | 6343.85
1PH8107-1DD00-2FC1-ZK23X53 | COMPACT ASYNCHRONOUS MOTOR 1PH810 | 6846.2
1PH8107-1DD00-2GA1 | COMPACT ASYNCHRONOUS MOTOR 1PH810 | 5782.84
1PH8107-1DD00-2GB1 | COMPACT ASYNCHRONOUS MOTOR 1PH810 | 5782.84
1PH8107-1DD02-0LA1 | COMPACT ASYNCHRONOUS MOTOR 1PH810 | 6943.2
1PH8107-1DD02-0QA1 | COMPACT ASYNCHRONOUS MOTOR 1PH810 | 6755.85
1PH8107-1DD02-1BA1 | COMPACT ASYNCHRONOUS MOTOR 1PH810 | 6343.94
1PH8107-1DD02-1BB1 | COMPACT ASYNCHRONOUS MOTOR 1PH810 | 6343.94
1PH8107-1DD02-1BG1 | COMPACT ASYNCHRONOUS MOTOR 1PH810 | 6343.94
1PH8107-1DD02-2BH1 | COMPACT ASYNCHRONOUS MOTOR 1PH810 | 6343.94
1PH8107-1DD02-2CA1 | COMPACT ASYNCHRONOUS MOTOR 1PH810 | 6571.92
1PH8107-1DD02-2CB1 | COMPACT ASYNCHRONOUS MOTOR 1PH810 | 6571.92
1PH8107-1DD02-2GA1 | COMPACT ASYNCHRONOUS MOTOR 1PH810 | 6010.9
1PH8107-1MF22-0LC2 | COMPACT ASYNCHRONOUS MOTOR 1PH810 | 6988.4
1PH8107-1MG12-2BA2 | COMPACT ASYNCHRONOUS MOTOR 1PH810 | 5533.11
1PH8107-1MG13-2BA2 | COMPACT ASYNCHRONOUS MOTOR 1PH810 | 5811.85
1PH8107-1SD02-3LH1 | COMPACT ASYNCHRONOUS MOTOR 1PH810 | 10287.99
1PH8107-1SG02-3LA1 | COMPACT ASYNCHRONOUS MOTOR 1PH810 | 10287.99
1PH8107-1SG02-3LC1 | COMPACT ASYNCHRONOUS MOTOR 1PH810 | 10287.99
1PH8107-1SG02-3LE1 | COMPACT ASYNCHRONOUS MOTOR 1PH810 | 10287.99
1PH8107-1SG03-3LA1 | COMPACT ASYNCHRONOUS MOTOR 1PH810 | 10566.73
1PH8107-1SG12-3MC1 | COMPACT ASYNCHRONOUS MOTOR 1PH810 | 10912.26
1PH8133-1DD10-0DA1 | COMPACT ASYNCHRONOUS MOTOR 1PH813 | 6757.77
1PH8133-1DD10-0DH1 | COMPACT ASYNCHRONOUS MOTOR 1PH813 | 6757.77
1PH8133-1DD10-0GA1 | COMPACT ASYNCHRONOUS MOTOR 1PH813 | 6114.74
1PH8133-1DD10-1BA1 | COMPACT ASYNCHRONOUS MOTOR 1PH813 | 6447.79
1PH8165-1DF03-1BB1 | COMPACT ASYNCHRONOUS MOTOR 1PH816 | 9991.3
1PH8165-1DF03-1CC1 | COMPACT ASYNCHRONOUS MOTOR 1PH816 | 10219.31
1PH8165-1DF03-1DA1-ZK18 | COMPACT ASYNCHRONOUS MOTOR 1PH816 | 10630.81
1PH8165-1DF03-1DC1 | COMPACT ASYNCHRONOUS MOTOR 1PH816 | 10326.71
1PH8165-1DF03-1HD1 | COMPACT ASYNCHRONOUS MOTOR 1PH816 | 10112.62
1PH8166-1DG23-1BC1 | COMPACT ASYNCHRONOUS MOTOR 1PH816 | 13788.24
1PH8166-1FG20-0BA1 | COMPACT ASYNCHRONOUS MOTOR 1PH816 | 13864.27
1PH8166-1FG23-0QA1-ZK18 | COMPACT ASYNCHRONOUS MOTOR 1PH816 | 15542.43
1PH8166-1MG23-1BA2 | COMPACT ASYNCHRONOUS MOTOR 1PH816 | 12977.42
1PH8166-1SG23-3MC1 | COMPACT ASYNCHRONOUS MOTOR 1PH816 | 18852.5
1PH8166-2DF23-1BA1 | COMPACT SYNCHRONOUS MOTOR 1PH816 | 19877.52
1PH8166-2DF23-2BA1 | COMPACT SYNCHRONOUS MOTOR 1PH816 | 19877.52
1PH8166-2FF23-0BC1 | COMPACT SYNCHRONOUS MOTOR 1PH816 | 20713.74
1PH8166-2FL22-0CC1 | COMPACT SYNCHRONOUS MOTOR 1PH816 | 20941.72
1PH8133-1DF22-0LA1 | COMPACT ASYNCHRONOUS MOTOR 1PH813 | 8307.87
1PH8133-1DF22-2BA1 | COMPACT ASYNCHRONOUS MOTOR 1PH813 | 7668.74
1PH8133-1DF23-1CE1 | COMPACT ASYNCHRONOUS MOTOR 1PH813 | 8251.52
1PH8133-1DG00-0BA1 | COMPACT ASYNCHRONOUS MOTOR 1PH813 | 6447.79
1PH8133-1DG00-1BC1 | COMPACT ASYNCHRONOUS MOTOR 1PH813 | 6447.79
1PH8133-1DG00-1BG1 | COMPACT ASYNCHRONOUS MOTOR 1PH813 | 6447.79
1PH8133-1DG00-2CA1 | COMPACT ASYNCHRONOUS MOTOR 1PH813 | 6675.75
1PH8133-1DG00-2FA1 | COMPACT ASYNCHRONOUS MOTOR 1PH813 | 6601.2
1PH8133-1DG02-0BA1 | COMPACT ASYNCHRONOUS MOTOR 1PH813 | 6726.48
1PH8137-1DG02-0BC1 | COMPACT ASYNCHRONOUS MOTOR 1PH813 | 7537.34
1PH8137-1FB12-2GA1 | COMPACT ASYNCHRONOUS MOTOR 1PH813 | 8268.58
1PH8137-1FB13-2GA1 | COMPACT ASYNCHRONOUS MOTOR 1PH813 | 8623.38
1PH8137-1FD02-0GA1 | COMPACT ASYNCHRONOUS MOTOR 1PH813 | 8268.58
1PH8137-1FD02-0HE1 | COMPACT ASYNCHRONOUS MOTOR 1PH813 | 8496.65
1PH8137-1FD03-0BA1-ZK23 | COMPACT ASYNCHRONOUS MOTOR 1PH813 | 9222.46
1PH8137-1FD03-1BA1 | COMPACT ASYNCHRONOUS MOTOR 1PH813 | 8956.41
1PH8163-1DD03-0BB1 | COMPACT ASYNCHRONOUS MOTOR 1PH816 | 9117.33
1PH8163-1DD03-0CA1-ZK18 | COMPACT ASYNCHRONOUS MOTOR 1PH816 | 9649.41
1PH8163-1DD03-0GB1 | COMPACT ASYNCHRONOUS MOTOR 1PH816 | 8784.3
1PH8163-1DD03-0LA1 | COMPACT ASYNCHRONOUS MOTOR 1PH816 | 9886.58
1PH8131-1DF03-2BC1-ZX02 | COMPACT ASYNCHRONOUS MOTOR 1PH813 | 7112.57
1PH8131-1DF03-2GA1 | COMPACT ASYNCHRONOUS MOTOR 1PH813 | 6602.16
1PH8131-1DF10-1GA1 | COMPACT ASYNCHRONOUS MOTOR 1PH813 | 5968.65
1PH8131-1DF10-1QC1 | COMPACT ASYNCHRONOUS MOTOR 1PH813 | 6804.84
1PH8131-1DF12-0GA1 | COMPACT ASYNCHRONOUS MOTOR 1PH813 | 6247.39
1PH8131-1DF12-1BA1 | COMPACT ASYNCHRONOUS MOTOR 1PH813 | 6580.42
1PH8131-1DF12-1CA1 | COMPACT ASYNCHRONOUS MOTOR 1PH813 | 6808.4
1PH8131-1DF12-1LB1 | COMPACT ASYNCHRONOUS MOTOR 1PH813 | 7219.54
1PH8131-1DF12-2GC1 | COMPACT ASYNCHRONOUS MOTOR 1PH813 | 6247.39
1PH8163-1DF03-0CA1 | COMPACT ASYNCHRONOUS MOTOR 1PH816 | 9345.33
1PH8163-1DF03-0HD1 | COMPACT ASYNCHRONOUS MOTOR 1PH816 | 9238.62
1PH8163-1DF03-0LA1-ZK23X53 | COMPACT ASYNCHRONOUS MOTOR 1PH816 | 10798.78
1PH8163-1DF03-1BB1-ZX05 | COMPACT ASYNCHRONOUS MOTOR 1PH816 | 9573.45
1PH8163-1DF03-1CA1-ZK10 | COMPACT ASYNCHRONOUS MOTOR 1PH816 | 9953.49
1PH8163-1DF03-1DC1-ZK18 | COMPACT ASYNCHRONOUS MOTOR 1PH816 | 9984.91
1PH8163-1DF03-1FB1 | COMPACT ASYNCHRONOUS MOTOR 1PH816 | 9555.42
1PH8163-1DF03-1LC1-ZK09K24 | COMPACT ASYNCHRONOUS MOTOR 1PH816 | 10722.82
1PH8163-1DF03-2BA1-ZK18 | COMPACT ASYNCHRONOUS MOTOR 1PH816 | 9649.51
1PH8165-1DF00-2GB1 | COMPACT ASYNCHRONOUS MOTOR 1PH816 | 8898.09
1PH8165-1DF00-2LA1 | COMPACT ASYNCHRONOUS MOTOR 1PH816 | 10000.37
1PH8165-1DF02-0CA1 | COMPACT ASYNCHRONOUS MOTOR 1PH816 | 9991.25
1PH8165-1DF02-1BA1 | COMPACT ASYNCHRONOUS MOTOR 1PH816 | 9991.3
1PH8165-1DF02-1BC1 | COMPACT ASYNCHRONOUS MOTOR 1PH816 | 9991.3
1PH8165-1DF02-1FC1 | COMPACT ASYNCHRONOUS MOTOR 1PH816 | 10201.32
1PH8165-1DF02-1GB1 | COMPACT ASYNCHRONOUS MOTOR 1PH816 | 9658.28
1PH8165-1DF02-2CA1 | COMPACT ASYNCHRONOUS MOTOR 1PH816 | 10219.31
1PH8165-1DF02-2CC1 | COMPACT ASYNCHRONOUS MOTOR 1PH816 | 10219.31
1PH8165-1DF02-2FB1 | COMPACT ASYNCHRONOUS MOTOR 1PH816 | 10201.32
1PH8165-1DF03-0CA1 | COMPACT ASYNCHRONOUS MOTOR 1PH816 | 9991.25
1PH8133-1DF12-1CA1 | COMPACT ASYNCHRONOUS MOTOR 1PH813 | 6954.46
1PH8133-1DF12-2BB1 | COMPACT ASYNCHRONOUS MOTOR 1PH813 | 6726.48
1PH8133-1DF12-2BE1 | COMPACT ASYNCHRONOUS MOTOR 1PH813 | 6726.48
1PH8133-1DF12-2GD1 | COMPACT ASYNCHRONOUS MOTOR 1PH813 | 6619.71
1PH8133-1DF12-2LA1 | COMPACT ASYNCHRONOUS MOTOR 1PH813 | 7365.59
1PH8133-1DF13-1LC1 | COMPACT ASYNCHRONOUS MOTOR 1PH813 | 7720.39
1PH8133-1DF13-2BA1-ZK09 | COMPACT ASYNCHRONOUS MOTOR 1PH813 | 7334.62
1PH8133-1DF20-0DC1 | COMPACT ASYNCHRONOUS MOTOR 1PH813 | 7700.05
1PH8133-1DF20-1CB1 | COMPACT ASYNCHRONOUS MOTOR 1PH813 | 7618.03
1PH8165-1DF13-1DA1 | COMPACT ASYNCHRONOUS MOTOR 1PH816 | 10326.71
1PH8165-1DF13-1DB1 | COMPACT ASYNCHRONOUS MOTOR 1PH816 | 10326.71
1PH8165-1DF13-2BA1 | COMPACT ASYNCHRONOUS MOTOR 1PH816 | 9991.3
1PH8165-1DF13-2BB1 | COMPACT ASYNCHRONOUS MOTOR 1PH816 | 9991.3
1PH8165-1DF13-2LA1 | COMPACT ASYNCHRONOUS MOTOR 1PH816 | 10760.57
1PH8165-1DF20-0BA1 | COMPACT ASYNCHRONOUS MOTOR 1PH816 | 11786.39
1PH8166-1DG20-0MA1 | COMPACT ASYNCHRONOUS MOTOR 1PH816 | 14494.11
1PH8166-1DG22-0BA1 | COMPACT ASYNCHRONOUS MOTOR 1PH816 | 13560.18
1PH8166-1DG23-0BA1-ZK18 | COMPACT ASYNCHRONOUS MOTOR 1PH816 | 13864.27
1PH8166-1DG23-0DC1 | COMPACT ASYNCHRONOUS MOTOR 1PH816 | 13895.6
1PH8186-1HF12-2FA2-ZK40 | COMPACT ASYNCHRONOUS MOTOR | 17588.82
1PH8186-1HL03-2BA2-ZL76 | COMPACT ASYNCHRONOUS MOTOR | 16724.21
1PH8226-1HF10-2BC2-ZL76 | COMPACT ASYNCHRONOUS MOTOR | 24422.87
1PH8226-1MD12-2BB2 | COMPACT ASYNCHRONOUS MOTOR | 26091.69
1PH8228-1AF00-1BA2-ZK09K40 | COMPACT ASYNCHRONOUS MOTOR | 32473.44
1PH8228-1DC00-2LA1 | COMPACT ASYNCHRONOUS MOTOR | 39196.45
1PH8228-1DD03-1EA1 | COMPACT ASYNCHRONOUS MOTOR | 33203.63
1PH8228-1DD20-0AA1 | COMPACT ASYNCHRONOUS MOTOR | 38356.16
1PH8133-1DG13-1BA1 | COMPACT ASYNCHRONOUS MOTOR 1PH813 | 7081.26
1PH8133-1DG13-1BB1 | COMPACT ASYNCHRONOUS MOTOR 1PH813 | 7081.26
1PH8133-1DG20-0LH1 | COMPACT ASYNCHRONOUS MOTOR 1PH813 | 8029.15
1PH8133-1DG22-0GA1 | COMPACT ASYNCHRONOUS MOTOR 1PH813 | 7335.72
1PH8133-1DG22-2DC1-ZX01 | COMPACT ASYNCHRONOUS MOTOR 1PH813 | 8156.14
1PH8133-1DG23-0BC1 | COMPACT ASYNCHRONOUS MOTOR 1PH813 | 8023.54
1PH8133-1FB12-0CA1 | COMPACT ASYNCHRONOUS MOTOR 1PH813 | 8018.77
1PH8133-1FD00-1BA1 | COMPACT ASYNCHRONOUS MOTOR 1PH813 | 7512.07
1PH8133-1FD02-0CA1 | COMPACT ASYNCHRONOUS MOTOR 1PH813 | 8018.77
1PH8133-1FD02-0DH1 | COMPACT ASYNCHRONOUS MOTOR 1PH813 | 8100.78
1PH8137-1DF22-0GA1 | COMPACT ASYNCHRONOUS MOTOR 1PH813 | 8615.36
1PH8137-1DF22-1BA1 | COMPACT ASYNCHRONOUS MOTOR 1PH813 | 8948.39
1PH8137-1DG13-0LC1 | COMPACT ASYNCHRONOUS MOTOR 1PH813 | 8531.25
1PH8137-1DG13-1DC1 | COMPACT ASYNCHRONOUS MOTOR 1PH813 | 8202.14
1PH8137-1DS00-0BC1 | COMPACT ASYNCHRONOUS MOTOR 1PH813 | 7258.64
1PH8137-1DS00-1BA1 | COMPACT ASYNCHRONOUS MOTOR 1PH813 | 7258.64
1PH8137-1DS02-0MA1 | COMPACT ASYNCHRONOUS MOTOR 1PH813 | 8963.17
1PH8137-1DS02-1LD1 | COMPACT ASYNCHRONOUS MOTOR 1PH813 | 8402.74
1PH8137-1DS10-1BA1 | COMPACT ASYNCHRONOUS MOTOR 1PH813 | 7258.64
1PH8137-1DS12-0CB1-ZX04 | COMPACT ASYNCHRONOUS MOTOR 1PH813 | 7942.7
1PH8133-1DF00-0DA1 | COMPACT ASYNCHRONOUS MOTOR 1PH813 | 6757.77
1PH8133-1DF00-0LA1 | COMPACT ASYNCHRONOUS MOTOR 1PH813 | 7086.9
1PH8133-1DF00-1BB1-ZK10 | COMPACT ASYNCHRONOUS MOTOR 1PH813 | 6701.15
1PH8133-1DF00-1BG1 | COMPACT ASYNCHRONOUS MOTOR 1PH813 | 6447.79
1PH8133-1DF00-2BB1 | COMPACT ASYNCHRONOUS MOTOR 1PH813 | 6447.79
1PH8133-1DF00-2BC1-ZK09 | COMPACT ASYNCHRONOUS MOTOR 1PH813 | 6701.15
1PH8133-1DF00-2FA1-ZK10 | COMPACT ASYNCHRONOUS MOTOR 1PH813 | 6854.58
1PH8133-1DF00-2LA1 | COMPACT ASYNCHRONOUS MOTOR 1PH813 | 7086.9
1PH8135-1DF22-0LC1 | COMPACT ASYNCHRONOUS MOTOR 1PH813 | 8966.69
1PH8135-1DF22-1CA1 | COMPACT ASYNCHRONOUS MOTOR 1PH813 | 8555.56
1PH8135-1DF23-0LB1 | COMPACT ASYNCHRONOUS MOTOR 1PH813 | 9321.47
1PH8135-1DF23-0LG1 | COMPACT ASYNCHRONOUS MOTOR 1PH813 | 9321.47
1PH8135-1DF23-2BA1-ZX02 | COMPACT ASYNCHRONOUS MOTOR 1PH813 | 8859.71
1PH8135-1DG20-0BA1 | COMPACT ASYNCHRONOUS MOTOR 1PH813 | 8048.85
1PH8135-1DG20-1BA1 | COMPACT ASYNCHRONOUS MOTOR 1PH813 | 8048.85
1PH8135-1DG20-1LA1 | COMPACT ASYNCHRONOUS MOTOR 1PH813 | 8687.98
1PH8135-1DG23-2LA1 | COMPACT ASYNCHRONOUS MOTOR 1PH813 | 9321.47
1PH8135-1DS00-0BB1 | COMPACT ASYNCHRONOUS MOTOR 1PH813 | 6936.2
1PH8135-2DF02-1BE1 | COMPACT SYNCHRONOUS MOTOR 1PH813 | 13966.7
1PH8137-1FD12-1BB1 | COMPACT ASYNCHRONOUS MOTOR 1PH813 | 8601.62
1PH8137-1FD13-2BE1 | COMPACT ASYNCHRONOUS MOTOR 1PH813 | 8956.41
1PH8137-1FF00-0FA1 | COMPACT ASYNCHRONOUS MOTOR 1PH813 | 8476.37
1PH8137-1FF02-0CE1 | COMPACT ASYNCHRONOUS MOTOR 1PH813 | 8829.61
1PH8137-1FF02-1BA1 | COMPACT ASYNCHRONOUS MOTOR 1PH813 | 8601.62
1PH8137-1FF03-1DB1 | COMPACT ASYNCHRONOUS MOTOR 1PH813 | 9266.42
1PH8137-1FF03-2BA1 | COMPACT ASYNCHRONOUS MOTOR 1PH813 | 8956.41
1PH8137-1FF10-1LA1 | COMPACT ASYNCHRONOUS MOTOR 1PH813 | 8962.04
1PH8137-1SG03-2LA1 | COMPACT ASYNCHRONOUS MOTOR 1PH813 | 10102.3
1PH8137-1SS10-2LA1 | COMPACT ASYNCHRONOUS MOTOR 1PH813 | 9468.82
1PH8137-1SS13-2LA1 | COMPACT ASYNCHRONOUS MOTOR 1PH813 | 10102.3
1PH8137-1UD02-1LA1 | COMPACT ASYNCHRONOUS MOTOR 1PH813 | 8417.83
1PH8137-1UD03-1LE1 | COMPACT ASYNCHRONOUS MOTOR 1PH813 | 8772.6
1PH8137-1UD13-2LC1 | COMPACT ASYNCHRONOUS MOTOR 1PH813 | 8772.6
1PH8137-1UF00-1LA1 | COMPACT ASYNCHRONOUS MOTOR 1PH813 | 8139.12
1PH8137-1UF02-2LC1 | COMPACT ASYNCHRONOUS MOTOR 1PH813 | 8417.83
1PH8103-1DF03-2GC1 | COMPACT ASYNCHRONOUS MOTOR 1PH810 | 5901.62
1PH8103-1DG03-2BA1 | COMPACT ASYNCHRONOUS MOTOR 1PH810 | 6234.65
1PH8103-1DG03-2CG1 | COMPACT ASYNCHRONOUS MOTOR 1PH810 | 6462.67
1PH8103-1DG10-1BE1 | COMPACT ASYNCHRONOUS MOTOR 1PH810 | 5727.85
1PH8105-1DS03-1BA1 | COMPACT ASYNCHRONOUS MOTOR 1PH810 | 6457.3
1PH8105-1DS10-1BA1 | COMPACT ASYNCHRONOUS MOTOR 1PH810 | 5950.48
1PH8105-1FF00-1BC1 | COMPACT ASYNCHRONOUS MOTOR 1PH810 | 7014.77
1PH8105-1FF00-2FA1 | COMPACT ASYNCHRONOUS MOTOR 1PH810 | 7111.63
1PH8105-1FF02-1LA1 | COMPACT ASYNCHRONOUS MOTOR 1PH810 | 7842.1
1PH8105-1FF02-2BE1 | COMPACT ASYNCHRONOUS MOTOR 1PH810 | 7242.83
1PH8105-1FF03-2BA1 | COMPACT ASYNCHRONOUS MOTOR 1PH810 | 7521.58
1PH8105-1FF10-2BA1 | COMPACT ASYNCHRONOUS MOTOR 1PH810 | 7014.77
1PH8105-1FF12-0BH1 | COMPACT ASYNCHRONOUS MOTOR 1PH810 | 7242.83
1PH8107-1DD00-2HA1 | COMPACT ASYNCHRONOUS MOTOR 1PH810 | 6010.9
1PH8107-1DD02-0BB1 | COMPACT ASYNCHRONOUS MOTOR 1PH810 | 6343.94
1PH8107-1DD02-0DA1 | COMPACT ASYNCHRONOUS MOTOR 1PH810 | 6653.94
1PH8107-1DD02-0GA1 | COMPACT ASYNCHRONOUS MOTOR 1PH810 | 6010.9
1PH8107-1DD02-1GA1 | COMPACT ASYNCHRONOUS MOTOR 1PH810 | 6010.9
1PH8107-1DD02-1LA1 | COMPACT ASYNCHRONOUS MOTOR 1PH810 | 6943.2
1PH8107-1DD02-2BA1-ZX02 | COMPACT ASYNCHRONOUS MOTOR 1PH810 | 6495.96
1PH8137-1ED12-0CC2-ZM03Q81V90 | COMPACT ASYNCHRONOUS MOTOR 1PH813 | 8997.77
1PH8137-1FB00-2FA1 | COMPACT ASYNCHRONOUS MOTOR 1PH813 | 8476.37
1PH8131-1DF02-0MC1 | COMPACT ASYNCHRONOUS MOTOR 1PH813 | 8006.25
1PH8131-1DF02-1CC1 | COMPACT ASYNCHRONOUS MOTOR 1PH813 | 6808.4
1PH8131-1DF02-1DC1 | COMPACT ASYNCHRONOUS MOTOR 1PH813 | 6890.43
1PH8131-1DF02-2BA1-ZX01 | COMPACT ASYNCHRONOUS MOTOR 1PH813 | 6757.77
1PH8131-1DF02-2BE1 | COMPACT ASYNCHRONOUS MOTOR 1PH813 | 6580.42
1PH8131-1DF02-2GE1 | COMPACT ASYNCHRONOUS MOTOR 1PH813 | 6247.39
1PH8131-1DF02-2HA1 | COMPACT ASYNCHRONOUS MOTOR 1PH813 | 6475.45
1PH8131-1DF02-2QA1 | COMPACT ASYNCHRONOUS MOTOR 1PH813 | 7083.56
1PH8131-1DF03-0GA1 | COMPACT ASYNCHRONOUS MOTOR 1PH813 | 6602.16
1PH8131-1DF03-1BA1 | COMPACT ASYNCHRONOUS MOTOR 1PH813 | 6935.21
1PH8163-1DF00-1FB1 | COMPACT ASYNCHRONOUS MOTOR 1PH816 | 8795.22
1PH8163-1DF00-1GA1 | COMPACT ASYNCHRONOUS MOTOR 1PH816 | 8252.18
1PH8163-1DF00-2BA1-ZX01 | COMPACT ASYNCHRONOUS MOTOR 1PH816 | 8813.29
1PH8163-1DF00-2BA1-ZX03 | COMPACT ASYNCHRONOUS MOTOR 1PH816 | 8813.29
1PH8163-1DF00-2BB1 | COMPACT ASYNCHRONOUS MOTOR 1PH816 | 8585.23
1PH8163-1DF00-2GB1 | COMPACT ASYNCHRONOUS MOTOR 1PH816 | 8252.18
1PH8163-1DF02-0BB1 | COMPACT ASYNCHRONOUS MOTOR 1PH816 | 9117.33
1PH8163-1DF02-1CA1 | COMPACT ASYNCHRONOUS MOTOR 1PH816 | 9573.39
1PH8163-1DF02-1GA1 | COMPACT ASYNCHRONOUS MOTOR 1PH816 | 9012.36
1PH8163-1DF02-2DA1 | COMPACT ASYNCHRONOUS MOTOR 1PH816 | 9680.81
1PH8163-1DF03-0BA1 | COMPACT ASYNCHRONOUS MOTOR 1PH816 | 9117.33
1PH8163-1DF23-1BA1 | COMPACT ASYNCHRONOUS MOTOR 1PH816 | 11000.86
1PH8165-1DF00-0DA1 | COMPACT ASYNCHRONOUS MOTOR 1PH816 | 9338.47
1PH8165-1DF00-0LA1 | COMPACT ASYNCHRONOUS MOTOR 1PH816 | 9772.31
1PH8165-1DF00-0MA1 | COMPACT ASYNCHRONOUS MOTOR 1PH816 | 10697.18
1PH8165-1DF00-1CA1 | COMPACT ASYNCHRONOUS MOTOR 1PH816 | 9459.12
1PH8165-1DF00-1DA1 | COMPACT ASYNCHRONOUS MOTOR 1PH816 | 9566.53
1PH8165-1DF00-1QA1 | COMPACT ASYNCHRONOUS MOTOR 1PH816 | 9844.98
1PH8165-1DF00-2BA1-ZX01 | COMPACT ASYNCHRONOUS MOTOR 1PH816 | 9459.2
1PH8165-1DF00-2DB1 | COMPACT ASYNCHRONOUS MOTOR 1PH816 | 9566.53
1PH8131-1MD10-2BA2 | COMPACT ASYNCHRONOUS MOTOR 1PH813 | 5490.89
1PH8133-1DF03-2GA1 | COMPACT ASYNCHRONOUS MOTOR 1PH813 | 6748.23
1PH8133-1DF10-0BA1 | COMPACT ASYNCHRONOUS MOTOR 1PH813 | 6447.79
1PH8133-1DF10-1BC1 | COMPACT ASYNCHRONOUS MOTOR 1PH813 | 6447.79
1PH8133-1DF10-1FA1 | COMPACT ASYNCHRONOUS MOTOR 1PH813 | 6601.2
1PH8133-1DF10-2BB1-ZX53 | COMPACT ASYNCHRONOUS MOTOR 1PH813 | 6979.94
1PH8133-1DF10-2BF1 | COMPACT ASYNCHRONOUS MOTOR 1PH813 | 6447.79
1PH8133-1DF12-0BA1 | COMPACT ASYNCHRONOUS MOTOR 1PH813 | 6726.48
1PH8133-1DF12-0CA1 | COMPACT ASYNCHRONOUS MOTOR 1PH813 | 6954.46
1PH8165-1DF10-1BA1-ZK09 | COMPACT ASYNCHRONOUS MOTOR 1PH816 | 9611.25
1PH8165-1DF10-1BA1-ZK10X01 | COMPACT ASYNCHRONOUS MOTOR 1PH816 | 9839.31
1PH8165-1DF10-2BC1 | COMPACT ASYNCHRONOUS MOTOR 1PH816 | 9231.13
1PH8165-1DF10-2DA1 | COMPACT ASYNCHRONOUS MOTOR 1PH816 | 9566.53
1PH8165-1DF12-1BB1 | COMPACT ASYNCHRONOUS MOTOR 1PH816 | 9991.3
1PH8165-1DF12-1DA1 | COMPACT ASYNCHRONOUS MOTOR 1PH816 | 10326.71
1PH8165-1DF12-2GD1-ZK09 | COMPACT ASYNCHRONOUS MOTOR 1PH816 | 10264.67
1PH8165-1DF13-0BA1-ZK18 | COMPACT ASYNCHRONOUS MOTOR 1PH816 | 10067.35
1PH8165-1DF13-0QA1-ZK09X01 | COMPACT ASYNCHRONOUS MOTOR 1PH816 | 10985.27
1PH8165-1DF13-1BB1 | COMPACT ASYNCHRONOUS MOTOR 1PH816 | 9991.3
1PH8184-1DC00-2FA1 | COMPACT ASYNCHRONOUS MOTOR | 12098.72
1PH8184-1DC03-2LA1 | COMPACT ASYNCHRONOUS MOTOR | 20581.98
1PH8184-1DD00-2EB1-ZL27 | COMPACT ASYNCHRONOUS MOTOR | 13048.78
1PH8184-1DD03-0DA1-ZV92 | COMPACT ASYNCHRONOUS MOTOR | 14248.79
1PH8186-1DF13-1LC1 | COMPACT ASYNCHRONOUS MOTOR | 24904.63
1PH8186-1DF23-0LA1 | COMPACT ASYNCHRONOUS MOTOR | 29224.39
1PH8186-1FD00-2BA1 | COMPACT ASYNCHRONOUS MOTOR | 17420.19
1PH8186-1FF10-2EC1-ZG14L27 | COMPACT ASYNCHRONOUS MOTOR | 19336.17
1PH8186-1HD10-2EA2 | COMPACT ASYNCHRONOUS MOTOR | 15176.16
1PH8133-1DG03-2BA1-ZX02 | COMPACT ASYNCHRONOUS MOTOR 1PH813 | 7258.64
1PH8133-1DG03-2GA1 | COMPACT ASYNCHRONOUS MOTOR 1PH813 | 6748.23
1PH8133-1DG10-0LA1 | COMPACT ASYNCHRONOUS MOTOR 1PH813 | 7086.9
1PH8133-1DG10-1BC1 | COMPACT ASYNCHRONOUS MOTOR 1PH813 | 6447.79
1PH8133-1DG10-2BB1 | COMPACT ASYNCHRONOUS MOTOR 1PH813 | 6447.79
1PH8133-1DG10-2BE1 | COMPACT ASYNCHRONOUS MOTOR 1PH813 | 6447.79
1PH8133-1DG10-2GA1 | COMPACT ASYNCHRONOUS MOTOR 1PH813 | 6114.74
1PH8133-1DG12-0BA1 | COMPACT ASYNCHRONOUS MOTOR 1PH813 | 6726.48
1PH8133-1DG12-0BE1 | COMPACT ASYNCHRONOUS MOTOR 1PH813 | 6726.48
1PH8137-1DF10-2FC1 | COMPACT ASYNCHRONOUS MOTOR 1PH813 | 7412.06
1PH8137-1DF12-0BA1 | COMPACT ASYNCHRONOUS MOTOR 1PH813 | 7537.34
1PH8137-1DG03-2BA1 | COMPACT ASYNCHRONOUS MOTOR 1PH813 | 7892.12
1PH8137-1DG03-2BC1 | COMPACT ASYNCHRONOUS MOTOR 1PH813 | 7892.12
1PH8137-1DG10-0BB1 | COMPACT ASYNCHRONOUS MOTOR 1PH813 | 7258.64
1PH8137-1DG10-1BA1 | COMPACT ASYNCHRONOUS MOTOR 1PH813 | 7258.64
1PH8137-1DG10-1BB1-ZX01 | COMPACT ASYNCHRONOUS MOTOR 1PH813 | 7435.99
1PH8137-1DG10-2BC1 | COMPACT ASYNCHRONOUS MOTOR 1PH813 | 7258.64
1PH8137-1DG10-2FA1 | COMPACT ASYNCHRONOUS MOTOR 1PH813 | 7412.06
1PH8137-1DG12-0BC1 | COMPACT ASYNCHRONOUS MOTOR 1PH813 | 7537.34
1PH8137-1DG12-0CG1 | COMPACT ASYNCHRONOUS MOTOR 1PH813 | 7765.35
1PH8131-1DF00-1BC1-ZK10X05 | COMPACT ASYNCHRONOUS MOTOR 1PH813 | 6732.44
1PH8131-1DF00-1CA1 | COMPACT ASYNCHRONOUS MOTOR 1PH813 | 6529.7
1PH8131-1DF00-1LA1 | COMPACT ASYNCHRONOUS MOTOR 1PH813 | 6940.83
1PH8131-1DF00-2BA1 | COMPACT ASYNCHRONOUS MOTOR 1PH813 | 6301.7
1PH8131-1DF00-2GA1 | COMPACT ASYNCHRONOUS MOTOR 1PH813 | 5968.65
1PH8131-1DF00-2GE1 | COMPACT ASYNCHRONOUS MOTOR 1PH813 | 5968.65
1PH8131-1DF02-0CA1 | COMPACT ASYNCHRONOUS MOTOR 1PH813 | 6808.4
1PH8131-1DF02-0CE1 | COMPACT ASYNCHRONOUS MOTOR 1PH813 | 6808.4
1PH8131-1DF02-0DH1 | COMPACT ASYNCHRONOUS MOTOR 1PH813 | 6890.43
1PH8131-1DF02-0GA1-ZK18 | COMPACT ASYNCHRONOUS MOTOR 1PH813 | 6551.48
1PH8163-1DD10-2FA1 | COMPACT ASYNCHRONOUS MOTOR 1PH816 | 8795.22
1PH8163-1DD10-2FB1 | COMPACT ASYNCHRONOUS MOTOR 1PH816 | 8795.22
1PH8163-1DD12-1BA1 | COMPACT ASYNCHRONOUS MOTOR 1PH816 | 9345.39
1PH8163-1DD12-2BA1 | COMPACT ASYNCHRONOUS MOTOR 1PH816 | 9345.39
1PH8163-1DD13-1DA1 | COMPACT ASYNCHRONOUS MOTOR 1PH816 | 9680.81
1PH8163-1DD13-2BA1 | COMPACT ASYNCHRONOUS MOTOR 1PH816 | 9345.39
1PH8163-1DF00-0CA1 | COMPACT ASYNCHRONOUS MOTOR 1PH816 | 8585.15
1PH8163-1DF00-0DB1 | COMPACT ASYNCHRONOUS MOTOR 1PH816 | 8692.55
1PH8163-1DF00-1DA1 | COMPACT ASYNCHRONOUS MOTOR 1PH816 | 8920.63
1PH8163-1DF00-1FA1 | COMPACT ASYNCHRONOUS MOTOR 1PH816 | 8795.22
1PH8163-1DF13-2BA1-ZX01 | COMPACT ASYNCHRONOUS MOTOR 1PH816 | 9573.45
1PH8163-1DF13-2HB1 | COMPACT ASYNCHRONOUS MOTOR 1PH816 | 9240.42
1PH8163-1DF20-1BA1 | COMPACT ASYNCHRONOUS MOTOR 1PH816 | 10240.7
1PH8163-1DF20-2BA1 | COMPACT ASYNCHRONOUS MOTOR 1PH816 | 10240.7
1PH8163-1DF22-0FC1 | COMPACT ASYNCHRONOUS MOTOR 1PH816 | 10982.82
1PH8163-1DF22-1BC1 | COMPACT ASYNCHRONOUS MOTOR 1PH816 | 11000.86
1PH8163-1DF23-0BA1 | COMPACT ASYNCHRONOUS MOTOR 1PH816 | 10772.8
1PH8163-1DF23-0CA1 | COMPACT ASYNCHRONOUS MOTOR 1PH816 | 11000.78
1PH8163-1DF23-0LD1 | COMPACT ASYNCHRONOUS MOTOR 1PH816 | 11768.33
1PH8131-1FB00-0BA1 | COMPACT ASYNCHRONOUS MOTOR 1PH813 | 7366
1PH8131-1FF00-0LE1 | COMPACT ASYNCHRONOUS MOTOR 1PH813 | 8005.11
1PH8131-1FF00-2BA1 | COMPACT ASYNCHRONOUS MOTOR 1PH813 | 7366
1PH8131-1FF02-1BA1 | COMPACT ASYNCHRONOUS MOTOR 1PH813 | 7644.71
1PH8131-1FF02-1HA1 | COMPACT ASYNCHRONOUS MOTOR 1PH813 | 7539.73
1PH8131-1FF12-0BA1 | COMPACT ASYNCHRONOUS MOTOR 1PH813 | 7644.71
1PH8131-1FF12-1BB1 | COMPACT ASYNCHRONOUS MOTOR 1PH813 | 7644.71
1PH8131-1HF00-1BA2 | COMPACT ASYNCHRONOUS MOTOR 1PH813 | 5110.76
1PH8131-1HF02-2GA2 | COMPACT ASYNCHRONOUS MOTOR 1PH813 | 5056.46
1PH8165-1DF03-1LB1 | COMPACT ASYNCHRONOUS MOTOR 1PH816 | 10760.57
1PH8165-1DF03-1LC1-ZK09K24 | COMPACT ASYNCHRONOUS MOTOR 1PH816 | 11368.72
1PH8165-1DF03-2BC1-ZK18 | COMPACT ASYNCHRONOUS MOTOR 1PH816 | 10295.42
1PH8165-1DF03-2CA1-ZK18 | COMPACT ASYNCHRONOUS MOTOR 1PH816 | 10523.4
1PH8165-1DF03-2GA1-ZK18 | COMPACT ASYNCHRONOUS MOTOR 1PH816 | 9962.37
1PH8165-1DF03-2HA1 | COMPACT ASYNCHRONOUS MOTOR 1PH816 | 9886.32
1PH8165-1DF03-2QB1 | COMPACT ASYNCHRONOUS MOTOR 1PH816 | 10605.18
1PH8165-1DF10-0BB1 | COMPACT ASYNCHRONOUS MOTOR 1PH816 | 9003.07
1PH8165-1DF10-0DA1 | COMPACT ASYNCHRONOUS MOTOR 1PH816 | 9338.47
1PH8165-1DF10-0MA1 | COMPACT ASYNCHRONOUS MOTOR 1PH816 | 10697.18
1PH8167-2DF00-2CB1 | COMPACT SYNCHRONOUS MOTOR 1PH816 | 19074.43
1PH8167-2DF10-2BA1 | COMPACT SYNCHRONOUS MOTOR 1PH816 | 18846.43
1PH8167-2DF13-2CA1 | COMPACT SYNCHRONOUS MOTOR 1PH816 | 19834.61
1PH8167-2DL02-2CA1 | COMPACT SYNCHRONOUS MOTOR 1PH816 | 19834.61
1PH8167-2DL03-2BA1 | COMPACT SYNCHRONOUS MOTOR 1PH816 | 19606.63
1PH8167-2DL03-2QA1 | COMPACT SYNCHRONOUS MOTOR 1PH816 | 20220.47
1PH8167-2FF00-2BA1 | COMPACT SYNCHRONOUS MOTOR 1PH816 | 19910.72
1PH8167-2FF02-0BB1 | COMPACT SYNCHRONOUS MOTOR 1PH816 | 20442.85
1PH8167-2FL03-1CC1 | COMPACT SYNCHRONOUS MOTOR 1PH816 | 20898.89
1PH8168-2DF22-0BA1 | COMPACT SYNCHRONOUS MOTOR 1PH816 | 21206.01
1PH8133-1DG02-0DB1 | COMPACT ASYNCHRONOUS MOTOR 1PH813 | 7036.5
1PH8133-1DG02-0FA1 | COMPACT ASYNCHRONOUS MOTOR 1PH813 | 6879.94
1PH8133-1DG02-1BA1 | COMPACT ASYNCHRONOUS MOTOR 1PH813 | 6726.48
1PH8133-1DG02-1BB1 | COMPACT ASYNCHRONOUS MOTOR 1PH813 | 6726.48
1PH8133-1DG02-2BA1-ZX01 | COMPACT ASYNCHRONOUS MOTOR 1PH813 | 6903.86
1PH8133-1DG02-2BB1 | COMPACT ASYNCHRONOUS MOTOR 1PH813 | 6726.48
1PH8133-1DG02-2GA1 | COMPACT ASYNCHRONOUS MOTOR 1PH813 | 6393.45
1PH8133-1DG03-0BC1 | COMPACT ASYNCHRONOUS MOTOR 1PH813 | 7081.26
1PH8133-1DG03-1BA1 | COMPACT ASYNCHRONOUS MOTOR 1PH813 | 7081.26
1PH8133-1DG02-0BC1 | COMPACT ASYNCHRONOUS MOTOR 1PH813 | 6726.48
1PH8133-1FD02-2BA1-ZX04 | COMPACT ASYNCHRONOUS MOTOR 1PH813 | 7968.14
1PH8133-1FD03-0BA1 | COMPACT ASYNCHRONOUS MOTOR 1PH813 | 8145.54
1PH8133-1FD12-0BA1 | COMPACT ASYNCHRONOUS MOTOR 1PH813 | 7790.76
1PH8133-1FD12-1BA1 | COMPACT ASYNCHRONOUS MOTOR 1PH813 | 7790.76
1PH8133-1FF00-0BA1 | COMPACT ASYNCHRONOUS MOTOR 1PH813 | 7512.07
1PH8133-1FF00-1BA1-ZK23X19 | COMPACT ASYNCHRONOUS MOTOR 1PH813 | 8310.25
1PH8135-2DF03-0BA1-ZX01 | COMPACT SYNCHRONOUS MOTOR 1PH813 | 14498.86
1PH8135-2DF03-1BA1-ZX01 | COMPACT SYNCHRONOUS MOTOR 1PH813 | 14498.86
1PH8135-2DF12-2CA1 | COMPACT SYNCHRONOUS MOTOR 1PH813 | 14194.69
1PH8135-2DF13-1BB1 | COMPACT SYNCHRONOUS MOTOR 1PH813 | 14321.48
1PH8228-1HD00-2AA2-ZL00L76 | COMPACT ASYNCHRONOUS MOTOR | 30938.24
3NX1015 | LV HRC fuse-puller size 000 to 3 | 24.47
3RT2046-1AU60-0UA0 | CONTACTOR NEMA SZ 3 90A 277VAC | 322.85
3RV2011-0AA20-ZW97 | CIRCUIT-BREAKER SPRING-L. CONN. 0.16A | 50.39
3VA1116-5GF42-0AD0 | MCCB_IEC_FS160_160A_4P_55KA_TM_ ATAM | 898.28
3VA1116-5GF42-0AF0 | MCCB_IEC_FS160_160A_4P_55KA_TM_ ATAM | 877.38
3VA1116-5GF42-0DD0 | MCCB_IEC_FS160_160A_4P_55KA_TM_ ATAM | 1023.62
1PH8133-1DD10-2GC1 | COMPACT ASYNCHRONOUS MOTOR 1PH813 | 6114.74
1PH8133-1DD10-2GH1 | COMPACT ASYNCHRONOUS MOTOR 1PH813 | 6114.74
1PH8133-1DD12-0BA1 | COMPACT ASYNCHRONOUS MOTOR 1PH813 | 6726.48
1PH8133-1DD12-0BE1 | COMPACT ASYNCHRONOUS MOTOR 1PH813 | 6726.48
1PH8133-1DD13-0BB1 | COMPACT ASYNCHRONOUS MOTOR 1PH813 | 7081.26
1PH8133-1DD13-0BC1 | COMPACT ASYNCHRONOUS MOTOR 1PH813 | 7081.26
1PH8135-1DF10-1BB1 | COMPACT ASYNCHRONOUS MOTOR 1PH813 | 6936.2
1PH8135-1DF10-1HA1 | COMPACT ASYNCHRONOUS MOTOR 1PH813 | 6831.21
1PH8135-1DF12-1BA1 | COMPACT ASYNCHRONOUS MOTOR 1PH813 | 7214.9
1PH8135-1DF12-1BB1 | COMPACT ASYNCHRONOUS MOTOR 1PH813 | 7214.9
1PH8135-1DF12-1BC1 | COMPACT ASYNCHRONOUS MOTOR 1PH813 | 7214.9
1PH8135-1DF12-1BE1 | COMPACT ASYNCHRONOUS MOTOR 1PH813 | 7214.9
1PH8135-1DF12-1GA1 | COMPACT ASYNCHRONOUS MOTOR 1PH813 | 6881.85
1PH8135-1DF13-1LB1 | COMPACT ASYNCHRONOUS MOTOR 1PH813 | 8208.8
1PH8135-1DF13-2BA1 | COMPACT ASYNCHRONOUS MOTOR 1PH813 | 7569.67
1PH8135-1DF13-2BC1 | COMPACT ASYNCHRONOUS MOTOR 1PH813 | 7569.67
1PH8135-1DF20-0BA1 | COMPACT ASYNCHRONOUS MOTOR 1PH813 | 8048.85
1PH8135-1SS02-1LA1 | COMPACT ASYNCHRONOUS MOTOR 1PH813 | 9425.08
1PH8135-1SS02-3LA1 | COMPACT ASYNCHRONOUS MOTOR 1PH813 | 11288.24
1PH8135-1SS02-3MA1 | COMPACT ASYNCHRONOUS MOTOR 1PH813 | 12074.96
1PH8135-1SS02-3MC1 | COMPACT ASYNCHRONOUS MOTOR 1PH813 | 12074.96
1PH8135-1UF12-2LA1 | COMPACT ASYNCHRONOUS MOTOR 1PH813 | 8095.38
1PH8135-1UF20-1LA1 | COMPACT ASYNCHRONOUS MOTOR 1PH813 | 8929.35
1PH8135-1UF20-2LA1 | COMPACT ASYNCHRONOUS MOTOR 1PH813 | 8929.35
1PH8135-1UF22-0LH1 | COMPACT ASYNCHRONOUS MOTOR 1PH813 | 9208.06
1PH8135-1UF23-0LC1 | COMPACT ASYNCHRONOUS MOTOR 1PH813 | 9562.84
1PH8137-1MD02-2BA2 | COMPACT ASYNCHRONOUS MOTOR 1PH813 | 6726.51
1PH8137-1MF00-2BG2 | COMPACT ASYNCHRONOUS MOTOR 1PH813 | 6447.8
1PH8137-1MF02-2BA2 | COMPACT ASYNCHRONOUS MOTOR 1PH813 | 6726.51
1PH8137-1MF03-1BA2 | COMPACT ASYNCHRONOUS MOTOR 1PH813 | 7081.31
1PH8137-1SF02-0LA1 | COMPACT ASYNCHRONOUS MOTOR 1PH813 | 9747.51
1PH8137-1SF02-0LC1 | COMPACT ASYNCHRONOUS MOTOR 1PH813 | 9747.51
1PH8137-1SF02-0MA1 | COMPACT ASYNCHRONOUS MOTOR 1PH813 | 10534.24
1PH8137-1SF02-0MC1 | COMPACT ASYNCHRONOUS MOTOR 1PH813 | 10534.24
1PH8137-1SG00-0MA1 | COMPACT ASYNCHRONOUS MOTOR 1PH813 | 10255.51
1PH8137-1SG00-1LA1 | COMPACT ASYNCHRONOUS MOTOR 1PH813 | 9468.82
1PH8137-1SG00-2LA1 | COMPACT ASYNCHRONOUS MOTOR 1PH813 | 9468.82
1PH8137-1SG02-0LA1 | COMPACT ASYNCHRONOUS MOTOR 1PH813 | 9747.51
1PH8163-1FB00-2QA1 | COMPACT ASYNCHRONOUS MOTOR 1PH816 | 10263.36
1PH8163-1FB03-1LA1 | COMPACT ASYNCHRONOUS MOTOR 1PH816 | 11178.93
1PH8163-1FB10-2BA1 | COMPACT ASYNCHRONOUS MOTOR 1PH816 | 9649.51
1PH8163-1FD00-0DA1 | COMPACT ASYNCHRONOUS MOTOR 1PH816 | 9756.85
1PH8163-1FD00-1BA1 | COMPACT ASYNCHRONOUS MOTOR 1PH816 | 9649.51
1PH8163-1FD10-1BC1 | COMPACT ASYNCHRONOUS MOTOR 1PH816 | 9649.51
1PH8163-1FD10-2BB1 | COMPACT ASYNCHRONOUS MOTOR 1PH816 | 9649.51
1PH8163-1FD10-2GA1 | COMPACT ASYNCHRONOUS MOTOR 1PH816 | 9316.46
1PH8163-1FD12-1BA1 | COMPACT ASYNCHRONOUS MOTOR 1PH816 | 10409.67
1PH8103-1DG02-0DG1 | COMPACT ASYNCHRONOUS MOTOR 1PH810 | 6265.92
1PH8103-1DG02-0FA1 | COMPACT ASYNCHRONOUS MOTOR 1PH810 | 6052.77
1PH8103-1DG02-0GA1 | COMPACT ASYNCHRONOUS MOTOR 1PH810 | 5622.88
1PH8103-1DG02-0HA1 | COMPACT ASYNCHRONOUS MOTOR 1PH810 | 5850.94
1PH8103-1DG02-1CA1-ZK18 | COMPACT ASYNCHRONOUS MOTOR 1PH810 | 6488
1PH8103-1DG02-1CC1 | COMPACT ASYNCHRONOUS MOTOR 1PH810 | 6183.89
1PH8103-1DG02-1DA1 | COMPACT ASYNCHRONOUS MOTOR 1PH810 | 6265.92
1PH8103-1DG02-1GC1 | COMPACT ASYNCHRONOUS MOTOR 1PH810 | 5622.88
3VA1116-5GF42-0DH0 | MCCB_IEC_FS160_160A_4P_55KA_TM_ ATAM | 1023.62
3VA1340-1AA42-0CG0 | SD_IEC_FS400_400A_4P | 1211.63
3VA1340-1AA42-0HG0 | SD_IEC_FS400_400A_4P | 1190.74
3VA1450-1AA42-0AB0 | SD_IEC_FS630_500A_4p | 1420.54
3VA1450-5EF32-0AH0 | MCCB_IEC_FS630_500A_3P_55KA_TM_ ATAM | 1699.07
3VA1463-4EF32-0AB0 | MCCB_IEC_FS630_630A_3P_36KA_TM_ ATAM | 1671.21
3VA1463-4EF32-0KA0 | MCCB_IEC_FS630_630A_3P_36KA_TM_ ATAM | 1685.14
1PH8137-1DD00-0BA1-ZX01 | COMPACT ASYNCHRONOUS MOTOR 1PH813 | 7435.99
1PH8137-1DD00-0BC1 | COMPACT ASYNCHRONOUS MOTOR 1PH813 | 7258.64
1PH8137-1DD00-0FB1-ZK10 | COMPACT ASYNCHRONOUS MOTOR 1PH813 | 7665.45
1PH8137-1DD00-1BA1 | COMPACT ASYNCHRONOUS MOTOR 1PH813 | 7258.64
1PH8137-1DD00-1FA1-ZK09 | COMPACT ASYNCHRONOUS MOTOR 1PH813 | 7665.45
1PH8137-1DD00-1GB1-ZV90 | COMPACT ASYNCHRONOUS MOTOR 1PH813 | 7028.98
1PH8137-1DD00-2BC1 | COMPACT ASYNCHRONOUS MOTOR 1PH813 | 7258.64
1PH8137-1DD00-2CA1 | COMPACT ASYNCHRONOUS MOTOR 1PH813 | 7486.61
1PH8137-2DL13-0QA1-ZK18 | COMPACT SYNCHRONOUS MOTOR 1PH813 | 16344
1PH8137-2DL13-2FA1 | COMPACT SYNCHRONOUS MOTOR 1PH813 | 15690.2
1PH8137-2DM00-2CA1 | COMPACT SYNCHRONOUS MOTOR 1PH813 | 15131.25
1PH8137-2DM02-0FA1 | COMPACT SYNCHRONOUS MOTOR 1PH813 | 15335.44
1PH8137-2DM02-1CA1 | COMPACT SYNCHRONOUS MOTOR 1PH813 | 15409.99
1PH8137-2DM12-0BA1-ZX01 | COMPACT SYNCHRONOUS MOTOR 1PH813 | 15359.36
1PH8137-2DM13-0CC1 | COMPACT SYNCHRONOUS MOTOR 1PH813 | 15764.75
1PH8137-2FF02-0BH1 | COMPACT SYNCHRONOUS MOTOR 1PH813 | 16246.26
1PH8137-2FF02-0QF1 | COMPACT SYNCHRONOUS MOTOR 1PH813 | 16749.4
1PH8137-2FF03-0BB1 | COMPACT SYNCHRONOUS MOTOR 1PH813 | 16601.05
1PH8137-2FF03-1CG1 | COMPACT SYNCHRONOUS MOTOR 1PH813 | 16829.04
1PH8137-2FF12-0CA1 | COMPACT SYNCHRONOUS MOTOR 1PH813 | 16474.27
1PH8165-1DD00-0CB1 | COMPACT ASYNCHRONOUS MOTOR 1PH816 | 9231.05
1PH8165-1DD00-0DB1 | COMPACT ASYNCHRONOUS MOTOR 1PH816 | 9338.47
1PH8165-1DD00-1BA1 | COMPACT ASYNCHRONOUS MOTOR 1PH816 | 9231.13
1PH8165-1DD00-1BC1 | COMPACT ASYNCHRONOUS MOTOR 1PH816 | 9231.13
1PH8165-1DD00-1FB1 | COMPACT ASYNCHRONOUS MOTOR 1PH816 | 9441.13
1PH8165-1DD00-1QA1 | COMPACT ASYNCHRONOUS MOTOR 1PH816 | 9844.98
1PH8165-1DD00-2BB1 | COMPACT ASYNCHRONOUS MOTOR 1PH816 | 9231.13
1PH8165-1DD00-2DB1 | COMPACT ASYNCHRONOUS MOTOR 1PH816 | 9566.53
1PH8165-1DD00-2FB1 | COMPACT ASYNCHRONOUS MOTOR 1PH816 | 9441.13
1PH8165-1DD02-0CA1 | COMPACT ASYNCHRONOUS MOTOR 1PH816 | 9991.25
1PH8165-1DD02-0DB1 | COMPACT ASYNCHRONOUS MOTOR 1PH816 | 10098.65
1PH8165-1HF03-1GA2 | COMPACT ASYNCHRONOUS MOTOR 1PH816 | 8467.36
1PH8165-1HF10-1BA2 | COMPACT ASYNCHRONOUS MOTOR 1PH816 | 8040.2
1PH8165-1HF20-2GC2-ZK09 | COMPACT ASYNCHRONOUS MOTOR 1PH816 | 10870.59
1PH8165-1HG00-1BA2 | COMPACT ASYNCHRONOUS MOTOR 1PH816 | 8040.2
1PH8165-1JF03-1BA2 | COMPACT ASYNCHRONOUS MOTOR 1PH816 | 9281.85
1PH8165-1JF03-2BA2 | COMPACT ASYNCHRONOUS MOTOR 1PH816 | 9281.85
1PH8165-1MF00-1GA2 | COMPACT ASYNCHRONOUS MOTOR 1PH816 | 8087.26
1PH8165-1MF00-2FB2 | COMPACT ASYNCHRONOUS MOTOR 1PH816 | 8630.32
1PH8165-1MF23-1BA2-ZK09 | COMPACT ASYNCHRONOUS MOTOR 1PH816 | 12343.9
1PH8166-1DF20-2BB1 | COMPACT ASYNCHRONOUS MOTOR 1PH816 | 13028.07
1PH8166-1DF23-0BA1 | COMPACT ASYNCHRONOUS MOTOR 1PH816 | 13560.18
1PH8166-1DF23-0DA1 | COMPACT ASYNCHRONOUS MOTOR 1PH816 | 13895.6
1PH8166-1DF23-1CC1 | COMPACT ASYNCHRONOUS MOTOR 1PH816 | 14016.22
1PH8166-1DF23-1DD1 | COMPACT ASYNCHRONOUS MOTOR 1PH816 | 14349.92
1PH8184-1HF10-2EA2-ZL76 | COMPACT ASYNCHRONOUS MOTOR | 11065.53
1PH8184-1JD30-2BC2-ZL76V92 | COMPACT ASYNCHRONOUS MOTOR | 13353.5
1PH8184-2FD13-2AC1 | COMPACT SYNCHRONOUS MOTOR | 21429.32
1PH8184-3HF10-2AA2 | COMPACT ASYNCHRONOUS MOTOR | 10295.76
1PH8105-1DS12-2BA1 | COMPACT ASYNCHRONOUS MOTOR 1PH810 | 6178.55
1PH8105-1EF13-1HA2 | COMPACT ASYNCHRONOUS MOTOR 1PH810 | 6605.71
1PH8105-1EM22-0BA2 | COMPACT ASYNCHRONOUS MOTOR 1PH810 | 7047.94
1PH8105-1FF02-2GA1 | COMPACT ASYNCHRONOUS MOTOR 1PH810 | 6909.79
1PH8105-1FF02-2GA1-ZX28 | COMPACT ASYNCHRONOUS MOTOR 1PH810 | 7391.23
1PH8105-1FF03-0BA1 | COMPACT ASYNCHRONOUS MOTOR 1PH810 | 7521.58
1PH8105-1FF03-1BA1 | COMPACT ASYNCHRONOUS MOTOR 1PH810 | 7521.58
1PH8107-1DD02-0BE1 | COMPACT ASYNCHRONOUS MOTOR 1PH810 | 6343.94
1PH8107-1DD02-0CA1 | COMPACT ASYNCHRONOUS MOTOR 1PH810 | 6571.92
1PH8107-1DD02-0CB1 | COMPACT ASYNCHRONOUS MOTOR 1PH810 | 6571.92
1PH8107-1DD02-0CC1 | COMPACT ASYNCHRONOUS MOTOR 1PH810 | 6571.92
1PH8107-1DD02-1LB1 | COMPACT ASYNCHRONOUS MOTOR 1PH810 | 6943.2
1PH8107-1DD02-1QA1 | COMPACT ASYNCHRONOUS MOTOR 1PH810 | 6755.85
1PH8107-1DD02-2BA1 | COMPACT ASYNCHRONOUS MOTOR 1PH810 | 6343.94
1PH8107-1DD02-2BA1-ZX01 | COMPACT ASYNCHRONOUS MOTOR 1PH810 | 6495.96
1PH8107-1MD12-0GA2 | COMPACT ASYNCHRONOUS MOTOR 1PH810 | 5200.06
1PH8107-1MD12-2GA2-ZX01 | COMPACT ASYNCHRONOUS MOTOR 1PH810 | 5352.08
1PH8107-1MF00-1GA2 | COMPACT ASYNCHRONOUS MOTOR 1PH810 | 4972
1PH8107-1MF00-2GA2 | COMPACT ASYNCHRONOUS MOTOR 1PH810 | 4972
1PH8107-1MF02-0LA2 | COMPACT ASYNCHRONOUS MOTOR 1PH810 | 6132.39
1PH8107-1SF02-3LC1 | COMPACT ASYNCHRONOUS MOTOR 1PH810 | 10287.99
1PH8107-1SF22-3LA1 | COMPACT ASYNCHRONOUS MOTOR 1PH810 | 11144.02
1PH8107-1SF22-3LC1 | COMPACT ASYNCHRONOUS MOTOR 1PH810 | 11144.02
1PH8107-1SF22-3MA1 | COMPACT ASYNCHRONOUS MOTOR 1PH810 | 11768.28
1PH8107-1SM02-0MA1 | COMPACT ASYNCHRONOUS MOTOR 1PH810 | 9138.55
1PH8107-1SM02-3LC1 | COMPACT ASYNCHRONOUS MOTOR 1PH810 | 10287.99
1PH8107-1SM02-3MA1 | COMPACT ASYNCHRONOUS MOTOR 1PH810 | 10912.26
1PH8107-1SM02-3MC1 | COMPACT ASYNCHRONOUS MOTOR 1PH810 | 10912.26
1PH8133-1DD10-2BA1-ZK09 | COMPACT ASYNCHRONOUS MOTOR 1PH813 | 6701.15
1PH8133-1DD10-2BA1-ZX01 | COMPACT ASYNCHRONOUS MOTOR 1PH813 | 6625.14
1PH8133-1DD10-2BB1 | COMPACT ASYNCHRONOUS MOTOR 1PH813 | 6447.79
1PH8133-1DD10-2BC1 | COMPACT ASYNCHRONOUS MOTOR 1PH813 | 6447.79
1PH8133-1DD12-1CC1 | COMPACT ASYNCHRONOUS MOTOR 1PH813 | 6954.46
1PH8133-1DD12-1LB1 | COMPACT ASYNCHRONOUS MOTOR 1PH813 | 7365.59
1PH8133-1DD12-2BA1 | COMPACT ASYNCHRONOUS MOTOR 1PH813 | 6726.48
1PH8133-1DD12-2BA1-ZX01 | COMPACT ASYNCHRONOUS MOTOR 1PH813 | 6903.86
1PH8135-1DF10-2BF1 | COMPACT ASYNCHRONOUS MOTOR 1PH813 | 6936.2
1PH8135-1DF10-2FG1 | COMPACT ASYNCHRONOUS MOTOR 1PH813 | 7089.62
1PH8135-1DF10-2GA1 | COMPACT ASYNCHRONOUS MOTOR 1PH813 | 6603.15
1PH8135-1DF12-0BA1 | COMPACT ASYNCHRONOUS MOTOR 1PH813 | 7214.9
1PH8135-1DF13-0BA1 | COMPACT ASYNCHRONOUS MOTOR 1PH813 | 7569.67
1PH8135-1DF13-0BC1 | COMPACT ASYNCHRONOUS MOTOR 1PH813 | 7569.67
1PH8135-1DF13-0CA1 | COMPACT ASYNCHRONOUS MOTOR 1PH813 | 7797.66
1PH8135-1DF13-0LA1 | COMPACT ASYNCHRONOUS MOTOR 1PH813 | 8208.8
1PH8135-1DF20-2BA1 | COMPACT ASYNCHRONOUS MOTOR 1PH813 | 8048.85
1PH8135-1SF22-0LG1 | COMPACT ASYNCHRONOUS MOTOR 1PH813 | 10537.74
1PH8135-1SF22-2LA1 | COMPACT ASYNCHRONOUS MOTOR 1PH813 | 10537.74
1PH8135-1SF22-3LG1 | COMPACT ASYNCHRONOUS MOTOR 1PH813 | 12400.91
1PH8135-1SF23-1LA1 | COMPACT ASYNCHRONOUS MOTOR 1PH813 | 10892.54
1PH8135-1UF00-1LA1 | COMPACT ASYNCHRONOUS MOTOR 1PH813 | 7816.68
1PH8135-1UF02-0LA1 | COMPACT ASYNCHRONOUS MOTOR 1PH813 | 8095.38
1PH8135-1UF02-0MA1 | COMPACT ASYNCHRONOUS MOTOR 1PH813 | 8613.77
1PH8135-1UF02-1LA1 | COMPACT ASYNCHRONOUS MOTOR 1PH813 | 8095.38
1PH8135-1US03-1LA1 | COMPACT ASYNCHRONOUS MOTOR 1PH813 | 8450.16
1PH8135-1US03-2LA1 | COMPACT ASYNCHRONOUS MOTOR 1PH813 | 8450.16
1PH8083-1DF00-2CA1 | MAIN SPINDLE MOTOR 1PH808 | 5552.38
1PH8083-1DF00-2GA1 | MAIN SPINDLE MOTOR 1PH808 | 4991.35
1PH8083-1DF02-0CC1 | MAIN SPINDLE MOTOR 1PH808 | 5729.75
1PH8083-1DF02-0DA1 | MAIN SPINDLE MOTOR 1PH808 | 5811.77
1PH8083-1DF02-1BB1 | MAIN SPINDLE MOTOR 1PH808 | 5501.75
1PH8083-1DF02-1BG1 | MAIN SPINDLE MOTOR 1PH808 | 5501.75
1PH8083-1DF02-2BA1-ZX02 | MAIN SPINDLE MOTOR 1PH808 | 5653.79
1PH8083-1DF02-2BD1 | MAIN SPINDLE MOTOR 1PH808 | 5637.52
1PH8103-1DD12-1BA1-ZK23X53 | COMPACT ASYNCHRONOUS MOTOR 1PH810 | 6589.37
1PH8133-1FD02-1BA1 | COMPACT ASYNCHRONOUS MOTOR 1PH813 | 7790.76
1PH8135-3FF03-0AA1-ZU60 | COMPACT ASYNCHRONOUS MOTOR 1PH813 | 12572.46
1PH8135-4DF03-0AA1 | COMPACT SYNCHRONOUS MOTOR 1PH813 | 12963.53
1PH8137-1AF20-2FH2 | COMPACT ASYNCHRONOUS MOTOR 1PH813 | 7177.68
1PH8137-1AG10-2BA2 | COMPACT ASYNCHRONOUS MOTOR 1PH813 | 5613.17
1PH8137-1DB00-1HA1 | COMPACT ASYNCHRONOUS MOTOR 1PH813 | 7153.66
1PH8137-1DB00-2GA1 | COMPACT ASYNCHRONOUS MOTOR 1PH813 | 6925.6
1PH8137-1DB03-2BB1 | COMPACT ASYNCHRONOUS MOTOR 1PH813 | 7892.12
1PH8137-1DB10-0GA1 | COMPACT ASYNCHRONOUS MOTOR 1PH813 | 6925.6
1PH8137-1DB12-2BA1 | COMPACT ASYNCHRONOUS MOTOR 1PH813 | 7537.34
1PH8137-1DB12-2GA1-ZK24 | COMPACT ASYNCHRONOUS MOTOR 1PH813 | 7381.69
6AG4022-0BC31-2CA1 | SIMATIC IPC327G | 2209.82
6AG4070-0BB01-0XA0 | IPC327G Extension kit 2,5" SSD | 143.95
6AG4112-3JD43-5BX2 | SIMATIC IPC647E (Rack PC) | 9076
6AG4112-3RT68-2XC2 | SIMATIC IPC647E (Rack PC) | 13555.56
6AG4114-3EC12-0CX2 | SIMATIC IPC847E (Rack PC) | 5821.95
6AG4114-3KJ33-0XX0 | SIMATIC IPC847E (Rack PC) | 9559.9
6AG4114-3LD16-0DX2 | SIMATIC IPC847E (Rack PC) | 7546.35
6AG4131-3CC23-0AA2 | SIMATIC IPC627E (Box PC) | 5102.81
6AG4131-3DL12-2BB2 | SIMATIC IPC627E (Box PC) | 6159.03
6AG4131-3GA30-3AA0 | SIMATIC IPC627E (Box PC) | 6099.1
1PH8137-2DF22-2BH1 | COMPACT SYNCHRONOUS MOTOR 1PH813 | 14368.58
1PH8137-2DF23-1BA1 | COMPACT SYNCHRONOUS MOTOR 1PH813 | 14723.34
1PH8137-2DL00-0CA1 | COMPACT SYNCHRONOUS MOTOR 1PH813 | 15131.25
1PH8137-2DL00-1BA1 | COMPACT SYNCHRONOUS MOTOR 1PH813 | 14903.28
1PH8137-2DL02-0BA1 | COMPACT SYNCHRONOUS MOTOR 1PH813 | 15181.98
1PH8137-2DL02-1BA1 | COMPACT SYNCHRONOUS MOTOR 1PH813 | 15181.98
1PH8137-2DL02-1BC1 | COMPACT SYNCHRONOUS MOTOR 1PH813 | 15181.98
1PH8137-2DL03-0BA1 | COMPACT SYNCHRONOUS MOTOR 1PH813 | 15536.76
1PH8137-2DL03-1BA1 | COMPACT SYNCHRONOUS MOTOR 1PH813 | 15536.76
1PH8137-2DL10-2BA1 | COMPACT SYNCHRONOUS MOTOR 1PH813 | 14903.28
1PH8137-2DL12-1BA1 | COMPACT SYNCHRONOUS MOTOR 1PH813 | 15181.98
1PH8165-1DB03-0CA1 | COMPACT ASYNCHRONOUS MOTOR 1PH816 | 9991.25
1PH8165-1DB03-0DA1-ZX01 | COMPACT ASYNCHRONOUS MOTOR 1PH816 | 10326.71
1PH8165-1DB03-1CA1 | COMPACT ASYNCHRONOUS MOTOR 1PH816 | 10219.31
1PH8165-1DB03-2BA1 | COMPACT ASYNCHRONOUS MOTOR 1PH816 | 9991.3
1PH8165-1DB10-0BA1 | COMPACT ASYNCHRONOUS MOTOR 1PH816 | 9003.07
1PH8165-1DB10-2DC1 | COMPACT ASYNCHRONOUS MOTOR 1PH816 | 9566.53
1PH8165-1DB12-2QC1 | COMPACT ASYNCHRONOUS MOTOR 1PH816 | 10605.18
1PH8165-1DB13-0BA1-ZK18 | COMPACT ASYNCHRONOUS MOTOR 1PH816 | 10067.35
1PH8165-1DB13-2BC1 | COMPACT ASYNCHRONOUS MOTOR 1PH816 | 9991.3
1PH8165-1DD00-0BA1 | COMPACT ASYNCHRONOUS MOTOR 1PH816 | 9003.07
1PH8165-1DD10-2DA1 | COMPACT ASYNCHRONOUS MOTOR 1PH816 | 9566.53
1PH8165-1DD10-2FB1 | COMPACT ASYNCHRONOUS MOTOR 1PH816 | 9441.13
1PH8165-1DD12-2GA1 | COMPACT ASYNCHRONOUS MOTOR 1PH816 | 9658.28
1PH8165-1DD13-1BA1 | COMPACT ASYNCHRONOUS MOTOR 1PH816 | 9991.3
1PH8165-1DD13-1DA1 | COMPACT ASYNCHRONOUS MOTOR 1PH816 | 10326.71
1PH8165-1DD13-1DC1 | COMPACT ASYNCHRONOUS MOTOR 1PH816 | 10326.71
1PH8107-1DD02-2BE1 | COMPACT ASYNCHRONOUS MOTOR 1PH810 | 6343.94
1PH8107-1DD02-2GH1 | COMPACT ASYNCHRONOUS MOTOR 1PH810 | 6010.9
1PH8107-1MD03-0LC2 | COMPACT ASYNCHRONOUS MOTOR 1PH810 | 6411.13
1PH8107-1MF03-1CD2-ZK18 | COMPACT ASYNCHRONOUS MOTOR 1PH810 | 6502.32
1PH8107-1MF10-2HA2 | COMPACT ASYNCHRONOUS MOTOR 1PH810 | 5200.06
1PH8107-1SD03-2LA1 | COMPACT ASYNCHRONOUS MOTOR 1PH810 | 8793.02
1PH8107-1SF02-0LC1 | COMPACT ASYNCHRONOUS MOTOR 1PH810 | 8514.26
1PH8107-1SG02-0LC1 | COMPACT ASYNCHRONOUS MOTOR 1PH810 | 8514.26
1PH8107-1SG02-1LA1-ZX01 | COMPACT ASYNCHRONOUS MOTOR 1PH810 | 8666.28
1PH8107-1SM00-0MA1 | COMPACT ASYNCHRONOUS MOTOR 1PH810 | 8910.48
1PH8107-1SM02-0LA1 | COMPACT ASYNCHRONOUS MOTOR 1PH810 | 8514.26
1PH8107-1SM03-0LA1 | COMPACT ASYNCHRONOUS MOTOR 1PH810 | 8793.02
1PH8133-1DD10-0BC1 | COMPACT ASYNCHRONOUS MOTOR 1PH813 | 6447.79
1PH8133-1DD10-1BB1 | COMPACT ASYNCHRONOUS MOTOR 1PH813 | 6447.79
1PH8133-1DD10-1FA1 | COMPACT ASYNCHRONOUS MOTOR 1PH813 | 6601.2
1PH8133-1DD10-2DG1 | COMPACT ASYNCHRONOUS MOTOR 1PH813 | 6757.77
1PH8133-1DD10-2GA1 | COMPACT ASYNCHRONOUS MOTOR 1PH813 | 6114.74
1PH8133-1DD12-0GA1 | COMPACT ASYNCHRONOUS MOTOR 1PH813 | 6393.45
1PH8133-1DD12-1BC1 | COMPACT ASYNCHRONOUS MOTOR 1PH813 | 6726.48
1PH8133-1DD12-2BC1 | COMPACT ASYNCHRONOUS MOTOR 1PH813 | 6726.48
1PH8133-1DD12-2GA1 | COMPACT ASYNCHRONOUS MOTOR 1PH813 | 6393.45
1PH8135-1DF10-1QA1 | COMPACT ASYNCHRONOUS MOTOR 1PH813 | 7439.33
1PH8135-1DF10-2BC1 | COMPACT ASYNCHRONOUS MOTOR 1PH813 | 6936.2
1PH8135-1DF12-0BC1 | COMPACT ASYNCHRONOUS MOTOR 1PH813 | 7214.9
1PH8135-1DF12-0BG1 | COMPACT ASYNCHRONOUS MOTOR 1PH813 | 7214.9
1PH8135-1DF12-1LB1 | COMPACT ASYNCHRONOUS MOTOR 1PH813 | 7854.02
1PH8135-1DF12-2BB1 | COMPACT ASYNCHRONOUS MOTOR 1PH813 | 7214.9
1PH8135-1DF13-1BB1 | COMPACT ASYNCHRONOUS MOTOR 1PH813 | 7569.67
1PH8135-1DF13-1DB1 | COMPACT ASYNCHRONOUS MOTOR 1PH813 | 7879.69
1PH8135-1DF20-0DF1 | COMPACT ASYNCHRONOUS MOTOR 1PH813 | 8358.87
1PH8135-1DF20-1FA1 | COMPACT ASYNCHRONOUS MOTOR 1PH813 | 8202.3
1PH8135-1SG22-3LH1 | COMPACT ASYNCHRONOUS MOTOR 1PH813 | 12400.91
1PH8135-1SS02-0MA1 | COMPACT ASYNCHRONOUS MOTOR 1PH813 | 10211.79
1PH8135-1SS03-1LA1 | COMPACT ASYNCHRONOUS MOTOR 1PH813 | 9779.85
1PH8135-1UF00-0LA1 | COMPACT ASYNCHRONOUS MOTOR 1PH813 | 7816.68
1PH8135-1UF02-1LB1 | COMPACT ASYNCHRONOUS MOTOR 1PH813 | 8095.38
1PH8135-1UF02-2LA1 | COMPACT ASYNCHRONOUS MOTOR 1PH813 | 8095.38
1PH8135-1UG22-2LE1 | COMPACT ASYNCHRONOUS MOTOR 1PH813 | 9208.06
1PH8135-1US00-0MA1 | COMPACT ASYNCHRONOUS MOTOR 1PH813 | 8335.08
1PH8135-2DF00-1BA1 | COMPACT SYNCHRONOUS MOTOR 1PH813 | 13688.01
1PH8137-1MD02-0HA2 | COMPACT ASYNCHRONOUS MOTOR 1PH813 | 6621.52
1PH8137-1MF03-2HB2-ZK10 | COMPACT ASYNCHRONOUS MOTOR 1PH813 | 7229.68
1PH8137-1MF12-2BA2 | COMPACT ASYNCHRONOUS MOTOR 1PH813 | 6726.51
1PH8137-1MG03-2BA2 | COMPACT ASYNCHRONOUS MOTOR 1PH813 | 7081.31
1PH8137-1SF00-0LA1 | COMPACT ASYNCHRONOUS MOTOR 1PH813 | 9468.82
1PH8137-1SF00-1LA1 | COMPACT ASYNCHRONOUS MOTOR 1PH813 | 9468.82
1PH8137-1SF02-1LC1 | COMPACT ASYNCHRONOUS MOTOR 1PH813 | 9747.51
1PH8137-1SF02-3LC1 | COMPACT ASYNCHRONOUS MOTOR 1PH813 | 11610.69
1PH8137-1SF12-2LA1 | COMPACT ASYNCHRONOUS MOTOR 1PH813 | 9747.51
1PH8137-1SF20-0LH1 | COMPACT ASYNCHRONOUS MOTOR 1PH813 | 10879.88
1PH8137-1SG00-0LA1 | COMPACT ASYNCHRONOUS MOTOR 1PH813 | 9468.82
1PH8163-1DG23-0LC1-ZK10 | COMPACT ASYNCHRONOUS MOTOR 1PH816 | 11922.17
1PH8163-1DG23-1BA1 | COMPACT ASYNCHRONOUS MOTOR 1PH816 | 11000.86
1PH8163-1FB00-0DA1 | COMPACT ASYNCHRONOUS MOTOR 1PH816 | 9756.85
1PH8163-1FB00-2BA1 | COMPACT ASYNCHRONOUS MOTOR 1PH816 | 9649.51
1PH8165-1DF00-0BA1 | COMPACT ASYNCHRONOUS MOTOR 1PH816 | 9003.07
1PH8165-1DF00-0BC1 | COMPACT ASYNCHRONOUS MOTOR 1PH816 | 9003.07
1PH8165-1HF00-2FA2 | COMPACT ASYNCHRONOUS MOTOR 1PH816 | 8250.22
1PH8165-2FF02-0BB1 | COMPACT SYNCHRONOUS MOTOR 1PH816 | 19218.2
1PH8165-2FF02-2BZ1Q1L | COMPACT SYNCHRONOUS MOTOR 1PH816 | 20904.4
1PH8165-2FF03-0CA1 | COMPACT SYNCHRONOUS MOTOR 1PH816 | 19446.2
1PH8165-2FF12-0BA1 | COMPACT SYNCHRONOUS MOTOR 1PH816 | 19218.2
1PH8165-2FF13-2BA1 | COMPACT SYNCHRONOUS MOTOR 1PH816 | 19446.26
1PH8165-3DF13-2AA1-ZU60 | COMPACT ASYNCHRONOUS MOTOR 1PH816 | 15521.9
1PH8165-3FF13-2AB1-ZU63 | COMPACT ASYNCHRONOUS MOTOR 1PH816 | 16930.54
1PH8166-1DF20-0BA1 | COMPACT ASYNCHRONOUS MOTOR 1PH816 | 12800.01
1PH8166-1DF20-0DA1 | COMPACT ASYNCHRONOUS MOTOR 1PH816 | 13135.4
3UG5618-1CR21 | Netzueberwachung AC 90..690V, 2W, PLc | 229.16
3UG5618-2CR21 | Netzueberwachung AC 90..690V, 2W, PLc | 229.16
3VA1140-3GE42-0JH0 | MCCB_IEC_FS160_40A_4P_25KA_TM_ ATFM | 440.09
3VA1225-1AA42-0KF0 | SD_IEC_FS250_250A_4P | 828.65
3VA1580-5EF32-0HG0 | MCCB_IEC_FS1000_800A_3P_55KA_TM_ ATAM | 2632.15
3VA2010-5HN36-0AK0 | MCCB_IEC_FS100_100A_3P_55KA_ETU3_LSI | 703.31
3VA2225-5HL32-0BF0 | MCCB_IEC_FS250_250A_3P_55KA_ETU3_LI | 1211.63
3VA2225-5HL32-0JB0 | MCCB_IEC_FS250_250A_3P_55KA_ETU3_LI | 1211.63
3VA2225-5HL42-0BB0 | MCCB_IEC_FS250_250A_4P_55KA_ETU3_LI | 1559.8
3VA2225-5HL42-0DG0 | MCCB_IEC_FS250_250A_4P_55KA_ETU3_LI | 1559.8
3VA2325-5HN42-0KE0 | MCCB_IEC_FS400_250A_4P_55KA_ETU3_LSI | 2102.94
3VA2450-7KQ32-0AB0 | MCCB_IEC_FS630_500A_3P_110KA_ETU8_LSIG | 3272.79
3VA2510-5JP32-0DE0 | MCCB_IEC_FS1000_1000A_3P_55KA_ETU5_LSI | 4338.19
3VA2510-5JP32-0KE0 | MCCB_IEC_FS1000_1000A_3P_55KA_ETU5_LSI | 4310.35
1PH8103-1DF02-2GA1 | COMPACT ASYNCHRONOUS MOTOR 1PH810 | 5622.88
1PH8103-1DF02-2HA1 | COMPACT ASYNCHRONOUS MOTOR 1PH810 | 5850.94
1PH8103-1DF03-0BC1 | COMPACT ASYNCHRONOUS MOTOR 1PH810 | 6234.65
1PH8103-1DF03-0BG1 | COMPACT ASYNCHRONOUS MOTOR 1PH810 | 6234.65
1PH8103-1DF03-0DA1 | COMPACT ASYNCHRONOUS MOTOR 1PH810 | 6544.67
1PH8103-1DF03-1BC1 | COMPACT ASYNCHRONOUS MOTOR 1PH810 | 6234.65
1PH8103-1DF03-1LA1 | COMPACT ASYNCHRONOUS MOTOR 1PH810 | 6833.93
1PH8103-1DF03-2BE1 | COMPACT ASYNCHRONOUS MOTOR 1PH810 | 6234.65
1PH8103-1DF03-2DA1 | COMPACT ASYNCHRONOUS MOTOR 1PH810 | 6544.67
1PH8133-1DG12-1GB1 | COMPACT ASYNCHRONOUS MOTOR 1PH813 | 6393.45
1PH8133-1DG12-2BA1 | COMPACT ASYNCHRONOUS MOTOR 1PH813 | 6726.48
1PH8133-1DG12-2CA1 | COMPACT ASYNCHRONOUS MOTOR 1PH813 | 6954.46
1PH8135-2FF02-0BA1 | COMPACT SYNCHRONOUS MOTOR 1PH813 | 15030.98
1PH8135-2FF02-0CE1 | COMPACT SYNCHRONOUS MOTOR 1PH813 | 15258.97
1PH8135-2FF03-1CA1 | COMPACT SYNCHRONOUS MOTOR 1PH813 | 15613.76
1PH8135-2FF12-0BA1 | COMPACT SYNCHRONOUS MOTOR 1PH813 | 15030.98
1PH8135-2FG00-0CA1 | COMPACT SYNCHRONOUS MOTOR 1PH813 | 14980.25
1PH8135-2FG00-2CA1 | COMPACT SYNCHRONOUS MOTOR 1PH813 | 14980.25
1PH8135-2FG02-1BA1 | COMPACT SYNCHRONOUS MOTOR 1PH813 | 15030.98
1PH8135-2FG02-1BD1 | COMPACT SYNCHRONOUS MOTOR 1PH813 | 15257.26
1PH8135-2FG22-0QA1-ZK18 | COMPACT SYNCHRONOUS MOTOR 1PH813 | 15721.27
1PH8135-2FG23-1BA1 | COMPACT SYNCHRONOUS MOTOR 1PH813 | 15268.81
5SV3342-6KK60 | RCCB TYPE A 25/4 30MA 6MA DC 4MW | 550.17
5SV3344-4KK60 | RCCB TYPE B 40/4 30MA 6MA DC 4MW | 1074.88
5SV3346-4KK60 | RCCB TYPE B 63/4 30MA 6MA DC 4MW | 1466.65
5SV3347-4KK60 | RCCB TYPE B 80/4 30MA 6MA DC 4MW | 1978.96
5SV3645-8 | RCCB | 982.53
5SV3745-6 | RCCB | 674.33
5SV4448-0 | RCCB | 348.59
5SV4648-0 | RCCB | 287.48
5TC1260-4 | CO Detector, Lithium battery, 10 years | 67.21
5TC8900-0SB | I-SYS,ROTARY DIMMER COVER, SOFT BLACK | 24.89
5TG2010-0SB | I-SYS,M-SYS MODULE SUPPORT 2M,BLACK SOFT | 9.24
5UB1917-0SB01 | I-SYS,SCHUKO,W/HINGED LID,SOFT BLACK | 21.15
5UH1077-2AM | I-sys AM,french cover for 5UB55005KK | 3.08
5UH1077-2TW | I-sys TW,french cover for 5UB55005KK | 1.8
5UH8916-3NC01 | USB-A+USB-C Socket 30W | 247.93
5UH8916-3NC04 | USB-A+USB-C Socket 30W | 247.93
5UH8921-1NC03-2K | 0.6m Track(4000W w. switch)+4*5 pin | 1297.72
5UH8921-1NC04-1K | 0.6m Track(4000W w. switch)+3*5 pin | 1026.57
5UH8921-2NC05 | 0.8m Track(4000W w. switch) | 853.54
5UH8921-3NC03 | 1.0m Track(4000W w. switch) | 1076.16
5UH8921-4NC04 | 1.2m Track(4000W w. switch) | 1192.22
5UH8921-6NC01 | 0.5m Track(4000W w. switch) | 615.09
5UH8921-6NC05-1K | 0.5m Track(4000W w. switch)+3*5 pin | 917.9
6AG1155-6AU00-7HM0 | SIPLUS ET 200SP IM155-6PN R1 | 1894.68
6AG4021-0AC11-2CA0 | SIMATIC IPC127E | 1633.02
6AG4021-0AD11-0CC0 | SIMATIC IPC127E | 1853.26
1PH8137-2DF02-0CA1 | COMPACT SYNCHRONOUS MOTOR 1PH813 | 15409.99
1PH8137-2DF02-1BA1 | COMPACT SYNCHRONOUS MOTOR 1PH813 | 15181.98
1PH8137-2DF02-2BA1 | COMPACT SYNCHRONOUS MOTOR 1PH813 | 15181.98
1PH8137-2DF02-2FC1 | COMPACT SYNCHRONOUS MOTOR 1PH813 | 15335.44
1PH8137-2DF03-1QC1 | COMPACT SYNCHRONOUS MOTOR 1PH813 | 16039.91
1PH8137-2DF03-2CA1 | COMPACT SYNCHRONOUS MOTOR 1PH813 | 15764.75
1PH8137-2DF12-0BE1 | COMPACT SYNCHRONOUS MOTOR 1PH813 | 15181.98
1PH8137-2DF12-1GA1 | COMPACT SYNCHRONOUS MOTOR 1PH813 | 14848.94
1PH8137-2DF22-0CA1 | COMPACT SYNCHRONOUS MOTOR 1PH813 | 14596.56
1PH8164-2DL23-0CA1 | COMPACT SYNCHRONOUS MOTOR 1PH816 | 17931.74
1PH8165-1AB00-1FA2 | COMPACT ASYNCHRONOUS MOTOR 1PH816 | 7795.65
1PH8165-1AF00-2QA2 | COMPACT ASYNCHRONOUS MOTOR 1PH816 | 8199.51
1PH8165-1AG02-2GB2 | COMPACT ASYNCHRONOUS MOTOR 1PH816 | 8012.79
1PH8165-1AG13-2BA2-ZK09X22 | COMPACT ASYNCHRONOUS MOTOR 1PH816 | 9308.75
1PH8165-1DB00-0CA1 | COMPACT ASYNCHRONOUS MOTOR 1PH816 | 9231.05
1PH8165-1DB00-1BB1 | COMPACT ASYNCHRONOUS MOTOR 1PH816 | 9231.13
1PH8165-1DB00-1GA1 | COMPACT ASYNCHRONOUS MOTOR 1PH816 | 8898.09
1PH8165-1DB02-0BA1 | COMPACT ASYNCHRONOUS MOTOR 1PH816 | 9763.23
1PH8165-1DB02-1BA1 | COMPACT ASYNCHRONOUS MOTOR 1PH816 | 9991.3
1PH8165-1DB02-2BA1 | COMPACT ASYNCHRONOUS MOTOR 1PH816 | 9991.3
1PH8165-1DD03-1BC1 | COMPACT ASYNCHRONOUS MOTOR 1PH816 | 9991.3
1PH8165-1DD03-1BC1-ZK18K23 | COMPACT ASYNCHRONOUS MOTOR 1PH816 | 10624.8
1PH8165-1DD03-1CC1 | COMPACT ASYNCHRONOUS MOTOR 1PH816 | 10219.31
1PH8165-1DD03-1DA1-ZK10 | COMPACT ASYNCHRONOUS MOTOR 1PH816 | 10706.82
1PH8165-1DD03-2BA1-ZX01 | COMPACT ASYNCHRONOUS MOTOR 1PH816 | 10219.37
1PH8165-1DD03-2BC1 | COMPACT ASYNCHRONOUS MOTOR 1PH816 | 9991.3
1PH8165-1DD03-2FA1 | COMPACT ASYNCHRONOUS MOTOR 1PH816 | 10201.32
1PH8165-1DD03-2LA1 | COMPACT ASYNCHRONOUS MOTOR 1PH816 | 10760.57
1PH8165-1DD10-0BA1 | COMPACT ASYNCHRONOUS MOTOR 1PH816 | 9003.07
1PH8165-1DD10-1BA1 | COMPACT ASYNCHRONOUS MOTOR 1PH816 | 9231.13
1PH8165-1DD10-1BB1-ZX01 | COMPACT ASYNCHRONOUS MOTOR 1PH816 | 9459.2
1PH8165-2DF02-2GB1 | COMPACT SYNCHRONOUS MOTOR 1PH816 | 18048.93
1PH8165-2DF02-2QA1-ZX44 | COMPACT SYNCHRONOUS MOTOR 1PH816 | 19578.64
1PH8165-2DF03-2CA1 | COMPACT SYNCHRONOUS MOTOR 1PH816 | 18609.98
1PH8165-2DF10-0BA1 | COMPACT SYNCHRONOUS MOTOR 1PH816 | 17393.74
1PH8165-2DF12-1BC1 | COMPACT SYNCHRONOUS MOTOR 1PH816 | 18381.98
1PH8165-2DF13-0CC1 | COMPACT SYNCHRONOUS MOTOR 1PH816 | 18381.92
1PH8165-2DL00-2FA1 | COMPACT SYNCHRONOUS MOTOR 1PH816 | 17831.81
1PH8165-2DL02-2CC1 | COMPACT SYNCHRONOUS MOTOR 1PH816 | 18609.98
1PH8165-2FF00-1BA1 | COMPACT SYNCHRONOUS MOTOR 1PH816 | 18686.08
1PH8226-1DB02-0AA1 | COMPACT ASYNCHRONOUS MOTOR | 26104.66
1PH8103-1DG02-1HA1 | COMPACT ASYNCHRONOUS MOTOR 1PH810 | 5850.94
1PH8103-1DG03-0BA1 | COMPACT ASYNCHRONOUS MOTOR 1PH810 | 6234.65
1PH8103-1DG03-0CA1 | COMPACT ASYNCHRONOUS MOTOR 1PH810 | 6462.67
1PH8103-1DG03-0CE1 | COMPACT ASYNCHRONOUS MOTOR 1PH810 | 6462.67
1PH8103-1DG03-0DH1 | COMPACT ASYNCHRONOUS MOTOR 1PH810 | 6544.67
1PH8107-1DB02-1HA1 | COMPACT ASYNCHRONOUS MOTOR 1PH810 | 6238.96
1PH8107-1DB02-2BC1 | COMPACT ASYNCHRONOUS MOTOR 1PH810 | 6343.94
1PH8107-1DB02-2CD1 | COMPACT ASYNCHRONOUS MOTOR 1PH810 | 6730.3
1PH8107-1DB03-2CA1 | COMPACT ASYNCHRONOUS MOTOR 1PH810 | 6850.69
1PH8107-1DD00-1BC1-ZX01 | COMPACT ASYNCHRONOUS MOTOR 1PH810 | 6267.89
1PH8107-1DD00-1CA1 | COMPACT ASYNCHRONOUS MOTOR 1PH810 | 6343.85
1PH8107-1DD00-1LA1 | COMPACT ASYNCHRONOUS MOTOR 1PH810 | 6715.14
1PH8107-1DD00-2BA1 | COMPACT ASYNCHRONOUS MOTOR 1PH810 | 6115.87
1PH8107-1FS02-0BA1 | COMPACT ASYNCHRONOUS MOTOR 1PH810 | 7408.22
1PH8107-1FS02-0BC1 | COMPACT ASYNCHRONOUS MOTOR 1PH810 | 7408.22
1PH8107-1HB00-0BA2 | COMPACT ASYNCHRONOUS MOTOR 1PH810 | 4924.95
1PH8107-1HD00-0BA2 | COMPACT ASYNCHRONOUS MOTOR 1PH810 | 4924.95
1PH8107-1HF00-2FA2 | COMPACT ASYNCHRONOUS MOTOR 1PH810 | 5021.81
1PH8107-1HF02-2BA2 | COMPACT ASYNCHRONOUS MOTOR 1PH810 | 5153.02
1PH8107-1HF10-1GA2 | COMPACT ASYNCHRONOUS MOTOR 1PH810 | 4591.91
1PH8107-1HF10-2BA2 | COMPACT ASYNCHRONOUS MOTOR 1PH810 | 4924.95
1PH8133-1DD02-2BB1-ZX01 | COMPACT ASYNCHRONOUS MOTOR 1PH813 | 6903.86
1PH8133-1DD02-2BC1 | COMPACT ASYNCHRONOUS MOTOR 1PH813 | 6726.48
1PH8133-1DD02-2BC1-ZV90X01Y84 | COMPACT ASYNCHRONOUS MOTOR 1PH813 | 7007.25
1PH8133-1DD02-2CA1 | COMPACT ASYNCHRONOUS MOTOR 1PH813 | 6954.46
1PH8133-1DD03-1BA1 | COMPACT ASYNCHRONOUS MOTOR 1PH813 | 7081.26
1PH8133-1DD03-1BB1 | COMPACT ASYNCHRONOUS MOTOR 1PH813 | 7081.26
1PH8133-1DD03-1BC1-ZK18 | COMPACT ASYNCHRONOUS MOTOR 1PH813 | 7385.36
1PH8133-1DD03-1BE1 | COMPACT ASYNCHRONOUS MOTOR 1PH813 | 7081.26
1PH8133-1DD03-1CA1 | COMPACT ASYNCHRONOUS MOTOR 1PH813 | 7309.26
1PH8133-1DD03-2FA1-ZX53 | COMPACT ASYNCHRONOUS MOTOR 1PH813 | 7766.86
1PH8133-1DD03-2GA1 | COMPACT ASYNCHRONOUS MOTOR 1PH813 | 6748.23
1PH8133-1DD03-2GF1 | COMPACT ASYNCHRONOUS MOTOR 1PH813 | 6748.23
1PH8133-1DD03-2LA1 | COMPACT ASYNCHRONOUS MOTOR 1PH813 | 7720.39
1PH8133-1DF03-0BA1 | COMPACT ASYNCHRONOUS MOTOR 1PH813 | 7081.26
1PH8133-1DF03-0BA1-ZX01 | COMPACT ASYNCHRONOUS MOTOR 1PH813 | 7258.64
1PH8133-1DF03-0BB1 | COMPACT ASYNCHRONOUS MOTOR 1PH813 | 7081.26
1PH8133-1DF03-0BD1-ZK10 | COMPACT ASYNCHRONOUS MOTOR 1PH813 | 7560.92
1PH8133-1DF03-1CA1 | COMPACT ASYNCHRONOUS MOTOR 1PH813 | 7309.26
1PH8133-1DF03-1DC1 | COMPACT ASYNCHRONOUS MOTOR 1PH813 | 7391.28
1PH8133-1DF03-1FA1 | COMPACT ASYNCHRONOUS MOTOR 1PH813 | 7234.71
1PH8133-1DF03-1GA1 | COMPACT ASYNCHRONOUS MOTOR 1PH813 | 6748.23
1PH8135-1FF12-0BC1 | COMPACT ASYNCHRONOUS MOTOR 1PH813 | 8279.18
1PH8135-1FF12-0BG1-ZL74 | COMPACT ASYNCHRONOUS MOTOR 1PH813 | 8864.46
1PH8135-1FF12-1BA1 | COMPACT ASYNCHRONOUS MOTOR 1PH813 | 8279.18
1PH8135-1FF13-0BA1 | COMPACT ASYNCHRONOUS MOTOR 1PH813 | 8633.96
1PH8135-1HF10-2BA2 | COMPACT ASYNCHRONOUS MOTOR 1PH813 | 5745.26
1PH8135-1HF10-2FE2-ZX05 | COMPACT ASYNCHRONOUS MOTOR 1PH813 | 6076.07
1PH8135-1HF13-1GA2 | COMPACT ASYNCHRONOUS MOTOR 1PH813 | 6045.72
1PH8135-1HF23-1BC2-ZK10K24V90 | COMPACT ASYNCHRONOUS MOTOR 1PH813 | 8025.53
1PH8137-1HD00-2FA2 | COMPACT ASYNCHRONOUS MOTOR 1PH813 | 6221.15
1PH8137-1HD00-2FB2 | COMPACT ASYNCHRONOUS MOTOR 1PH813 | 6221.15
1PH8137-1HD02-2BA2 | COMPACT ASYNCHRONOUS MOTOR 1PH813 | 6346.42
1PH8137-1HD10-2GA2-ZV90 | COMPACT ASYNCHRONOUS MOTOR 1PH813 | 5838.04
1PH8226-1DC03-1BA1 | COMPACT ASYNCHRONOUS MOTOR | 26805.13
1PH8226-1DC23-2CD1 | COMPACT ASYNCHRONOUS MOTOR | 32908.2
1PH8226-1DD23-1FA1 | COMPACT ASYNCHRONOUS MOTOR | 32506.09
3NP1113-1CA20 | Fuse switch disconnector 3NP1 | 60.95
3RH2911-2NL40 | . | 60.74
3RH2911-2XF12-0KS1 | EL. UNIT./ CONV. AUX. SWITCH | 41.78
3RT2027-2BA40 | CONTACTOR,AC3:15KW 1NO+1NC DC12V | 151.29
3SU1052-2GL10-0AA0 | Selector switch, I-O-II, black | 80.82
3UF7011-1AB00-1-ZI41 | BASIC UNIT SIMOCODE PRO V PN GP | 1018.77
3UF7011-1AU00-0-ZI41 | BASIC UNIT SIMOCODE PRO V PN; | 1057.51
3UG5512-1AR20 | Phas.Ausf.u.-Folge, Asym. 3x160-690V 1W | 94.96
3UG5512-1BR20 | Phas.Ausf.u.-Folge, Asym. 3x160-690V 2W | 109.51
3UG5512-2BR21 | PhasAusf.u-Folge, Asym 3x160-690V 2W PLc | 120.9
3UG5514-2BR20 | Phas.ausf,-folge,- ausfall, U.span 2W | 136.74
1PH8103-1DF02-0BE1 | COMPACT ASYNCHRONOUS MOTOR 1PH810 | 5955.91
1PH8103-1DF02-0BH1 | COMPACT ASYNCHRONOUS MOTOR 1PH810 | 5955.91
1PH8103-1DF02-0DA1 | COMPACT ASYNCHRONOUS MOTOR 1PH810 | 6265.92
1PH8103-1DF02-0DE1 | COMPACT ASYNCHRONOUS MOTOR 1PH810 | 6265.92
1PH8103-1DF02-0LB1 | COMPACT ASYNCHRONOUS MOTOR 1PH810 | 6555.17
1PH8103-1DF02-1BA1 | COMPACT ASYNCHRONOUS MOTOR 1PH810 | 5955.91
1PH8103-1DF02-1DA1 | COMPACT ASYNCHRONOUS MOTOR 1PH810 | 6265.92
1PH8133-1DG03-1BC1 | COMPACT ASYNCHRONOUS MOTOR 1PH813 | 7081.26
1PH8135-2DF22-2BA1 | COMPACT SYNCHRONOUS MOTOR 1PH813 | 13849.73
1PH8135-2DG00-1BA1 | COMPACT SYNCHRONOUS MOTOR 1PH813 | 13688.01
1PH8135-2DG02-1BE1 | COMPACT SYNCHRONOUS MOTOR 1PH813 | 13966.7
1PH8135-2DG02-2BA1 | COMPACT SYNCHRONOUS MOTOR 1PH813 | 13966.7
1PH8135-2DG12-0BA1 | COMPACT SYNCHRONOUS MOTOR 1PH813 | 13966.7
1PH8135-2DG13-0CB1-ZK09 | COMPACT SYNCHRONOUS MOTOR 1PH813 | 14802.84
1PH8135-2DG20-2BA1 | COMPACT SYNCHRONOUS MOTOR 1PH813 | 13571.04
1PH8135-2DG20-2QC1 | COMPACT SYNCHRONOUS MOTOR 1PH813 | 14074.16
1PH8135-2DG23-0CE1 | COMPACT SYNCHRONOUS MOTOR 1PH813 | 14432.51
1PH8135-2DG23-2BA1 | COMPACT SYNCHRONOUS MOTOR 1PH813 | 14204.53
3VA2216-5HN32-0DL0 | MCCB_IEC_FS250_160A_3P_55KA_ETU3_LSI | 1343.93
3VA2220-5MN32-0LA0 | MCCB_IEC_FS250_200A_3P_55KA_ETU3_LSI | 1288.23
3VA2440-7MN32-0LJ0 | MCCB_IEC_FS630_400A_3P_110KA_ETU3_LSI | 2785.36
3VA2450-5JP32-0KE0 | MCCB_IEC_FS630_500A_3P_55KA_ETU5_LSI | 2604.31
3VA6180-1MS31-0CC0 | MCCB_UL_FS150_80A_3P_ETU3_ AM | 925.71
3ZS1320-6CC14-0YA5 | SIRIUS Soft Starter ES V18 | 1399.86
3ZS1320-6CE14-0YB5 | SIRIUS Soft Starter ES V18 | 1399.86
3ZS1326-2CC11-0YA5 | SIRIUS Safety ES V18 | 612.78
3ZS1326-2CE11-0YB5 | SIRIUS Safety ES V18 | 573.09
4RB9512-4CD52 | CONTROLLER BR7000-I 12 steps standard | 838.72
4RB9512-4CD54 | CONTROLLER BR7000-I-TH 12 steps dynamic | 993.1
5SD7483-0KK02 | SPD T2, 1000V DC, PV | 93.42
5SD7490-7 | Erthing bracket for bridging 4 SPD | 31.54
5SD7498-5 | Plug-in part T2 for 5SD7483-0KK01 | 24.23
5SL6008-7MF | MCB COM (RCM/EM) 230V 6kA, 1+N, C08 | 264.27
5SL6010-7MF | MCB COM (RCM/EM) 230V 6kA, 1+N, C10 | 252.68
5SL6025-6MF | MCB COM (RCM/EM) 230V 6kA, 1+N, B25 | 231.82
5SL6032-6MF | MCB COM (RCM/EM) 230V 6kA, 1+N, B32 | 249.21
1PH8137-1DD02-0BB1 | COMPACT ASYNCHRONOUS MOTOR 1PH813 | 7537.34
1PH8137-1DD02-0BG1 | COMPACT ASYNCHRONOUS MOTOR 1PH813 | 7537.34
1PH8137-1DD02-0CE1 | COMPACT ASYNCHRONOUS MOTOR 1PH813 | 7765.35
1PH8137-1DD02-0CG1 | COMPACT ASYNCHRONOUS MOTOR 1PH813 | 7765.35
1PH8137-1DD02-0LA1 | COMPACT ASYNCHRONOUS MOTOR 1PH813 | 8176.45
1PH8137-1UG02-0LA1 | COMPACT ASYNCHRONOUS MOTOR 1PH813 | 8417.83
1PH8137-1UG10-0LC1 | COMPACT ASYNCHRONOUS MOTOR 1PH813 | 8139.12
1PH8137-1UG10-1LA1 | COMPACT ASYNCHRONOUS MOTOR 1PH813 | 8139.12
1PH8163-1FD00-2BA1 | COMPACT ASYNCHRONOUS MOTOR 1PH816 | 9649.51
1PH8163-1FD02-1QA1 | COMPACT ASYNCHRONOUS MOTOR 1PH816 | 11023.55
1PH8163-1FD03-1DC1 | COMPACT ASYNCHRONOUS MOTOR 1PH816 | 10745.09
1PH8163-1FD03-2GA1-ZK24 | COMPACT ASYNCHRONOUS MOTOR 1PH816 | 10304.7
1PH8163-1FD12-1BC1 | COMPACT ASYNCHRONOUS MOTOR 1PH816 | 10409.67
1PH8103-1DF02-1GB1 | COMPACT ASYNCHRONOUS MOTOR 1PH810 | 5622.88
1PH8103-1DF02-2BE1 | COMPACT ASYNCHRONOUS MOTOR 1PH810 | 5955.91
1PH8103-1DG02-0DA1 | COMPACT ASYNCHRONOUS MOTOR 1PH810 | 6265.92
1PH8103-1DG02-0HC1 | COMPACT ASYNCHRONOUS MOTOR 1PH810 | 5850.94
1PH8103-1DG02-0LA1 | COMPACT ASYNCHRONOUS MOTOR 1PH810 | 6555.17
1PH8103-1DG02-1BC1 | COMPACT ASYNCHRONOUS MOTOR 1PH810 | 5955.91
1PH8103-1DG02-1CA1 | COMPACT ASYNCHRONOUS MOTOR 1PH810 | 6183.89
1PH8103-1DG02-1LA1 | COMPACT ASYNCHRONOUS MOTOR 1PH810 | 6555.17
1PH8103-1DG02-2BA1-ZX01 | COMPACT ASYNCHRONOUS MOTOR 1PH810 | 6107.93
1PH8103-1DG02-2BG1 | COMPACT ASYNCHRONOUS MOTOR 1PH810 | 5955.91
1PH8103-1DG02-2HA1 | COMPACT ASYNCHRONOUS MOTOR 1PH810 | 5850.94
1PH8107-1AM02-2BA2 | COMPACT ASYNCHRONOUS MOTOR 1PH810 | 4698.48
1PH8107-1CF02-3LC2 | COMPACT ASYNCHRONOUS MOTOR 1PH810 | 9477.1
1PH8107-1DB02-1BA1 | COMPACT ASYNCHRONOUS MOTOR 1PH810 | 6343.94
1PH8107-1DB02-1FA1 | COMPACT ASYNCHRONOUS MOTOR 1PH810 | 6440.8
1PH8107-1DB10-1BA1 | COMPACT ASYNCHRONOUS MOTOR 1PH810 | 6115.87
1PH8107-1DB10-2BA1 | COMPACT ASYNCHRONOUS MOTOR 1PH810 | 6115.87
1PH8107-1DD00-0QA1 | COMPACT ASYNCHRONOUS MOTOR 1PH810 | 6527.79
1PH8107-1DD00-1BB1 | COMPACT ASYNCHRONOUS MOTOR 1PH810 | 6115.87
1PH8107-1DD00-2BA1-ZX13 | COMPACT ASYNCHRONOUS MOTOR 1PH810 | 6597.31
1PH8107-1DD00-2BB1-ZK10 | COMPACT ASYNCHRONOUS MOTOR 1PH810 | 6318.6
1PH8107-1FM10-2BA1 | COMPACT ASYNCHRONOUS MOTOR 1PH810 | 7180.16
1PH8107-1FM20-0LB1 | COMPACT ASYNCHRONOUS MOTOR 1PH810 | 8635.44
1PH8107-1HD00-2FB2 | COMPACT ASYNCHRONOUS MOTOR 1PH810 | 5021.81
1PH8107-1HD02-0GA2 | COMPACT ASYNCHRONOUS MOTOR 1PH810 | 4819.97
1PH8107-1HD13-2GA2-ZK24 | COMPACT ASYNCHRONOUS MOTOR 1PH810 | 5250.76
1PH8107-1HF00-1BA2 | COMPACT ASYNCHRONOUS MOTOR 1PH810 | 4924.95
1PH8107-1HF10-2HA2 | COMPACT ASYNCHRONOUS MOTOR 1PH810 | 4819.97
1PH8107-1HF13-1HA2 | COMPACT ASYNCHRONOUS MOTOR 1PH810 | 5326.78
1PH8107-1JF02-0BC2 | COMPACT ASYNCHRONOUS MOTOR 1PH810 | 5634.45
1PH8107-1JF22-0BA2 | COMPACT ASYNCHRONOUS MOTOR 1PH810 | 6490.49
1PH8133-1DD02-2GB1 | COMPACT ASYNCHRONOUS MOTOR 1PH813 | 6393.45
1PH8133-1DD02-2LB1 | COMPACT ASYNCHRONOUS MOTOR 1PH813 | 7365.59
1PH8133-1DD03-0CA1 | COMPACT ASYNCHRONOUS MOTOR 1PH813 | 7309.26
1PH8133-1DD03-0MF1 | COMPACT ASYNCHRONOUS MOTOR 1PH813 | 8507.08
1PH8133-1DD03-1CE1 | COMPACT ASYNCHRONOUS MOTOR 1PH813 | 7309.26
1PH8133-1DD03-1GA1-ZK18 | COMPACT ASYNCHRONOUS MOTOR 1PH813 | 7052.33
1PH8133-1DD03-2BC1 | COMPACT ASYNCHRONOUS MOTOR 1PH813 | 7081.26
1PH8133-1DD03-2FA1 | COMPACT ASYNCHRONOUS MOTOR 1PH813 | 7234.71
1PH8133-1DF02-2BA1-ZX22 | COMPACT ASYNCHRONOUS MOTOR 1PH813 | 7258.64
1PH8133-1DF02-2BC1 | COMPACT ASYNCHRONOUS MOTOR 1PH813 | 6726.48
1PH8133-1DF02-2CA1 | COMPACT ASYNCHRONOUS MOTOR 1PH813 | 6954.46
1PH8133-1DF02-2FA1 | COMPACT ASYNCHRONOUS MOTOR 1PH813 | 6879.94
1PH8133-1DF02-2GB1 | COMPACT ASYNCHRONOUS MOTOR 1PH813 | 6393.45
1PH8133-1DF03-0CA1 | COMPACT ASYNCHRONOUS MOTOR 1PH813 | 7309.26
1PH8133-1DF03-0DC1 | COMPACT ASYNCHRONOUS MOTOR 1PH813 | 7391.28
1PH8133-1DF03-1BA1 | COMPACT ASYNCHRONOUS MOTOR 1PH813 | 7081.26
1PH8133-1DF03-1BB1 | COMPACT ASYNCHRONOUS MOTOR 1PH813 | 7081.26
1PH8133-1DF03-1BE1 | COMPACT ASYNCHRONOUS MOTOR 1PH813 | 7081.26
1PH8133-1DF03-1LA1 | COMPACT ASYNCHRONOUS MOTOR 1PH813 | 7720.39
1PH8137-1US02-0MB1 | COMPACT ASYNCHRONOUS MOTOR 1PH813 | 8936.22
1PH8137-1US13-0MA1 | COMPACT ASYNCHRONOUS MOTOR 1PH813 | 9291.02
1PH8137-2FF22-1BA1 | COMPACT SYNCHRONOUS MOTOR 1PH813 | 15432.86
1PH8137-2FF23-2BA1 | COMPACT SYNCHRONOUS MOTOR 1PH813 | 15787.62
1PH8137-2FL02-1BA1 | COMPACT SYNCHRONOUS MOTOR 1PH813 | 16246.26
1PH8137-2FL02-2BA1 | COMPACT SYNCHRONOUS MOTOR 1PH813 | 16246.26
1PH8137-2FL12-0BA1 | COMPACT SYNCHRONOUS MOTOR 1PH813 | 16246.26
1PH8137-2FL13-0BA1 | COMPACT SYNCHRONOUS MOTOR 1PH813 | 16601.05
1PH8137-2FM03-0CA1 | COMPACT SYNCHRONOUS MOTOR 1PH813 | 16829.04
1PH8137-2FM03-1BA1 | COMPACT SYNCHRONOUS MOTOR 1PH813 | 16601.05
1PH8163-3HG13-2AA2-ZU60 | COMPACT ASYNCHRONOUS MOTOR 1PH816 | 13685.82
1PH8164-2DL20-0CA1 | COMPACT SYNCHRONOUS MOTOR 1PH816 | 17171.55
1PH8165-1DD02-1CA1 | COMPACT ASYNCHRONOUS MOTOR 1PH816 | 10219.31
1PH8165-1DD02-1CC1 | COMPACT ASYNCHRONOUS MOTOR 1PH816 | 10219.31
1PH8165-1DD02-2BA1-ZK18 | COMPACT ASYNCHRONOUS MOTOR 1PH816 | 10295.42
1PH8165-1DD02-2BA1-ZX31 | COMPACT ASYNCHRONOUS MOTOR 1PH816 | 10574.12
1PH8165-1DD02-2GA1 | COMPACT ASYNCHRONOUS MOTOR 1PH816 | 9658.28
1PH8165-1DD03-0BB1 | COMPACT ASYNCHRONOUS MOTOR 1PH816 | 9763.23
1PH8165-1DD03-0DA1-ZX01 | COMPACT ASYNCHRONOUS MOTOR 1PH816 | 10326.71
1PH8165-1DD03-0HA1 | COMPACT ASYNCHRONOUS MOTOR 1PH816 | 9658.28
1PH8165-1MF23-1LB2-ZK10 | COMPACT ASYNCHRONOUS MOTOR 1PH816 | 13113.15
1PH8165-1MF93-1BA2-ZK09L2AQ21 | COMPACT ASYNCHRONOUS MOTOR 1PH816 | 13409.25
1PH8165-1SD00-2LA1 | COMPACT ASYNCHRONOUS MOTOR 1PH816 | 11571.44
1PH8165-1SD03-2LA1 | COMPACT ASYNCHRONOUS MOTOR 1PH816 | 12331.61
1PH8165-1SF23-1LC1-ZK09 | COMPACT ASYNCHRONOUS MOTOR 1PH816 | 15495.04
1PH8165-1SG03-0MA1 | COMPACT ASYNCHRONOUS MOTOR 1PH816 | 13028.42
1PH8165-1UF00-0MA1 | COMPACT ASYNCHRONOUS MOTOR 1PH816 | 10938.56
1PH8165-1UF00-1LA1-ZK09 | COMPACT ASYNCHRONOUS MOTOR 1PH816 | 10621.87
1PH8165-1UF10-2LB1 | COMPACT ASYNCHRONOUS MOTOR 1PH816 | 10241.76
1PH8165-1UF13-2LA1 | COMPACT ASYNCHRONOUS MOTOR 1PH816 | 11001.92
1PH8186-1DB30-0DA1-ZB35X53 | COMPACT ASYNCHRONOUS MOTOR | 20824.99
1PH8186-1DC00-2BA1 | COMPACT ASYNCHRONOUS MOTOR | 16161.95
1PH8186-1DD00-2EB1-ZL27 | COMPACT ASYNCHRONOUS MOTOR | 17371.43
1PH8186-1DD03-0BC1 | COMPACT ASYNCHRONOUS MOTOR | 17303.44
1PH8186-1DD03-2BD1 | COMPACT ASYNCHRONOUS MOTOR | 17536.9
1PH8186-1DD10-1FA1-ZK24L76 | COMPACT ASYNCHRONOUS MOTOR | 17204.09
1PH8224-1HD05-2AA2-ZL76 | COMPACT ASYNCHRONOUS MOTOR | 21355.68
1PH8224-1HF00-2EA2-ZK24L76 | COMPACT ASYNCHRONOUS MOTOR | 20084.47
1PH8224-1MD00-1EA2-ZK24L76 | COMPACT ASYNCHRONOUS MOTOR | 20279
1PH8224-2DF20-9AA1-ZN1LY84 | COMPACT SYNCHRONOUS MOTOR | 35459.01
1PH8226-1AF10-1BA2 | COMPACT ASYNCHRONOUS MOTOR | 23311.99
1PH8103-1DD13-2BE1-ZX01 | COMPACT ASYNCHRONOUS MOTOR 1PH810 | 6386.69
1PH8103-1DD13-2GA1-ZK10 | COMPACT ASYNCHRONOUS MOTOR 1PH810 | 6104.37
1PH8103-1DF00-0CC1 | COMPACT ASYNCHRONOUS MOTOR 1PH810 | 5955.83
1PH8103-1DF00-0FG1 | COMPACT ASYNCHRONOUS MOTOR 1PH810 | 5824.7
1PH8103-1DF00-0HA1 | COMPACT ASYNCHRONOUS MOTOR 1PH810 | 5622.88
1PH8103-1DF00-1BA1-ZX05 | COMPACT ASYNCHRONOUS MOTOR 1PH810 | 5879.87
1PH8103-1DF00-1CA1 | COMPACT ASYNCHRONOUS MOTOR 1PH810 | 5955.83
1PH8103-1DF00-2CA1 | COMPACT ASYNCHRONOUS MOTOR 1PH810 | 5955.83
1PH8103-1DF00-2DB1 | COMPACT ASYNCHRONOUS MOTOR 1PH810 | 6037.86
1PH8103-1DD12-2BC1 | COMPACT ASYNCHRONOUS MOTOR 1PH810 | 5955.91
1PH8103-1DF10-2BA1-ZK23 | COMPACT ASYNCHRONOUS MOTOR 1PH810 | 5879.87
1PH8103-1DF10-2BG1 | COMPACT ASYNCHRONOUS MOTOR 1PH810 | 5727.85
1PH8103-1DF12-0BC1 | COMPACT ASYNCHRONOUS MOTOR 1PH810 | 5955.91
1PH8103-1DF12-0BG1 | COMPACT ASYNCHRONOUS MOTOR 1PH810 | 5955.91
1PH8135-1US10-0MA1 | COMPACT ASYNCHRONOUS MOTOR 1PH813 | 8335.08
1PH8135-1US10-0MB1 | COMPACT ASYNCHRONOUS MOTOR 1PH813 | 8335.08
1PH8137-1SD02-1LA1 | COMPACT ASYNCHRONOUS MOTOR 1PH813 | 9747.51
1PH8137-1SD02-3LA1 | COMPACT ASYNCHRONOUS MOTOR 1PH813 | 11610.69
1PH8137-1SD02-3MA1 | COMPACT ASYNCHRONOUS MOTOR 1PH813 | 12397.41
1PH8137-1SD10-2LA1 | COMPACT ASYNCHRONOUS MOTOR 1PH813 | 9468.82
1PH8137-1SF02-3MA1 | COMPACT ASYNCHRONOUS MOTOR 1PH813 | 12397.41
1PH8137-1SF03-1LA1 | COMPACT ASYNCHRONOUS MOTOR 1PH813 | 10102.3
1PH8137-1SF03-2LA1 | COMPACT ASYNCHRONOUS MOTOR 1PH813 | 10102.3
1PH8137-1SF03-2LF1 | COMPACT ASYNCHRONOUS MOTOR 1PH813 | 10102.3
1PH8163-1DG23-1CC1 | COMPACT ASYNCHRONOUS MOTOR 1PH816 | 11228.84
1PH8163-1DG23-1DA1 | COMPACT ASYNCHRONOUS MOTOR 1PH816 | 11336.28
1PH8163-1DG23-2BA1 | COMPACT ASYNCHRONOUS MOTOR 1PH816 | 11000.86
1PH8163-1DG23-2LA1 | COMPACT ASYNCHRONOUS MOTOR 1PH816 | 11770.12
1PH8163-1FD02-2BA1 | COMPACT ASYNCHRONOUS MOTOR 1PH816 | 10409.67
1PH8163-1FD03-0BA1 | COMPACT ASYNCHRONOUS MOTOR 1PH816 | 10181.61
1PH8163-1FD03-0BB1 | COMPACT ASYNCHRONOUS MOTOR 1PH816 | 10181.61
1PH8163-1FD03-1CA1 | COMPACT ASYNCHRONOUS MOTOR 1PH816 | 10637.67
1PH8103-1DF02-1LA1 | COMPACT ASYNCHRONOUS MOTOR 1PH810 | 6555.17
1PH8103-1DF02-2BA1 | COMPACT ASYNCHRONOUS MOTOR 1PH810 | 5955.91
1PH8103-1DF02-2BA1-ZX01 | COMPACT ASYNCHRONOUS MOTOR 1PH810 | 6107.93
1PH8103-1DF02-2BA1-ZX02 | COMPACT ASYNCHRONOUS MOTOR 1PH810 | 6107.93
1PH8103-1DF02-2BB1 | COMPACT ASYNCHRONOUS MOTOR 1PH810 | 5955.91
1PH8103-1DG02-0LC1 | COMPACT ASYNCHRONOUS MOTOR 1PH810 | 6555.17
1PH8103-1DG02-0LE1 | COMPACT ASYNCHRONOUS MOTOR 1PH810 | 6555.17
1PH8103-1DG02-1BA1 | COMPACT ASYNCHRONOUS MOTOR 1PH810 | 5955.91
1PH8103-1DG02-1BA1-ZX01 | COMPACT ASYNCHRONOUS MOTOR 1PH810 | 6107.93
1PH8103-1DG02-2BA1-ZX02 | COMPACT ASYNCHRONOUS MOTOR 1PH810 | 6107.93
1PH8103-1DG02-2BB1 | COMPACT ASYNCHRONOUS MOTOR 1PH810 | 5955.91
1PH8103-1DG02-2BC1 | COMPACT ASYNCHRONOUS MOTOR 1PH810 | 5955.91
1PH8103-1DG02-2BE1 | COMPACT ASYNCHRONOUS MOTOR 1PH810 | 5955.91
1PH8107-1CS00-0LC2 | COMPACT ASYNCHRONOUS MOTOR 1PH810 | 7475.33
1PH8107-1CS02-3MC2 | COMPACT ASYNCHRONOUS MOTOR 1PH810 | 10101.39
1PH8107-1CS10-0MA2-ZX04 | COMPACT ASYNCHRONOUS MOTOR 1PH810 | 8251.62
1PH8107-1DB00-0BA1 | COMPACT ASYNCHRONOUS MOTOR 1PH810 | 6115.87
1PH8107-1DD00-0BA1 | COMPACT ASYNCHRONOUS MOTOR 1PH810 | 6115.87
1PH8107-1DD00-0CA1 | COMPACT ASYNCHRONOUS MOTOR 1PH810 | 6343.85
1PH8107-1DD00-0CA1-ZK10 | COMPACT ASYNCHRONOUS MOTOR 1PH810 | 6546.6
1PH8107-1DD00-0GA1-ZK24 | COMPACT ASYNCHRONOUS MOTOR 1PH810 | 5934.86
1PH8107-1DD00-2BG1 | COMPACT ASYNCHRONOUS MOTOR 1PH810 | 6115.87
1PH8107-1FM03-0BH1 | COMPACT ASYNCHRONOUS MOTOR 1PH810 | 7686.97
1PH8107-1FM03-0LA1 | COMPACT ASYNCHRONOUS MOTOR 1PH810 | 8286.25
1PH8107-1FM03-2BC1 | COMPACT ASYNCHRONOUS MOTOR 1PH810 | 7686.97
1PH8107-1HD02-2QA2-ZK23 | COMPACT ASYNCHRONOUS MOTOR 1PH810 | 5716.93
1PH8107-1HD02-2QA2-ZK23X06 | COMPACT ASYNCHRONOUS MOTOR 1PH810 | 5868.95
1PH8107-1HD10-1BA2 | COMPACT ASYNCHRONOUS MOTOR 1PH810 | 4924.95
1PH8107-1HD12-2BA2 | COMPACT ASYNCHRONOUS MOTOR 1PH810 | 5153.02
1PH8107-1HF22-2BA2-ZY84 | COMPACT ASYNCHRONOUS MOTOR 1PH810 | 6009.04
1PH8107-1HG10-2BA2 | COMPACT ASYNCHRONOUS MOTOR 1PH810 | 4924.95
1PH8107-1HM00-1FA2 | COMPACT ASYNCHRONOUS MOTOR 1PH810 | 5021.81
1PH8107-1HM03-0GA2 | COMPACT ASYNCHRONOUS MOTOR 1PH810 | 5098.72
1PH8107-1JD12-0BA2 | COMPACT ASYNCHRONOUS MOTOR 1PH810 | 5634.45
1PH8133-1DD02-2LC1 | COMPACT ASYNCHRONOUS MOTOR 1PH813 | 7365.59
1PH8133-1DD03-0BA1 | COMPACT ASYNCHRONOUS MOTOR 1PH813 | 7081.26
1PH8133-1DD03-0BB1 | COMPACT ASYNCHRONOUS MOTOR 1PH813 | 7081.26
1PH8103-1DF12-1BC1-ZK24 | COMPACT ASYNCHRONOUS MOTOR 1PH810 | 6107.93
1PH8103-1DF12-1CA1 | COMPACT ASYNCHRONOUS MOTOR 1PH810 | 6183.89
1PH8103-1DF13-0GA1 | COMPACT ASYNCHRONOUS MOTOR 1PH810 | 5901.62
1PH8103-1DF13-1BA1-ZX04 | COMPACT ASYNCHRONOUS MOTOR 1PH810 | 6386.69
1PH8103-1DF13-2BC1 | COMPACT ASYNCHRONOUS MOTOR 1PH810 | 6234.65
1PH8103-1DF20-0BA1 | COMPACT ASYNCHRONOUS MOTOR 1PH810 | 6211.74
1PH8105-1FF12-2GA1 | COMPACT ASYNCHRONOUS MOTOR 1PH810 | 6909.79
1PH8105-1FF22-0BA1 | COMPACT ASYNCHRONOUS MOTOR 1PH810 | 7858.84
1PH8105-1FG22-0CH1 | COMPACT ASYNCHRONOUS MOTOR 1PH810 | 8086.84
1PH8105-1FG23-0BA1 | COMPACT ASYNCHRONOUS MOTOR 1PH810 | 8137.6
1PH8105-1HF02-2BA2-ZK24 | COMPACT ASYNCHRONOUS MOTOR 1PH810 | 5139.63
1PH8105-1HF10-2BA2 | COMPACT ASYNCHRONOUS MOTOR 1PH810 | 4759.56
1PH8105-1JF12-0BA2 | COMPACT ASYNCHRONOUS MOTOR 1PH810 | 5469.06
1PH8105-1MF00-2DB2 | COMPACT ASYNCHRONOUS MOTOR 1PH810 | 5449.68
1PH8105-1SF02-0LB1 | COMPACT ASYNCHRONOUS MOTOR 1PH810 | 8348.87
1PH8107-1DD03-0BA1 | COMPACT ASYNCHRONOUS MOTOR 1PH810 | 6622.69
1PH8107-1DD03-1BA1 | COMPACT ASYNCHRONOUS MOTOR 1PH810 | 6622.69
1PH8107-1DD03-1BC1 | COMPACT ASYNCHRONOUS MOTOR 1PH810 | 6622.69
1PH8107-1DD03-2BA1-ZX53 | COMPACT ASYNCHRONOUS MOTOR 1PH810 | 7104.13
1PH8107-1DD03-2FA1 | COMPACT ASYNCHRONOUS MOTOR 1PH810 | 6719.56
1PH8107-1DD10-2BB1 | COMPACT ASYNCHRONOUS MOTOR 1PH810 | 6115.87
1PH8107-1DD10-2GA1 | COMPACT ASYNCHRONOUS MOTOR 1PH810 | 5782.84
1PH8107-1DD12-0CB1 | COMPACT ASYNCHRONOUS MOTOR 1PH810 | 6571.92
1PH8107-1DD12-1BA1 | COMPACT ASYNCHRONOUS MOTOR 1PH810 | 6343.94
1PH8107-1SM03-0MA1 | COMPACT ASYNCHRONOUS MOTOR 1PH810 | 9417.29
1PH8107-1SM03-2LA1 | COMPACT ASYNCHRONOUS MOTOR 1PH810 | 8793.02
1PH8107-1SM22-3MA1 | COMPACT ASYNCHRONOUS MOTOR 1PH810 | 11768.28
1PH8107-1SM23-0MA1 | COMPACT ASYNCHRONOUS MOTOR 1PH810 | 10273.33
1PH8107-1SS02-3LB1 | COMPACT ASYNCHRONOUS MOTOR 1PH810 | 10287.99
1PH8107-1TF02-0LA2-ZK24 | COMPACT ASYNCHRONOUS MOTOR 1PH810 | 6537.27
1PH8107-1UF03-1LA1 | COMPACT ASYNCHRONOUS MOTOR 1PH810 | 7463.32
1PH8107-1UG00-1LA1 | COMPACT ASYNCHRONOUS MOTOR 1PH810 | 6956.52
1PH8107-1UG12-2LA1 | COMPACT ASYNCHRONOUS MOTOR 1PH810 | 7184.58
1PH8107-1UM00-0MA1 | COMPACT ASYNCHRONOUS MOTOR 1PH810 | 7580.79
1PH8133-1DD13-1BA1 | COMPACT ASYNCHRONOUS MOTOR 1PH813 | 7081.26
1PH8133-1DD13-1CF1 | COMPACT ASYNCHRONOUS MOTOR 1PH813 | 7309.26
1PH8133-1DF00-0CB1 | COMPACT ASYNCHRONOUS MOTOR 1PH813 | 6675.75
1PH8133-1DF00-0HA1 | COMPACT ASYNCHRONOUS MOTOR 1PH813 | 6342.8
1PH8133-1DF00-1BC1 | COMPACT ASYNCHRONOUS MOTOR 1PH813 | 6447.79
1PH8133-1DF00-1CA1 | COMPACT ASYNCHRONOUS MOTOR 1PH813 | 6675.75
1PH8133-1DF00-2BA1-ZX53 | COMPACT ASYNCHRONOUS MOTOR 1PH813 | 6979.94
1PH8133-1DF00-2BC1 | COMPACT ASYNCHRONOUS MOTOR 1PH813 | 6447.79
1PH8133-1DF00-2BE1 | COMPACT ASYNCHRONOUS MOTOR 1PH813 | 6447.79
1PH8133-1DF00-2FA1-ZK09 | COMPACT ASYNCHRONOUS MOTOR 1PH813 | 6854.58
1PH8133-1DF00-2GA1 | COMPACT ASYNCHRONOUS MOTOR 1PH813 | 6114.74
1PH8135-1DF22-1BF1 | COMPACT ASYNCHRONOUS MOTOR 1PH813 | 8327.56
1PH8135-1DF22-2LE1 | COMPACT ASYNCHRONOUS MOTOR 1PH813 | 8966.69
1PH8135-1DF23-0DH1 | COMPACT ASYNCHRONOUS MOTOR 1PH813 | 8992.36
1PH8135-1DF23-0LB1-ZK10 | COMPACT ASYNCHRONOUS MOTOR 1PH813 | 9574.83
1PH8135-1DF23-1BA1 | COMPACT ASYNCHRONOUS MOTOR 1PH813 | 8682.36
1PH8135-1DF23-2BA1 | COMPACT ASYNCHRONOUS MOTOR 1PH813 | 8682.36
1PH8135-1DF23-2LA1 | COMPACT ASYNCHRONOUS MOTOR 1PH813 | 9321.47
1PH8135-1DG20-1FA1 | COMPACT ASYNCHRONOUS MOTOR 1PH813 | 8202.3
1PH8135-1DG22-1BA1 | COMPACT ASYNCHRONOUS MOTOR 1PH813 | 8327.56
1PH8135-1DG23-1CA1 | COMPACT ASYNCHRONOUS MOTOR 1PH813 | 8910.34
1PH8135-1DS00-0BA1 | COMPACT ASYNCHRONOUS MOTOR 1PH813 | 6936.2
1PH8135-2DF00-2CA1 | COMPACT SYNCHRONOUS MOTOR 1PH813 | 13915.97
1PH8135-2DF02-1BC1 | COMPACT SYNCHRONOUS MOTOR 1PH813 | 13966.7
1PH8137-1FD12-1BA1 | COMPACT ASYNCHRONOUS MOTOR 1PH813 | 8601.62
1PH8137-1FF00-0BA1 | COMPACT ASYNCHRONOUS MOTOR 1PH813 | 8322.93
1PH8137-1FF00-0LA1 | COMPACT ASYNCHRONOUS MOTOR 1PH813 | 8962.04
1PH8137-1FF02-0LE1 | COMPACT ASYNCHRONOUS MOTOR 1PH813 | 9240.76
1PH8137-1FF02-2BA1 | COMPACT ASYNCHRONOUS MOTOR 1PH813 | 8601.62
1PH8137-1FF03-1CC1 | COMPACT ASYNCHRONOUS MOTOR 1PH813 | 9184.39
1PH8137-1FF03-1LB1-ZK10 | COMPACT ASYNCHRONOUS MOTOR 1PH813 | 9848.89
1PH8137-1SG03-1LA1 | COMPACT ASYNCHRONOUS MOTOR 1PH813 | 10102.3
1PH8137-1SS02-0MA1 | COMPACT ASYNCHRONOUS MOTOR 1PH813 | 10534.24
1PH8137-1SS13-1LA1 | COMPACT ASYNCHRONOUS MOTOR 1PH813 | 10102.3
1PH8137-1TG00-0MA2 | COMPACT ASYNCHRONOUS MOTOR 1PH813 | 7858.21
1PH8137-1UD02-0LA1 | COMPACT ASYNCHRONOUS MOTOR 1PH813 | 8417.83
1PH8137-1UD03-1LA1 | COMPACT ASYNCHRONOUS MOTOR 1PH813 | 8772.6
1PH8137-1UF00-0LA1 | COMPACT ASYNCHRONOUS MOTOR 1PH813 | 8139.12
1PH8137-1UF00-2LA1 | COMPACT ASYNCHRONOUS MOTOR 1PH813 | 8139.12
1PH8137-1UF03-0LA1 | COMPACT ASYNCHRONOUS MOTOR 1PH813 | 8772.6
1PH8103-1DF10-0BA1 | COMPACT ASYNCHRONOUS MOTOR 1PH810 | 5727.85
1PH8103-1DG03-1CA1-ZK24 | COMPACT ASYNCHRONOUS MOTOR 1PH810 | 6614.67
1PH8103-1DG03-2BA1-ZX01 | COMPACT ASYNCHRONOUS MOTOR 1PH810 | 6386.69
1PH8105-1DS02-2BA1 | COMPACT ASYNCHRONOUS MOTOR 1PH810 | 6178.55
1PH8105-1DS03-1QA1 | COMPACT ASYNCHRONOUS MOTOR 1PH810 | 6869.2
1PH8105-1FF00-2BB1 | COMPACT ASYNCHRONOUS MOTOR 1PH810 | 7014.77
1PH8105-1FF02-0BA1 | COMPACT ASYNCHRONOUS MOTOR 1PH810 | 7242.83
1PH8105-1FF02-1GA1 | COMPACT ASYNCHRONOUS MOTOR 1PH810 | 6909.79
1PH8105-1FF02-2BA1 | COMPACT ASYNCHRONOUS MOTOR 1PH810 | 7242.83
1PH8105-1FF10-0BC1-ZK09 | COMPACT ASYNCHRONOUS MOTOR 1PH810 | 7217.5
1PH8105-1FF12-0BA1 | COMPACT ASYNCHRONOUS MOTOR 1PH810 | 7242.83
1PH8107-1DD02-0BA1 | COMPACT ASYNCHRONOUS MOTOR 1PH810 | 6343.94
1PH8107-1DD02-0BC1 | COMPACT ASYNCHRONOUS MOTOR 1PH810 | 6343.94
1PH8107-1DD02-0CE1 | COMPACT ASYNCHRONOUS MOTOR 1PH810 | 6571.92
1PH8107-1DD02-0DG1 | COMPACT ASYNCHRONOUS MOTOR 1PH810 | 6653.94
1PH8107-1DD02-1CC1 | COMPACT ASYNCHRONOUS MOTOR 1PH810 | 6571.92
1PH8107-1DD02-1HA1 | COMPACT ASYNCHRONOUS MOTOR 1PH810 | 6238.96
1PH8107-1DD02-2BB1 | COMPACT ASYNCHRONOUS MOTOR 1PH810 | 6343.94
1PH8107-1DD02-2BF1 | COMPACT ASYNCHRONOUS MOTOR 1PH810 | 6343.94
1PH8107-1DD02-2GE1 | COMPACT ASYNCHRONOUS MOTOR 1PH810 | 6010.9
1PH8107-1DD02-2LA1 | COMPACT ASYNCHRONOUS MOTOR 1PH810 | 6943.2
1PH8107-1MF02-2HA2 | COMPACT ASYNCHRONOUS MOTOR 1PH810 | 5428.13
1PH8107-1MF09-0LZ2M1AQ1N | COMPACT ASYNCHRONOUS MOTOR 1PH810 | 6358.91
1PH8107-1SF02-0LA1 | COMPACT ASYNCHRONOUS MOTOR 1PH810 | 8514.26
1PH8107-1SF02-3LA1 | COMPACT ASYNCHRONOUS MOTOR 1PH810 | 10287.99
1PH8107-1SF23-3LA1 | COMPACT ASYNCHRONOUS MOTOR 1PH810 | 11422.77
1PH8107-1SG02-1LA1 | COMPACT ASYNCHRONOUS MOTOR 1PH810 | 8514.26
1PH8107-1SM00-0LA1 | COMPACT ASYNCHRONOUS MOTOR 1PH810 | 8286.2
1PH8107-1SM00-1LA1 | COMPACT ASYNCHRONOUS MOTOR 1PH810 | 8286.2
1PH8133-1DD03-2QA1 | COMPACT ASYNCHRONOUS MOTOR 1PH813 | 7584.4
1PH8133-1DD10-0CA1 | COMPACT ASYNCHRONOUS MOTOR 1PH813 | 6675.75
1PH8133-1DD10-1BA1-ZK09 | COMPACT ASYNCHRONOUS MOTOR 1PH813 | 6701.15
1PH8133-1DD10-1BE1 | COMPACT ASYNCHRONOUS MOTOR 1PH813 | 6447.79
1PH8133-1DD10-2BA1 | COMPACT ASYNCHRONOUS MOTOR 1PH813 | 6447.79
1PH8133-1DD10-2BE1 | COMPACT ASYNCHRONOUS MOTOR 1PH813 | 6447.79
1PH8133-1DD10-2FA1 | COMPACT ASYNCHRONOUS MOTOR 1PH813 | 6601.2
1PH8137-1HF20-0DA2 | COMPACT ASYNCHRONOUS MOTOR 1PH813 | 7788.78
1PH8137-1HF23-1BA2-ZK09K24V90 | COMPACT ASYNCHRONOUS MOTOR 1PH813 | 8646.38
1PH8137-1HF23-1BA2-ZK24V90 | COMPACT ASYNCHRONOUS MOTOR 1PH813 | 8393
1PH8137-1HF23-1BA2-ZV90 | COMPACT ASYNCHRONOUS MOTOR 1PH813 | 8215.64
1PH8137-1HG02-0BA2 | COMPACT ASYNCHRONOUS MOTOR 1PH813 | 6346.42
1PH8137-1JG02-2GC2-ZX01 | COMPACT ASYNCHRONOUS MOTOR 1PH813 | 6672.19
1PH8137-1JG10-2GA2-ZV90 | COMPACT ASYNCHRONOUS MOTOR 1PH813 | 6319.51
1PH8137-1MB10-2GA2 | COMPACT ASYNCHRONOUS MOTOR 1PH813 | 6114.76
1PH8137-1MD00-0GA2-ZK24V90 | COMPACT ASYNCHRONOUS MOTOR 1PH813 | 6395.52
1PH8163-1DG10-1GA1 | COMPACT ASYNCHRONOUS MOTOR 1PH816 | 8252.18
1PH8163-1DG10-2BA1 | COMPACT ASYNCHRONOUS MOTOR 1PH816 | 8585.23
1PH8163-1DG10-2GA1 | COMPACT ASYNCHRONOUS MOTOR 1PH816 | 8252.18
1PH8163-1DG12-0FA1 | COMPACT ASYNCHRONOUS MOTOR 1PH816 | 9327.35
1PH8163-1DG20-0DA1 | COMPACT ASYNCHRONOUS MOTOR 1PH816 | 10348.02
1PH8103-1DF00-2FA1 | COMPACT ASYNCHRONOUS MOTOR 1PH810 | 5824.7
1PH8103-1DF00-2GA1 | COMPACT ASYNCHRONOUS MOTOR 1PH810 | 5394.82
1PH8103-1DF00-2GB1 | COMPACT ASYNCHRONOUS MOTOR 1PH810 | 5394.82
1PH8103-1DG00-0BF1-ZK09 | COMPACT ASYNCHRONOUS MOTOR 1PH810 | 5930.57
1PH8103-1DG00-0BF1-ZK10 | COMPACT ASYNCHRONOUS MOTOR 1PH810 | 5930.57
1PH8103-1DG00-0BH1 | COMPACT ASYNCHRONOUS MOTOR 1PH810 | 5727.85
1PH8103-1DG00-0CA1 | COMPACT ASYNCHRONOUS MOTOR 1PH810 | 5955.83
1PH8103-1DG00-2QB1 | COMPACT ASYNCHRONOUS MOTOR 1PH810 | 6139.75
1PH8103-1DG02-0BA1 | COMPACT ASYNCHRONOUS MOTOR 1PH810 | 5955.91
1PH8103-1DG02-0BA1-ZK18 | COMPACT ASYNCHRONOUS MOTOR 1PH810 | 6260
1PH8103-1DG02-0BB1 | COMPACT ASYNCHRONOUS MOTOR 1PH810 | 5955.91
1PH8105-1SF12-3LA1 | COMPACT ASYNCHRONOUS MOTOR 1PH810 | 10122.6
1PH8105-1SG22-2LA1 | COMPACT ASYNCHRONOUS MOTOR 1PH810 | 8964.87
1PH8105-1SG23-3LA1 | COMPACT ASYNCHRONOUS MOTOR 1PH810 | 11017.38
1PH8105-1SG23-3LC1 | COMPACT ASYNCHRONOUS MOTOR 1PH810 | 11017.38
1PH8105-1UF00-1LC1 | COMPACT ASYNCHRONOUS MOTOR 1PH810 | 6791.11
1PH8105-1UF02-0LA1 | COMPACT ASYNCHRONOUS MOTOR 1PH810 | 7019.17
1PH8105-1UF02-2LA1 | COMPACT ASYNCHRONOUS MOTOR 1PH810 | 7019.17
1PH8105-1UF12-2LA1 | COMPACT ASYNCHRONOUS MOTOR 1PH810 | 7019.17
1PH8105-1UF12-2LA1-ZK24 | COMPACT ASYNCHRONOUS MOTOR 1PH810 | 7171.21
1PH8107-1AG00-2BA2 | COMPACT ASYNCHRONOUS MOTOR 1PH810 | 4470.42
1PH8107-1AG13-2GA2 | COMPACT ASYNCHRONOUS MOTOR 1PH810 | 4644.17
1PH8107-1FG02-0LG1 | COMPACT ASYNCHRONOUS MOTOR 1PH810 | 8007.48
1PH8107-1FG02-0LH1 | COMPACT ASYNCHRONOUS MOTOR 1PH810 | 8007.48
1PH8107-1FG12-0BA1 | COMPACT ASYNCHRONOUS MOTOR 1PH810 | 7408.22
1PH8107-1FG12-0BB1 | COMPACT ASYNCHRONOUS MOTOR 1PH810 | 7408.22
1PH8107-1FG12-0BC1 | COMPACT ASYNCHRONOUS MOTOR 1PH810 | 7408.22
1PH8107-1FG12-0QA1 | COMPACT ASYNCHRONOUS MOTOR 1PH810 | 7820.13
1PH8107-1FM02-0CA1 | COMPACT ASYNCHRONOUS MOTOR 1PH810 | 7636.2
1PH8107-1FM02-0CE1 | COMPACT ASYNCHRONOUS MOTOR 1PH810 | 7636.2
1PH8107-1FM02-0GA1 | COMPACT ASYNCHRONOUS MOTOR 1PH810 | 7075.18
1PH8107-1FM02-1BA1 | COMPACT ASYNCHRONOUS MOTOR 1PH810 | 7408.22
1PH8133-1DD02-0BA1-ZK18 | COMPACT ASYNCHRONOUS MOTOR 1PH813 | 7030.6
1PH8133-1DD02-0BB1 | COMPACT ASYNCHRONOUS MOTOR 1PH813 | 6726.48
1PH8133-1DD02-0BC1 | COMPACT ASYNCHRONOUS MOTOR 1PH813 | 6726.48
1PH8133-1DD02-0CA1 | COMPACT ASYNCHRONOUS MOTOR 1PH813 | 6954.46
1PH8133-1DD02-1CA1 | COMPACT ASYNCHRONOUS MOTOR 1PH813 | 6954.46
1PH8133-1DD02-1CC1 | COMPACT ASYNCHRONOUS MOTOR 1PH813 | 6954.46
1PH8133-1DD02-1CC1-ZV90 | COMPACT ASYNCHRONOUS MOTOR 1PH813 | 7057.86
1PH8133-1DD02-1CE1 | COMPACT ASYNCHRONOUS MOTOR 1PH813 | 6954.46
1PH8133-1DD12-1BA1 | COMPACT ASYNCHRONOUS MOTOR 1PH813 | 6726.48
1PH8133-1DD12-1CA1 | COMPACT ASYNCHRONOUS MOTOR 1PH813 | 6954.46
1PH8133-1DD12-2BB1 | COMPACT ASYNCHRONOUS MOTOR 1PH813 | 6726.48
1PH8133-1DD12-2CA1 | COMPACT ASYNCHRONOUS MOTOR 1PH813 | 6954.46
1PH8133-1DD13-0BA1 | COMPACT ASYNCHRONOUS MOTOR 1PH813 | 7081.26
1PH8135-1DF10-1LE1 | COMPACT ASYNCHRONOUS MOTOR 1PH813 | 7575.31
1PH8135-1DF10-2BA1 | COMPACT ASYNCHRONOUS MOTOR 1PH813 | 6936.2
1PH8135-1DF12-0BE1 | COMPACT ASYNCHRONOUS MOTOR 1PH813 | 7214.9
1PH8135-1DF12-0GA1 | COMPACT ASYNCHRONOUS MOTOR 1PH813 | 6881.85
1PH8135-1DF12-2BA1 | COMPACT ASYNCHRONOUS MOTOR 1PH813 | 7214.9
1PH8135-1DF12-2GA1 | COMPACT ASYNCHRONOUS MOTOR 1PH813 | 6881.85
1PH8135-1DF13-1BA1 | COMPACT ASYNCHRONOUS MOTOR 1PH813 | 7569.67
1PH8135-1DF13-1BC1 | COMPACT ASYNCHRONOUS MOTOR 1PH813 | 7569.67
1PH8135-1DF20-0LH1 | COMPACT ASYNCHRONOUS MOTOR 1PH813 | 8687.98
1PH8135-1DF20-1FC1 | COMPACT ASYNCHRONOUS MOTOR 1PH813 | 8202.3
1PH8135-1SS02-0LA1 | COMPACT ASYNCHRONOUS MOTOR 1PH813 | 9425.08
1PH8135-1SS02-0MC1 | COMPACT ASYNCHRONOUS MOTOR 1PH813 | 10211.79
1PH8135-1SS03-0MA1 | COMPACT ASYNCHRONOUS MOTOR 1PH813 | 10566.57
1PH8135-1TS00-0MA2 | COMPACT ASYNCHRONOUS MOTOR 1PH813 | 7535.76
1PH8135-1UF02-1LD1 | COMPACT ASYNCHRONOUS MOTOR 1PH813 | 8321.68
1PH8135-1UF03-0LA1 | COMPACT ASYNCHRONOUS MOTOR 1PH813 | 8450.16
1PH8135-1US00-0LA1 | COMPACT ASYNCHRONOUS MOTOR 1PH813 | 7816.68
1PH8135-1US02-0LA1 | COMPACT ASYNCHRONOUS MOTOR 1PH813 | 8095.38
1PH8135-2DF00-0FA1 | COMPACT SYNCHRONOUS MOTOR 1PH813 | 13841.42
1PH8135-2DF00-2BG1 | COMPACT SYNCHRONOUS MOTOR 1PH813 | 13688.01
1PH8137-1MF10-2GA2-ZK24V90 | COMPACT ASYNCHRONOUS MOTOR 1PH813 | 6395.52
1PH8137-1MF23-1DA2-ZV90 | COMPACT ASYNCHRONOUS MOTOR 1PH813 | 8905.75
1PH8137-1SF00-0LD1 | COMPACT ASYNCHRONOUS MOTOR 1PH813 | 9695.09
1PH8137-1SF00-2LA1 | COMPACT ASYNCHRONOUS MOTOR 1PH813 | 9468.82
1PH8137-1SF02-1LA1 | COMPACT ASYNCHRONOUS MOTOR 1PH813 | 9747.51
1PH8137-1SF02-3LA1 | COMPACT ASYNCHRONOUS MOTOR 1PH813 | 11610.69
1PH8137-1SF13-2LA1 | COMPACT ASYNCHRONOUS MOTOR 1PH813 | 10102.3
1PH8137-1SF22-3LA1 | COMPACT ASYNCHRONOUS MOTOR 1PH813 | 13021.75
1PH8163-1DG23-0LD1 | COMPACT ASYNCHRONOUS MOTOR 1PH816 | 11768.33
1PH8163-1DG23-1BB1 | COMPACT ASYNCHRONOUS MOTOR 1PH816 | 11000.86
1PH8163-1EF10-1HA2 | COMPACT ASYNCHRONOUS MOTOR 1PH816 | 8733.64
1PH8163-1FB00-1BA1 | COMPACT ASYNCHRONOUS MOTOR 1PH816 | 9649.51
1PH8163-1FD00-1BB1 | COMPACT ASYNCHRONOUS MOTOR 1PH816 | 9649.51
1PH8163-1FD02-1BA1 | COMPACT ASYNCHRONOUS MOTOR 1PH816 | 10409.67
1PH8163-1FD03-1QA1 | COMPACT ASYNCHRONOUS MOTOR 1PH816 | 11023.55
1PH8163-1FD10-1BA1-ZG14 | COMPACT ASYNCHRONOUS MOTOR 1PH816 | 10263.42
1PH8163-1FD12-1BB1 | COMPACT ASYNCHRONOUS MOTOR 1PH816 | 10409.67
1PH8103-1DF02-1GA1-ZK18 | COMPACT ASYNCHRONOUS MOTOR 1PH810 | 5926.97
1PH8103-1DF02-2BC1-ZK24 | COMPACT ASYNCHRONOUS MOTOR 1PH810 | 6107.93
1PH8103-1DG02-0CG1 | COMPACT ASYNCHRONOUS MOTOR 1PH810 | 6183.89
1PH8103-1DG02-0HE1 | COMPACT ASYNCHRONOUS MOTOR 1PH810 | 5850.94
1PH8103-1DG02-0LB1 | COMPACT ASYNCHRONOUS MOTOR 1PH810 | 6555.17
1PH8103-1DG02-1BA1-ZX22 | COMPACT ASYNCHRONOUS MOTOR 1PH810 | 6437.34
1PH8103-1DG02-1BH1 | COMPACT ASYNCHRONOUS MOTOR 1PH810 | 5955.91
1PH8103-1DG02-1HA1-ZK18K24 | COMPACT ASYNCHRONOUS MOTOR 1PH810 | 6307.07
1PH8103-1DG02-2BA1 | COMPACT ASYNCHRONOUS MOTOR 1PH810 | 5955.91
1PH8103-1DG02-2CA1 | COMPACT ASYNCHRONOUS MOTOR 1PH810 | 6183.89
1PH8103-1DG02-2LC1 | COMPACT ASYNCHRONOUS MOTOR 1PH810 | 6555.17
1PH8103-1DG03-1BA1 | COMPACT ASYNCHRONOUS MOTOR 1PH810 | 6234.65
1PH8107-1AM12-2GA2 | COMPACT ASYNCHRONOUS MOTOR 1PH810 | 4365.43
1PH8133-1DF03-2BA1-ZK10 | COMPACT ASYNCHRONOUS MOTOR 1PH813 | 7334.62
1PH8135-1FF10-2GA1 | COMPACT ASYNCHRONOUS MOTOR 1PH813 | 7667.43
1PH8135-1FF12-0BB1 | COMPACT ASYNCHRONOUS MOTOR 1PH813 | 8279.18
1PH8135-1FF13-0BB1 | COMPACT ASYNCHRONOUS MOTOR 1PH813 | 8633.96
1PH8135-1FF13-0DH1 | COMPACT ASYNCHRONOUS MOTOR 1PH813 | 8943.97
1PH8135-1FF13-1BA1-ZK23 | COMPACT ASYNCHRONOUS MOTOR 1PH813 | 8900.01
1PH8135-1FF23-0QA1-ZK18 | COMPACT ASYNCHRONOUS MOTOR 1PH813 | 10553.88
1PH8135-1FG23-0QA1 | COMPACT ASYNCHRONOUS MOTOR 1PH813 | 10249.78
1PH8135-1HS00-2BA2 | COMPACT ASYNCHRONOUS MOTOR 1PH813 | 5745.26
1PH8135-1JF03-1BA2 | COMPACT ASYNCHRONOUS MOTOR 1PH813 | 6860.2
1PH8135-1SF02-3MA1 | COMPACT ASYNCHRONOUS MOTOR 1PH813 | 12074.96
1PH8135-1SF13-2LA1 | COMPACT ASYNCHRONOUS MOTOR 1PH813 | 9779.85
1PH8137-1HD12-2BA2 | COMPACT ASYNCHRONOUS MOTOR 1PH813 | 6346.42
1PH8137-1HF00-2GA2 | COMPACT ASYNCHRONOUS MOTOR 1PH813 | 5734.68
1PH8137-1HF12-2BA2-ZV90X01 | COMPACT ASYNCHRONOUS MOTOR 1PH813 | 6627.16
1PH8137-1HF13-2GA2-ZM39 | COMPACT ASYNCHRONOUS MOTOR 1PH813 | 8282.34
1PH8137-1HG02-1GB2 | COMPACT ASYNCHRONOUS MOTOR 1PH813 | 6013.37
1PH8137-1JB03-1CA2-ZK18 | COMPACT ASYNCHRONOUS MOTOR 1PH813 | 7714.73
1PH8137-1JF03-0BD2-ZK09 | COMPACT ASYNCHRONOUS MOTOR 1PH813 | 7662.29
1PH8137-1JF10-1GA2 | COMPACT ASYNCHRONOUS MOTOR 1PH813 | 6216.13
1PH8163-1DG03-1BA1 | COMPACT ASYNCHRONOUS MOTOR 1PH816 | 9345.39
1PH8163-1DG03-1GA1 | COMPACT ASYNCHRONOUS MOTOR 1PH816 | 9012.36
1PH8163-1DG10-0LA1 | COMPACT ASYNCHRONOUS MOTOR 1PH816 | 9126.41
1PH8163-1DG10-1BB1 | COMPACT ASYNCHRONOUS MOTOR 1PH816 | 8585.23
1PH8163-1DG12-0GA1 | COMPACT ASYNCHRONOUS MOTOR 1PH816 | 8784.3
1PH8163-1DG12-1BB1-ZX01 | COMPACT ASYNCHRONOUS MOTOR 1PH816 | 9573.45
1PH8163-1DG13-2BA1 | COMPACT ASYNCHRONOUS MOTOR 1PH816 | 9345.39
1PH8163-1DG13-2GA1 | COMPACT ASYNCHRONOUS MOTOR 1PH816 | 9012.36
1PH8103-1DF02-0BA1 | COMPACT ASYNCHRONOUS MOTOR 1PH810 | 5955.91
1PH8103-1DF20-2BA1 | COMPACT ASYNCHRONOUS MOTOR 1PH810 | 6211.74
1PH8103-1DF22-2BA1-ZX02 | COMPACT ASYNCHRONOUS MOTOR 1PH810 | 6591.82
1PH8103-1DF23-0CG1 | COMPACT ASYNCHRONOUS MOTOR 1PH810 | 6946.55
1PH8103-1DG00-0HA1 | COMPACT ASYNCHRONOUS MOTOR 1PH810 | 5622.88
1PH8103-1DG00-0LA1 | COMPACT ASYNCHRONOUS MOTOR 1PH810 | 6327.1
1PH8103-1DG00-2CA1 | COMPACT ASYNCHRONOUS MOTOR 1PH810 | 5955.83
1PH8103-1DG00-2GB1-ZK10 | COMPACT ASYNCHRONOUS MOTOR 1PH810 | 5597.53
1PH8103-1DG02-0BC1 | COMPACT ASYNCHRONOUS MOTOR 1PH810 | 5955.91
1PH8103-1DG02-0CA1-ZK23 | COMPACT ASYNCHRONOUS MOTOR 1PH810 | 6335.93
1PH8105-1SF02-3LA1 | COMPACT ASYNCHRONOUS MOTOR 1PH810 | 10122.6
1PH8105-1SF02-3MA1 | COMPACT ASYNCHRONOUS MOTOR 1PH810 | 10746.87
1PH8105-1SM22-3MA1 | COMPACT ASYNCHRONOUS MOTOR 1PH810 | 11362.87
1PH8105-1SS02-0LA1 | COMPACT ASYNCHRONOUS MOTOR 1PH810 | 8348.87
1PH8105-1SS02-3LA1 | COMPACT ASYNCHRONOUS MOTOR 1PH810 | 10122.6
1PH8105-1SS02-3MC1 | COMPACT ASYNCHRONOUS MOTOR 1PH810 | 10746.87
1PH8105-1UF20-0LA1 | COMPACT ASYNCHRONOUS MOTOR 1PH810 | 7407.15
1PH8105-1UM23-2LA1 | COMPACT ASYNCHRONOUS MOTOR 1PH810 | 7913.95
1PH8107-1AF12-2GA2-ZX01 | COMPACT ASYNCHRONOUS MOTOR 1PH810 | 4517.45
1PH8107-1AF23-1BA2 | COMPACT ASYNCHRONOUS MOTOR 1PH810 | 5833.25
1PH8107-1FG02-1BA1 | COMPACT ASYNCHRONOUS MOTOR 1PH810 | 7408.22
1PH8107-1FG02-1BE1 | COMPACT ASYNCHRONOUS MOTOR 1PH810 | 7408.22
1PH8107-1FG03-0BA1 | COMPACT ASYNCHRONOUS MOTOR 1PH810 | 7686.97
1PH8107-1FG03-1BH1 | COMPACT ASYNCHRONOUS MOTOR 1PH810 | 7686.97
1PH8107-1FG12-2BA1 | COMPACT ASYNCHRONOUS MOTOR 1PH810 | 7408.22
1PH8107-1FG12-2BB1-ZX08 | COMPACT ASYNCHRONOUS MOTOR 1PH810 | 7560.24
1PH8107-1CM00-1LA2 | COMPACT ASYNCHRONOUS MOTOR 1PH810 | 7475.33
1PH8107-1DB02-0BA1 | COMPACT ASYNCHRONOUS MOTOR 1PH810 | 6343.94
1PH8107-1DB02-1CA1 | COMPACT ASYNCHRONOUS MOTOR 1PH810 | 6571.92
1PH8107-1DB10-1CA1 | COMPACT ASYNCHRONOUS MOTOR 1PH810 | 6343.85
1PH8107-1DB12-2DC1 | COMPACT ASYNCHRONOUS MOTOR 1PH810 | 6653.94
1PH8107-1DD00-0LA1 | COMPACT ASYNCHRONOUS MOTOR 1PH810 | 6715.14
1PH8107-1DD00-1BA1 | COMPACT ASYNCHRONOUS MOTOR 1PH810 | 6115.87
1PH8107-1DD00-1BC1-ZK24 | COMPACT ASYNCHRONOUS MOTOR 1PH810 | 6267.89
1PH8107-1DD00-2BA1-ZX01 | COMPACT ASYNCHRONOUS MOTOR 1PH810 | 6267.89
1PH8107-1DD00-2BB1 | COMPACT ASYNCHRONOUS MOTOR 1PH810 | 6115.87
1PH8107-1FM12-0BA1 | COMPACT ASYNCHRONOUS MOTOR 1PH810 | 7408.22
1PH8107-1FM22-0BA1 | COMPACT ASYNCHRONOUS MOTOR 1PH810 | 8264.26
1PH8107-1HD00-1BA2 | COMPACT ASYNCHRONOUS MOTOR 1PH810 | 4924.95
1PH8107-1HD00-2GA2 | COMPACT ASYNCHRONOUS MOTOR 1PH810 | 4591.91
1PH8107-1HD02-0GA2-ZK24 | COMPACT ASYNCHRONOUS MOTOR 1PH810 | 4971.99
1PH8107-1HD12-2GA2 | COMPACT ASYNCHRONOUS MOTOR 1PH810 | 4819.97
1PH8107-1HF00-0GB2 | COMPACT ASYNCHRONOUS MOTOR 1PH810 | 4591.91
1PH8107-1HF12-2GA2 | COMPACT ASYNCHRONOUS MOTOR 1PH810 | 4819.97
1PH8107-1HF13-2BB2 | COMPACT ASYNCHRONOUS MOTOR 1PH810 | 5431.76
1PH8107-1JF02-0BD2 | COMPACT ASYNCHRONOUS MOTOR 1PH810 | 5792.84
1PH8133-1DD02-2BB1 | COMPACT ASYNCHRONOUS MOTOR 1PH813 | 6726.48
1PH8133-1DD02-2GA1 | COMPACT ASYNCHRONOUS MOTOR 1PH813 | 6393.45
1PH8133-1DD02-2LA1 | COMPACT ASYNCHRONOUS MOTOR 1PH813 | 7365.59
1PH8133-1DD03-0LA1 | COMPACT ASYNCHRONOUS MOTOR 1PH813 | 7720.39
1PH8133-1DD03-0QA1 | COMPACT ASYNCHRONOUS MOTOR 1PH813 | 7584.4
1PH8133-1DD03-1GA1 | COMPACT ASYNCHRONOUS MOTOR 1PH813 | 6748.23
1PH8133-1DD03-1LA1 | COMPACT ASYNCHRONOUS MOTOR 1PH813 | 7720.39
1PH8133-1DD03-2BB1 | COMPACT ASYNCHRONOUS MOTOR 1PH813 | 7081.26
1PH8133-1DD03-2CA1 | COMPACT ASYNCHRONOUS MOTOR 1PH813 | 7309.26
1PH8133-1DF02-2BB1 | COMPACT ASYNCHRONOUS MOTOR 1PH813 | 6726.48
1PH8133-1DF02-2BE1 | COMPACT ASYNCHRONOUS MOTOR 1PH813 | 6726.48
1PH8133-1DF02-2GA1 | COMPACT ASYNCHRONOUS MOTOR 1PH813 | 6393.45
1PH8133-1DF02-2LA1 | COMPACT ASYNCHRONOUS MOTOR 1PH813 | 7365.59
1PH8133-1DF03-0BE1 | COMPACT ASYNCHRONOUS MOTOR 1PH813 | 7081.26
1PH8133-1DF03-0CG1 | COMPACT ASYNCHRONOUS MOTOR 1PH813 | 7309.26
1PH8133-1DF03-1BA1-ZK18 | COMPACT ASYNCHRONOUS MOTOR 1PH813 | 7385.36
1PH8133-1DF03-1BC1 | COMPACT ASYNCHRONOUS MOTOR 1PH813 | 7081.26
1PH8133-1DF03-2BA1 | COMPACT ASYNCHRONOUS MOTOR 1PH813 | 7081.26
1PH8133-1DF03-2BC1 | COMPACT ASYNCHRONOUS MOTOR 1PH813 | 7081.26
1PH8135-1FF10-2BA1 | COMPACT ASYNCHRONOUS MOTOR 1PH813 | 8000.48
1PH8135-1FF12-0BA1 | COMPACT ASYNCHRONOUS MOTOR 1PH813 | 8279.18
1PH8135-1FF13-0DE1 | COMPACT ASYNCHRONOUS MOTOR 1PH813 | 8943.97
1PH8135-1FF13-1BA1 | COMPACT ASYNCHRONOUS MOTOR 1PH813 | 8633.96
1PH8135-1FG22-0BG1 | COMPACT ASYNCHRONOUS MOTOR 1PH813 | 9391.86
1PH8135-1HF00-2BA2 | COMPACT ASYNCHRONOUS MOTOR 1PH813 | 5745.26
1PH8135-1HG22-2BA2-ZX05 | COMPACT ASYNCHRONOUS MOTOR 1PH813 | 7314.01
1PH8135-1JF00-1BA2 | COMPACT ASYNCHRONOUS MOTOR 1PH813 | 6226.71
1PH8135-1SF02-3LA1 | COMPACT ASYNCHRONOUS MOTOR 1PH813 | 11288.24
1PH8135-1SF02-3MC1 | COMPACT ASYNCHRONOUS MOTOR 1PH813 | 12074.96
1PH8137-1HF00-1BA2 | COMPACT ASYNCHRONOUS MOTOR 1PH813 | 6067.71
1PH8137-1HF02-2BA2-ZK24 | COMPACT ASYNCHRONOUS MOTOR 1PH813 | 6523.78
1PH8137-1HF12-0GA2 | COMPACT ASYNCHRONOUS MOTOR 1PH813 | 6013.37
1PH8137-1HF13-2GA2 | COMPACT ASYNCHRONOUS MOTOR 1PH813 | 6368.16
1PH8137-1HG02-1CA2 | COMPACT ASYNCHRONOUS MOTOR 1PH813 | 6574.41
1PH8137-1HG10-2GA2-ZV90 | COMPACT ASYNCHRONOUS MOTOR 1PH813 | 5838.04
1PH8137-1JF03-1BA2 | COMPACT ASYNCHRONOUS MOTOR 1PH813 | 7182.65
1PH8137-1JF10-1GC2-ZK80 | COMPACT ASYNCHRONOUS MOTOR 1PH813 | 6660.13
1PH8137-1MD00-2BG2 | COMPACT ASYNCHRONOUS MOTOR 1PH813 | 6447.8
1PH8163-1DG03-1BC1 | COMPACT ASYNCHRONOUS MOTOR 1PH816 | 9345.39
1PH8163-1DG03-1LA1 | COMPACT ASYNCHRONOUS MOTOR 1PH816 | 10114.65
1PH8163-1DG10-0GB1 | COMPACT ASYNCHRONOUS MOTOR 1PH816 | 8024.12
1PH8163-1DG10-1BA1 | COMPACT ASYNCHRONOUS MOTOR 1PH816 | 8585.23
1PH8163-1DG12-1BA1 | COMPACT ASYNCHRONOUS MOTOR 1PH816 | 9345.39
1PH8163-1DG12-2BA1 | COMPACT ASYNCHRONOUS MOTOR 1PH816 | 9345.39
1PH8163-1DG13-1BA1 | COMPACT ASYNCHRONOUS MOTOR 1PH816 | 9345.39
1PH8163-1DG13-2BB1 | COMPACT ASYNCHRONOUS MOTOR 1PH816 | 9345.39
1PH8163-1DG20-0BA1 | COMPACT ASYNCHRONOUS MOTOR 1PH816 | 10012.62
1PH8103-1DF00-2LA1 | COMPACT ASYNCHRONOUS MOTOR 1PH810 | 6327.1
1PH8103-1DF20-1BG1 | COMPACT ASYNCHRONOUS MOTOR 1PH810 | 6211.74
1PH8103-1DF23-0BA1 | COMPACT ASYNCHRONOUS MOTOR 1PH810 | 6718.55
1PH8103-1DG00-0BA1 | COMPACT ASYNCHRONOUS MOTOR 1PH810 | 5727.85
1PH8103-1DG00-0CG1 | COMPACT ASYNCHRONOUS MOTOR 1PH810 | 5955.83
1PH8103-1DG00-0HF1 | COMPACT ASYNCHRONOUS MOTOR 1PH810 | 5622.88
1PH8103-1DG00-1BA1 | COMPACT ASYNCHRONOUS MOTOR 1PH810 | 5727.85
1PH8103-1DG00-2BB1 | COMPACT ASYNCHRONOUS MOTOR 1PH810 | 5727.85
1PH8103-1DG00-2FA1 | COMPACT ASYNCHRONOUS MOTOR 1PH810 | 5824.7
1PH8103-1DG02-0CA1 | COMPACT ASYNCHRONOUS MOTOR 1PH810 | 6183.89
1PH8103-1DG02-0CB1 | COMPACT ASYNCHRONOUS MOTOR 1PH810 | 6183.89
1PH8105-1SF02-3LC1 | COMPACT ASYNCHRONOUS MOTOR 1PH810 | 10122.6
1PH8105-1SF10-0LC1 | COMPACT ASYNCHRONOUS MOTOR 1PH810 | 8120.81
1PH8105-1SM22-0MA1 | COMPACT ASYNCHRONOUS MOTOR 1PH810 | 9589.16
1PH8105-1SS00-1LA1 | COMPACT ASYNCHRONOUS MOTOR 1PH810 | 8120.81
1PH8105-1SS02-3MA1 | COMPACT ASYNCHRONOUS MOTOR 1PH810 | 10746.87
1PH8105-1SZ22-3MA1K4A | COMPACT ASYNCHRONOUS MOTOR 1PH810 | 11362.86
1PH8105-1UF20-1LB1 | COMPACT ASYNCHRONOUS MOTOR 1PH810 | 7407.15
1PH8105-3FF02-2AA1 | COMPACT ASYNCHRONOUS MOTOR 1PH810 | 6836.31
1PH8107-1AF12-2BC2 | COMPACT ASYNCHRONOUS MOTOR 1PH810 | 4698.48
1PH8107-1AF12-2GA2-ZX53 | COMPACT ASYNCHRONOUS MOTOR 1PH810 | 4846.87
1PH8107-1FG02-1BA1-ZX01 | COMPACT ASYNCHRONOUS MOTOR 1PH810 | 7560.24
1PH8107-1FG02-1DA1 | COMPACT ASYNCHRONOUS MOTOR 1PH810 | 7718.22
1PH8107-1FG03-0CA1 | COMPACT ASYNCHRONOUS MOTOR 1PH810 | 7914.97
1PH8107-1FG03-1GA1 | COMPACT ASYNCHRONOUS MOTOR 1PH810 | 7353.92
1PH8107-1FG12-1BA1 | COMPACT ASYNCHRONOUS MOTOR 1PH810 | 7408.22
1PH8107-1FG12-2BA1-ZX08 | COMPACT ASYNCHRONOUS MOTOR 1PH810 | 7560.24
1PH8107-1FM00-2BA1 | COMPACT ASYNCHRONOUS MOTOR 1PH810 | 7180.16
1PH8107-1FM02-0BA1-ZK23X12 | COMPACT ASYNCHRONOUS MOTOR 1PH810 | 8041.69
1PH8107-1FM03-0BA1-ZX01 | COMPACT ASYNCHRONOUS MOTOR 1PH810 | 7839.01
1PH8107-1US02-0MA1 | COMPACT ASYNCHRONOUS MOTOR 1PH810 | 7808.85
1PH8131-1AF10-1FC2-ZK09 | COMPACT ASYNCHRONOUS MOTOR 1PH813 | 5063.04
1PH8131-1DB00-1CA1 | COMPACT ASYNCHRONOUS MOTOR 1PH813 | 6529.7
1PH8133-1DD02-0CC1 | COMPACT ASYNCHRONOUS MOTOR 1PH813 | 6954.46
1PH8133-1DD02-0CE1-ZK18 | COMPACT ASYNCHRONOUS MOTOR 1PH813 | 7258.58
1PH8133-1DD02-1BA1-ZK18 | COMPACT ASYNCHRONOUS MOTOR 1PH813 | 7030.6
1PH8133-1DD02-1BE1 | COMPACT ASYNCHRONOUS MOTOR 1PH813 | 6726.48
1PH8133-1DD02-1DA1 | COMPACT ASYNCHRONOUS MOTOR 1PH813 | 7036.5
1PH8133-1DD02-1GA1 | COMPACT ASYNCHRONOUS MOTOR 1PH813 | 6393.45
1PH8133-1DF02-0BA1-ZK23 | COMPACT ASYNCHRONOUS MOTOR 1PH813 | 6992.53
1PH8133-1DF02-0BB1-ZK23 | COMPACT ASYNCHRONOUS MOTOR 1PH813 | 6992.53
1PH8133-1DF02-0CE1 | COMPACT ASYNCHRONOUS MOTOR 1PH813 | 6954.46
1PH8133-1DD03-0BC1 | COMPACT ASYNCHRONOUS MOTOR 1PH813 | 7081.26
1PH8133-1DD03-2BA1 | COMPACT ASYNCHRONOUS MOTOR 1PH813 | 7081.26
1PH8133-1DD03-2BA1-ZX01 | COMPACT ASYNCHRONOUS MOTOR 1PH813 | 7258.64
1PH8133-1DD03-2BA1-ZX08 | COMPACT ASYNCHRONOUS MOTOR 1PH813 | 7258.64
1PH8133-1DD03-2BA1-ZX52 | COMPACT ASYNCHRONOUS MOTOR 1PH813 | 7613.41
1PH8133-1DF02-2CA1-ZK18 | COMPACT ASYNCHRONOUS MOTOR 1PH813 | 7258.58
1PH8133-1DF02-2DA1 | COMPACT ASYNCHRONOUS MOTOR 1PH813 | 7036.5
1PH8133-1DF02-2DB1 | COMPACT ASYNCHRONOUS MOTOR 1PH813 | 7036.5
1PH8133-1DF02-2DC1-ZK18 | COMPACT ASYNCHRONOUS MOTOR 1PH813 | 7340.6
1PH8133-1DF03-0GA1 | COMPACT ASYNCHRONOUS MOTOR 1PH813 | 6748.23
1PH8133-1DF03-0GC1 | COMPACT ASYNCHRONOUS MOTOR 1PH813 | 6748.23
1PH8133-1DF03-0HC1-ZK09 | COMPACT ASYNCHRONOUS MOTOR 1PH813 | 7229.65
1PH8133-1DF03-0LA1 | COMPACT ASYNCHRONOUS MOTOR 1PH813 | 7720.39
1PH8135-1DF10-0LA1 | COMPACT ASYNCHRONOUS MOTOR 1PH813 | 7575.31
1PH8135-1DF10-1BA1 | COMPACT ASYNCHRONOUS MOTOR 1PH813 | 6936.2
1PH8135-1FF03-1BA1 | COMPACT ASYNCHRONOUS MOTOR 1PH813 | 8633.96
1PH8135-1FF03-2BA1 | COMPACT ASYNCHRONOUS MOTOR 1PH813 | 8633.96
1PH8135-1FF13-1BG1-ZK18V90 | COMPACT ASYNCHRONOUS MOTOR 1PH813 | 9041.43
1PH8135-1FF20-1BF1 | COMPACT ASYNCHRONOUS MOTOR 1PH813 | 9113.13
1PH8135-1FF20-2FA1 | COMPACT ASYNCHRONOUS MOTOR 1PH813 | 9266.58
1PH8135-1FF22-0LA1 | COMPACT ASYNCHRONOUS MOTOR 1PH813 | 10030.97
1PH8135-1MF00-0CC2 | COMPACT ASYNCHRONOUS MOTOR 1PH813 | 6353.35
1PH8135-1MF03-1BG2 | COMPACT ASYNCHRONOUS MOTOR 1PH813 | 6758.86
1PH8135-1MG22-0BA2 | COMPACT ASYNCHRONOUS MOTOR 1PH813 | 7516.75
1PH8135-1MG23-0CC2-ZK09V90 | COMPACT ASYNCHRONOUS MOTOR 1PH813 | 8456.26
1PH8135-1MS02-2BA2-ZX01 | COMPACT ASYNCHRONOUS MOTOR 1PH813 | 6581.43
1PH8137-1HF02-2GA2 | COMPACT ASYNCHRONOUS MOTOR 1PH813 | 6013.37
1PH8137-1HF10-1BA2-ZK09Q31 | COMPACT ASYNCHRONOUS MOTOR 1PH813 | 6522.15
1PH8137-1HF10-1BA2-ZQ31 | COMPACT ASYNCHRONOUS MOTOR 1PH813 | 6268.79
1PH8137-1HF10-2GB2-ZX02 | COMPACT ASYNCHRONOUS MOTOR 1PH813 | 5912.04
1PH8137-1JD00-2FC2 | COMPACT ASYNCHRONOUS MOTOR 1PH813 | 6702.61
1PH8137-1JD02-2GA2 | COMPACT ASYNCHRONOUS MOTOR 1PH813 | 6494.84
1PH8137-1JD03-0BA2-ZX01 | COMPACT ASYNCHRONOUS MOTOR 1PH813 | 7360.03
1PH8137-1JF00-1BA2 | COMPACT ASYNCHRONOUS MOTOR 1PH813 | 6549.18
1PH8163-1DG03-2BA1 | COMPACT ASYNCHRONOUS MOTOR 1PH816 | 9345.39
1PH8163-1DG03-2BB1 | COMPACT ASYNCHRONOUS MOTOR 1PH816 | 9345.39
1PH8163-1DG03-2BB1-ZX01 | COMPACT ASYNCHRONOUS MOTOR 1PH816 | 9573.45
1PH8163-1DG10-0BA1 | COMPACT ASYNCHRONOUS MOTOR 1PH816 | 8357.17
1PH8163-1DG12-2BD1 | COMPACT ASYNCHRONOUS MOTOR 1PH816 | 9571.67
1PH8163-1DG12-2CA1 | COMPACT ASYNCHRONOUS MOTOR 1PH816 | 9573.39
1PH8163-1DG13-0BC1 | COMPACT ASYNCHRONOUS MOTOR 1PH816 | 9117.33
1PH8163-1DG13-0LD1 | COMPACT ASYNCHRONOUS MOTOR 1PH816 | 10112.86
1PH8103-1DF22-0CE1 | COMPACT ASYNCHRONOUS MOTOR 1PH810 | 6667.78
1PH8103-1DF22-0CG1 | COMPACT ASYNCHRONOUS MOTOR 1PH810 | 6667.78
1PH8103-1DF22-0DG1 | COMPACT ASYNCHRONOUS MOTOR 1PH810 | 6749.8
1PH8103-1DF22-1BA1 | COMPACT ASYNCHRONOUS MOTOR 1PH810 | 6439.8
1PH8103-1DG00-1BA1-ZX01 | COMPACT ASYNCHRONOUS MOTOR 1PH810 | 5879.87
1PH8103-1DG00-1BB1 | COMPACT ASYNCHRONOUS MOTOR 1PH810 | 5727.85
1PH8103-1DG00-2BA1 | COMPACT ASYNCHRONOUS MOTOR 1PH810 | 5727.85
1PH8103-1DG00-2BA1-ZX05 | COMPACT ASYNCHRONOUS MOTOR 1PH810 | 5879.87
1PH8103-1DG02-0CC1 | COMPACT ASYNCHRONOUS MOTOR 1PH810 | 6183.89
1PH8103-1DG02-0CE1 | COMPACT ASYNCHRONOUS MOTOR 1PH810 | 6183.89
1PH8103-1DG02-0CE1-ZK18 | COMPACT ASYNCHRONOUS MOTOR 1PH810 | 6488
1PH8103-1DG02-0CF1 | COMPACT ASYNCHRONOUS MOTOR 1PH810 | 6183.89
1PH8105-1SF02-2LA1-ZX17 | COMPACT ASYNCHRONOUS MOTOR 1PH810 | 8830.31
1PH8105-1SS02-0MA1 | COMPACT ASYNCHRONOUS MOTOR 1PH810 | 8973.16
1PH8105-1SS02-0MC1 | COMPACT ASYNCHRONOUS MOTOR 1PH810 | 8973.16
1PH8105-1SS02-1LA1-ZX01 | COMPACT ASYNCHRONOUS MOTOR 1PH810 | 8500.89
1PH8105-1SS02-2LA1 | COMPACT ASYNCHRONOUS MOTOR 1PH810 | 8348.87
1PH8105-3FF03-2AA1 | COMPACT ASYNCHRONOUS MOTOR 1PH810 | 7115.09
1PH8105-3FF13-2AB1-ZU63 | COMPACT ASYNCHRONOUS MOTOR 1PH810 | 10734.26
1PH8105-3FG22-0AH1-ZU66 | COMPACT ASYNCHRONOUS MOTOR 1PH810 | 11331.32
1PH8105-3HF12-2AA2-ZU60 | COMPACT ASYNCHRONOUS MOTOR 1PH810 | 7846.38
1PH8107-1FG02-1DB1 | COMPACT ASYNCHRONOUS MOTOR 1PH810 | 7718.22
1PH8107-1FG02-1GA1 | COMPACT ASYNCHRONOUS MOTOR 1PH810 | 7075.18
1PH8107-1FG02-1LA1 | COMPACT ASYNCHRONOUS MOTOR 1PH810 | 8007.48
1PH8107-1FG02-2BA1 | COMPACT ASYNCHRONOUS MOTOR 1PH810 | 7408.22
1PH8107-1FG02-2GA1 | COMPACT ASYNCHRONOUS MOTOR 1PH810 | 7075.18
1PH8107-1FG12-2BC1-ZK18 | COMPACT ASYNCHRONOUS MOTOR 1PH810 | 7712.32
1PH8107-1FG12-2BG1 | COMPACT ASYNCHRONOUS MOTOR 1PH810 | 7408.22
1PH8107-1FG13-0BB1 | COMPACT ASYNCHRONOUS MOTOR 1PH810 | 7686.97
1PH8107-1FG13-2BA1 | COMPACT ASYNCHRONOUS MOTOR 1PH810 | 7686.97
1PH8107-3DD03-2AC1-ZB02U65 | COMPACT ASYNCHRONOUS MOTOR 1PH810 | 10027.39
1PH8107-3DF02-2AF1-ZU60 | COMPACT ASYNCHRONOUS MOTOR 1PH810 | 9211.46
1PH8107-3JM02-0AA2-ZU65 | COMPACT ASYNCHRONOUS MOTOR 1PH810 | 8942.22
1PH8131-1AF10-0MA2 | COMPACT ASYNCHRONOUS MOTOR 1PH813 | 6082.05
1PH8133-1DD02-0HA1 | COMPACT ASYNCHRONOUS MOTOR 1PH813 | 6621.51
1PH8133-1DD02-0HE1 | COMPACT ASYNCHRONOUS MOTOR 1PH813 | 6621.51
1PH8133-1DD02-0LA1 | COMPACT ASYNCHRONOUS MOTOR 1PH813 | 7365.59
1PH8133-1DD02-0LC1 | COMPACT ASYNCHRONOUS MOTOR 1PH813 | 7365.59
1PH8133-1DD02-1LA1 | COMPACT ASYNCHRONOUS MOTOR 1PH813 | 7365.59
1PH8133-1DD02-1LA1-ZV90 | COMPACT ASYNCHRONOUS MOTOR 1PH813 | 7468.99
1PH8133-1DD02-1LC1 | COMPACT ASYNCHRONOUS MOTOR 1PH813 | 7365.59
1PH8133-1DD02-2BA1 | COMPACT ASYNCHRONOUS MOTOR 1PH813 | 6726.48
1PH8133-1DD02-2BA1-ZX01 | COMPACT ASYNCHRONOUS MOTOR 1PH813 | 6903.86
1PH8133-1DF02-0DC1 | COMPACT ASYNCHRONOUS MOTOR 1PH813 | 7036.5
1PH8133-1DF02-0DE1 | COMPACT ASYNCHRONOUS MOTOR 1PH813 | 7036.5
1PH8133-1DF02-0DG1 | COMPACT ASYNCHRONOUS MOTOR 1PH813 | 7036.5
1PH8133-1DF02-0DH1 | COMPACT ASYNCHRONOUS MOTOR 1PH813 | 7036.5
1PH8133-1DF02-1GA1 | COMPACT ASYNCHRONOUS MOTOR 1PH813 | 6393.45
1PH8133-1DF02-1GC1 | COMPACT ASYNCHRONOUS MOTOR 1PH813 | 6393.45
1PH8133-1DF02-1LA1 | COMPACT ASYNCHRONOUS MOTOR 1PH813 | 7365.59
1PH8133-1DF02-1LB1 | COMPACT ASYNCHRONOUS MOTOR 1PH813 | 7365.59
1PH8135-1DS00-1LA1 | COMPACT ASYNCHRONOUS MOTOR 1PH813 | 7575.31
1PH8135-1DS02-0BA1 | COMPACT ASYNCHRONOUS MOTOR 1PH813 | 7214.9
1PH8135-1DS02-0DA1 | COMPACT ASYNCHRONOUS MOTOR 1PH813 | 7524.92
1PH8135-1DS02-0MA1 | COMPACT ASYNCHRONOUS MOTOR 1PH813 | 8640.72
1PH8135-1DS02-1BA1 | COMPACT ASYNCHRONOUS MOTOR 1PH813 | 7214.9
1PH8135-1FF00-0BE1 | COMPACT ASYNCHRONOUS MOTOR 1PH813 | 8000.48
1PH8135-1FF00-0LA1 | COMPACT ASYNCHRONOUS MOTOR 1PH813 | 8639.59
1PH8135-1FF00-1BA1 | COMPACT ASYNCHRONOUS MOTOR 1PH813 | 8000.48
1PH8135-1FF00-2BA1 | COMPACT ASYNCHRONOUS MOTOR 1PH813 | 8000.48
1PH8137-1FF10-2BA1 | COMPACT ASYNCHRONOUS MOTOR 1PH813 | 8322.93
1PH8137-1FF12-0BA1 | COMPACT ASYNCHRONOUS MOTOR 1PH813 | 8601.62
1PH8137-1FF12-0BA1-ZK18 | COMPACT ASYNCHRONOUS MOTOR 1PH813 | 8905.74
1PH8137-1FF12-1CA1 | COMPACT ASYNCHRONOUS MOTOR 1PH813 | 8829.61
1PH8137-1FG02-0CA1 | COMPACT ASYNCHRONOUS MOTOR 1PH813 | 8829.61
1PH8137-1FG02-0CE1 | COMPACT ASYNCHRONOUS MOTOR 1PH813 | 8829.61
1PH8107-1FG13-2BC1 | COMPACT ASYNCHRONOUS MOTOR 1PH810 | 7686.97
1PH8107-1FM02-0BA1 | COMPACT ASYNCHRONOUS MOTOR 1PH810 | 7408.22
1PH8107-1FM02-0BA1-ZK23X23 | COMPACT ASYNCHRONOUS MOTOR 1PH810 | 8041.69
1PH8107-1FM03-0BA1 | COMPACT ASYNCHRONOUS MOTOR 1PH810 | 7686.97
1PH8107-1UM22-0LA1 | COMPACT ASYNCHRONOUS MOTOR 1PH810 | 8040.6
1PH8131-1DB00-1BE1 | COMPACT ASYNCHRONOUS MOTOR 1PH813 | 6301.7
1PH8133-1DD02-0BA1 | COMPACT ASYNCHRONOUS MOTOR 1PH813 | 6726.48
1PH8133-1DD02-0CA1-ZK18 | COMPACT ASYNCHRONOUS MOTOR 1PH813 | 7258.58
1PH8133-1DD02-0CE1 | COMPACT ASYNCHRONOUS MOTOR 1PH813 | 6954.46
1PH8133-1DD02-0GG1 | COMPACT ASYNCHRONOUS MOTOR 1PH813 | 6393.45
1PH8133-1DD02-1BA1 | COMPACT ASYNCHRONOUS MOTOR 1PH813 | 6726.48
1PH8133-1DD02-1BC1 | COMPACT ASYNCHRONOUS MOTOR 1PH813 | 6726.48
1PH8133-1DD02-1FA1 | COMPACT ASYNCHRONOUS MOTOR 1PH813 | 6879.94
1PH8133-1DD02-1HA1 | COMPACT ASYNCHRONOUS MOTOR 1PH813 | 6621.51
1PH8133-1DF02-0BB1 | COMPACT ASYNCHRONOUS MOTOR 1PH813 | 6726.48
1PH8133-1DF02-0BC1 | COMPACT ASYNCHRONOUS MOTOR 1PH813 | 6726.48
1PH8133-1DF02-0CC1-ZK18 | COMPACT ASYNCHRONOUS MOTOR 1PH813 | 7258.58
1PH8133-1DF02-0DA1 | COMPACT ASYNCHRONOUS MOTOR 1PH813 | 7036.5
1PH8133-1DF02-0HA1 | COMPACT ASYNCHRONOUS MOTOR 1PH813 | 6621.51
1PH8133-1DF02-0LC1 | COMPACT ASYNCHRONOUS MOTOR 1PH813 | 7365.59
1PH8133-1DF02-1CC1 | COMPACT ASYNCHRONOUS MOTOR 1PH813 | 6954.46
1PH8133-1DF02-1DE1 | COMPACT ASYNCHRONOUS MOTOR 1PH813 | 7036.5
1PH8133-1DF02-1LC1 | COMPACT ASYNCHRONOUS MOTOR 1PH813 | 7365.59
1PH8133-1DF02-2BA1 | COMPACT ASYNCHRONOUS MOTOR 1PH813 | 6726.48
1PH8135-1DS00-0MA1 | COMPACT ASYNCHRONOUS MOTOR 1PH813 | 8362.02
1PH8135-1DS00-0MB1-ZK10 | COMPACT ASYNCHRONOUS MOTOR 1PH813 | 8615.38
1PH8135-1DS03-0LB1 | COMPACT ASYNCHRONOUS MOTOR 1PH813 | 8208.8
1PH8135-1DS03-1BA1 | COMPACT ASYNCHRONOUS MOTOR 1PH813 | 7569.67
1PH8135-1DS10-0MA1 | COMPACT ASYNCHRONOUS MOTOR 1PH813 | 8362.02
1PH8135-1DS12-1BA1 | COMPACT ASYNCHRONOUS MOTOR 1PH813 | 7214.9
1PH8135-1FF02-0BC1 | COMPACT ASYNCHRONOUS MOTOR 1PH813 | 8279.18
1PH8135-1FF02-0CA1 | COMPACT ASYNCHRONOUS MOTOR 1PH813 | 8507.18
1PH8135-1FF02-2BA1 | COMPACT ASYNCHRONOUS MOTOR 1PH813 | 8279.18
1PH8135-1FF02-2BE1 | COMPACT ASYNCHRONOUS MOTOR 1PH813 | 8279.18
1PH8137-1FF12-2BA1 | COMPACT ASYNCHRONOUS MOTOR 1PH813 | 8601.62
1PH8137-1FF13-1BG1-ZK18V90 | COMPACT ASYNCHRONOUS MOTOR 1PH813 | 9363.88
1PH8137-1FG00-1CA1 | COMPACT ASYNCHRONOUS MOTOR 1PH813 | 8550.92
1PH8137-1FG02-0BA1 | COMPACT ASYNCHRONOUS MOTOR 1PH813 | 8601.62
1PH8137-1FG02-2BA1 | COMPACT ASYNCHRONOUS MOTOR 1PH813 | 8601.62
1PH8137-1FG03-2BA1 | COMPACT ASYNCHRONOUS MOTOR 1PH813 | 8956.41
1PH8137-1FG12-0GA1 | COMPACT ASYNCHRONOUS MOTOR 1PH813 | 8268.58
1PH8137-1FG13-0BA1 | COMPACT ASYNCHRONOUS MOTOR 1PH813 | 8956.41
1PH8137-1FS12-0BA1 | COMPACT ASYNCHRONOUS MOTOR 1PH813 | 8601.62
1PH8137-1UF10-2LD1 | COMPACT ASYNCHRONOUS MOTOR 1PH813 | 8365.39
1PH8137-1UG00-2LB1 | COMPACT ASYNCHRONOUS MOTOR 1PH813 | 8139.12
1PH8163-1DF23-1DA1 | COMPACT ASYNCHRONOUS MOTOR 1PH816 | 11336.28
1PH8163-1DG00-0BA1 | COMPACT ASYNCHRONOUS MOTOR 1PH816 | 8357.17
1PH8163-1DG00-0DA1 | COMPACT ASYNCHRONOUS MOTOR 1PH816 | 8692.55
1PH8163-1DG00-2BA1 | COMPACT ASYNCHRONOUS MOTOR 1PH816 | 8585.23
1PH8163-1DG00-2DA1 | COMPACT ASYNCHRONOUS MOTOR 1PH816 | 8920.63
1PH8163-1DG02-2BA1 | COMPACT ASYNCHRONOUS MOTOR 1PH816 | 9345.39
1PH8137-1UF03-1LA1 | COMPACT ASYNCHRONOUS MOTOR 1PH813 | 8772.6
1PH8163-1FD13-2HA1-ZK24 | COMPACT ASYNCHRONOUS MOTOR 1PH816 | 10532.76
1PH8163-1FF00-0BA1 | COMPACT ASYNCHRONOUS MOTOR 1PH816 | 9421.45
1PH8163-1FF02-2BB1 | COMPACT ASYNCHRONOUS MOTOR 1PH816 | 10409.67
1PH8133-1DF02-0BG1 | COMPACT ASYNCHRONOUS MOTOR 1PH813 | 6726.48
1PH8133-1DF02-0CA1 | COMPACT ASYNCHRONOUS MOTOR 1PH813 | 6954.46
1PH8133-1DF02-0CB1 | COMPACT ASYNCHRONOUS MOTOR 1PH813 | 6954.46
1PH8133-1DF02-0CC1 | COMPACT ASYNCHRONOUS MOTOR 1PH813 | 6954.46
1PH8133-1DF02-0MA1 | COMPACT ASYNCHRONOUS MOTOR 1PH813 | 8152.32
1PH8133-1DF02-1BA1 | COMPACT ASYNCHRONOUS MOTOR 1PH813 | 6726.48
1PH8133-1DF02-1BC1 | COMPACT ASYNCHRONOUS MOTOR 1PH813 | 6726.48
1PH8133-1DF02-1BE1 | COMPACT ASYNCHRONOUS MOTOR 1PH813 | 6726.48
1PH8133-1DF02-1CA1 | COMPACT ASYNCHRONOUS MOTOR 1PH813 | 6954.46
1PH8133-1DF02-2BA1-ZX01 | COMPACT ASYNCHRONOUS MOTOR 1PH813 | 6903.86
1PH8133-1DF02-2BA1-ZX02 | COMPACT ASYNCHRONOUS MOTOR 1PH813 | 6903.86
1PH8135-1DS00-0FA1 | COMPACT ASYNCHRONOUS MOTOR 1PH813 | 7089.62
1PH8135-1DS00-0FB1 | COMPACT ASYNCHRONOUS MOTOR 1PH813 | 7089.62
1PH8135-1DS03-2BC1 | COMPACT ASYNCHRONOUS MOTOR 1PH813 | 7569.67
1PH8135-1DS03-2LA1 | COMPACT ASYNCHRONOUS MOTOR 1PH813 | 8208.8
1PH8135-1DS10-0DA1 | COMPACT ASYNCHRONOUS MOTOR 1PH813 | 7246.18
1PH8135-1DS10-0LD1 | COMPACT ASYNCHRONOUS MOTOR 1PH813 | 7801.57
1PH8135-1FF02-0DH1 | COMPACT ASYNCHRONOUS MOTOR 1PH813 | 8589.19
1PH8135-1FF02-0GB1 | COMPACT ASYNCHRONOUS MOTOR 1PH813 | 7946.13
1PH8135-1FF02-0LA1 | COMPACT ASYNCHRONOUS MOTOR 1PH813 | 8918.31
1PH8135-1FF02-1BA1 | COMPACT ASYNCHRONOUS MOTOR 1PH813 | 8279.18
1PH8137-1FF22-0CG1 | COMPACT ASYNCHRONOUS MOTOR 1PH813 | 10240.69
1PH8137-1FF23-0BA1 | COMPACT ASYNCHRONOUS MOTOR 1PH813 | 10367.47
1PH8137-1FF23-0BH1 | COMPACT ASYNCHRONOUS MOTOR 1PH813 | 10367.47
1PH8137-1FG00-0LA1 | COMPACT ASYNCHRONOUS MOTOR 1PH813 | 8962.04
1PH8137-1FG10-2BA1 | COMPACT ASYNCHRONOUS MOTOR 1PH813 | 8322.93
1PH8137-1FG12-0BA1 | COMPACT ASYNCHRONOUS MOTOR 1PH813 | 8601.62
1PH8137-1FG12-0BB1-ZK18 | COMPACT ASYNCHRONOUS MOTOR 1PH813 | 8905.74
1PH8137-1FG12-0BG1 | COMPACT ASYNCHRONOUS MOTOR 1PH813 | 8601.62
1PH8137-1UF13-1LA1 | COMPACT ASYNCHRONOUS MOTOR 1PH813 | 8772.6
1PH8137-1UF20-0LB1 | COMPACT ASYNCHRONOUS MOTOR 1PH813 | 9550.18
1PH8137-1UG00-0LA1 | COMPACT ASYNCHRONOUS MOTOR 1PH813 | 8139.12
1PH8137-1UG00-0MA1 | COMPACT ASYNCHRONOUS MOTOR 1PH813 | 8657.51
1PH8163-1DG00-0FB1 | COMPACT ASYNCHRONOUS MOTOR 1PH816 | 8567.16
1PH8163-1DG00-0MA1 | COMPACT ASYNCHRONOUS MOTOR 1PH816 | 10051.28
1PH8163-1DG00-1BA1 | COMPACT ASYNCHRONOUS MOTOR 1PH816 | 8585.23
1PH8163-1DG00-1DA1 | COMPACT ASYNCHRONOUS MOTOR 1PH816 | 8920.63
1PH8163-1DG00-1LA1 | COMPACT ASYNCHRONOUS MOTOR 1PH816 | 9354.47
1PH8137-1UF03-1LC1 | COMPACT ASYNCHRONOUS MOTOR 1PH813 | 8772.6
1PH8137-1UF03-2LA1 | COMPACT ASYNCHRONOUS MOTOR 1PH813 | 8772.6
1PH8137-1UF10-1LB1 | COMPACT ASYNCHRONOUS MOTOR 1PH813 | 8139.12
1PH8137-1UF10-2LA1 | COMPACT ASYNCHRONOUS MOTOR 1PH813 | 8139.12
1PH8163-1FF03-1BA1 | COMPACT ASYNCHRONOUS MOTOR 1PH816 | 10409.67
1PH8163-1FF03-1GA1 | COMPACT ASYNCHRONOUS MOTOR 1PH816 | 10076.64
1PH8163-1FF03-2BC1 | COMPACT ASYNCHRONOUS MOTOR 1PH816 | 10409.67
1PH8163-1FF03-2HA1 | COMPACT ASYNCHRONOUS MOTOR 1PH816 | 10304.7
1PH8163-1FG02-1CA1 | COMPACT ASYNCHRONOUS MOTOR 1PH816 | 10637.67
1PH8163-1FG03-0BA1 | COMPACT ASYNCHRONOUS MOTOR 1PH816 | 10181.61
1PH8163-1FG03-0CA1 | COMPACT ASYNCHRONOUS MOTOR 1PH816 | 10409.61
1PH8163-1FG12-0QA1 | COMPACT ASYNCHRONOUS MOTOR 1PH816 | 10795.47
1PH8165-1DG02-0DC1 | COMPACT ASYNCHRONOUS MOTOR 1PH816 | 10098.65
1PH8165-1DG02-1BA1 | COMPACT ASYNCHRONOUS MOTOR 1PH816 | 9991.3
1PH8165-1DG02-1DA1 | COMPACT ASYNCHRONOUS MOTOR 1PH816 | 10326.71
1PH8165-1DG02-1DC1 | COMPACT ASYNCHRONOUS MOTOR 1PH816 | 10326.71
1PH8165-1DG03-0MD1 | COMPACT ASYNCHRONOUS MOTOR 1PH816 | 11683.64
1PH8133-1DF02-0DB1 | COMPACT ASYNCHRONOUS MOTOR 1PH813 | 7036.5
1PH8133-1DF02-0GA1 | COMPACT ASYNCHRONOUS MOTOR 1PH813 | 6393.45
1PH8133-1DF02-0LA1 | COMPACT ASYNCHRONOUS MOTOR 1PH813 | 7365.59
1PH8133-1DF02-1CA1-ZK18 | COMPACT ASYNCHRONOUS MOTOR 1PH813 | 7258.58
1PH8133-1DF02-1DA1 | COMPACT ASYNCHRONOUS MOTOR 1PH813 | 7036.5
1PH8133-1DF02-1MA1 | COMPACT ASYNCHRONOUS MOTOR 1PH813 | 8152.32
1PH8133-1DF02-2BA1-ZK18 | COMPACT ASYNCHRONOUS MOTOR 1PH813 | 7030.6
1PH8135-1DS00-0LA1 | COMPACT ASYNCHRONOUS MOTOR 1PH813 | 7575.31
1PH8135-1DS00-0MA1-ZK09 | COMPACT ASYNCHRONOUS MOTOR 1PH813 | 8615.38
1PH8135-1DS03-0GB1 | COMPACT ASYNCHRONOUS MOTOR 1PH813 | 7236.65
1PH8135-1DS03-0MA1 | COMPACT ASYNCHRONOUS MOTOR 1PH813 | 8995.51
1PH8135-1DS10-2LA1 | COMPACT ASYNCHRONOUS MOTOR 1PH813 | 7575.31
1PH8135-1FF00-0BA1 | COMPACT ASYNCHRONOUS MOTOR 1PH813 | 8000.48
1PH8135-1FF02-0BA1 | COMPACT ASYNCHRONOUS MOTOR 1PH813 | 8279.18
1PH8135-1FF02-0BE1 | COMPACT ASYNCHRONOUS MOTOR 1PH813 | 8279.18
1PH8135-1FF02-0CA1-ZK18 | COMPACT ASYNCHRONOUS MOTOR 1PH813 | 8811.27
1PH8135-1FF02-1BC1 | COMPACT ASYNCHRONOUS MOTOR 1PH813 | 8279.18
1PH8135-1FF02-2BB1 | COMPACT ASYNCHRONOUS MOTOR 1PH813 | 8279.18
1PH8137-1FF12-2QA1-ZG14 | COMPACT ASYNCHRONOUS MOTOR 1PH813 | 9616.39
1PH8137-1FF22-0BG1-ZK18V90 | COMPACT ASYNCHRONOUS MOTOR 1PH813 | 10420.16
1PH8137-1FG00-1BA1 | COMPACT ASYNCHRONOUS MOTOR 1PH813 | 8322.93
1PH8137-1FG00-2BG1 | COMPACT ASYNCHRONOUS MOTOR 1PH813 | 8322.93
1PH8137-1FG02-0BB1 | COMPACT ASYNCHRONOUS MOTOR 1PH813 | 8601.62
1PH8137-1FG02-1HB1 | COMPACT ASYNCHRONOUS MOTOR 1PH813 | 8496.65
1PH8137-1FG03-0BA1 | COMPACT ASYNCHRONOUS MOTOR 1PH813 | 8956.41
1PH8137-1FG12-2GE1 | COMPACT ASYNCHRONOUS MOTOR 1PH813 | 8268.58
1PH8137-1FG13-0QA1 | COMPACT ASYNCHRONOUS MOTOR 1PH813 | 9459.55
1PH8137-1HD00-2BA2 | COMPACT ASYNCHRONOUS MOTOR 1PH813 | 6067.71
1PH8137-1UF12-1LA1 | COMPACT ASYNCHRONOUS MOTOR 1PH813 | 8417.83
1PH8137-1UG00-2LA1 | COMPACT ASYNCHRONOUS MOTOR 1PH813 | 8139.12
1PH8163-1DF23-1CA1 | COMPACT ASYNCHRONOUS MOTOR 1PH816 | 11228.84
1PH8163-1DG00-0CA1 | COMPACT ASYNCHRONOUS MOTOR 1PH816 | 8585.15
1PH8163-1DG00-0FA1 | COMPACT ASYNCHRONOUS MOTOR 1PH816 | 8567.16
1PH8163-1DG00-2BA1-ZX01 | COMPACT ASYNCHRONOUS MOTOR 1PH816 | 8813.29
1PH8163-1DG00-2FA1 | COMPACT ASYNCHRONOUS MOTOR 1PH816 | 8795.22
1PH8163-1DG02-1BA1-ZK09 | COMPACT ASYNCHRONOUS MOTOR 1PH816 | 9725.51
1PH8163-1DG02-2BA1-ZK18 | COMPACT ASYNCHRONOUS MOTOR 1PH816 | 9649.51
1PH8163-1FD13-2HB1-ZK24 | COMPACT ASYNCHRONOUS MOTOR 1PH816 | 10532.76
1PH8163-1FF00-1BA1 | COMPACT ASYNCHRONOUS MOTOR 1PH816 | 9649.51
1PH8163-1FF02-2BC1 | COMPACT ASYNCHRONOUS MOTOR 1PH816 | 10409.67
1PH8163-1FF03-0HD1 | COMPACT ASYNCHRONOUS MOTOR 1PH816 | 10302.92
1PH8163-1FF03-2LA1 | COMPACT ASYNCHRONOUS MOTOR 1PH816 | 11178.93
1PH8163-1FF10-1QC1 | COMPACT ASYNCHRONOUS MOTOR 1PH816 | 10263.36
1PH8163-1FG00-0BC1 | COMPACT ASYNCHRONOUS MOTOR 1PH816 | 9421.45
1PH8163-1FG02-1BA1 | COMPACT ASYNCHRONOUS MOTOR 1PH816 | 10409.67
1PH8163-1FG12-1BB1 | COMPACT ASYNCHRONOUS MOTOR 1PH816 | 10409.67
1PH8163-1FG13-1BA1 | COMPACT ASYNCHRONOUS MOTOR 1PH816 | 10409.67
1PH8165-1DG00-2QA1 | COMPACT ASYNCHRONOUS MOTOR 1PH816 | 9844.98
1PH8165-1DG02-0CA1 | COMPACT ASYNCHRONOUS MOTOR 1PH816 | 9991.25
1PH8165-1DG02-2BA1 | COMPACT ASYNCHRONOUS MOTOR 1PH816 | 9991.3
1PH8165-1DG02-2CA1 | COMPACT ASYNCHRONOUS MOTOR 1PH816 | 10219.31
1PH8165-1DG03-0FD1 | COMPACT ASYNCHRONOUS MOTOR 1PH816 | 10199.54
1PH8165-1DG03-0LC1 | COMPACT ASYNCHRONOUS MOTOR 1PH816 | 10532.5
1PH8165-1DG03-1BC1 | COMPACT ASYNCHRONOUS MOTOR 1PH816 | 9991.3
1PH8165-1DG03-1FA1 | COMPACT ASYNCHRONOUS MOTOR 1PH816 | 10201.32
1PH8165-1DG03-0QA1 | COMPACT ASYNCHRONOUS MOTOR 1PH816 | 10377.11
1PH8165-1DG03-1BA1 | COMPACT ASYNCHRONOUS MOTOR 1PH816 | 9991.3
1PH8165-1DG03-1BA1-ZK18 | COMPACT ASYNCHRONOUS MOTOR 1PH816 | 10295.42
1PH8165-1FF23-0BC1 | COMPACT ASYNCHRONOUS MOTOR 1PH816 | 13610.85
1PH8165-1FF23-0BC1-ZK09K18 | COMPACT ASYNCHRONOUS MOTOR 1PH816 | 14295.06
1PH8165-1FG00-0BA1 | COMPACT ASYNCHRONOUS MOTOR 1PH816 | 10067.35
1PH8165-1FG00-0FA1 | COMPACT ASYNCHRONOUS MOTOR 1PH816 | 10277.38
1PH8165-1FG13-0LA1 | COMPACT ASYNCHRONOUS MOTOR 1PH816 | 11596.78
1PH8165-1FG13-0QB1 | COMPACT ASYNCHRONOUS MOTOR 1PH816 | 11441.39
1PH8165-1FG13-0QB1-ZY84 | COMPACT ASYNCHRONOUS MOTOR 1PH816 | 11441.39
1PH8165-1FG13-1BA1 | COMPACT ASYNCHRONOUS MOTOR 1PH816 | 11055.58
1PH8165-1FG13-2BA1 | COMPACT ASYNCHRONOUS MOTOR 1PH816 | 11055.58
1PH8184-1DF03-2AA1 | COMPACT ASYNCHRONOUS MOTOR | 12928.88
1PH8184-1DF10-1DA1 | COMPACT ASYNCHRONOUS MOTOR | 12643.55
1PH8184-1DF25-2LD1 | COMPACT ASYNCHRONOUS MOTOR | 25410.83
1PH8184-1DF30-2BD1 | COMPACT ASYNCHRONOUS MOTOR | 13313.35
4RB2017-3DJ50 | POWER CAPACITOR MKP 380V 1,7KVAR | 44.18
4RB2021-3DJ50 | POWER CAPACITOR MKP 380V 2,1KVAR | 47.36
4RB2042-3DJ50 | POWER CAPACITOR MKP 380V 4,2KVAR | 77.19
4RB2054-1EB50 | POWER CAPACITOR MKP 415V 5,4KVAR | 57.66
4RB8104-3FC10 | POWER CAPACITOR MKK 525V 10,4KVAR | 173.85
4RB8104-3FC20 | POWER CAPACITOR MKK 525V 10,4KVAR | 168.31
4RB8104-3GK10 | POWER CAPACITOR MKK 690V 10,4KVAR | 280.98
5TG2056-0SB | I-SYS SB COVER FOR MODULAR RJ CARRIER | 14.31
5TG6201-0SB10 | D-i-syst. Wippe mit Symbol Glocke SB | 10.89
5TG6201-0SB20 | I-SYS,ROCKER, BULB SYMBOL, BLACK SOFT | 10.89
5TG6201-0SB21 | I-SYS, ROCKER, W/DIFFUSER,BULB SYMB, SB | 12.35
5TG6201-0SB40 | I-SYS,ROCKER I/O,BLACK SOFT | 10.89
6AG1500-0FP00-4AA0 | SIPLUS S7-1500 CPU 1518F Fan Bundle | 27773.98
6AG1500-0HP00-4AA0 | SIPLUS S7-1500 CPU 1517H Fan Bundle | 18740.44
6AG1500-0JP00-4AA0 | SIPLUS S7-1500 CPU 1518HF Fan Bundle | 29211.46
6AG1510-1DK03-2AB0 | SIPLUS ET 200SP CPU 1510SP-1 PN | 2110.33
6AG1531-7MH00-7AB0 | SIPLUS S7-1500 AI 16xI BA | 1589.36
6AG1542-5DX10-7XE0 | SIPLUS S7-1500 CM 1542-5 | 2848.3
6AG1551-1AB01-7AB0 | SIPLUS S7-1500 TM POSINPUT 2 | 1678.61
6AG1590-0BL00-7AA0 | SIPLUS S7-1500 act. backplane 12 slot | 2462.84
1FT7117-7AF71-1LH0-ZL06N27 | SYNCHRONMOTOR 1FT7 M0 = 81 NM | 18688.53
1FT7132-5AF71-1BB5 | SYNCHRONOUS MOTOR 1FT7 | 13067.37
1FT7132-5SC71-1CG1 | SYNCHRONOUS MOTOR 1FT7 | 12552.46
1FT7132-5SC71-1CH1 | SYNCHRONOUS MOTOR 1FT7 | 14436.24
1FT7132-5SF71-1BB0 | SYNCHRONOUS MOTOR 1FT7 | 13503.78
1PH8087-1DF02-0BA1 | MAIN SPINDLE MOTOR 1PH808 | 5696.54
1PH8087-1DF02-0BB1 | MAIN SPINDLE MOTOR 1PH808 | 5696.54
1PH8087-1DF02-0BG1 | MAIN SPINDLE MOTOR 1PH808 | 5696.54
1PH8087-1DF02-0CA1 | MAIN SPINDLE MOTOR 1PH808 | 5924.52
1PH8087-1DN02-0DB1 | MAIN SPINDLE MOTOR 1PH808 | 6006.54
1PH8087-1DN02-0LA1 | MAIN SPINDLE MOTOR 1PH808 | 6336.32
1PH8087-1DN02-0LB1 | MAIN SPINDLE MOTOR 1PH808 | 6336.32
1PH8087-1DN02-1DH1 | MAIN SPINDLE MOTOR 1PH808 | 6006.54
1PH8087-1DN22-0CE1 | MAIN SPINDLE MOTOR 1PH808 | 6287.67
1PH8087-1DN22-0DG1-ZK18 | MAIN SPINDLE MOTOR 1PH808 | 6673.78
1PH8087-1DN22-1BA1 | MAIN SPINDLE MOTOR 1PH808 | 6059.67
1PH8087-1FF00-0BA1 | MAIN SPINDLE MOTOR 1PH808 | 6583.44
1PH8087-1FG02-1BA1 | MAIN SPINDLE MOTOR 1PH808 | 6760.82
1PH8087-1FG02-1BB1 | MAIN SPINDLE MOTOR 1PH808 | 6760.82
1PH8087-1FG02-1DA1 | MAIN SPINDLE MOTOR 1PH808 | 7070.81
1PH8087-1FG02-2BH1 | MAIN SPINDLE MOTOR 1PH808 | 6760.82
1PH8135-1DB00-1HA1 | COMPACT ASYNCHRONOUS MOTOR 1PH813 | 6831.21
1PH8135-1DB00-2CA1 | COMPACT ASYNCHRONOUS MOTOR 1PH813 | 7164.18
1PH8137-1FG02-0GB1 | COMPACT ASYNCHRONOUS MOTOR 1PH813 | 8268.58
1PH8137-1FG02-1BB1 | COMPACT ASYNCHRONOUS MOTOR 1PH813 | 8601.62
1PH8137-1FG13-2BA1 | COMPACT ASYNCHRONOUS MOTOR 1PH813 | 8956.41
1PH8137-1FG13-2QA1 | COMPACT ASYNCHRONOUS MOTOR 1PH813 | 9459.55
1PH8137-1FS00-0LA1 | COMPACT ASYNCHRONOUS MOTOR 1PH813 | 8962.04
1PH8137-1FS02-0LB1 | COMPACT ASYNCHRONOUS MOTOR 1PH813 | 9240.76
1PH8137-1FS02-2BA1 | COMPACT ASYNCHRONOUS MOTOR 1PH813 | 8601.62
1PH8163-1DF23-1GA1 | COMPACT ASYNCHRONOUS MOTOR 1PH816 | 10667.83
1PH8163-1DF23-2BA1 | COMPACT ASYNCHRONOUS MOTOR 1PH816 | 11000.86
1PH8163-1DF23-2BB1 | COMPACT ASYNCHRONOUS MOTOR 1PH816 | 11000.86
1PH8163-1DF23-2CD1-ZK18 | COMPACT ASYNCHRONOUS MOTOR 1PH816 | 11759.22
1PH8163-1DG00-2LC1-ZK09 | COMPACT ASYNCHRONOUS MOTOR 1PH816 | 9734.58
1PH8163-1DG02-0BA1 | COMPACT ASYNCHRONOUS MOTOR 1PH816 | 9117.33
1PH8163-1DG02-0CA1 | COMPACT ASYNCHRONOUS MOTOR 1PH816 | 9345.33
1PH8163-1DG02-1BA1 | COMPACT ASYNCHRONOUS MOTOR 1PH816 | 9345.39
1PH8163-1FF00-2BA1 | COMPACT ASYNCHRONOUS MOTOR 1PH816 | 9649.51
1PH8163-1FF00-2GA1 | COMPACT ASYNCHRONOUS MOTOR 1PH816 | 9316.46
1PH8163-1FF00-2GC1-ZX02 | COMPACT ASYNCHRONOUS MOTOR 1PH816 | 9544.52
1PH8163-1FF02-1BA1 | COMPACT ASYNCHRONOUS MOTOR 1PH816 | 10409.67
1PH8163-1FF02-1BC1 | COMPACT ASYNCHRONOUS MOTOR 1PH816 | 10409.67
1PH8163-1FF12-0BA1 | COMPACT ASYNCHRONOUS MOTOR 1PH816 | 10181.61
1PH8163-1FF12-1BC1 | COMPACT ASYNCHRONOUS MOTOR 1PH816 | 10409.67
1PH8163-1FF12-2BA1 | COMPACT ASYNCHRONOUS MOTOR 1PH816 | 10409.67
1PH8163-1FF13-2DC1 | COMPACT ASYNCHRONOUS MOTOR 1PH816 | 10745.09
1PH8163-1FG13-2BA1 | COMPACT ASYNCHRONOUS MOTOR 1PH816 | 10409.67
1PH8163-1FG20-1BA1 | COMPACT ASYNCHRONOUS MOTOR 1PH816 | 11304.98
1PH8165-1DG00-2FA1 | COMPACT ASYNCHRONOUS MOTOR 1PH816 | 9441.13
1PH8165-1DG00-2GA1 | COMPACT ASYNCHRONOUS MOTOR 1PH816 | 8898.09
1PH8165-1DG02-2GA1 | COMPACT ASYNCHRONOUS MOTOR 1PH816 | 9658.28
1PH8165-1DG03-0BA1 | COMPACT ASYNCHRONOUS MOTOR 1PH816 | 9763.23
1PH8165-1DG03-0CA1 | COMPACT ASYNCHRONOUS MOTOR 1PH816 | 9991.25
1PH8165-1DG03-0CC1 | COMPACT ASYNCHRONOUS MOTOR 1PH816 | 9991.25
1PH8165-1DG03-1HD1 | COMPACT ASYNCHRONOUS MOTOR 1PH816 | 10112.62
1PH8165-1DG03-1LC1 | COMPACT ASYNCHRONOUS MOTOR 1PH816 | 10760.57
1PH8165-1DG03-2BA1 | COMPACT ASYNCHRONOUS MOTOR 1PH816 | 9991.3
1PH8165-1DG03-2BA1-ZX01 | COMPACT ASYNCHRONOUS MOTOR 1PH816 | 10219.37
1PH8165-1FG02-0BA1 | COMPACT ASYNCHRONOUS MOTOR 1PH816 | 10827.52
1PH8165-1FG02-0BB1 | COMPACT ASYNCHRONOUS MOTOR 1PH816 | 10827.52
1PH8165-1FG02-1BA1-ZK23 | COMPACT ASYNCHRONOUS MOTOR 1PH816 | 11384.98
1PH8165-1FG02-1GA1 | COMPACT ASYNCHRONOUS MOTOR 1PH816 | 10722.56
1PH8184-1DD10-2AA1 | COMPACT ASYNCHRONOUS MOTOR | 11553.9
1PH8184-1DD43-2AA1-ZG14L76 | COMPACT ASYNCHRONOUS MOTOR | 15321.4
1PH8184-1DF00-0DA1 | COMPACT ASYNCHRONOUS MOTOR | 12410.07
1PH8184-1DF00-0DC1 | COMPACT ASYNCHRONOUS MOTOR | 12410.07
3VA5220-0MH31-0HC0 | MCCB_UL_FS250_200A_3P_TM_ AM | 1496.71
3VA5220-6ED61-0HC0 | MCCB_UL_FS250_200A_2P_65KA_TM_ FTFM | 1315.03
3VA5460-0BB41-0AA0 | MCS_UL_FS600_600A_4P_65kA | 1597.29
3VA5460-1BB41-0AA0 | MCS_UL_FS600_600A_4P_100kA | 1827.05
3VA5460-5EF31-0AF0 | MCCB_UL_FS600_600A_3P_35KA_TM_ ATAM | 2595.45
4RB2167-3DJ50 | POWER CAPACITOR MKP 380V 16,7KVAR | 203.38
4RB2208-3DJ50 | POWER CAPACITOR MKP 380V 20,8KVAR | 240.05
4RB2230-3DJ50 | POWER CAPACITOR MKP 380V 23,0KVAR | 253.38
4RB2250-3DJ50 | POWER CAPACITOR MKP 380V 25,0KVAR | 266.71
5TG2563-2SB | I-SYS COVER PL.TAE CON. SOFT BLACK | 13.71
5TG2566-0SB | I-SYS,CABLE OUTPUT, SOFT BLACK | 23.69
5TG2578-0SB | I-SYS,COVER DOUB. USB CHARGER, SB | 7.24
1PH8163-1FF03-0BA1 | COMPACT ASYNCHRONOUS MOTOR 1PH816 | 10181.61
1PH8163-1FF10-1BB1 | COMPACT ASYNCHRONOUS MOTOR 1PH816 | 9649.51
1PH8163-1FF10-2BA1 | COMPACT ASYNCHRONOUS MOTOR 1PH816 | 9649.51
1PH8163-1FF20-0BA1 | COMPACT ASYNCHRONOUS MOTOR 1PH816 | 11076.92
1PH8163-1FG00-0FC1 | COMPACT ASYNCHRONOUS MOTOR 1PH816 | 9631.44
1PH8163-1FG02-1BA1-ZK23 | COMPACT ASYNCHRONOUS MOTOR 1PH816 | 10739.06
1PH8163-1FG12-0QA1-ZK09 | COMPACT ASYNCHRONOUS MOTOR 1PH816 | 11175.59
1PH8163-1FG13-0BA1 | COMPACT ASYNCHRONOUS MOTOR 1PH816 | 10181.61
1PH8165-1DG02-0BA1 | COMPACT ASYNCHRONOUS MOTOR 1PH816 | 9763.23
1PH8165-1DG02-0DB1 | COMPACT ASYNCHRONOUS MOTOR 1PH816 | 10098.65
1PH8165-1DG02-1GA1 | COMPACT ASYNCHRONOUS MOTOR 1PH816 | 9658.28
1PH8165-1DG02-2BB1-ZK80 | COMPACT ASYNCHRONOUS MOTOR 1PH816 | 10704.96
1PH8165-1DG02-2CB1 | COMPACT ASYNCHRONOUS MOTOR 1PH816 | 10219.31
1PH8165-1DG03-0DC1 | COMPACT ASYNCHRONOUS MOTOR 1PH816 | 10098.65
1PH8165-1DG03-0GB1 | COMPACT ASYNCHRONOUS MOTOR 1PH816 | 9430.22
1PH8165-1DG03-1CA1 | COMPACT ASYNCHRONOUS MOTOR 1PH816 | 10219.31
1PH8165-1DG03-1GC1 | COMPACT ASYNCHRONOUS MOTOR 1PH816 | 9658.28
1PH8165-1DG03-2BA1-ZX02 | COMPACT ASYNCHRONOUS MOTOR 1PH816 | 10219.37
1PH8165-1DG03-2BC1 | COMPACT ASYNCHRONOUS MOTOR 1PH816 | 9991.3
1PH8165-1DG03-2FA1 | COMPACT ASYNCHRONOUS MOTOR 1PH816 | 10201.32
1PH8165-1FG00-0FB1 | COMPACT ASYNCHRONOUS MOTOR 1PH816 | 10277.38
1PH8165-1FG00-1BA1-ZK10 | COMPACT ASYNCHRONOUS MOTOR 1PH816 | 10675.53
1PH8165-1FG10-1BB1 | COMPACT ASYNCHRONOUS MOTOR 1PH816 | 10295.42
1PH8165-1FG12-0QA1 | COMPACT ASYNCHRONOUS MOTOR 1PH816 | 11441.39
1PH8165-1FG13-2GB1 | COMPACT ASYNCHRONOUS MOTOR 1PH816 | 10722.56
1PH8184-1DD10-1BA1-ZK40L27 | COMPACT ASYNCHRONOUS MOTOR | 13827.06
1PH8184-1DF00-1BA1 | COMPACT ASYNCHRONOUS MOTOR | 11839.3
1PH8184-1DF03-0CA1 | COMPACT ASYNCHRONOUS MOTOR | 13525.57
1PH8184-1DL03-0CA1 | COMPACT ASYNCHRONOUS MOTOR | 13525.57
3VA2510-7HN42-0KG0 | MCCB_IEC_FS1000_1000A_4P_110KA_ETU3_LSI | 6232.24
4RB2008-3DJ50 | POWER CAPACITOR MKP 380V 0,8KVAR | 34.84
4RB2013-3DJ50 | POWER CAPACITOR MKP 380V 1,3KVAR | 41
4RB2063-3DJ50 | POWER CAPACITOR MKP 380V 6,3KVAR | 108.7
4RB2104-3DJ50 | POWER CAPACITOR MKP 380V 10,4KVAR | 135.02
4RB8063-3EB20 | POWER CAPACITOR MKK 415V 6,3KVAR | 168.31
4RB8104-3EA10 | POWER CAPACITOR MKK 400V 10,4KVAR | 179.42
5TG2548-2SB | I-SYS, TV COVER, 3 HOLES, SOFT BLACK | 15.23
5TG2561-0SB | I-SYST,2 HOL. TV COVER, SOFT BLACK | 14.31
5TG6201-0AM20 | I-SYS,ROCKER, BULB SYMBOL, ALUMINIUM MET | 10.89
5TG6201-0SB00 | D-i-syst. Wippe Aus SB | 9.58
5TG6205-0SB00 | I-SYS,DOUBLE ROCKER,SOFT BLACK | 13.34
5TG6214-0SB00 | I-SYS,BLINDS ROCKER,SOFT BLACK | 15.64
6AG1412-5AD00-4YF0 | SIPLUS IPC277E OEM, 12" Flottweg | 7640.99
6AG1500-0AX00-4AA0 | SIPLUS S7-1500 CPU 1518 MFP Fan Bundle | 27676.92
6AG1510-1DK03-7AB0 | SIPLUS ET 200SP CPU 1510SP-1 PN | 2667.95
6AG1511-1AL03-2AB0 | SIPLUS S7-1500 CPU 1511-1 PN | 2628.96
6AG1513-1FM03-2AB0 | SIPLUS S7-1500 CPU 1513F-1 PN | 6611.09
6AG1516-3FP03-2AB0 | SIPLUS S7-1500 CPU 1516F-3 PN | 13680.23
6AG1593-0AB00-7AA0 | SIPLUS S7-1500 Cooling Fan 210mm | 3967.61
1FK7042-3BK71-1CH1-ZJ33 | SYNCHRONOUS MOTOR 1FK7-HI 3 NM | 6534.01
1FT7064-5AF71-0CH0-ZL03 | SYNCHRONOUS MOTOR 1FT7 | 6668.62
1FT7105-5SF70-1CG0-ZL03 | SYNCHRONOUS MOTOR 1FT7 | 9687.55
1FT7132-5SF71-1CD4 | SYNCHRONOUS MOTOR 1FT7 | 12996.14
1FT7132-5SF71-4LH0 | SYNCHRONOUS MOTOR 1FT7 | 14657.12
1PH8087-1DF00-2DA1 | MAIN SPINDLE MOTOR 1PH808 | 5829.18
1PH8087-1DF00-2LA1 | MAIN SPINDLE MOTOR 1PH808 | 6158.97
1PH8087-1DF02-0CC1 | MAIN SPINDLE MOTOR 1PH808 | 5924.52
1PH8165-1DG03-2BB1 | COMPACT ASYNCHRONOUS MOTOR 1PH816 | 9991.3
1PH8165-1DG03-2CA1 | COMPACT ASYNCHRONOUS MOTOR 1PH816 | 10219.31
1PH8165-1FG00-1BA1 | COMPACT ASYNCHRONOUS MOTOR 1PH816 | 10295.42
1PH8165-1FG00-2BA1 | COMPACT ASYNCHRONOUS MOTOR 1PH816 | 10295.42
1PH8165-1FG03-0BA1 | COMPACT ASYNCHRONOUS MOTOR 1PH816 | 10827.52
1PH8165-1FG12-0BA1 | COMPACT ASYNCHRONOUS MOTOR 1PH816 | 10827.52
1PH8165-1FG13-2BC1 | COMPACT ASYNCHRONOUS MOTOR 1PH816 | 11055.58
1PH8165-1FG13-2QA1-ZG14 | COMPACT ASYNCHRONOUS MOTOR 1PH816 | 12283.4
1PH8184-1DF00-1DA1 | COMPACT ASYNCHRONOUS MOTOR | 12643.55
1PH8184-1DF03-1LA1-ZX04 | COMPACT ASYNCHRONOUS MOTOR | 20893.27
1PH8184-1DF43-1BA1-ZL76V92 | COMPACT ASYNCHRONOUS MOTOR | 15364.04
1PH8184-1FC00-0BA1 | COMPACT ASYNCHRONOUS MOTOR | 12864.09
3VA9037-0LB11 | Padlock device for toggle handle | 38.13
4RB2010-3EJ50 | POWER CAPACITOR MKP 480V 1,0KVAR | 39.67
4RB2083-3DJ50 | POWER CAPACITOR MKP 380V 8,3KVAR | 126.53
4RB2125-3DJ50 | POWER CAPACITOR MKP 380V 12,5KVAR | 164.04
4RB8053-3GK10 | POWER CAPACITOR MKK 690V 5,3KVAR | 223.94
4RB8070-3GK10 | POWER CAPACITOR MKK 690V 6,9KVAR | 253.15
4RB8104-3EA20 | POWER CAPACITOR MKK 400V 10,4KVAR | 172.49
5TG2545-0SB | I-SYS,UAE-COVER PLATE,SOFT BLACK | 14.31
5TG2558-0SB | I-SYS,BLIND COVER,SOFT BLACK | 19.98
5TG6201-0CM20 | I-SYS,ROCKER, BULB SYMBOL, CARBON MET | 10.89
5TG6201-0SB01 | D-i-syst. Wippe Kontroll vst. SB | 10.89
5TG6201-0TW20 | I-SYS TWH,ROCKER,BULB SYMBOL | 5.17
5TG6205-0SB01 | I-SYS,DOUBLE ROCKER,W/DIFF,SOFT BLACK | 17.41
6AG1193-6BR00-7HM0 | SIPLUS ET 200SP BU-Typ M0 | 805.62
6AG1412-5AD00-4YD0 | SIPLUS IPC 277E 12" TOUCH - Flottweg LO | 4740.68
6AG1500-0AP00-4AA0 | SIPLUS S7-1500 CPU 1518 Fan Bundle | 23600.91
6AG1510-1SK03-2AB0 | SIPLUS ET 200SP CPU 1510SP F-1 PN | 2917.49
6AG1511-1AL03-7AB0 | SIPLUS S7-1500 CPU 1511-1 PN | 3990.2
6AG1513-1AM03-7AB0 | SIPLUS S7-1500 CPU 1513-1 PN | 5998.2
6AG1515-2FN03-2AB0 | SIPLUS S7-1500 CPU 1515F-2 PN | 8583.63
6AG1531-7LH00-7AB0 | SIPLUS S7-1500 AI 16xU BA | 1589.36
6AG1593-0AA00-7AA0 | SIPLUS S7-1500 Cooling Fan 175mm | 3472.46
1FT7105-5SC70-1CG0-ZL03 | SYNCHRONOUS MOTOR 1FT7 | 9687.55
1FT7105-5WB71-1BH2 | SYNCHRONOUS MOTOR 1FT7 | 9507.95
1FT7132-5SF71-4BE3 | SYNCHRONOUS MOTOR 1FT7 | 13940.39
1PH8087-1DF00-1BB1 | MAIN SPINDLE MOTOR 1PH808 | 5519.16
1PH8087-1DF00-2BG1 | MAIN SPINDLE MOTOR 1PH808 | 5519.16
1PH8087-1DF00-2GB1 | MAIN SPINDLE MOTOR 1PH808 | 5186.13
1PH8087-1DF02-0CE1 | MAIN SPINDLE MOTOR 1PH808 | 5924.52
1PH8087-1DF02-0DC1 | MAIN SPINDLE MOTOR 1PH808 | 6006.54
1PH8087-1DF02-1CA1 | MAIN SPINDLE MOTOR 1PH808 | 5924.52
1PH8087-1DF02-1HF1 | MAIN SPINDLE MOTOR 1PH808 | 5591.55
1PH8087-1DN02-2LA1 | MAIN SPINDLE MOTOR 1PH808 | 6336.32
1PH8087-1DN12-0BA1 | MAIN SPINDLE MOTOR 1PH808 | 5696.54
1PH8087-1DN12-2DA1 | MAIN SPINDLE MOTOR 1PH808 | 6006.54
1PH8087-1DN20-0DG1 | MAIN SPINDLE MOTOR 1PH808 | 6192.31
1PH8087-1FF02-1BC1 | MAIN SPINDLE MOTOR 1PH808 | 6760.82
1PH8087-1FF02-2BA1 | MAIN SPINDLE MOTOR 1PH808 | 6760.82
1PH8087-1FG00-0DA1 | MAIN SPINDLE MOTOR 1PH808 | 6893.46
1PH8087-1FG02-0BB1 | MAIN SPINDLE MOTOR 1PH808 | 6760.82
1PH8087-1FG12-0GA1 | MAIN SPINDLE MOTOR 1PH808 | 6427.77
1PH8133-3FF13-2AB1-ZU63 | COMPACT ASYNCHRONOUS MOTOR 1PH813 | 12425.87
1PH8135-1AF12-2BA2 | COMPACT ASYNCHRONOUS MOTOR 1PH813 | 5569.43
1PH8135-1DB00-0BA1 | COMPACT ASYNCHRONOUS MOTOR 1PH813 | 6936.2
1PH8135-1DB03-2BA1 | COMPACT ASYNCHRONOUS MOTOR 1PH813 | 7569.67
1PH8135-1DB10-2BA1-ZX02 | COMPACT ASYNCHRONOUS MOTOR 1PH813 | 7113.55
1PH8135-1DF00-0GA1 | COMPACT ASYNCHRONOUS MOTOR 1PH813 | 6603.15
1PH8135-1DB02-1BA1 | COMPACT ASYNCHRONOUS MOTOR 1PH813 | 7214.9
1PH8135-1DB02-2GA1 | COMPACT ASYNCHRONOUS MOTOR 1PH813 | 6881.85
1PH8135-1DF00-1BA1-ZK09 | COMPACT ASYNCHRONOUS MOTOR 1PH813 | 7189.56
1PH8135-1DF00-1BA1-ZK10 | COMPACT ASYNCHRONOUS MOTOR 1PH813 | 7189.56
1PH8135-1DF00-1BA1-ZX01 | COMPACT ASYNCHRONOUS MOTOR 1PH813 | 7113.55
1PH8135-1DF00-1BA1-ZX22 | COMPACT ASYNCHRONOUS MOTOR 1PH813 | 7468.34
1PH8137-1DD03-1BC1 | COMPACT ASYNCHRONOUS MOTOR 1PH813 | 7892.12
1PH8137-1DD03-1CA1 | COMPACT ASYNCHRONOUS MOTOR 1PH813 | 8120.11
1PH8137-1DD03-1CC1 | COMPACT ASYNCHRONOUS MOTOR 1PH813 | 8120.11
1PH8137-1DD03-1DA1 | COMPACT ASYNCHRONOUS MOTOR 1PH813 | 8202.14
1PH8137-1DD03-1DA1-ZX01 | COMPACT ASYNCHRONOUS MOTOR 1PH813 | 8379.52
1PH8137-1DD03-2LA1 | COMPACT ASYNCHRONOUS MOTOR 1PH813 | 8531.25
1PH8137-1DD03-2QA1 | COMPACT ASYNCHRONOUS MOTOR 1PH813 | 8395.27
1PH8137-1DD10-0BA1 | COMPACT ASYNCHRONOUS MOTOR 1PH813 | 7258.64
1PH8137-1DD10-0CA1 | COMPACT ASYNCHRONOUS MOTOR 1PH813 | 7486.61
1PH8165-1DF23-0LB1 | COMPACT ASYNCHRONOUS MOTOR 1PH816 | 13315.82
1PH8165-1DF23-0LB1-ZK10 | COMPACT ASYNCHRONOUS MOTOR 1PH816 | 13695.93
1PH8165-1DF23-0LB1-ZK10X04 | COMPACT ASYNCHRONOUS MOTOR 1PH816 | 13923.99
1PH8165-1DF23-0MC1 | COMPACT ASYNCHRONOUS MOTOR 1PH816 | 14240.69
1PH8165-1DG00-0BA1 | COMPACT ASYNCHRONOUS MOTOR 1PH816 | 9003.07
1PH8165-1DG00-0BB1 | COMPACT ASYNCHRONOUS MOTOR 1PH816 | 9003.07
1PH8165-1DG00-0BC1 | COMPACT ASYNCHRONOUS MOTOR 1PH816 | 9003.07
1PH8165-1DG00-0CA1 | COMPACT ASYNCHRONOUS MOTOR 1PH816 | 9231.05
1PH8165-1DG00-0DA1 | COMPACT ASYNCHRONOUS MOTOR 1PH816 | 9338.47
1PH8165-1DG00-2BB1 | COMPACT ASYNCHRONOUS MOTOR 1PH816 | 9231.13
1PH8165-1DG00-2BB1-ZX01 | COMPACT ASYNCHRONOUS MOTOR 1PH816 | 9459.2
1PH8165-1DG00-2BC1 | COMPACT ASYNCHRONOUS MOTOR 1PH816 | 9231.13
1PH8165-1DG00-2CA1 | COMPACT ASYNCHRONOUS MOTOR 1PH816 | 9459.12
1PH8165-1FF00-2GA1 | COMPACT ASYNCHRONOUS MOTOR 1PH816 | 9962.37
1PH8165-1FF02-0BA1 | COMPACT ASYNCHRONOUS MOTOR 1PH816 | 10827.52
1PH8165-1FF02-1BA1 | COMPACT ASYNCHRONOUS MOTOR 1PH816 | 11055.58
1PH8165-1FF02-2BA1 | COMPACT ASYNCHRONOUS MOTOR 1PH816 | 11055.58
1PH8165-1FF13-0BA1 | COMPACT ASYNCHRONOUS MOTOR 1PH816 | 10827.52
1PH8165-1FF13-0GA1-ZK23 | COMPACT ASYNCHRONOUS MOTOR 1PH816 | 10823.9
1PH8165-1FF13-0QA1-ZK09X01 | COMPACT ASYNCHRONOUS MOTOR 1PH816 | 12049.57
1PH8165-1FF13-1BA1 | COMPACT ASYNCHRONOUS MOTOR 1PH816 | 11055.58
3NB1724-0KK10 | SITOR Fuse 125A aR 440Vdc/700V VSI | 75.47
3NB1724-0KK13 | SITOR Fuse 125A aR 440Vdc/700V VSI | 79.3
3NB1725-0KK10 | SITOR Fuse 160A aR 440Vdc/700V VSI | 80.71
3NB1725-0KK13 | SITOR Fuse 160A aR 440Vdc/700V VSI | 80.26
3NB1726-0KK13 | SITOR Fuse 200A aR 440Vdc/700V VSI | 81.07
3VA1220-5EF42-0DE0 | MCCB_IEC_FS250_200A_4P_55KA_TM_ ATAM | 1260.37
3VA2325-7MP32-0AH0 | MCCB_IEC_FS400_250A_3p_110kA_ETU5_LSI | 2082.05
3VA2325-7MP32-0DD0 | MCCB_IEC_FS400_250A_3p_110kA_ETU5_LSI | 2200.44
3VA2340-0KP42-0AH0 | MCCB_IEC_FS400_4P_200KA_ETU850_ LSI | 3614.01
6FX5002-2DC10-1DB0 | SIGNAL CABLE, PREASSEMBLED | 332.72
6FX5002-2DC10-1DC0 | SIGNAL CABLE, PREASSEMBLED | 339.86
6FX5002-2DC10-1DD0 | SIGNAL CABLE, PREASSEMBLED | 346.94
6FX5002-2DC10-1DE0 | SIGNAL CABLE, PREASSEMBLED | 354.08
6FX5002-2DC10-1EG0 | SIGNAL CABLE, PREASSEMBLED | 439.35
6FX5002-2DC10-1EJ0 | SIGNAL CABLE, PREASSEMBLED | 453.68
6FX5002-2DC10-1FA0 | SIGNAL CABLE, PREASSEMBLED | 468.49
6FX5002-2DC10-1FB0 | SIGNAL CABLE, PREASSEMBLED | 475.6
6FX5002-2DC10-1FC0 | SIGNAL CABLE, PREASSEMBLED | 482.73
6FX5002-2DC10-1HF0 | SIGNAL CABLE, PREASSEMBLED | 645.17
6FX5002-2DC10-1HG0 | SIGNAL CABLE, PREASSEMBLED | 652.05
5TG4820-0SB | I-SYS,HOTELCARDHOLDER SWITCH,NEGRO SOFT | 74.55
6AG1410-5AA02-4FW6 | SIPLUS IPC277E 7T Flottweg Bundle | 14401.12
6AG1410-5AD00-4YB0 | SIPLUS IPC 277E 7" TOUCH - Flottweg LO | 4299.52
6AG1410-5AD00-4YC0 | SIPLUS IPC277E OEM, 7" Flottweg | 6492.23
6AG1412-5AA02-4FW6 | SIPLUS IPC277E 12T Flottweg Bundle | 16043.46
6AG1511-1FL03-2AB0 | SIPLUS S7-1500 CPU 1511F-1 PN | 3124.11
6AG1512-1DM03-2AB0 | SIPLUS ET 200SP CPU 1512SP-1 PN | 2701.84
6AG1512-1SM03-2AB0 | SIPLUS ET 200SP CPU 1512SP F-1 PN | 3793.97
6AG1513-1AM03-2AB0 | SIPLUS S7-1500 CPU 1513-1 PN | 4817.62
1FK7043-4CK71-1BG0-ZM03 | SYNCHRONOUS MOTOR 1FK7-HD 3,5 NM | 2293.79
1FK7062-2AC71-1CH1-ZJ09 | SYNCHRONOUS MOTOR 1FK7-CT 8,5 NM | 5986.25
1FT7042-5AK74-1MH1-ZJ03 | SYNCHRONOUS MOTOR 1FT7 | 7116.15
1FT7064-1AK71-1LH1 | SYNCHRONOUS MOTOR 1FT7 | 5177.75
1PH8087-1DF00-1DA1 | MAIN SPINDLE MOTOR 1PH808 | 5829.18
1PH8087-1DF00-2BA1 | MAIN SPINDLE MOTOR 1PH808 | 5519.16
1PH8087-1DF00-2BA1-ZX01 | MAIN SPINDLE MOTOR 1PH808 | 5671.18
1PH8087-1DF00-2BB1 | MAIN SPINDLE MOTOR 1PH808 | 5519.16
1PH8087-1DF02-0DE1 | MAIN SPINDLE MOTOR 1PH808 | 6006.54
1PH8087-1DF02-0GA1 | MAIN SPINDLE MOTOR 1PH808 | 5363.49
1PH8087-1DF02-0GB1 | MAIN SPINDLE MOTOR 1PH808 | 5363.49
1PH8087-1DF02-0LA1 | MAIN SPINDLE MOTOR 1PH808 | 6336.32
1PH8087-1DF02-1BA1 | MAIN SPINDLE MOTOR 1PH808 | 5696.54
1PH8087-1DN12-0CA1-ZX04 | MAIN SPINDLE MOTOR 1PH808 | 6076.56
1PH8087-1DN12-0GF1 | MAIN SPINDLE MOTOR 1PH808 | 5363.49
1PH8087-1DN12-0GG1 | MAIN SPINDLE MOTOR 1PH808 | 5363.49
1PH8087-1DN12-1DF1 | MAIN SPINDLE MOTOR 1PH808 | 6006.54
1PH8087-1FF12-0DE1 | MAIN SPINDLE MOTOR 1PH808 | 7070.81
1PH8087-1FF12-1BA1-ZK18 | MAIN SPINDLE MOTOR 1PH808 | 7072.1
1PH8087-1FF22-0HE1 | MAIN SPINDLE MOTOR 1PH808 | 7018.96
1PH8087-1FF22-2BA1 | MAIN SPINDLE MOTOR 1PH808 | 7123.95
1PH8133-3JB13-0AA2-ZU60 | COMPACT ASYNCHRONOUS MOTOR 1PH813 | 10286.71
1PH8133-3MF13-2AA2-ZU61 | COMPACT ASYNCHRONOUS MOTOR 1PH813 | 10361.05
1PH8133-4DL12-2AA1-ZU61 | COMPACT SYNCHRONOUS MOTOR 1PH813 | 16514.88
1PH8133-4EF22-0AD2-ZU65 | COMPACT SYNCHRONOUS MOTOR 1PH813 | 17690.49
1PH8135-1DF00-0BA1 | COMPACT ASYNCHRONOUS MOTOR 1PH813 | 6936.2
1PH8135-1DF00-0BC1 | COMPACT ASYNCHRONOUS MOTOR 1PH813 | 6936.2
1PH8135-1DF00-0BH1 | COMPACT ASYNCHRONOUS MOTOR 1PH813 | 6936.2
1PH8135-1DF00-0CA1 | COMPACT ASYNCHRONOUS MOTOR 1PH813 | 7164.18
1PH8135-1DF00-1FC1 | COMPACT ASYNCHRONOUS MOTOR 1PH813 | 7089.62
1PH8135-1DF00-1GA1 | COMPACT ASYNCHRONOUS MOTOR 1PH813 | 6603.15
1PH8137-1DD03-0CB1 | COMPACT ASYNCHRONOUS MOTOR 1PH813 | 8120.11
1PH8137-1DD03-0HA1 | COMPACT ASYNCHRONOUS MOTOR 1PH813 | 7787.16
1PH8137-1DD03-2BC1 | COMPACT ASYNCHRONOUS MOTOR 1PH813 | 7892.12
1PH8137-1DD03-2CA1 | COMPACT ASYNCHRONOUS MOTOR 1PH813 | 8120.11
1PH8137-1DD03-2CB1 | COMPACT ASYNCHRONOUS MOTOR 1PH813 | 8120.11
1PH8137-1DD03-2DA1 | COMPACT ASYNCHRONOUS MOTOR 1PH813 | 8202.14
1PH8137-1DD10-1BA1-ZK09 | COMPACT ASYNCHRONOUS MOTOR 1PH813 | 7512
1PH8137-1DD10-1BA1-ZX01 | COMPACT ASYNCHRONOUS MOTOR 1PH813 | 7435.99
1PH8137-1DD10-1BB1 | COMPACT ASYNCHRONOUS MOTOR 1PH813 | 7258.64
1PH8163-1FD13-0BA1 | COMPACT ASYNCHRONOUS MOTOR 1PH816 | 10181.61
1PH8163-1FD13-0BA1-ZK18 | COMPACT ASYNCHRONOUS MOTOR 1PH816 | 10485.73
1PH8165-1DF23-1FA1 | COMPACT ASYNCHRONOUS MOTOR 1PH816 | 12984.63
1PH8165-1DF23-1LC1 | COMPACT ASYNCHRONOUS MOTOR 1PH816 | 13543.88
1PH8165-1DF23-1LD1 | COMPACT ASYNCHRONOUS MOTOR 1PH816 | 13770.14
1PH8165-1DF23-2BA1 | COMPACT ASYNCHRONOUS MOTOR 1PH816 | 12774.61
1PH8165-1DG00-0MA1 | COMPACT ASYNCHRONOUS MOTOR 1PH816 | 10697.18
1PH8165-1DG00-1BA1 | COMPACT ASYNCHRONOUS MOTOR 1PH816 | 9231.13
1PH8087-1DF02-0DA1 | MAIN SPINDLE MOTOR 1PH808 | 6006.54
1PH8087-1DF02-1BB1 | MAIN SPINDLE MOTOR 1PH808 | 5696.54
1PH8087-1DF02-1DA1 | MAIN SPINDLE MOTOR 1PH808 | 6006.54
1PH8087-1DN10-0DB1 | MAIN SPINDLE MOTOR 1PH808 | 5829.18
1PH8087-1DN12-0BF1 | MAIN SPINDLE MOTOR 1PH808 | 5696.54
1PH8087-1DN12-1DG1 | MAIN SPINDLE MOTOR 1PH808 | 6006.54
1PH8087-1DN12-2LA1 | MAIN SPINDLE MOTOR 1PH808 | 6336.32
1PH8087-1DN22-0BE1 | MAIN SPINDLE MOTOR 1PH808 | 6059.67
1PH8087-1FF02-0CA1 | MAIN SPINDLE MOTOR 1PH808 | 6988.8
1PH8087-1FF02-1HA1 | MAIN SPINDLE MOTOR 1PH808 | 6655.83
1PH8087-1FG02-0BA1 | MAIN SPINDLE MOTOR 1PH808 | 6760.82
1PH8087-1FG02-0GA1 | MAIN SPINDLE MOTOR 1PH808 | 6427.77
1PH8087-1FG02-2DA1 | MAIN SPINDLE MOTOR 1PH808 | 7070.81
1PH8087-1FG12-1BA1 | MAIN SPINDLE MOTOR 1PH808 | 6760.82
1PH8133-3HG12-2AA2-ZU60V90 | COMPACT ASYNCHRONOUS MOTOR 1PH813 | 9574.83
1PH8133-4MF22-0AD2-ZU65 | COMPACT SYNCHRONOUS MOTOR 1PH813 | 16626.29
1PH8135-1AF12-2QD2 | COMPACT ASYNCHRONOUS MOTOR 1PH813 | 6298.85
1PH8135-1DB03-2BC1 | COMPACT ASYNCHRONOUS MOTOR 1PH813 | 7569.67
1PH8135-1DB12-0GA1 | COMPACT ASYNCHRONOUS MOTOR 1PH813 | 6881.85
1PH8135-1DF00-0FA1 | COMPACT ASYNCHRONOUS MOTOR 1PH813 | 7089.62
1PH8135-1DF00-0GB1 | COMPACT ASYNCHRONOUS MOTOR 1PH813 | 6603.15
1PH8135-1DF00-1BA1 | COMPACT ASYNCHRONOUS MOTOR 1PH813 | 6936.2
1PH8135-1DF00-1BB1 | COMPACT ASYNCHRONOUS MOTOR 1PH813 | 6936.2
1PH8135-1DF00-1CA1 | COMPACT ASYNCHRONOUS MOTOR 1PH813 | 7164.18
1PH8137-1DD03-0LE1 | COMPACT ASYNCHRONOUS MOTOR 1PH813 | 8531.25
1PH8137-1DD03-1BB1 | COMPACT ASYNCHRONOUS MOTOR 1PH813 | 7892.12
1PH8137-1DD03-2BA1 | COMPACT ASYNCHRONOUS MOTOR 1PH813 | 7892.12
1PH8137-1DD03-2BB1 | COMPACT ASYNCHRONOUS MOTOR 1PH813 | 7892.12
1PH8137-1DD03-2DA1-ZX14 | COMPACT ASYNCHRONOUS MOTOR 1PH813 | 8734.28
1PH8137-1DD03-2GB1 | COMPACT ASYNCHRONOUS MOTOR 1PH813 | 7559.1
1PH8137-1DD10-0FD1 | COMPACT ASYNCHRONOUS MOTOR 1PH813 | 7638.35
1PH8137-1DD10-1BA1 | COMPACT ASYNCHRONOUS MOTOR 1PH813 | 7258.64
1PH8163-1FD13-2CA1 | COMPACT ASYNCHRONOUS MOTOR 1PH816 | 10637.67
1PH8165-1DF23-0LA1 | COMPACT ASYNCHRONOUS MOTOR 1PH816 | 13315.82
1PH8165-1DF23-1BA1 | COMPACT ASYNCHRONOUS MOTOR 1PH816 | 12774.61
1PH8165-1DF23-1BB1 | COMPACT ASYNCHRONOUS MOTOR 1PH816 | 12774.61
1PH8165-1DF23-2CA1 | COMPACT ASYNCHRONOUS MOTOR 1PH816 | 13002.61
1PH8165-1DF23-2LC1 | COMPACT ASYNCHRONOUS MOTOR 1PH816 | 13543.88
1PH8165-1DG00-0FA1 | COMPACT ASYNCHRONOUS MOTOR 1PH816 | 9213.06
1PH8165-1DG00-0LA1-ZX01 | COMPACT ASYNCHRONOUS MOTOR 1PH816 | 10000.37
1PH8165-1DG00-1GA1 | COMPACT ASYNCHRONOUS MOTOR 1PH816 | 8898.09
1PH8165-1DG00-2BA1 | COMPACT ASYNCHRONOUS MOTOR 1PH816 | 9231.13
1PH8165-1FD13-0BB1 | COMPACT ASYNCHRONOUS MOTOR 1PH816 | 10827.52
1PH8165-1FD13-2BB1 | COMPACT ASYNCHRONOUS MOTOR 1PH816 | 11055.58
1PH8165-1FF00-2CA1 | COMPACT ASYNCHRONOUS MOTOR 1PH816 | 10523.4
1PH8165-1FF00-2FC1 | COMPACT ASYNCHRONOUS MOTOR 1PH816 | 10505.44
1PH8165-1FF03-0BA1 | COMPACT ASYNCHRONOUS MOTOR 1PH816 | 10827.52
1PH8165-1FF03-1BC1-ZK09 | COMPACT ASYNCHRONOUS MOTOR 1PH816 | 11435.71
1PH8165-1FF10-2BA1 | COMPACT ASYNCHRONOUS MOTOR 1PH816 | 10295.42
1PH8165-1FF12-2BA1 | COMPACT ASYNCHRONOUS MOTOR 1PH816 | 11055.58
1PH8165-1FF13-2BA1 | COMPACT ASYNCHRONOUS MOTOR 1PH816 | 11055.58
3NB1713-0KK13 | SITOR Fuse 25A aR 440Vdc/700V VSI | 71.49
3NB1722-0KK10 | SITOR Fuse 80A aR 440Vdc/700V VSI | 68.04
3NB1723-0KK10 | SITOR Fuse 100A aR 440Vdc/700V VSI | 75.47
3NP1913-1EB00 | Accessory for 3NP1 | 8.95
3RT2016-2AQ01 | CONT.,AC3:4KW 1NO AC380V 50/60HZ | 29.25
3VA1116-4EF32-0HM0 | MCCB_IEC_FS160_160A_3P_36KA_TM_ ATAM | 765.98
1PH8135-1DF00-0LA1 | COMPACT ASYNCHRONOUS MOTOR 1PH813 | 7575.31
1PH8135-1DF00-1BG1 | COMPACT ASYNCHRONOUS MOTOR 1PH813 | 6936.2
1PH8135-1DF00-1DC1 | COMPACT ASYNCHRONOUS MOTOR 1PH813 | 7246.18
1PH8137-1DD03-0LA1 | COMPACT ASYNCHRONOUS MOTOR 1PH813 | 8531.25
1PH8137-1DD03-1BA1 | COMPACT ASYNCHRONOUS MOTOR 1PH813 | 7892.12
1PH8137-1DD03-1DB1 | COMPACT ASYNCHRONOUS MOTOR 1PH813 | 8202.14
1PH8137-1DD03-2BA1-ZX01 | COMPACT ASYNCHRONOUS MOTOR 1PH813 | 8069.5
1PH8137-1DD03-2FA1 | COMPACT ASYNCHRONOUS MOTOR 1PH813 | 8045.56
1PH8137-1DD03-2GC1 | COMPACT ASYNCHRONOUS MOTOR 1PH813 | 7559.1
1PH8137-1DD10-0DH1 | COMPACT ASYNCHRONOUS MOTOR 1PH813 | 7568.66
1PH8137-1DD10-0GA1 | COMPACT ASYNCHRONOUS MOTOR 1PH813 | 6925.6
1PH8163-1FD13-1BA1-ZK18 | COMPACT ASYNCHRONOUS MOTOR 1PH816 | 10713.79
1PH8165-1DF23-0DC1 | COMPACT ASYNCHRONOUS MOTOR 1PH816 | 12881.95
1PH8165-1DF23-1BA1-ZK23X04 | COMPACT ASYNCHRONOUS MOTOR 1PH816 | 13332.06
1PH8165-1DF23-1BC1 | COMPACT ASYNCHRONOUS MOTOR 1PH816 | 12774.61
1PH8165-1DF23-2BA1-ZX02 | COMPACT ASYNCHRONOUS MOTOR 1PH816 | 13002.7
1PH8165-1DF23-2LA1 | COMPACT ASYNCHRONOUS MOTOR 1PH816 | 13543.88
1PH8165-1DG00-0DB1 | COMPACT ASYNCHRONOUS MOTOR 1PH816 | 9338.47
1PH8165-1DG00-0LA1 | COMPACT ASYNCHRONOUS MOTOR 1PH816 | 9772.31
1PH8165-1DG00-1LA1 | COMPACT ASYNCHRONOUS MOTOR 1PH816 | 10000.37
1PH8165-1DG00-2BA1-ZX01 | COMPACT ASYNCHRONOUS MOTOR 1PH816 | 9459.2
1PH8165-1DG00-2CA1-ZX01 | COMPACT ASYNCHRONOUS MOTOR 1PH816 | 9687.18
1PH8165-1FD13-0QA1 | COMPACT ASYNCHRONOUS MOTOR 1PH816 | 11441.39
1PH8165-1FD13-2QC1-ZK18 | COMPACT ASYNCHRONOUS MOTOR 1PH816 | 11973.54
1PH8165-1FF00-1HA1 | COMPACT ASYNCHRONOUS MOTOR 1PH816 | 10190.43
1PH8165-1FF00-2CA1-ZK09K18 | COMPACT ASYNCHRONOUS MOTOR 1PH816 | 11207.61
1PH8165-1FF03-0CA1 | COMPACT ASYNCHRONOUS MOTOR 1PH816 | 11055.53
1PH8165-1FF03-2BA1 | COMPACT ASYNCHRONOUS MOTOR 1PH816 | 11055.58
1PH8165-1FF10-1GC1-ZX19 | COMPACT ASYNCHRONOUS MOTOR 1PH816 | 10545.16
1PH8165-1FF12-0BA1 | COMPACT ASYNCHRONOUS MOTOR 1PH816 | 10827.52
1PH8165-1FF12-2DA1 | COMPACT ASYNCHRONOUS MOTOR 1PH816 | 11390.99
1PH8165-1FF13-1HB1 | COMPACT ASYNCHRONOUS MOTOR 1PH816 | 10950.62
1PH8165-1FF22-0BA1 | COMPACT ASYNCHRONOUS MOTOR 1PH816 | 13610.85
3NB1722-0KK13 | SITOR Fuse 80A aR 440Vdc/700V VSI | 75.96
3NB1723-0KK13 | SITOR Fuse 100A aR 440Vdc/700V VSI | 78.33
3RT1066-6AP36-0UA0 | CONTACTOR, 160KW/400V/AC-3 | 1247.08
3RT2036-1AU60-0UA0 | CONTACTOR NEMA SZ 2 50A 277VAC | 153.2
3VA1116-3EF42-0BC0 | MCCB_IEC_FS160_160A_4P_25KA_TM_ ATAM | 856.49
3VA1116-4GE46-0KA0 | MCCB_IEC_FS160_160A_4P_36KA_TM_ ATFM | 835.6
6FX5002-2DC10-1CK0 | SIGNAL CABLE, PREASSEMBLED | 318.69
6FX5002-2DC10-1DA5 | SIGNAL CABLE, PREASSEMBLED | 332.72
6FX5002-2DC10-1DF0 | SIGNAL CABLE, PREASSEMBLED | 361.28
6FX5002-2DC10-1DH0 | SIGNAL CABLE, PREASSEMBLED | 375.35
6FX5002-2DC10-1ED0 | SIGNAL CABLE, PREASSEMBLED | 418.13
6FX5002-2DC10-1EF0 | SIGNAL CABLE, PREASSEMBLED | 432.46
6FX5002-2DC10-1FE0 | SIGNAL CABLE, PREASSEMBLED | 496.93
6FX5002-2DC10-1FG0 | SIGNAL CABLE, PREASSEMBLED | 511.01
6FX5002-2DC10-1GF0 | SIGNAL CABLE, PREASSEMBLED | 573.51
6FX5002-2DC10-1HA0 | SIGNAL CABLE, PREASSEMBLED | 609.54
6FX5002-2DC10-1JF0 | SIGNAL CABLE, PREASSEMBLED | 716.87
6AV2108-0AA08-0AA7 | Energy Suite TRIAL V18 | 50.37
6AV2115-2FA08-0AA0 | WinCC RT Prof. V18 (2048) SW Package | 6165.65
6AV2115-2KA08-0AA0 | WinCC RT Prof. V18 (8192) SW Package | 7403
6AV2128-3GB40-0AX0 | SIMATIC HMI MTP700 Unified Comfort Hyg | 1999.85
6AV2128-3KB40-0AX0 | SIMATIC HMI MTP1000 Unified Comfort Hyg | 3170.23
6AV2128-3MB57-0BX0 | SIMATIC HMI MTP1200 Unified Comfort PRO | 4321.53
6FX5002-2DC10-1CH0 | SIGNAL CABLE, PREASSEMBLED | 304.36
6FX5002-2DC10-1JA0 | SIGNAL CABLE, PREASSEMBLED | 681.23
6AV2115-2MA08-0AA0 | WinCC RT Prof. V18 (65536) SW Package | 9096.99
6AV2117-2DB08-0AA0 | WinCC Client for RT Prof. V18 SW Pack | 3094.81
6AV2124-0QC02-0AX2 | SIMATIC HMI TP1500 Comfort | 4922.49
6AV2124-1QC02-0AX2 | SIMATIC HMI KP1500 Comfort | 5538.3
6AV2128-3QB27-0BX0 | SIMATIC HMI MTP1500 Unified Comfort PRO | 5131.8
6AV2128-3QB27-1BX0 | SIMATIC HMI MTP1500 Unified Comfort PRO | 5131.8
6AV2128-3QB40-0AX0 | SIMATIC HMI MTP1500 Unified Comfort Hyg | 5041.24
6AV2128-3QB57-0AX0 | SIMATIC HMI MTP1500 Unified Comfort PRO | 5266.85
6AV2155-2FB01-8AA0 | WinCC Unified V18 PC RT 10k, Package | 7154.31
6AV2155-2FS01-8LA0 | WinCC Unified V18 PC RT small (10k) DL | 7985.11
6AV2155-2GS01-8LA0 | WinCC Unified V18 PC RT medium (100k) DL | 21092.74
6AV2155-2MB01-8AA0 | WinCC Unified V18 PC RT 2.5k, Package | 3722.07
6AV2155-3DB01-8AA0 | WinCC Unified V18 PC RT 150, Package | 859.49
1PH8087-1DG22-0LG1 | MAIN SPINDLE MOTOR 1PH808 | 6699.48
1PH8087-1DG22-0ME1 | MAIN SPINDLE MOTOR 1PH808 | 7217.19
1PH8087-1DM00-0DA1 | MAIN SPINDLE MOTOR 1PH808 | 5829.18
1PH8087-1DM00-1LA1 | MAIN SPINDLE MOTOR 1PH808 | 6158.97
1PH8087-1DM02-1BB1 | MAIN SPINDLE MOTOR 1PH808 | 5696.54
1PH8087-1DM02-1GA1 | MAIN SPINDLE MOTOR 1PH808 | 5363.49
1PH8087-1DM02-2BA1 | MAIN SPINDLE MOTOR 1PH808 | 5696.54
1PH8087-1DM02-2DA1 | MAIN SPINDLE MOTOR 1PH808 | 6006.54
1PH8087-1DN02-0CE1-ZK18 | MAIN SPINDLE MOTOR 1PH808 | 6228.62
1PH8133-2FF00-1CA1 | COMPACT SYNCHRONOUS MOTOR 1PH813 | 14410.55
1PH8133-2FF02-0BA1 | COMPACT SYNCHRONOUS MOTOR 1PH813 | 14461.28
1PH8133-2FF02-0CA1 | COMPACT SYNCHRONOUS MOTOR 1PH813 | 14689.27
1PH8133-2FF02-0CE1 | COMPACT SYNCHRONOUS MOTOR 1PH813 | 14689.27
1PH8133-2FF12-2QA1 | COMPACT SYNCHRONOUS MOTOR 1PH813 | 14964.42
1PH8133-2FF12-2QB1 | COMPACT SYNCHRONOUS MOTOR 1PH813 | 14964.42
1PH8133-2FF13-2CA1 | COMPACT SYNCHRONOUS MOTOR 1PH813 | 15044.04
1PH8133-2FG23-0GC1 | COMPACT SYNCHRONOUS MOTOR 1PH813 | 13898.05
1PH8133-3DF03-0AA1-ZU65 | COMPACT ASYNCHRONOUS MOTOR 1PH813 | 11478.72
1PH8133-3DF03-0AE1-ZU65 | COMPACT ASYNCHRONOUS MOTOR 1PH813 | 11478.72
1PH8133-3DF12-0AC1-ZU65 | COMPACT ASYNCHRONOUS MOTOR 1PH813 | 11123.94
1PH8133-3DG02-0AA1 | COMPACT ASYNCHRONOUS MOTOR 1PH813 | 6392.07
1PH8137-1DD02-1CA1 | COMPACT ASYNCHRONOUS MOTOR 1PH813 | 7765.35
1PH8137-1DD02-1CA1-ZK18 | COMPACT ASYNCHRONOUS MOTOR 1PH813 | 8069.44
1PH8137-1DD02-1CC1 | COMPACT ASYNCHRONOUS MOTOR 1PH813 | 7765.35
1PH8137-1DD02-1DA1 | COMPACT ASYNCHRONOUS MOTOR 1PH813 | 7847.35
1PH8137-1DD02-2BC1 | COMPACT ASYNCHRONOUS MOTOR 1PH813 | 7537.34
1PH8137-1DD02-2CA1 | COMPACT ASYNCHRONOUS MOTOR 1PH813 | 7765.35
1PH8137-1DD02-2CB1 | COMPACT ASYNCHRONOUS MOTOR 1PH813 | 7765.35
1PH8137-1DD02-2FA1 | COMPACT ASYNCHRONOUS MOTOR 1PH813 | 7690.8
1PH8137-1DF02-0LA1 | COMPACT ASYNCHRONOUS MOTOR 1PH813 | 8176.45
1PH8137-1DF02-0LC1 | COMPACT ASYNCHRONOUS MOTOR 1PH813 | 8176.45
1PH8137-1DF02-0MA1 | COMPACT ASYNCHRONOUS MOTOR 1PH813 | 8963.17
1PH8137-1DF02-1BA1 | COMPACT ASYNCHRONOUS MOTOR 1PH813 | 7537.34
1PH8137-1DF02-2BB1-ZX01 | COMPACT ASYNCHRONOUS MOTOR 1PH813 | 7714.72
1PH8137-1DF02-2BC1 | COMPACT ASYNCHRONOUS MOTOR 1PH813 | 7537.34
1PH8137-1DF02-2CA1 | COMPACT ASYNCHRONOUS MOTOR 1PH813 | 7765.35
1PH8137-1DF02-2CA1-ZK18 | COMPACT ASYNCHRONOUS MOTOR 1PH813 | 8069.44
1PH8163-1DG20-1FB1 | COMPACT ASYNCHRONOUS MOTOR 1PH816 | 10450.69
1PH8163-1DG20-1LA1 | COMPACT ASYNCHRONOUS MOTOR 1PH816 | 11009.94
1PH8163-1DG20-2BA1 | COMPACT ASYNCHRONOUS MOTOR 1PH816 | 10240.7
1PH8163-1DG20-2LA1 | COMPACT ASYNCHRONOUS MOTOR 1PH816 | 11009.94
1PH8165-1DG00-1BC1 | COMPACT ASYNCHRONOUS MOTOR 1PH816 | 9231.13
1PH8165-1DG00-1CA1 | COMPACT ASYNCHRONOUS MOTOR 1PH816 | 9459.12
1PH8165-1FF00-0BA1 | COMPACT ASYNCHRONOUS MOTOR 1PH816 | 10067.35
1PH8165-1FF00-1BA1 | COMPACT ASYNCHRONOUS MOTOR 1PH816 | 10295.42
1PH8165-1FF00-1DA1 | COMPACT ASYNCHRONOUS MOTOR 1PH816 | 10630.81
1PH8165-1FF00-1FA1 | COMPACT ASYNCHRONOUS MOTOR 1PH816 | 10505.44
1PH8165-1FF03-2BA1-ZK18 | COMPACT ASYNCHRONOUS MOTOR 1PH816 | 11359.7
1PH8165-1FF10-1BB1 | COMPACT ASYNCHRONOUS MOTOR 1PH816 | 10295.42
1PH8165-1FF10-1BC1 | COMPACT ASYNCHRONOUS MOTOR 1PH816 | 10295.42
1PH8165-1FF10-1GC1 | COMPACT ASYNCHRONOUS MOTOR 1PH816 | 9962.37
3NB1715-0KK13 | SITOR Fuse 32A aR 440Vdc/700V VSI | 72.53
3NB1717-0KK13 | SITOR Fuse 40A aR 440Vdc/700V VSI | 73.37
3NB1720-0KK13 | SITOR Fuse 50A aR 440Vdc/700V VSI | 74.19
3NB1721-0KK13 | SITOR Fuse 63A aR 440Vdc/700V VSI | 75.04
3SU1050-4WS10-0AA0 | ID key-operated switch, black | 86.01
3VA9133-0QA01 | Nut keeper kit 3 pcs. | 17.94
3VA9370-0JJ24 | Wire connector 2 cables 75 pcs. | 2549.13
6FX5002-2DC10-1CE5 | SIGNAL CABLE, PREASSEMBLED | 290.18
6FX5002-2DC10-1CF0 | SIGNAL CABLE, PREASSEMBLED | 290.26
6FX5002-2DC10-1CG0 | SIGNAL CABLE, PREASSEMBLED | 297.17
6FX5002-2DC10-1DK0 | SIGNAL CABLE, PREASSEMBLED | 389.67
6FX5002-2DC10-1DK6 | SIGNAL CABLE, PREASSEMBLED | 396.79
6FX5002-2DC10-1EA0 | SIGNAL CABLE, PREASSEMBLED | 396.81
6FX5002-2DC10-1EB0 | SIGNAL CABLE, PREASSEMBLED | 403.92
6FX5002-2DC10-1FH0 | SIGNAL CABLE, PREASSEMBLED | 518.23
6FX5002-2DC10-1GA0 | SIGNAL CABLE, PREASSEMBLED | 537.87
6FX5002-2DC10-1GB0 | SIGNAL CABLE, PREASSEMBLED | 544.95
6FX5002-2DC10-1GC0 | SIGNAL CABLE, PREASSEMBLED | 552.12
6AV2108-0AB08-0AH5 | Energy Suite V18, Engineering DL | 737.65
6AV2108-3AA08-0AE5 | Energy Suite V18, Upgrade | 495.55
6AV2108-3AA08-0AK5 | Energy Suite V18, Upgrade DL | 443.56
6AV2115-2BA08-0AA0 | WinCC RT Prof. V18 (128) SW Package | 3275.2
6AV2128-3MB27-0AX0 | SIMATIC HMI MTP1200 Unified Comfort PRO | 4186.48
6AV2128-3MB27-0BX0 | SIMATIC HMI MTP1200 Unified Comfort PRO | 4186.48
6AV2128-3MB27-1BX0 | SIMATIC HMI MTP1200 Unified Comfort PRO | 4186.48
6AV2128-3MB40-0AX0 | SIMATIC HMI MTP1200 Unified Comfort Hyg | 4026.55
6AV2128-3UB27-0BX0 | SIMATIC HMI MTP1900 Unified Comfort PRO | 6077.14
6AV2128-3UB27-1BX0 | SIMATIC HMI MTP1900 Unified Comfort PRO | 6077.14
6AV2128-3UB40-0AX0 | SIMATIC HMI MTP1900 Unified Comfort Hyg | 6054.58
6AV2128-3UB57-0AX0 | SIMATIC HMI MTP1900 Unified Comfort PRO | 6212.19
6AV2156-0BC01-8LA0 | WinCC Unified Calendar V18 DL | 1917
6AV2156-0BC31-8LA0 | Unified Calendar UG V16..V17->V18 DL | 766.22
1PH8087-1DG12-2BB1 | MAIN SPINDLE MOTOR 1PH808 | 5696.54
1PH8087-1DG12-2GA1 | MAIN SPINDLE MOTOR 1PH808 | 5363.49
1PH8087-1DM02-0BH1 | MAIN SPINDLE MOTOR 1PH808 | 5696.54
1PH8087-1DM02-0CA1 | MAIN SPINDLE MOTOR 1PH808 | 5924.52
1PH8087-1DM02-0CE1 | MAIN SPINDLE MOTOR 1PH808 | 5924.52
1PH8087-1DM02-0DC1 | MAIN SPINDLE MOTOR 1PH808 | 6006.54
1PH8087-1DM02-0DE1 | MAIN SPINDLE MOTOR 1PH808 | 6006.54
1PH8087-1DM12-1GB1 | MAIN SPINDLE MOTOR 1PH808 | 5363.49
1PH8087-1DM12-2BA1-ZK23 | MAIN SPINDLE MOTOR 1PH808 | 5848.54
1PH8087-1DM12-2GH1 | MAIN SPINDLE MOTOR 1PH808 | 5363.49
1PH8087-1DN00-0LA1 | MAIN SPINDLE MOTOR 1PH808 | 6158.97
1PH8133-2FF02-2BE1 | COMPACT SYNCHRONOUS MOTOR 1PH813 | 14461.28
1PH8133-2FF02-2BF1 | COMPACT SYNCHRONOUS MOTOR 1PH813 | 14461.28
1PH8133-2FF02-2BH1 | COMPACT SYNCHRONOUS MOTOR 1PH813 | 14461.28
1PH8133-2FF02-2CA1-ZL74 | COMPACT SYNCHRONOUS MOTOR 1PH813 | 15274.53
1PH8133-2FL02-0BE1 | COMPACT SYNCHRONOUS MOTOR 1PH813 | 14461.28
3VA1150-5ED32-0BH0 | MCCB_IEC_FS160_50A_3P_55KA_TM_ FTFM | 438
3VA2340-5HN42-0AK0 | MCCB_IEC_FS400_400A_4P_55KA_ETU3_LSI | 2005.46
6FX5002-2DC10-1CJ0 | SIGNAL CABLE, PREASSEMBLED | 311.49
6FX5002-2DC10-1DA0 | SIGNAL CABLE, PREASSEMBLED | 325.61
6FX5002-2DC10-1DG0 | SIGNAL CABLE, PREASSEMBLED | 368.15
6FX5002-2DC10-1DJ0 | SIGNAL CABLE, PREASSEMBLED | 382.48
6FX5002-2DC10-1EC0 | SIGNAL CABLE, PREASSEMBLED | 411.05
6FX5002-2DC10-1EE0 | SIGNAL CABLE, PREASSEMBLED | 425.28
6FX5002-2DC10-1FD0 | SIGNAL CABLE, PREASSEMBLED | 489.82
6FX5002-2DC10-1FF0 | SIGNAL CABLE, PREASSEMBLED | 504.13
6FX5002-2DC10-1GH0 | SIGNAL CABLE, PREASSEMBLED | 587.61
6FX5002-2DC10-1HB0 | SIGNAL CABLE, PREASSEMBLED | 616.63
6FX5002-2DC10-1JE0 | SIGNAL CABLE, PREASSEMBLED | 709.68
6FX5002-2DC10-1JG0 | SIGNAL CABLE, PREASSEMBLED | 723.74
6AV2108-0AA08-0AH5 | Energy Suite V18, Engineering +2x5EnO DL | 1475.32
6AV2115-2DA08-0AA0 | WinCC RT Prof. V18 (512) SW Package | 5010.04
6AV2115-2HA08-0AA0 | WinCC RT Prof. V18 (4096) SW Package | 6784.32
6AV2128-3GB70-0AX0 | SIMATIC HMI MTP700 UCP Hyg Neutral | 2138.09
6AV2128-3KB70-0AX0 | SIMATIC HMI MTP1000 UCP Hyg Neutral | 3307.15
6AV2128-3MB57-0AX0 | SIMATIC HMI MTP1200 Unified Comfort PRO | 4321.53
6AV2128-3MB57-1BX0 | SIMATIC HMI MTP1200 Unified Comfort PRO | 4321.53
6AV2128-3QB27-0AX0 | SIMATIC HMI MTP1500 Unified Comfort PRO | 5131.8
6AV2128-3QB57-0BX0 | SIMATIC HMI MTP1500 Unified Comfort PRO | 5266.85
6AV2128-3QB70-0AX0 | SIMATIC HMI MTP1500 UCP Hyg Neutral | 5178.15
6AV2128-3UB57-1BX0 | SIMATIC HMI MTP1900 Unified Comfort PRO | 6212.19
6AV2155-2ES01-8LA0 | WinCC Unified V18 PC RT start (1k) DL | 3013.26
6AV2155-3DW01-8AA0 | WinCC Unified V18 PC RT 150+2CL, Package | 6448.36
6AV2155-4PJ31-8LA0 | WinCC Unified V18 PIOpt CAL+PFI MP UG DL | 462.04
1PH8087-1DG20-0DG1 | MAIN SPINDLE MOTOR 1PH808 | 6192.31
1PH8087-1DG22-0CH1 | MAIN SPINDLE MOTOR 1PH808 | 6287.67
1PH8087-1DM00-2GA1 | MAIN SPINDLE MOTOR 1PH808 | 5186.13
1PH8087-1DM02-0BB1 | MAIN SPINDLE MOTOR 1PH808 | 5696.54
1PH8087-1DM02-0GE1 | MAIN SPINDLE MOTOR 1PH808 | 5363.49
1PH8087-1DM02-1BA1 | MAIN SPINDLE MOTOR 1PH808 | 5696.54
1PH8087-1DM10-2BE1 | MAIN SPINDLE MOTOR 1PH808 | 5519.16
1PH8087-1DM12-0GA1 | MAIN SPINDLE MOTOR 1PH808 | 5363.49
1PH8087-1DN02-0BE1 | MAIN SPINDLE MOTOR 1PH808 | 5696.54
1PH8087-1DN02-0CE1 | MAIN SPINDLE MOTOR 1PH808 | 5924.52
1PH8133-2FF02-1BA1 | COMPACT SYNCHRONOUS MOTOR 1PH813 | 14461.28
1PH8133-2FF02-2BC1 | COMPACT SYNCHRONOUS MOTOR 1PH813 | 14461.28
1PH8133-2FF03-0CA1 | COMPACT SYNCHRONOUS MOTOR 1PH813 | 15044.04
1PH8133-2FF03-2CA1 | COMPACT SYNCHRONOUS MOTOR 1PH813 | 15044.04
1PH8133-2FL00-1GE1 | COMPACT SYNCHRONOUS MOTOR 1PH813 | 13849.52
1PH8133-2FL02-0BA1 | COMPACT SYNCHRONOUS MOTOR 1PH813 | 14461.28
1PH8133-2FL12-0BG1 | COMPACT SYNCHRONOUS MOTOR 1PH813 | 14461.28
1PH8133-3DF03-0AA1-ZU60 | COMPACT ASYNCHRONOUS MOTOR 1PH813 | 11017.28
1PH8133-3FD02-2AB1-ZU65 | COMPACT ASYNCHRONOUS MOTOR 1PH813 | 12188.22
1PH8133-3FF03-2AA1-ZU60 | COMPACT ASYNCHRONOUS MOTOR 1PH813 | 12081.59
1PH8137-1DD02-1BA1 | COMPACT ASYNCHRONOUS MOTOR 1PH813 | 7537.34
1PH8137-1DD02-1BB1 | COMPACT ASYNCHRONOUS MOTOR 1PH813 | 7537.34
1PH8137-1DD02-1DA1-ZV90 | COMPACT ASYNCHRONOUS MOTOR 1PH813 | 7950.74
1PH8137-1DD02-1GB1 | COMPACT ASYNCHRONOUS MOTOR 1PH813 | 7204.3
1PH8137-1DD02-2BA1 | COMPACT ASYNCHRONOUS MOTOR 1PH813 | 7537.34
1PH8137-1DD02-2BB1 | COMPACT ASYNCHRONOUS MOTOR 1PH813 | 7537.34
1PH8137-1DD02-2FD1 | COMPACT ASYNCHRONOUS MOTOR 1PH813 | 7917.06
1PH8137-1DD02-2HA1 | COMPACT ASYNCHRONOUS MOTOR 1PH813 | 7432.36
1PH8137-1DF02-0GA1 | COMPACT ASYNCHRONOUS MOTOR 1PH813 | 7204.3
6AV2128-3MB70-0AX0 | SIMATIC HMI MTP1200 UCP Hyg Neutral | 4164.78
6AV2128-3QB57-1BX0 | SIMATIC HMI MTP1500 Unified Comfort PRO | 5266.85
6AV2128-3UB27-0AX0 | SIMATIC HMI MTP1900 Unified Comfort PRO | 6077.14
6AV2128-3UB57-0BX0 | SIMATIC HMI MTP1900 Unified Comfort PRO | 6212.19
6AV2128-3UB70-0AX0 | SIMATIC HMI MTP1900 UCP Hyg Neutal | 6192.84
6AV2155-3DV01-8AA0 | WinCC Unified V18 PC RT 150+1CL, Package | 3653.21
6AV2155-4LJ31-8LA0 | WinCC Unified V18 PIOpt SES+LCS MP UG DL | 738.96
1PH8087-1DG22-0CE1 | MAIN SPINDLE MOTOR 1PH808 | 6287.67
1PH8087-1DG22-0LE1 | MAIN SPINDLE MOTOR 1PH808 | 6699.48
1PH8087-1DM00-2BA1 | MAIN SPINDLE MOTOR 1PH808 | 5519.16
1PH8087-1DM02-0BA1 | MAIN SPINDLE MOTOR 1PH808 | 5696.54
1PH8087-1DM02-0GA1 | MAIN SPINDLE MOTOR 1PH808 | 5363.49
1PH8087-1DM02-0LA1 | MAIN SPINDLE MOTOR 1PH808 | 6336.32
1PH8087-1DM12-0BE1 | MAIN SPINDLE MOTOR 1PH808 | 5696.54
1PH8087-1DM12-1GA1 | MAIN SPINDLE MOTOR 1PH808 | 5363.49
1PH8087-1DN00-1CA1 | MAIN SPINDLE MOTOR 1PH808 | 5747.15
1PH8087-1DN02-0CA1 | MAIN SPINDLE MOTOR 1PH808 | 5924.52
1PH8133-2FF02-0CH1 | COMPACT SYNCHRONOUS MOTOR 1PH813 | 14689.27
1PH8133-2FF02-1CC1 | COMPACT SYNCHRONOUS MOTOR 1PH813 | 14689.27
1PH8133-2FF03-1CB1 | COMPACT SYNCHRONOUS MOTOR 1PH813 | 15044.04
1PH8133-2FF03-2CH1 | COMPACT SYNCHRONOUS MOTOR 1PH813 | 15044.04
1PH8133-2FL00-1BA1 | COMPACT SYNCHRONOUS MOTOR 1PH813 | 14182.57
1PH8133-2FL00-1QE1 | COMPACT SYNCHRONOUS MOTOR 1PH813 | 14685.71
1PH8133-2FL02-0BC1 | COMPACT SYNCHRONOUS MOTOR 1PH813 | 14461.28
1PH8133-2FL03-2BE1-ZX05 | COMPACT SYNCHRONOUS MOTOR 1PH813 | 14993.43
1PH8133-2MF12-0GG2 | COMPACT SYNCHRONOUS MOTOR 1PH813 | 12253.13
1PH8133-3FF02-2AA1-ZU68 | COMPACT ASYNCHRONOUS MOTOR 1PH813 | 12530.26
1PH8135-1DF03-2BD1-ZK10 | COMPACT ASYNCHRONOUS MOTOR 1PH813 | 8049.32
1PH8137-1DD02-0MC1 | COMPACT ASYNCHRONOUS MOTOR 1PH813 | 8963.17
1PH8137-1DD02-1BA1-ZK18 | COMPACT ASYNCHRONOUS MOTOR 1PH813 | 7841.46
1PH8137-1DD02-1BC1 | COMPACT ASYNCHRONOUS MOTOR 1PH813 | 7537.34
1PH8137-1DD02-1DA1-ZK18 | COMPACT ASYNCHRONOUS MOTOR 1PH813 | 8151.46
1PH8137-1DD02-1GA1 | COMPACT ASYNCHRONOUS MOTOR 1PH813 | 7204.3
1PH8137-1DD02-2BA1-ZX01 | COMPACT ASYNCHRONOUS MOTOR 1PH813 | 7714.72
1PH8137-1DD02-2BB1-ZX01 | COMPACT ASYNCHRONOUS MOTOR 1PH813 | 7714.72
1PH8137-1DD02-2FB1 | COMPACT ASYNCHRONOUS MOTOR 1PH813 | 7690.8
1PH8137-1DD02-2GA1 | COMPACT ASYNCHRONOUS MOTOR 1PH813 | 7204.3
1PH8137-1DD02-2CH1 | COMPACT ASYNCHRONOUS MOTOR 1PH813 | 7765.35
1PH8137-1DD03-0CA1 | COMPACT ASYNCHRONOUS MOTOR 1PH813 | 8120.11
1PH8137-1DF02-0GE1-ZK18 | COMPACT ASYNCHRONOUS MOTOR 1PH813 | 7508.41
1PH8137-1DF02-1CA1 | COMPACT ASYNCHRONOUS MOTOR 1PH813 | 7765.35
1PH8137-1DF02-1CC1 | COMPACT ASYNCHRONOUS MOTOR 1PH813 | 7765.35
1PH8137-1DF02-2BA1 | COMPACT ASYNCHRONOUS MOTOR 1PH813 | 7537.34
1PH8137-1DF02-2BB1 | COMPACT ASYNCHRONOUS MOTOR 1PH813 | 7537.34
1PH8137-1DF02-2DA1 | COMPACT ASYNCHRONOUS MOTOR 1PH813 | 7847.35
1PH8137-1DF02-2GA1 | COMPACT ASYNCHRONOUS MOTOR 1PH813 | 7204.3
1PH8137-1DF03-0CA1 | COMPACT ASYNCHRONOUS MOTOR 1PH813 | 8120.11
1PH8163-1DG20-0LA1 | COMPACT ASYNCHRONOUS MOTOR 1PH816 | 10781.88
1PH8163-1DG22-1BB1 | COMPACT ASYNCHRONOUS MOTOR 1PH816 | 11000.86
1PH8163-1DG23-0LC1 | COMPACT ASYNCHRONOUS MOTOR 1PH816 | 11542.05
1PH8163-1UD00-0LA1 | COMPACT ASYNCHRONOUS MOTOR 1PH816 | 9367.79
1PH8163-1UD03-1LC1 | COMPACT ASYNCHRONOUS MOTOR 1PH816 | 10356.01
1PH8163-1UF10-2LA1 | COMPACT ASYNCHRONOUS MOTOR 1PH816 | 9595.85
1PH8163-1UF20-1LA1 | COMPACT ASYNCHRONOUS MOTOR 1PH816 | 11251.31
1PH8163-3DD13-2AA1-ZU63X01 | COMPACT ASYNCHRONOUS MOTOR 1PH816 | 15461.09
1PH8163-1DG22-0BA1 | COMPACT ASYNCHRONOUS MOTOR 1PH816 | 10772.8
1PH8163-1UF00-1LA1 | COMPACT ASYNCHRONOUS MOTOR 1PH816 | 9595.85
1PH8163-1UF00-2LA1 | COMPACT ASYNCHRONOUS MOTOR 1PH816 | 9595.85
1PH8163-1UF03-0LA1 | COMPACT ASYNCHRONOUS MOTOR 1PH816 | 10127.95
1PH8163-1UF03-1LA1 | COMPACT ASYNCHRONOUS MOTOR 1PH816 | 10356.01
1PH8165-1DF20-0DA1 | COMPACT ASYNCHRONOUS MOTOR 1PH816 | 12121.79
1PH8165-1DF20-1BA1-ZK09 | COMPACT ASYNCHRONOUS MOTOR 1PH816 | 12394.56
1PH8165-1DF20-1BB1 | COMPACT ASYNCHRONOUS MOTOR 1PH816 | 12014.45
1PH8165-1DF20-1DA1 | COMPACT ASYNCHRONOUS MOTOR 1PH816 | 12349.85
1PH8165-1DG22-1GA1 | COMPACT ASYNCHRONOUS MOTOR 1PH816 | 12441.59
1PH8165-1DG23-0BA1 | COMPACT ASYNCHRONOUS MOTOR 1PH816 | 12546.55
1PH8165-1DG23-0CA1 | COMPACT ASYNCHRONOUS MOTOR 1PH816 | 12774.55
1PH8165-1DG23-0MA1 | COMPACT ASYNCHRONOUS MOTOR 1PH816 | 14240.69
1PH8165-1FB02-1BC1 | COMPACT ASYNCHRONOUS MOTOR 1PH816 | 11055.58
1PH8165-1FB10-0GA1 | COMPACT ASYNCHRONOUS MOTOR 1PH816 | 9734.31
1PH8165-1FB10-2BA1 | COMPACT ASYNCHRONOUS MOTOR 1PH816 | 10295.42
1PH8165-1FB10-2BA1-ZK09 | COMPACT ASYNCHRONOUS MOTOR 1PH816 | 10675.53
1PH8165-1FD10-2BA1 | COMPACT ASYNCHRONOUS MOTOR 1PH816 | 10295.42
1PH8165-1FD10-2BB1 | COMPACT ASYNCHRONOUS MOTOR 1PH816 | 10295.42
1PH8165-1FD10-2FB1 | COMPACT ASYNCHRONOUS MOTOR 1PH816 | 10505.44
1PH8165-1FD12-0QB1 | COMPACT ASYNCHRONOUS MOTOR 1PH816 | 11441.39
3NB1023-1KK10 | SITOR Fuse 100A aR 600Vdc/900V VSI | 86.28
3NB1024-1KK10 | SITOR Fuse 125A aR 600Vdc/900V VSI | 86.28
3NB1025-1KK10 | SITOR Fuse 160A aR 600Vdc/800V VSI | 90.08
3NB1123-0KK10 | SITOR Fuse 100A aR 440Vdc/600V VSI | 109.98
3NB1134-1KK15 | SITOR Fuse 400A aR 600Vdc/1100V VSI | 215.7
3NB1136-1KK15 | SITOR Fuse 450A aR 600Vdc/1100V VSI | 229.94
3NB1137-1KK11 | SITOR Fuse 500A aR 600Vdc/750V VSI | 220.44
3NB1138-1KK11 | SITOR Fuse 550A aR 600Vdc/750V VSI | 225.19
3NB1142-1KK11 | SITOR Fuse 630A aR 600Vdc/750V VSI | 232.31
3NB1236-1KK15 | SITOR Fuse 450A aR 600Vdc/1100V VSI | 247.7
3NB1237-0KK10 | SITOR Fuse 500A aR 440Vdc/500V VSI | 209.78
3NB1237-1KK15 | SITOR Fuse 500A aR 600Vdc/750V VSI | 259.57
3NB1237-3KK15 | SITOR Fuse 500A aR 1000Vdc/1250V VSI | 338.96
3NB1334-3KK11 | SITOR Fuse 400A aR 900Vdc/1250V VSI | 314.09
3NB1334-3KK12 | SITOR Fuse 400A aR 900Vdc/1250V VSI | 321.19
3NB1334-4KK11 | SITOR Fuse 400A aR 1100Vdc/1800V VSI | 452.75
3NB1336-4KK11 | SITOR Fuse 450A aR 1100Vdc/1800V VSI | 494.22
3NB1345-1KK11 | SITOR Fuse 800A aR 600Vdc/1000V VSI | 302.24
3NB1345-1KK12 | SITOR Fuse 800A aR 600Vdc/1000V VSI | 314.09
3NB1345-3KK11 | SITOR Fuse 800A aR 800Vdc/1000V VSI | 333.06
3NB1345-3KK12 | SITOR Fuse 800A aR 800Vdc/1000V VSI | 341.33
6AV2101-0AA08-0AA5 | WinCC Comfort V18 | 1546.8
6AV2101-0AA08-0AH5 | WinCC Comfort V18 DL | 1290.09
6AV2101-3AA08-0AE5 | WinCC Comfort V18 Upgrade | 619.05
6AV2101-3AA08-0AK5 | WinCC Comfort V18 Upgrade DL | 515.07
6AV2103-0DA08-0AH5 | WinCC Prof. 512 PowerTags V18 DL | 3688.28
6AV2103-0HA08-0AA5 | WinCC Prof. 4096 PowerTags V18 | 5418.68
6AV2103-0HA08-0AH5 | WinCC Prof. 4096 PowerTags V18 DL | 4611.16
6AV2103-0XA08-0AA5 | WinCC Prof. max. PowerTags V18 | 8484.65
6AV2107-0PX08-0AA7 | Visualization Architect V18, Trial | 55.25
6AV2107-0PX08-0AH5 | Visualization Architect V18 DL | 7227.07
6AV2107-0PX08-0AH6 | Visualization Architect V18, Rental DL | 1771.02
6AV2107-3DB08-0AE0 | UG WinCC RT Prof CL V16/17->V18 | 1545.98
1PH8087-1DG00-2GA1 | MAIN SPINDLE MOTOR 1PH808 | 5186.13
1PH8087-1DG02-0BA1 | MAIN SPINDLE MOTOR 1PH808 | 5696.54
1PH8087-1DG02-0BE1 | MAIN SPINDLE MOTOR 1PH808 | 5696.54
1PH8137-1DF02-0CH1 | COMPACT ASYNCHRONOUS MOTOR 1PH813 | 7765.35
1PH8137-1DF02-1BA1-ZK18 | COMPACT ASYNCHRONOUS MOTOR 1PH813 | 7841.46
1PH8137-1DF02-1CA1-ZK18 | COMPACT ASYNCHRONOUS MOTOR 1PH813 | 8069.44
1PH8137-1DF02-1MA1 | COMPACT ASYNCHRONOUS MOTOR 1PH813 | 8963.17
1PH8137-1DF02-2BA1-ZV90 | COMPACT ASYNCHRONOUS MOTOR 1PH813 | 7640.72
1PH8137-1DF02-2FA1 | COMPACT ASYNCHRONOUS MOTOR 1PH813 | 7690.8
1PH8137-1DF02-2QA1 | COMPACT ASYNCHRONOUS MOTOR 1PH813 | 8040.47
1PH8137-1DF03-0BF1 | COMPACT ASYNCHRONOUS MOTOR 1PH813 | 7892.12
1PH8137-1DF03-0CB1 | COMPACT ASYNCHRONOUS MOTOR 1PH813 | 8120.11
1PH8163-1DG22-0GA1 | COMPACT ASYNCHRONOUS MOTOR 1PH816 | 10439.77
1PH8163-1DG23-0LB1 | COMPACT ASYNCHRONOUS MOTOR 1PH816 | 11542.05
1PH8163-1UD03-1LA1 | COMPACT ASYNCHRONOUS MOTOR 1PH816 | 10356.01
1PH8163-1UF00-0LA1 | COMPACT ASYNCHRONOUS MOTOR 1PH816 | 9367.79
1PH8163-1UF03-2LA1 | COMPACT ASYNCHRONOUS MOTOR 1PH816 | 10356.01
1PH8163-1UF10-2LA1-ZX17 | COMPACT ASYNCHRONOUS MOTOR 1PH816 | 10178.65
1PH8163-1UF23-1LB1 | COMPACT ASYNCHRONOUS MOTOR 1PH816 | 12011.48
1PH8163-3DB03-2AA1 | COMPACT ASYNCHRONOUS MOTOR 1PH816 | 8891.78
1PH8163-3FF13-2AB1-ZU63 | COMPACT ASYNCHRONOUS MOTOR 1PH816 | 16297.31
1PH8165-1DF20-2FA1 | COMPACT ASYNCHRONOUS MOTOR 1PH816 | 12224.46
1PH8165-1DF22-0DB1 | COMPACT ASYNCHRONOUS MOTOR 1PH816 | 12881.95
1PH8165-1DF23-0BA1-ZK18 | COMPACT ASYNCHRONOUS MOTOR 1PH816 | 12850.67
1PH8165-1DF23-0CC1 | COMPACT ASYNCHRONOUS MOTOR 1PH816 | 12774.55
1PH8165-1DG22-0GA1 | COMPACT ASYNCHRONOUS MOTOR 1PH816 | 12213.53
1PH8165-1DG23-1BA1 | COMPACT ASYNCHRONOUS MOTOR 1PH816 | 12774.61
1PH8165-1DG23-2BC1 | COMPACT ASYNCHRONOUS MOTOR 1PH816 | 12774.61
1PH8165-1FB00-1BC1-ZK09 | COMPACT ASYNCHRONOUS MOTOR 1PH816 | 10675.53
1PH8165-1FB00-2CA1 | COMPACT ASYNCHRONOUS MOTOR 1PH816 | 10523.4
1PH8165-1FB13-0BA1 | COMPACT ASYNCHRONOUS MOTOR 1PH816 | 10827.52
1PH8165-1FD00-0BC1 | COMPACT ASYNCHRONOUS MOTOR 1PH816 | 10067.35
1PH8165-1FD00-2BA1 | COMPACT ASYNCHRONOUS MOTOR 1PH816 | 10295.42
1PH8165-1FD03-1BA1 | COMPACT ASYNCHRONOUS MOTOR 1PH816 | 11055.58
1PH8165-1FD03-1DC1 | COMPACT ASYNCHRONOUS MOTOR 1PH816 | 11390.99
1PH8288-1DC10-0BU1 | COMPACT ASYNCHRONOUS MOTOR | 55425.33
1PH8288-1HD10-1EW2-ZG11L00P04 | COMPACT ASYNCHRONOUS MOTOR | 56317.43
3NB1020-1KK10 | SITOR Fuse 50A aR 600Vdc/900V VSI | 73.01
3NB1022-1KK10 | SITOR Fuse 80A aR 600Vdc/900V VSI | 80.71
3NB1123-1KK15 | SITOR Fuse 100A aR 600Vdc/1250V VSI | 104.31
3NB1124-1KK15 | SITOR Fuse 125A aR 600Vdc/1250V VSI | 107.37
3NB1131-0KK10 | SITOR Fuse 315A aR 440Vdc/500V VSI | 143.43
3NB1132-1KK15 | SITOR Fuse 350A aR 600Vdc/1100V VSI | 201.5
3NB1223-3KK15 | SITOR Fuse 100A aR 1000Vdc/1250V VSI | 244.15
3NB1225-3KK15 | SITOR Fuse 160A aR 1000Vdc/1250V VSI | 261.93
3NB1234-0KK10 | SITOR Fuse 400A aR 440Vdc/500V VSI | 199.12
3NB1234-3KK15 | SITOR Fuse 400A aR 1000Vdc/1250V VSI | 318.82
3NB1240-1KK15 | SITOR Fuse 560A aR 600Vdc/750V VSI | 272.61
3NB1242-1KK15 | SITOR Fuse 630A aR 600Vdc/750V VSI | 280.9
3NB1331-3KK11 | SITOR Fuse 315A aR 900Vdc/1250V VSI | 314.09
3NB1332-4KK11 | SITOR Fuse 350A aR 1100Vdc/1800V VSI | 429.06
3NB1336-4KK15 | SITOR Fuse 450A aR 1100Vdc/1800V VSI | 494.22
3NB1337-3KK12 | SITOR Fuse 500A aR 900Vdc/1250V VSI | 321.19
3NB1342-4KK15 | SITOR Fuse 630A aR 1100Vdc/1800V VSI | 576
3NB1343-1KK12 | SITOR Fuse 710A aR 600Vdc/1000V VSI | 295.12
3NB1347-1KK12 | SITOR Fuse 900A aR 600Vdc/1000V VSI | 314.09
3NB1350-1KK12 | SITOR Fuse 1000A aR 600Vdc/1000V VSI | 331.87
6AV2100-0AA08-0AA5 | WinCC Basic V18 | 219.34
6AV2100-3AA08-0AE5 | WinCC Basic V18 Upgrade | 87.74
1PH8133-2FL02-0BH1 | COMPACT SYNCHRONOUS MOTOR 1PH813 | 14461.28
1PH8133-2FL02-0CA1 | COMPACT SYNCHRONOUS MOTOR 1PH813 | 14689.27
1PH8133-2FL02-0GA1 | COMPACT SYNCHRONOUS MOTOR 1PH813 | 14128.23
1PH8135-1DF03-2BG1 | COMPACT ASYNCHRONOUS MOTOR 1PH813 | 7569.67
1PH8135-1DF03-2CA1 | COMPACT ASYNCHRONOUS MOTOR 1PH813 | 7797.66
1PH8135-1DF03-2DC1 | COMPACT ASYNCHRONOUS MOTOR 1PH813 | 7879.69
1PH8135-1DF03-2GA1 | COMPACT ASYNCHRONOUS MOTOR 1PH813 | 7236.65
1PH8137-1DD02-1LA1 | COMPACT ASYNCHRONOUS MOTOR 1PH813 | 8176.45
1PH8137-1DD02-1LA1-ZV90 | COMPACT ASYNCHRONOUS MOTOR 1PH813 | 8279.85
1PH8137-1DD02-1MC1 | COMPACT ASYNCHRONOUS MOTOR 1PH813 | 8963.17
1PH8137-1DD02-1QA1 | COMPACT ASYNCHRONOUS MOTOR 1PH813 | 8040.47
1PH8137-1DD02-2LA1 | COMPACT ASYNCHRONOUS MOTOR 1PH813 | 8176.45
1PH8137-1DD03-0BA1 | COMPACT ASYNCHRONOUS MOTOR 1PH813 | 7892.12
1PH8137-1DD03-0BC1 | COMPACT ASYNCHRONOUS MOTOR 1PH813 | 7892.12
1PH8137-1DD03-0BE1 | COMPACT ASYNCHRONOUS MOTOR 1PH813 | 7892.12
1PH8137-1DF02-1DA1 | COMPACT ASYNCHRONOUS MOTOR 1PH813 | 7847.35
1PH8137-1DF02-1DC1 | COMPACT ASYNCHRONOUS MOTOR 1PH813 | 7847.35
1PH8137-1DF02-1FA1-ZX02 | COMPACT ASYNCHRONOUS MOTOR 1PH813 | 7868.15
1PH8137-1DF02-1GA1 | COMPACT ASYNCHRONOUS MOTOR 1PH813 | 7204.3
1PH8137-1DF02-1LA1 | COMPACT ASYNCHRONOUS MOTOR 1PH813 | 8176.45
1PH8137-1DF03-0BA1 | COMPACT ASYNCHRONOUS MOTOR 1PH813 | 7892.12
1PH8137-1DF03-0BC1-ZK09 | COMPACT ASYNCHRONOUS MOTOR 1PH813 | 8145.49
1PH8137-1DF03-0BC1-ZK10 | COMPACT ASYNCHRONOUS MOTOR 1PH813 | 8145.49
1PH8137-1DF03-0BD1-ZK10 | COMPACT ASYNCHRONOUS MOTOR 1PH813 | 8371.77
1PH8163-1SF10-1LA1 | COMPACT ASYNCHRONOUS MOTOR 1PH816 | 10925.52
1PH8163-1SF23-3MA1 | COMPACT ASYNCHRONOUS MOTOR 1PH816 | 16065.11
1PH8163-1TF10-0MA2 | COMPACT ASYNCHRONOUS MOTOR 1PH816 | 9493.31
1PH8163-1UB00-1LA1 | COMPACT ASYNCHRONOUS MOTOR 1PH816 | 9595.85
1PH8163-1UG00-0LA1 | COMPACT ASYNCHRONOUS MOTOR 1PH816 | 9367.79
1PH8163-1UG00-2LB1 | COMPACT ASYNCHRONOUS MOTOR 1PH816 | 9595.85
1PH8163-1UG20-0LA1 | COMPACT ASYNCHRONOUS MOTOR 1PH816 | 11023.23
1PH8163-3DB02-0AA1 | COMPACT ASYNCHRONOUS MOTOR 1PH816 | 8663.72
1PH8165-1DF22-1CD1 | COMPACT ASYNCHRONOUS MOTOR 1PH816 | 13228.89
1PH8165-1DF22-2BA1 | COMPACT ASYNCHRONOUS MOTOR 1PH816 | 12774.61
1PH8165-1DF22-2DA1 | COMPACT ASYNCHRONOUS MOTOR 1PH816 | 13110.01
1PH8165-1DF23-0BA1 | COMPACT ASYNCHRONOUS MOTOR 1PH816 | 12546.55
1PH8165-1EB03-2BC2 | COMPACT ASYNCHRONOUS MOTOR 1PH816 | 10244.69
1PH8165-1EF03-1BC2-ZB02X14 | COMPACT ASYNCHRONOUS MOTOR 1PH816 | 10903.18
1PH8165-1FB00-0BA1 | COMPACT ASYNCHRONOUS MOTOR 1PH816 | 10067.35
1PH8165-1FB00-0DA1 | COMPACT ASYNCHRONOUS MOTOR 1PH816 | 10402.75
1PH8165-1FD00-2FA1 | COMPACT ASYNCHRONOUS MOTOR 1PH816 | 10505.44
1PH8165-1FD02-1BA1 | COMPACT ASYNCHRONOUS MOTOR 1PH816 | 11055.58
1PH8165-1FD03-0BA1 | COMPACT ASYNCHRONOUS MOTOR 1PH816 | 10827.52
1PH8165-1FD03-0LA1 | COMPACT ASYNCHRONOUS MOTOR 1PH816 | 11596.78
1PH8288-1HD40-2AU2-ZP00 | COMPACT ASYNCHRONOUS MOTOR | 73827.88
1PH8288-1HD40-2BW2-ZG09G50X01 | COMPACT ASYNCHRONOUS MOTOR | 77088.53
1PH8288-1HF20-2BD2 | COMPACT ASYNCHRONOUS MOTOR | 67541.69
1PH8288-1MB13-0BU2 | COMPACT ASYNCHRONOUS MOTOR | 56670.63
3NB1015-1KK10 | SITOR Fuse 32A aR 600Vdc/900V VSI | 73.01
3NB1125-1KK15 | SITOR Fuse 160A aR 600Vdc/1250V VSI | 107.37
3NB1126-0KK10 | SITOR Fuse 200A aR 440Vdc/600V VSI | 136.3
3NB1126-1KK15 | SITOR Fuse 200A aR 600Vdc/1250V VSI | 186.09
3NB1128-0KK10 | SITOR Fuse 250A aR 440Vdc/600V VSI | 139.86
3NB1226-3KK15 | SITOR Fuse 200A aR 1000Vdc/1250V VSI | 273.78
3NB1228-3KK15 | SITOR Fuse 250A aR 1000Vdc/1250V VSI | 286.83
1PH8165-1DF20-0BC1 | COMPACT ASYNCHRONOUS MOTOR 1PH816 | 11786.39
1PH8165-1DF20-2BB1 | COMPACT ASYNCHRONOUS MOTOR 1PH816 | 12014.45
1PH8165-1DF22-0BA1 | COMPACT ASYNCHRONOUS MOTOR 1PH816 | 12546.55
1PH8165-1DF23-0CA1-ZK09 | COMPACT ASYNCHRONOUS MOTOR 1PH816 | 13154.67
1PH8165-1DG22-0BA1 | COMPACT ASYNCHRONOUS MOTOR 1PH816 | 12546.55
1PH8165-1DG23-1LA1 | COMPACT ASYNCHRONOUS MOTOR 1PH816 | 13543.88
1PH8165-1DG23-2DA1 | COMPACT ASYNCHRONOUS MOTOR 1PH816 | 13110.01
1PH8165-1FB00-0GC1 | COMPACT ASYNCHRONOUS MOTOR 1PH816 | 9734.31
1PH8165-1FB00-1DA1 | COMPACT ASYNCHRONOUS MOTOR 1PH816 | 10630.81
1PH8165-1FB13-0BB1 | COMPACT ASYNCHRONOUS MOTOR 1PH816 | 10827.52
1PH8165-1FD00-1LA1 | COMPACT ASYNCHRONOUS MOTOR 1PH816 | 11064.65
1PH8165-1FD03-1CA1 | COMPACT ASYNCHRONOUS MOTOR 1PH816 | 11283.59
1PH8165-1FD03-2BA1 | COMPACT ASYNCHRONOUS MOTOR 1PH816 | 11055.58
1PH8165-1FD13-0BA1 | COMPACT ASYNCHRONOUS MOTOR 1PH816 | 10827.52
1PH8288-1DD10-0AU1 | COMPACT ASYNCHRONOUS MOTOR | 54984.28
3NB1017-1KK10 | SITOR Fuse 40A aR 600Vdc/900V VSI | 73.01
3NB1021-1KK10 | SITOR Fuse 63A aR 600Vdc/900V VSI | 80.71
3NB1124-0KK10 | SITOR Fuse 125A aR 440Vdc/600V VSI | 116.04
3NB1125-0KK10 | SITOR Fuse 160A aR 440Vdc/600V VSI | 133.93
3NB1128-1KK15 | SITOR Fuse 250A aR 600Vdc/1100V VSI | 190.82
3NB1131-1KK15 | SITOR Fuse 315A aR 600Vdc/1100V VSI | 194.37
3NB1222-3KK15 | SITOR Fuse 80A aR 1000Vdc/1250V VSI | 234.67
3NB1224-3KK15 | SITOR Fuse 125A aR 1000Vdc/1250V VSI | 251.27
3NB1234-1KK15 | SITOR Fuse 400A aR 600Vdc/1100V VSI | 244.15
3NB1236-0KK10 | SITOR Fuse 450A aR 440Vdc/500V VSI | 202.68
3NB1238-0KK10 | SITOR Fuse 550A aR 440Vdc/500V VSI | 220.44
3NB1242-0KK10 | SITOR Fuse 630A aR 440Vdc/500V VSI | 229.94
3NB1242-3KK15 | SITOR Fuse 630A aR 1000Vdc/1250V VSI | 356.76
3NB1328-4KK11 | SITOR Fuse 250A aR 1100Vdc/1800V VSI | 381.64
3NB1331-3KK12 | SITOR Fuse 315A aR 900Vdc/1250V VSI | 321.19
3NB1337-3KK11 | SITOR Fuse 500A aR 900Vdc/1250V VSI | 314.09
3NB1337-4KK15 | SITOR Fuse 525A aR 1100Vdc/1800V VSI | 576
3NB1342-4KK11 | SITOR Fuse 630A aR 1100Vdc/1800V VSI | 579.57
3NB1343-1KK11 | SITOR Fuse 710A aR 600Vdc/1000V VSI | 286.83
3NB1343-4KK15 | SITOR Fuse 710A aR 1100Vdc/1800V VSI | 596.15
3NB1347-1KK11 | SITOR Fuse 900A aR 600Vdc/1000V VSI | 302.24
3NB1350-1KK11 | SITOR Fuse 1000A aR 600Vdc/1000V VSI | 322.37
6AV2100-0AA08-0AH5 | WinCC Basic V18 DL | 181.97
6AV2100-3AA08-0AK5 | WinCC Basic V18 Upgrade DL | 73.11
6AV2101-4AB08-0AE5 | WinCC Comfort V18 Upgrade | 1771.02
6AV2101-4BB08-0AE5 | WinCC Comfort V18 Upgrade | 619.05
6AV2102-0AA08-0AA5 | WinCC Advanced V18 | 3873.51
6AV2102-4AA08-0AE5 | WinCC Advanced V18 Upgrade | 1550.05
6AV2103-3DA08-0AE5 | WinCC Prof. 512 V18 Upgrade | 1771.02
6AV2103-3HA08-0AE5 | WinCC Prof. 4096 V18 Upgrade | 2212.97
6AV2107-0DB18-0AA0 | WinCC Runtime Prof Asia Client V18 | 3868.5
6AV2107-0PX08-0AA6 | Visualization Architect V18, Rental | 2125.22
6AV2107-3DB08-0AK0 | UG WinCC RT Prof CL V16/17->V18 DL | 1401.88
6AV2107-3PX08-0AH5 | Visualization Architect UG V17->V18 DL | 2758.89
1PH8087-1DG00-1BE1 | MAIN SPINDLE MOTOR 1PH808 | 5519.16
1PH8087-1DG00-2BA1-ZX02 | MAIN SPINDLE MOTOR 1PH808 | 5671.18
1PH8087-1DG02-0DA1 | MAIN SPINDLE MOTOR 1PH808 | 6006.54
1PH8087-1DG02-0GA1 | MAIN SPINDLE MOTOR 1PH808 | 5363.49
1PH8087-1DG02-0LE1 | MAIN SPINDLE MOTOR 1PH808 | 6336.32
1PH8087-1DG02-1BA1 | MAIN SPINDLE MOTOR 1PH808 | 5696.54
1PH8087-1DG10-1GE1 | MAIN SPINDLE MOTOR 1PH808 | 5186.13
1PH8087-1DG10-2GA1 | MAIN SPINDLE MOTOR 1PH808 | 5186.13
1PH8087-1SN02-0MA1 | MAIN SPINDLE MOTOR 1PH808 | 8425.11
3NB1231-3KK15 | SITOR Fuse 315A aR 1000Vdc/1250V VSI | 302.24
3NB1232-0KK10 | SITOR Fuse 350A aR 440Vdc/500V VSI | 190.82
3NB1243-1KK15 | SITOR Fuse 710A aR 500Vdc/600V VSI | 289.19
3NB1245-1KK15 | SITOR Fuse 800A aR 500Vdc/600V VSI | 302.24
3NB1247-1KK15 | SITOR Fuse 900A aR 500Vdc/600V VSI | 317.64
3NB1326-4KK11 | SITOR Fuse 200A aR 1100Vdc/1800V VSI | 365.06
3NB1342-1KK11 | SITOR Fuse 630A aR 600Vdc/1000V VSI | 286.83
3NB1342-1KK12 | SITOR Fuse 630A aR 600Vdc/1000V VSI | 295.12
3NB1342-3KK11 | SITOR Fuse 630A aR 900Vdc/1250V VSI | 321.19
3NB1342-3KK12 | SITOR Fuse 630A aR 900Vdc/1250V VSI | 325.93
3NB1351-1KK11 | SITOR Fuse 1100A aR 600Vdc/900V VSI | 322.37
3NB1351-1KK12 | SITOR Fuse 1100A aR 600Vdc/900V VSI | 331.87
3NB1352-1KK11 | SITOR Fuse 1250A aR 500Vdc/900V VSI | 343.71
3NB1352-1KK12 | SITOR Fuse 1250A aR 500Vdc/900V VSI | 350.83
6AV2102-0AA08-0AH5 | WinCC Advanced V18 DL | 3228.46
6AV2102-3AA08-0AE5 | WinCC Advanced V18 Upgrade | 1548.42
6AV2102-3AA08-0AK5 | WinCC Advanced V18 Upgrade DL | 1291.71
6AV2103-3HA08-0AK5 | WinCC Prof. 4096 V18 Upgrade DL | 1844.13
6AV2103-3XA08-0AE5 | WinCC Prof. max. V18 Upgrade | 3542.05
6AV2103-3XA08-0AK5 | WinCC Prof. max. V18 Upgrade DL | 2952.25
6AV2105-0BA08-0AA0 | WinCC Runtime Professional 128, V18 | 4062.97
6AV2105-0BA08-0AH0 | WinCC Runtime Prof 128, V18 DL | 3677.6
1PH8087-1DG00-0BA1 | MAIN SPINDLE MOTOR 1PH808 | 5519.16
1PH8087-1DG00-0BF1 | MAIN SPINDLE MOTOR 1PH808 | 5519.16
1PH8087-1DG00-0CA1 | MAIN SPINDLE MOTOR 1PH808 | 5747.15
1PH8087-1DG00-0QA1 | MAIN SPINDLE MOTOR 1PH808 | 5895.8
1PH8087-1DG02-0GC1 | MAIN SPINDLE MOTOR 1PH808 | 5363.49
1PH8087-1DG02-0HC1 | MAIN SPINDLE MOTOR 1PH808 | 5591.55
1PH8087-1DG02-0HE1 | MAIN SPINDLE MOTOR 1PH808 | 5591.55
1PH8087-1DG02-0LA1 | MAIN SPINDLE MOTOR 1PH808 | 6336.32
1PH8087-1DG12-0DA1 | MAIN SPINDLE MOTOR 1PH808 | 6006.54
1PH8087-1DG12-0DH1 | MAIN SPINDLE MOTOR 1PH808 | 6006.54
1PH8087-1DG12-1BA1 | MAIN SPINDLE MOTOR 1PH808 | 5696.54
1PH8087-1DG12-1BB1 | MAIN SPINDLE MOTOR 1PH808 | 5696.54
1PH8087-1UF00-2LA1 | MAIN SPINDLE MOTOR 1PH808 | 6400.32
1PH8087-1UF00-2LE1 | MAIN SPINDLE MOTOR 1PH808 | 6400.32
1PH8133-2DG22-2QH1 | COMPACT SYNCHRONOUS MOTOR 1PH813 | 13315.17
1PH8133-2DG23-0QC1 | COMPACT SYNCHRONOUS MOTOR 1PH813 | 13669.94
1PH8133-2DL03-0BA1 | COMPACT SYNCHRONOUS MOTOR 1PH813 | 13751.76
1PH8133-2DL03-0CA1 | COMPACT SYNCHRONOUS MOTOR 1PH813 | 13979.76
1PH8133-2DL03-0FB1 | COMPACT SYNCHRONOUS MOTOR 1PH813 | 13905.21
1PH8133-2DL03-2BC1 | COMPACT SYNCHRONOUS MOTOR 1PH813 | 13751.76
1PH8135-1DF02-2BA1 | COMPACT ASYNCHRONOUS MOTOR 1PH813 | 7214.9
1PH8135-1DF02-2BA1-ZX01 | COMPACT ASYNCHRONOUS MOTOR 1PH813 | 7392.27
1PH8135-1DF02-2BA1-ZX02 | COMPACT ASYNCHRONOUS MOTOR 1PH813 | 7392.27
1PH8135-1DF02-2BB1 | COMPACT ASYNCHRONOUS MOTOR 1PH813 | 7214.9
1PH8135-1DF03-0CA1 | COMPACT ASYNCHRONOUS MOTOR 1PH813 | 7797.66
1PH8135-1DF03-0CB1 | COMPACT ASYNCHRONOUS MOTOR 1PH813 | 7797.66
1PH8135-1DF03-0CE1 | COMPACT ASYNCHRONOUS MOTOR 1PH813 | 7797.66
1PH8135-1DF03-0GA1 | COMPACT ASYNCHRONOUS MOTOR 1PH813 | 7236.65
1PH8135-1DF03-0LA1-ZK23X02 | COMPACT ASYNCHRONOUS MOTOR 1PH813 | 8652.23
1PH8135-1DF03-2BB1 | COMPACT ASYNCHRONOUS MOTOR 1PH813 | 7569.67
1PH8135-1DF03-2BC1 | COMPACT ASYNCHRONOUS MOTOR 1PH813 | 7569.67
1PH8137-1DF00-0FA1 | COMPACT ASYNCHRONOUS MOTOR 1PH813 | 7412.06
1PH8137-1DF00-0FB1 | COMPACT ASYNCHRONOUS MOTOR 1PH813 | 7412.06
1PH8137-1DF00-1GC1 | COMPACT ASYNCHRONOUS MOTOR 1PH813 | 6925.6
1PH8137-1DF00-1LA1 | COMPACT ASYNCHRONOUS MOTOR 1PH813 | 7897.76
1PH8137-1DF00-2BA1 | COMPACT ASYNCHRONOUS MOTOR 1PH813 | 7258.64
6AV2101-4AB08-0AK5 | WinCC Comfort V18 Upgrade DL | 1475.32
6AV2101-4BB08-0AK5 | WinCC Comfort V18 Upgrade DL | 516.69
6AV2102-4AA08-0AK5 | WinCC Advanced V18 Upgrade DL | 1291.71
6AV2103-0DA08-0AA5 | WinCC Prof. 512 PowerTags V18 | 4372.32
6AV2103-0XA08-0AH5 | WinCC Prof. max. PowerTags V18 DL | 7378.17
6AV2103-3DA08-0AK5 | WinCC Prof. 512 V18 Upgrade DL | 1475.32
6AV2105-0BA18-0AA0 | WinCC Runtime Prof 128, Asia V18 | 4062.97
6AV2107-0PX08-0AA5 | Visualization Architect V18 | 8101.2
6AV2107-3PX08-0AA5 | Visualization Architect UG V17->V18 | 3241.46
6AV2108-0AA08-0AA5 | Energy Suite V18, Engineering +2x5EnO | 1657.29
1PH8087-1DG00-1BA1 | MAIN SPINDLE MOTOR 1PH808 | 5519.16
1PH8087-1DG00-2BA1 | MAIN SPINDLE MOTOR 1PH808 | 5519.16
1PH8087-1DG02-0CG1 | MAIN SPINDLE MOTOR 1PH808 | 5924.52
1PH8087-1DG02-0DE1 | MAIN SPINDLE MOTOR 1PH808 | 6006.54
1PH8087-1DG02-0LG1 | MAIN SPINDLE MOTOR 1PH808 | 6336.32
1PH8087-1DG02-1BA1-ZX01 | MAIN SPINDLE MOTOR 1PH808 | 5848.54
1PH8087-1DG10-0BC1 | MAIN SPINDLE MOTOR 1PH808 | 5519.16
1PH8087-1DG10-2BA1 | MAIN SPINDLE MOTOR 1PH808 | 5519.16
1PH8087-1DG12-0BE1 | MAIN SPINDLE MOTOR 1PH808 | 5696.54
1PH8087-1DG12-2BA1 | MAIN SPINDLE MOTOR 1PH808 | 5696.54
1PH8087-1SN02-1LA1 | MAIN SPINDLE MOTOR 1PH808 | 7907.4
1PH8087-1SV12-0NF1 | MAIN SPINDLE MOTOR 1PH808 | 10150.3
1PH8087-1UF00-1LA1 | MAIN SPINDLE MOTOR 1PH808 | 6400.32
1PH8133-2DG23-2CA1 | COMPACT SYNCHRONOUS MOTOR 1PH813 | 13394.79
1PH8133-2DL00-0CA1 | COMPACT SYNCHRONOUS MOTOR 1PH813 | 13346.27
1PH8133-2DL00-1BA1 | COMPACT SYNCHRONOUS MOTOR 1PH813 | 13118.29
1PH8133-2DL02-1BA1 | COMPACT SYNCHRONOUS MOTOR 1PH813 | 13397
1PH8133-2DL02-2BA1 | COMPACT SYNCHRONOUS MOTOR 1PH813 | 13397
1PH8133-2DL10-2BA1 | COMPACT SYNCHRONOUS MOTOR 1PH813 | 13118.29
1PH8133-2DL12-2BC1-ZX01 | COMPACT SYNCHRONOUS MOTOR 1PH813 | 13574.36
1PH8135-1DF02-1CC1 | COMPACT ASYNCHRONOUS MOTOR 1PH813 | 7442.9
1PH8135-1DF02-1DE1 | COMPACT ASYNCHRONOUS MOTOR 1PH813 | 7524.92
1PH8135-1DF02-1LA1 | COMPACT ASYNCHRONOUS MOTOR 1PH813 | 7854.02
1PH8135-1DF02-2BD1 | COMPACT ASYNCHRONOUS MOTOR 1PH813 | 7441.16
1PH8135-1DF02-2BH1 | COMPACT ASYNCHRONOUS MOTOR 1PH813 | 7214.9
1PH8135-1DF03-0BA1 | COMPACT ASYNCHRONOUS MOTOR 1PH813 | 7569.67
1PH8135-1DF03-0BD1-ZK10 | COMPACT ASYNCHRONOUS MOTOR 1PH813 | 8049.32
1PH8135-1DF03-1BB1 | COMPACT ASYNCHRONOUS MOTOR 1PH813 | 7569.67
1PH8135-1DF03-1BG1 | COMPACT ASYNCHRONOUS MOTOR 1PH813 | 7569.67
1PH8135-1DF03-1GA1 | COMPACT ASYNCHRONOUS MOTOR 1PH813 | 7236.65
1PH8135-1DF03-2BA1 | COMPACT ASYNCHRONOUS MOTOR 1PH813 | 7569.67
1PH8137-1DF00-0LA1 | COMPACT ASYNCHRONOUS MOTOR 1PH813 | 7897.76
1PH8137-1DF00-1BA1 | COMPACT ASYNCHRONOUS MOTOR 1PH813 | 7258.64
1PH8137-1DF00-1FA1-ZX02 | COMPACT ASYNCHRONOUS MOTOR 1PH813 | 7589.44
1PH8137-1DF00-1GA1 | COMPACT ASYNCHRONOUS MOTOR 1PH813 | 6925.6
1PH8137-1DF00-2BB1 | COMPACT ASYNCHRONOUS MOTOR 1PH813 | 7258.64
1PH8137-1DF00-2BC1-ZK10 | COMPACT ASYNCHRONOUS MOTOR 1PH813 | 7512
1PH8137-1DF02-0BA1 | COMPACT ASYNCHRONOUS MOTOR 1PH813 | 7537.34
1PH8163-1DG02-2GA1 | COMPACT ASYNCHRONOUS MOTOR 1PH816 | 9012.36
1PH8163-1HD00-1BA2 | COMPACT ASYNCHRONOUS MOTOR 1PH816 | 7394.29
1PH8163-1HD00-2FB2 | COMPACT ASYNCHRONOUS MOTOR 1PH816 | 7604.3
1PH8163-1HF00-1BA2 | COMPACT ASYNCHRONOUS MOTOR 1PH816 | 7394.29
1PH8163-1HF00-2GA2 | COMPACT ASYNCHRONOUS MOTOR 1PH816 | 7061.26
1PH8163-1HF12-0GA2 | COMPACT ASYNCHRONOUS MOTOR 1PH816 | 7593.36
1PH8163-1HF13-0BB2 | COMPACT ASYNCHRONOUS MOTOR 1PH816 | 7926.41
1PH8163-1MF03-1HC2 | COMPACT ASYNCHRONOUS MOTOR 1PH816 | 8429.58
1PH8163-1MG23-0LZ2Q1F | COMPACT ASYNCHRONOUS MOTOR 1PH816 | 11013.05
1PH8087-1DG02-0CA1 | MAIN SPINDLE MOTOR 1PH808 | 5924.52
1PH8087-1DG02-0CB1 | MAIN SPINDLE MOTOR 1PH808 | 5924.52
1PH8087-1DG02-2BA1 | MAIN SPINDLE MOTOR 1PH808 | 5696.54
1PH8087-1DG02-2BA1-ZX02 | MAIN SPINDLE MOTOR 1PH808 | 5848.54
1PH8087-1DG02-2DA1 | MAIN SPINDLE MOTOR 1PH808 | 6006.54
1PH8087-1DG02-2DA1-ZX01 | MAIN SPINDLE MOTOR 1PH808 | 6158.56
1PH8087-1SN10-2LA1 | MAIN SPINDLE MOTOR 1PH808 | 7730.02
1PH8087-1SN22-0MA1 | MAIN SPINDLE MOTOR 1PH808 | 8788.24
1PH8087-1SN22-0MC1 | MAIN SPINDLE MOTOR 1PH808 | 8788.24
1PH8087-1SV02-0NA1 | MAIN SPINDLE MOTOR 1PH808 | 10150.3
1PH8133-2DL00-2QA1 | COMPACT SYNCHRONOUS MOTOR 1PH813 | 13621.43
1PH8133-2DL02-0BA1 | COMPACT SYNCHRONOUS MOTOR 1PH813 | 13397
1PH8133-2DL02-0CA1 | COMPACT SYNCHRONOUS MOTOR 1PH813 | 13624.96
1PH8133-2DL02-0GA1 | COMPACT SYNCHRONOUS MOTOR 1PH813 | 13063.95
1PH8133-2DL12-2BG1 | COMPACT SYNCHRONOUS MOTOR 1PH813 | 13397
1PH8133-2DL13-1BH1 | COMPACT SYNCHRONOUS MOTOR 1PH813 | 13751.76
1PH8133-2EF12-0GG2 | COMPACT SYNCHRONOUS MOTOR 1PH813 | 13317.34
1PH8133-2FF00-0CA1 | COMPACT SYNCHRONOUS MOTOR 1PH813 | 14410.55
1PH8135-1DF02-2CC1 | COMPACT ASYNCHRONOUS MOTOR 1PH813 | 7442.9
1PH8135-1DF02-2DA1 | COMPACT ASYNCHRONOUS MOTOR 1PH813 | 7524.92
1PH8135-1DF02-2FA1 | COMPACT ASYNCHRONOUS MOTOR 1PH813 | 7368.35
1PH8135-1DF02-2GA1 | COMPACT ASYNCHRONOUS MOTOR 1PH813 | 6881.85
1PH8135-1DF03-1CA1 | COMPACT ASYNCHRONOUS MOTOR 1PH813 | 7797.66
1PH8135-1DF03-1CB1 | COMPACT ASYNCHRONOUS MOTOR 1PH813 | 7797.66
1PH8135-1DF03-1CC1 | COMPACT ASYNCHRONOUS MOTOR 1PH813 | 7797.66
1PH8135-1DF03-1DA1 | COMPACT ASYNCHRONOUS MOTOR 1PH813 | 7879.69
1PH8137-1DF00-1BB1 | COMPACT ASYNCHRONOUS MOTOR 1PH813 | 7258.64
1PH8137-1DF00-1BG1 | COMPACT ASYNCHRONOUS MOTOR 1PH813 | 7258.64
1PH8137-1DF00-1CA1 | COMPACT ASYNCHRONOUS MOTOR 1PH813 | 7486.61
1PH8137-1DF00-1CG1 | COMPACT ASYNCHRONOUS MOTOR 1PH813 | 7486.61
1PH8137-1DF00-1DA1 | COMPACT ASYNCHRONOUS MOTOR 1PH813 | 7568.66
1PH8137-1DF00-2CA1 | COMPACT ASYNCHRONOUS MOTOR 1PH813 | 7486.61
1PH8137-1DF00-2DA1 | COMPACT ASYNCHRONOUS MOTOR 1PH813 | 7568.66
1PH8137-1DF00-2FA1 | COMPACT ASYNCHRONOUS MOTOR 1PH813 | 7412.06
1PH8137-1DF00-2GA1 | COMPACT ASYNCHRONOUS MOTOR 1PH813 | 6925.6
1PH8163-1HD02-1BA2 | COMPACT ASYNCHRONOUS MOTOR 1PH816 | 8154.47
1PH8163-1HD03-0GB2 | COMPACT ASYNCHRONOUS MOTOR 1PH816 | 7593.36
1PH8163-1HD10-2DA2-ZK80 | COMPACT ASYNCHRONOUS MOTOR 1PH816 | 8281.81
1PH8163-1HF00-0GA2 | COMPACT ASYNCHRONOUS MOTOR 1PH816 | 6833.2
1PH8163-1JF13-2BC2-ZX01 | COMPACT ASYNCHRONOUS MOTOR 1PH816 | 8863.99
1PH8163-1JG13-2GB2-ZX01 | COMPACT ASYNCHRONOUS MOTOR 1PH816 | 8530.95
1PH8163-1MB00-2BA2-ZB02 | COMPACT ASYNCHRONOUS MOTOR 1PH816 | 7850.08
1PH8163-1MD03-1LB2 | COMPACT ASYNCHRONOUS MOTOR 1PH816 | 9303.82
1PH8163-1SF03-3LA1 | COMPACT ASYNCHRONOUS MOTOR 1PH816 | 13484.79
1PH8165-1DG03-2GA1 | COMPACT ASYNCHRONOUS MOTOR 1PH816 | 9658.28
1PH8165-1DG03-2LA1 | COMPACT ASYNCHRONOUS MOTOR 1PH816 | 10760.57
1PH8165-1DG10-0DA1 | COMPACT ASYNCHRONOUS MOTOR 1PH816 | 9338.47
1PH8165-1DG10-2GA1 | COMPACT ASYNCHRONOUS MOTOR 1PH816 | 8898.09
1PH8165-1DG10-2GA1-ZX01 | COMPACT ASYNCHRONOUS MOTOR 1PH816 | 9126.15
1PH8165-1DG12-0BA1 | COMPACT ASYNCHRONOUS MOTOR 1PH816 | 9763.23
1PH8165-1DG12-0BA1-ZK18 | COMPACT ASYNCHRONOUS MOTOR 1PH816 | 10067.35
1PH8165-1DG20-0LA1 | COMPACT ASYNCHRONOUS MOTOR 1PH816 | 12555.62
1PH8165-1DG20-0MA1 | COMPACT ASYNCHRONOUS MOTOR 1PH816 | 13480.49
1PH8165-1DG20-1BC1 | COMPACT ASYNCHRONOUS MOTOR 1PH816 | 12014.45
1PH8165-1DG20-2BA1 | COMPACT ASYNCHRONOUS MOTOR 1PH816 | 12014.45
1PH8186-2DF21-2FA1-ZK09 | COMPACT SYNCHRONOUS MOTOR | 30420.14
1PH8087-1SN02-3LA1 | MAIN SPINDLE MOTOR 1PH808 | 9579.79
1PH8087-1SV02-0NE1 | MAIN SPINDLE MOTOR 1PH808 | 10150.3
1PH8087-1UF00-0LA1 | MAIN SPINDLE MOTOR 1PH808 | 6400.32
1PH8133-2DL00-0BA1 | COMPACT SYNCHRONOUS MOTOR 1PH813 | 13118.29
1PH8133-2DL00-0GA1 | COMPACT SYNCHRONOUS MOTOR 1PH813 | 12785.24
1PH8133-2DL02-1QA1 | COMPACT SYNCHRONOUS MOTOR 1PH813 | 13900.14
1PH8133-2DL02-2GH1 | COMPACT SYNCHRONOUS MOTOR 1PH813 | 13063.95
1PH8133-2DL03-2CA1 | COMPACT SYNCHRONOUS MOTOR 1PH813 | 13979.76
1PH8133-2DL12-1QA1 | COMPACT SYNCHRONOUS MOTOR 1PH813 | 13900.14
1PH8135-1DF02-1DA1 | COMPACT ASYNCHRONOUS MOTOR 1PH813 | 7524.92
1PH8135-1DF02-1GA1 | COMPACT ASYNCHRONOUS MOTOR 1PH813 | 6881.85
1PH8135-1DF02-2BE1 | COMPACT ASYNCHRONOUS MOTOR 1PH813 | 7214.9
1PH8135-1DF02-2CA1 | COMPACT ASYNCHRONOUS MOTOR 1PH813 | 7442.9
1PH8135-1DF02-2LA1 | COMPACT ASYNCHRONOUS MOTOR 1PH813 | 7854.02
1PH8135-1DF03-0BA1-ZK24 | COMPACT ASYNCHRONOUS MOTOR 1PH813 | 7747.05
1PH8135-1DF03-1BA1 | COMPACT ASYNCHRONOUS MOTOR 1PH813 | 7569.67
1PH8135-1DF03-1BC1 | COMPACT ASYNCHRONOUS MOTOR 1PH813 | 7569.67
1PH8135-1DF03-1LA1 | COMPACT ASYNCHRONOUS MOTOR 1PH813 | 8208.8
1PH8135-1DF03-2BA1-ZX04 | COMPACT ASYNCHRONOUS MOTOR 1PH813 | 7747.05
1PH8137-1DF00-0GA1 | COMPACT ASYNCHRONOUS MOTOR 1PH813 | 6925.6
1PH8137-1DF00-0LC1 | COMPACT ASYNCHRONOUS MOTOR 1PH813 | 7897.76
1PH8137-1DF00-1DB1 | COMPACT ASYNCHRONOUS MOTOR 1PH813 | 7568.66
1PH8137-1DF00-1FC1-ZK10 | COMPACT ASYNCHRONOUS MOTOR 1PH813 | 7665.45
1PH8137-1DF00-2BB1-ZX01 | COMPACT ASYNCHRONOUS MOTOR 1PH813 | 7435.99
1PH8137-1DF00-2BE1 | COMPACT ASYNCHRONOUS MOTOR 1PH813 | 7258.64
1PH8137-1DF00-2LA1 | COMPACT ASYNCHRONOUS MOTOR 1PH813 | 7897.76
1PH8137-1DF02-0BC1 | COMPACT ASYNCHRONOUS MOTOR 1PH813 | 7537.34
1PH8163-1HB00-1FA2-ZX06 | COMPACT ASYNCHRONOUS MOTOR 1PH816 | 7832.36
1PH8163-1HD00-2BA2 | COMPACT ASYNCHRONOUS MOTOR 1PH816 | 7394.29
1PH8163-1HF00-1FA2 | COMPACT ASYNCHRONOUS MOTOR 1PH816 | 7604.3
1PH8163-1HF00-2GA2-ZK24 | COMPACT ASYNCHRONOUS MOTOR 1PH816 | 7289.32
1PH8163-1HF10-2GC2-ZK09 | COMPACT ASYNCHRONOUS MOTOR 1PH816 | 7441.38
1PH8163-1HF12-2GA2-ZK18 | COMPACT ASYNCHRONOUS MOTOR 1PH816 | 8125.54
1PH8163-1JD13-2BA2 | COMPACT ASYNCHRONOUS MOTOR 1PH816 | 8635.93
1PH8163-1MF03-1GB2 | COMPACT ASYNCHRONOUS MOTOR 1PH816 | 8201.52
1PH8163-1MF23-1BC2 | COMPACT ASYNCHRONOUS MOTOR 1PH816 | 10190.04
1PH8163-1SF00-1LD1 | COMPACT ASYNCHRONOUS MOTOR 1PH816 | 11151.81
1PH8163-1SF03-0LA1 | COMPACT ASYNCHRONOUS MOTOR 1PH816 | 11457.65
1PH8165-1DG10-0LC1 | COMPACT ASYNCHRONOUS MOTOR 1PH816 | 9772.31
1PH8165-1DG10-1BA1 | COMPACT ASYNCHRONOUS MOTOR 1PH816 | 9231.13
1PH8165-1DG10-1BB1 | COMPACT ASYNCHRONOUS MOTOR 1PH816 | 9231.13
1PH8165-1DG10-2BA1 | COMPACT ASYNCHRONOUS MOTOR 1PH816 | 9231.13
1PH8165-1DG10-2FA1 | COMPACT ASYNCHRONOUS MOTOR 1PH816 | 9441.13
1PH8165-1DG12-1BA1 | COMPACT ASYNCHRONOUS MOTOR 1PH816 | 9991.3
1PH8165-1DG13-0LB1 | COMPACT ASYNCHRONOUS MOTOR 1PH816 | 10532.5
1PH8165-1DG13-2BA1 | COMPACT ASYNCHRONOUS MOTOR 1PH816 | 9991.3
1PH8165-1DG13-2LC1 | COMPACT ASYNCHRONOUS MOTOR 1PH816 | 10760.57
1PH8165-1DG20-2DA1 | COMPACT ASYNCHRONOUS MOTOR 1PH816 | 12349.85
1PH8184-1FL03-2BA1 | COMPACT ASYNCHRONOUS MOTOR | 14472.49
1PH8186-2DF10-1BC1 | COMPACT SYNCHRONOUS MOTOR | 23896.23
1PH8186-2DF13-1BC1-ZK40 | COMPACT SYNCHRONOUS MOTOR | 26088.35
1PH8224-1DD00-2AA1 | COMPACT ASYNCHRONOUS MOTOR | 19911.4
1PH8224-1DD03-0CC1 | COMPACT ASYNCHRONOUS MOTOR | 22375.91
1PH8224-1DF00-2EA1-ZK24L00L76 | COMPACT ASYNCHRONOUS MOTOR | 21757.75
1PH8224-1DF01-0AA1 | COMPACT ASYNCHRONOUS MOTOR | 20365.35
1PH8286-1HF10-2EV2-ZG14 | COMPACT ASYNCHRONOUS MOTOR | 45371.46
1PH8137-1DF00-2BA1-ZX01 | COMPACT ASYNCHRONOUS MOTOR 1PH813 | 7435.99
1PH8163-1DG03-0BC1 | COMPACT ASYNCHRONOUS MOTOR 1PH816 | 9117.33
1PH8163-1DG03-0CA1 | COMPACT ASYNCHRONOUS MOTOR 1PH816 | 9345.33
1PH8163-1DG03-0DA1 | COMPACT ASYNCHRONOUS MOTOR 1PH816 | 9452.75
1PH8163-1DG03-0LC1 | COMPACT ASYNCHRONOUS MOTOR 1PH816 | 9886.58
1PH8163-1FG22-2BA1-ZK18 | COMPACT ASYNCHRONOUS MOTOR 1PH816 | 12369.26
1PH8163-1HF03-0BA2 | COMPACT ASYNCHRONOUS MOTOR 1PH816 | 7926.41
1PH8163-1HF10-1QA2 | COMPACT ASYNCHRONOUS MOTOR 1PH816 | 8008.16
1PH8163-1HF10-1QA2-ZG14K09Q31 | COMPACT ASYNCHRONOUS MOTOR 1PH816 | 9203.28
1PH8163-1HF10-1QA2-ZG14Q31 | COMPACT ASYNCHRONOUS MOTOR 1PH816 | 8823.16
1PH8163-1SB03-3LB1 | COMPACT ASYNCHRONOUS MOTOR 1PH816 | 13484.79
1PH8163-1SD03-2LA1 | COMPACT ASYNCHRONOUS MOTOR 1PH816 | 11685.71
1PH8163-1SD03-3LA1 | COMPACT ASYNCHRONOUS MOTOR 1PH816 | 13484.79
1PH8163-1SD03-3MB1 | COMPACT ASYNCHRONOUS MOTOR 1PH816 | 14409.66
1PH8165-1DG10-1BB1-ZX01 | COMPACT ASYNCHRONOUS MOTOR 1PH816 | 9459.2
1PH8165-1DG10-1BC1 | COMPACT ASYNCHRONOUS MOTOR 1PH816 | 9231.13
1PH8165-1DG10-1DA1 | COMPACT ASYNCHRONOUS MOTOR 1PH816 | 9566.53
1PH8165-1DG10-1GA1 | COMPACT ASYNCHRONOUS MOTOR 1PH816 | 8898.09
1PH8165-1DG13-0LB1-ZX01 | COMPACT ASYNCHRONOUS MOTOR 1PH816 | 10760.57
1PH8165-1DG13-0LC1 | COMPACT ASYNCHRONOUS MOTOR 1PH816 | 10532.5
1PH8165-1DG13-1FA1 | COMPACT ASYNCHRONOUS MOTOR 1PH816 | 10201.32
1PH8165-1DG13-1FA1-ZK09 | COMPACT ASYNCHRONOUS MOTOR 1PH816 | 10581.45
1PH8165-1DG13-1GA1 | COMPACT ASYNCHRONOUS MOTOR 1PH816 | 9658.28
1PH8184-1HF03-2AA2-ZK90L76V92 | COMPACT ASYNCHRONOUS MOTOR | 12579.92
1PH8184-1HF03-2AB2-ZK90L76V92 | COMPACT ASYNCHRONOUS MOTOR | 12579.92
1PH8186-1MB00-1EB2-ZK24L76 | COMPACT ASYNCHRONOUS MOTOR | 16153.44
1PH8186-1MF00-2EB2 | COMPACT ASYNCHRONOUS MOTOR | 15370.72
1PH8224-1DD10-1BA1-ZK23K40X19 | COMPACT ASYNCHRONOUS MOTOR | 22492.69
1PH8224-1DD10-1BA1-ZK40 | COMPACT ASYNCHRONOUS MOTOR | 21273.36
1PH8224-1DD10-2BA1-ZG14 | COMPACT ASYNCHRONOUS MOTOR | 20973.72
1PH8224-1DF00-2EA1-ZK24 | COMPACT ASYNCHRONOUS MOTOR | 20897.15
1PH8288-1AD10-2AX2 | COMPACT ASYNCHRONOUS MOTOR | 53631.52
1PH8288-1DB10-1AU1 | COMPACT ASYNCHRONOUS MOTOR | 55334.49
1PH8288-1DB10-2BU1-ZG14K23K83 | COMPACT ASYNCHRONOUS MOTOR | 57376.97
6AG4112-3GR04-0DX0 | SIMATIC IPC647E (Rack PC) | 9321.7
6AG4112-3HR13-0JX2 | SIMATIC IPC647E (Rack PC) | 9808.61
6AG4131-3GD30-8AA0 | SIMATIC IPC627E (Box PC) | 7001.01
6AG4131-3GE13-1AA2 | SIMATIC IPC627E (Box PC) | 6592.01
6AG4141-3CC07-0DA0 | SIMATIC IPC427E (MicroBOX PC) | 4194.92
6AG4141-5AC35-0GA0 | SIMATIC IPC427E (MicroBOX PC) | 5508.82
6AG4141-5BB40-0FA0 | SIMATIC IPC427E (MicroBOX PC) | 4247.35
6AG4141-5BG15-0FA0 | SIMATIC IPC427E (MicroBOX PC) | 4497.55
1PH8087-1DF02-2BD1 | MAIN SPINDLE MOTOR 1PH808 | 5832.29
1PH8087-1DF02-2BE1 | MAIN SPINDLE MOTOR 1PH808 | 5696.54
1PH8087-1DF02-2GA1 | MAIN SPINDLE MOTOR 1PH808 | 5363.49
1PH8087-1DF02-2LC1 | MAIN SPINDLE MOTOR 1PH808 | 6336.32
1PH8087-1DF12-1CA1 | MAIN SPINDLE MOTOR 1PH808 | 5924.52
1PH8087-1DF12-2BA1 | MAIN SPINDLE MOTOR 1PH808 | 5696.54
1PH8087-1DF12-2BB1 | MAIN SPINDLE MOTOR 1PH808 | 5696.54
1PH8087-1DF12-2BE1 | MAIN SPINDLE MOTOR 1PH808 | 5696.54
1PH8087-1DF12-2BH1 | MAIN SPINDLE MOTOR 1PH808 | 5696.54
1PH8087-1HG02-0BA2 | MAIN SPINDLE MOTOR 1PH808 | 4505.6
1PH8087-1HG10-1BA2 | MAIN SPINDLE MOTOR 1PH808 | 4328.24
1PH8087-1JF02-2GA2-ZX01 | MAIN SPINDLE MOTOR 1PH808 | 4806.05
1PH8087-1MF00-2BA2 | MAIN SPINDLE MOTOR 1PH808 | 4708.33
1PH8087-1SM00-0MB1 | MAIN SPINDLE MOTOR 1PH808 | 8247.74
1PH8087-1SM02-0LA1 | MAIN SPINDLE MOTOR 1PH808 | 7907.4
1PH8163-1SF00-1LA1 | COMPACT ASYNCHRONOUS MOTOR 1PH816 | 10925.52
1PH8163-1SF00-2LA1 | COMPACT ASYNCHRONOUS MOTOR 1PH816 | 10925.52
1PH8165-1DG10-0MA1 | COMPACT ASYNCHRONOUS MOTOR 1PH816 | 10697.18
1PH8165-1DG10-1BA1-ZX01 | COMPACT ASYNCHRONOUS MOTOR 1PH816 | 9459.2
1PH8165-1DG10-2BB1 | COMPACT ASYNCHRONOUS MOTOR 1PH816 | 9231.13
1PH8165-1DG10-2FC1-ZK09 | COMPACT ASYNCHRONOUS MOTOR 1PH816 | 9821.25
1PH8165-1DG12-0CZ1Q1K | COMPACT ASYNCHRONOUS MOTOR 1PH816 | 11284.5
1PH8165-1DG13-0BA1 | COMPACT ASYNCHRONOUS MOTOR 1PH816 | 9763.23
1PH8165-1DG13-1GC1-ZX05 | COMPACT ASYNCHRONOUS MOTOR 1PH816 | 9886.32
1PH8165-1DG13-2BB1 | COMPACT ASYNCHRONOUS MOTOR 1PH816 | 9991.3
1PH8184-1FF21-2BA1 | COMPACT ASYNCHRONOUS MOTOR | 18289.6
1PH8184-1HF00-2BA2-ZL76V92 | COMPACT ASYNCHRONOUS MOTOR | 11490.36
1PH8186-2DD03-0CC1 | COMPACT SYNCHRONOUS MOTOR | 25582.46
1PH8186-2DF13-1BC1 | COMPACT SYNCHRONOUS MOTOR | 25271.18
1PH8224-1DC12-1BA1 | COMPACT ASYNCHRONOUS MOTOR | 21973.82
1PH8224-1DD03-0AA1 | COMPACT ASYNCHRONOUS MOTOR | 21273.36
1PH8224-1DF00-2EA1-ZK24L76 | COMPACT ASYNCHRONOUS MOTOR | 21109.16
1PH8224-1DF01-2EA1-ZL76X04 | COMPACT ASYNCHRONOUS MOTOR | 21627.97
1PH8286-1FB10-2AU1 | COMPACT ASYNCHRONOUS MOTOR | 46300.17
1PH8286-1HF23-2AD2 | COMPACT ASYNCHRONOUS MOTOR | 57294.38
6AG4104-5GH02-2AC0 | SIMATIC IPC547J | 5627.18
6AG4104-5HG32-2JA0 | SIMATIC IPC547J | 5252.64
6AG4104-5LQ42-2AN0 | SIMATIC IPC547J | 9577.89
6AG4112-3DQ32-0CA2 | SIMATIC IPC647E (Rack PC) | 6657.93
6AG4131-3GG13-1AA1 | SIMATIC IPC627E (Box PC) | 6761.31
6AG4131-3GJ10-3CA3 | SIMATIC IPC627E (Box PC) | 6206.97
6AG4131-3GL40-1CA0 | SIMATIC IPC627E (Box PC) | 9552.42
6AG4131-3HG43-1AA1 | SIMATIC IPC627E (Box PC) | 9612.35
6AG4131-3CH23-2AA3 | SIMATIC IPC627E (Box PC) | 8055.74
1PH8087-1DF02-1LA1 | MAIN SPINDLE MOTOR 1PH808 | 6336.32
1PH8087-1DF02-2BA1-ZK23X05 | MAIN SPINDLE MOTOR 1PH808 | 6000.56
1PH8087-1DF02-2BB1 | MAIN SPINDLE MOTOR 1PH808 | 5696.54
1PH8087-1DF02-2BB1-ZX52 | MAIN SPINDLE MOTOR 1PH808 | 6177.96
1PH8087-1DF02-2BC1-ZK23X05 | MAIN SPINDLE MOTOR 1PH808 | 6000.56
1PH8087-1DF10-0BA1 | MAIN SPINDLE MOTOR 1PH808 | 5519.16
1PH8087-1DF10-1BH1 | MAIN SPINDLE MOTOR 1PH808 | 5519.16
1PH8087-1DF12-1BB1 | MAIN SPINDLE MOTOR 1PH808 | 5696.54
1PH8087-1DF12-1BG1 | MAIN SPINDLE MOTOR 1PH808 | 5696.54
1PH8087-1DF12-2GH1 | MAIN SPINDLE MOTOR 1PH808 | 5363.49
1PH8087-1DF22-0BA1 | MAIN SPINDLE MOTOR 1PH808 | 6059.67
1PH8087-1FN02-0BA1 | MAIN SPINDLE MOTOR 1PH808 | 6760.82
1PH8087-1HF12-2GA2 | MAIN SPINDLE MOTOR 1PH808 | 4172.57
1PH8087-1MM12-1BA2 | MAIN SPINDLE MOTOR 1PH808 | 4885.7
1PH8087-1SF02-3LA1 | MAIN SPINDLE MOTOR 1PH808 | 9579.79
1PH8087-1SG10-0MA1 | MAIN SPINDLE MOTOR 1PH808 | 8247.74
1PH8087-1SM00-0MA1 | MAIN SPINDLE MOTOR 1PH808 | 8247.74
1PH8087-1SM02-3LA1 | MAIN SPINDLE MOTOR 1PH808 | 9579.79
1PH8087-1SM02-3LG1 | MAIN SPINDLE MOTOR 1PH808 | 9579.79
1PH8087-1SN02-0LB1 | MAIN SPINDLE MOTOR 1PH808 | 7907.4
1PH8135-1DF00-1GB1 | COMPACT ASYNCHRONOUS MOTOR 1PH813 | 6603.15
1PH8135-1DF00-2BE1 | COMPACT ASYNCHRONOUS MOTOR 1PH813 | 6936.2
1PH8135-1DF00-2CB1 | COMPACT ASYNCHRONOUS MOTOR 1PH813 | 7164.18
1PH8135-1DF00-2GA1 | COMPACT ASYNCHRONOUS MOTOR 1PH813 | 6603.15
1PH8135-1DF00-2LA1 | COMPACT ASYNCHRONOUS MOTOR 1PH813 | 7575.31
1PH8135-1DF02-0CA1 | COMPACT ASYNCHRONOUS MOTOR 1PH813 | 7442.9
1PH8135-1DF02-0DA1 | COMPACT ASYNCHRONOUS MOTOR 1PH813 | 7524.92
1PH8135-1DF02-0MC1 | COMPACT ASYNCHRONOUS MOTOR 1PH813 | 8640.72
1PH8135-1DF02-1BB1 | COMPACT ASYNCHRONOUS MOTOR 1PH813 | 7214.9
1PH8137-1DD10-2BA1 | COMPACT ASYNCHRONOUS MOTOR 1PH813 | 7258.64
1PH8186-2DL23-1FA1 | COMPACT SYNCHRONOUS MOTOR | 29408.34
1PH8186-3DF00-2AA1-ZU63 | COMPACT ASYNCHRONOUS MOTOR | 32819.87
1PH8224-1DC02-1CA1 | COMPACT ASYNCHRONOUS MOTOR | 22583.48
1PH8224-1DC03-2BA1 | COMPACT ASYNCHRONOUS MOTOR | 21973.82
1PH8224-1DF15-1EA1 | COMPACT ASYNCHRONOUS MOTOR | 22583.43
1PH8224-1DF22-2AB1 | COMPACT ASYNCHRONOUS MOTOR | 27252.71
1PH8286-1DF43-0BU1 | COMPACT ASYNCHRONOUS MOTOR | 62126.43
1PH8286-1DW13-1AU1-ZG14 | COMPACT ASYNCHRONOUS MOTOR | 47953.44
6AG4104-5HN10-2KC0 | SIMATIC IPC547J | 8708.94
6AG4104-5JD12-3BX0 | SIMATIC IPC547J | 5979.25
6AG4104-5JJ36-3AX0 | SIMATIC IPC547J | 8619.05
6AG4104-5JJ36-3AX8 | SIMATIC IPC547J | 8704.45
6AG4131-3HC20-1BA0 | SIMATIC IPC627E (Box PC) | 6238.43
6AG4131-3HC20-3AA1 | SIMATIC IPC627E (Box PC) | 6048.16
6AG4131-3HC30-3CB0 | SIMATIC IPC627E (Box PC) | 7090.9
6AG4131-3HD30-3AB2 | SIMATIC IPC627E (Box PC) | 7627.25
1PH8087-1DF02-2BA1-ZX01 | MAIN SPINDLE MOTOR 1PH808 | 5848.54
1PH8087-1DF02-2BA1-ZX02 | MAIN SPINDLE MOTOR 1PH808 | 5848.54
1PH8087-1DF02-2BA1-ZX23 | MAIN SPINDLE MOTOR 1PH808 | 6177.96
1PH8087-1DF02-2BA1-ZX52 | MAIN SPINDLE MOTOR 1PH808 | 6177.96
1PH8087-1DF10-2BE1 | MAIN SPINDLE MOTOR 1PH808 | 5519.16
1PH8087-1DF12-0BA1 | MAIN SPINDLE MOTOR 1PH808 | 5696.54
1PH8087-1DF12-0CG1 | MAIN SPINDLE MOTOR 1PH808 | 5924.52
1PH8087-1DF12-0GA1 | MAIN SPINDLE MOTOR 1PH808 | 5363.49
1PH8087-1FG22-1BG1 | MAIN SPINDLE MOTOR 1PH808 | 7123.95
1PH8087-1FM00-0BA1 | MAIN SPINDLE MOTOR 1PH808 | 6583.44
1PH8087-1FM02-0BA1 | MAIN SPINDLE MOTOR 1PH808 | 6760.82
1PH8087-1FM02-0BB1 | MAIN SPINDLE MOTOR 1PH808 | 6760.82
1PH8087-1SF02-3LG1 | MAIN SPINDLE MOTOR 1PH808 | 9579.79
1PH8087-1SF12-0LA1 | MAIN SPINDLE MOTOR 1PH808 | 7907.4
1PH8087-1SG02-0MA1 | MAIN SPINDLE MOTOR 1PH808 | 8425.11
1PH8087-1SG02-1LB1 | MAIN SPINDLE MOTOR 1PH808 | 7907.4
1PH8087-1SG02-3LA1 | MAIN SPINDLE MOTOR 1PH808 | 9579.79
1PH8087-1SM02-3MG1 | MAIN SPINDLE MOTOR 1PH808 | 10097.5
1PH8087-1SN00-0LA1 | MAIN SPINDLE MOTOR 1PH808 | 7730.02
1PH8087-1SN00-0MA1 | MAIN SPINDLE MOTOR 1PH808 | 8247.74
1PH8087-1SN00-1LA1 | MAIN SPINDLE MOTOR 1PH808 | 7730.02
1PH8135-1DF00-2DA1 | COMPACT ASYNCHRONOUS MOTOR 1PH813 | 7246.18
1PH8135-1DF00-2DA1-ZX01 | COMPACT ASYNCHRONOUS MOTOR 1PH813 | 7423.56
1PH8135-1DF00-2DB1 | COMPACT ASYNCHRONOUS MOTOR 1PH813 | 7246.18
1PH8135-1DF00-2FA1 | COMPACT ASYNCHRONOUS MOTOR 1PH813 | 7089.62
1PH8135-1DF02-0GA1 | COMPACT ASYNCHRONOUS MOTOR 1PH813 | 6881.85
1PH8135-1DF02-0GB1 | COMPACT ASYNCHRONOUS MOTOR 1PH813 | 6881.85
1PH8135-1DF02-0CH1 | COMPACT ASYNCHRONOUS MOTOR 1PH813 | 7442.9
1PH8135-1DF02-0LA1 | COMPACT ASYNCHRONOUS MOTOR 1PH813 | 7854.02
1PH8137-1DD10-2BE1 | COMPACT ASYNCHRONOUS MOTOR 1PH813 | 7258.64
1PH8137-1DD10-2CB1 | COMPACT ASYNCHRONOUS MOTOR 1PH813 | 7486.61
1PH8137-1DD10-2DG1 | COMPACT ASYNCHRONOUS MOTOR 1PH813 | 7568.66
1PH8137-1DD10-2FA1 | COMPACT ASYNCHRONOUS MOTOR 1PH813 | 7412.06
1PH8137-1DD12-1GA1 | COMPACT ASYNCHRONOUS MOTOR 1PH813 | 7204.3
1PH8137-1DD12-2BA1 | COMPACT ASYNCHRONOUS MOTOR 1PH813 | 7537.34
1PH8137-1DD12-2BB1 | COMPACT ASYNCHRONOUS MOTOR 1PH813 | 7537.34
1PH8137-1DD12-2BE1 | COMPACT ASYNCHRONOUS MOTOR 1PH813 | 7537.34
1PH8137-1DD10-1DA1 | COMPACT ASYNCHRONOUS MOTOR 1PH813 | 7568.66
1PH8137-1DD10-1GC1 | COMPACT ASYNCHRONOUS MOTOR 1PH813 | 6925.6
1PH8137-1DF03-0LF1 | COMPACT ASYNCHRONOUS MOTOR 1PH813 | 8531.25
1PH8137-1DF03-0MA1 | COMPACT ASYNCHRONOUS MOTOR 1PH813 | 9317.97
1PH8137-1DF03-1GB1-ZX01 | COMPACT ASYNCHRONOUS MOTOR 1PH813 | 7736.45
1PH8137-1DF03-1HA1 | COMPACT ASYNCHRONOUS MOTOR 1PH813 | 7787.16
1PH8286-1HF40-2BU2-ZG14 | COMPACT ASYNCHRONOUS MOTOR | 60005.1
6AG4104-5HD32-2AA0 | SIMATIC IPC547J | 4981.47
6AG4104-5HK32-2JA0 | SIMATIC IPC547J | 5625.69
6AG4104-5KG32-3KX1 | SIMATIC IPC547J | 7986.81
6AG4131-3GG23-1AA2 | SIMATIC IPC627E (Box PC) | 7134.35
6AG4131-3GL20-3AA2 | SIMATIC IPC627E (Box PC) | 7016
6AG4131-3HQ40-3DB3 | SIMATIC IPC627E (Box PC) | 11525.52
6AG4141-0BB07-0FA0 | SIMATIC IPC427E (MicroBOX PC) | 3310.99
6AG4141-5BG17-4FA0 | SIMATIC IPC427E (MicroBOX PC) | 5161.25
1PH8087-1DF02-2BA1 | MAIN SPINDLE MOTOR 1PH808 | 5696.54
1PH8087-1DF02-2BB1-ZK23X05 | MAIN SPINDLE MOTOR 1PH808 | 6000.56
1PH8087-1DF02-2BC1 | MAIN SPINDLE MOTOR 1PH808 | 5696.54
1PH8087-1DF10-1BA1 | MAIN SPINDLE MOTOR 1PH808 | 5519.16
1PH8087-1DF10-2BA1 | MAIN SPINDLE MOTOR 1PH808 | 5519.16
1PH8087-1DF12-1BA1 | MAIN SPINDLE MOTOR 1PH808 | 5696.54
1PH8087-1DF12-1BC1 | MAIN SPINDLE MOTOR 1PH808 | 5696.54
1PH8087-1DF12-2GA1 | MAIN SPINDLE MOTOR 1PH808 | 5363.49
1PH8087-1DF20-0DC1 | MAIN SPINDLE MOTOR 1PH808 | 6192.31
1PH8087-1HF00-1GA2 | MAIN SPINDLE MOTOR 1PH808 | 3995.19
1PH8087-1HF22-1BA2 | MAIN SPINDLE MOTOR 1PH808 | 4868.73
1PH8087-1MF02-2BA2-ZX01 | MAIN SPINDLE MOTOR 1PH808 | 5037.72
1PH8087-1SF02-0LA1 | MAIN SPINDLE MOTOR 1PH808 | 7907.4
1PH8087-1SG02-3LG1 | MAIN SPINDLE MOTOR 1PH808 | 9579.79
1PH8087-1SG20-0MH1 | MAIN SPINDLE MOTOR 1PH808 | 8610.87
1PH8087-1SM02-3LB1 | MAIN SPINDLE MOTOR 1PH808 | 9579.79
1PH8087-1SM02-3MA1 | MAIN SPINDLE MOTOR 1PH808 | 10097.5
1PH8087-1SN02-0LA1 | MAIN SPINDLE MOTOR 1PH808 | 7907.4
1PH8135-1DF00-1GA1-ZK18 | COMPACT ASYNCHRONOUS MOTOR 1PH813 | 6907.27
1PH8135-1DF00-2BC1-ZX02 | COMPACT ASYNCHRONOUS MOTOR 1PH813 | 7113.55
1PH8135-1DF00-2BF1 | COMPACT ASYNCHRONOUS MOTOR 1PH813 | 6936.2
1PH8135-1DF00-2GE1 | COMPACT ASYNCHRONOUS MOTOR 1PH813 | 6603.15
1PH8135-1DF00-2LE1 | COMPACT ASYNCHRONOUS MOTOR 1PH813 | 7575.31
1PH8135-1DF02-0BE1 | COMPACT ASYNCHRONOUS MOTOR 1PH813 | 7214.9
1PH8135-1DF02-0CE1 | COMPACT ASYNCHRONOUS MOTOR 1PH813 | 7442.9
1PH8135-1DF02-0DC1 | COMPACT ASYNCHRONOUS MOTOR 1PH813 | 7524.92
1PH8135-1DF02-0MA1 | COMPACT ASYNCHRONOUS MOTOR 1PH813 | 8640.72
1PH8135-1DF02-1BA1 | COMPACT ASYNCHRONOUS MOTOR 1PH813 | 7214.9
1PH8137-1DD10-2BA1-ZK80 | COMPACT ASYNCHRONOUS MOTOR 1PH813 | 7777.11
1PH8137-1DD10-2BC1 | COMPACT ASYNCHRONOUS MOTOR 1PH813 | 7258.64
1PH8137-1DD10-2FB1 | COMPACT ASYNCHRONOUS MOTOR 1PH813 | 7412.06
1PH8137-1DD10-2GB1 | COMPACT ASYNCHRONOUS MOTOR 1PH813 | 6925.6
1PH8137-1DD12-0BA1 | COMPACT ASYNCHRONOUS MOTOR 1PH813 | 7537.34
1PH8137-1DD12-0QA1 | COMPACT ASYNCHRONOUS MOTOR 1PH813 | 8040.47
1PH8137-1DD12-1BA1 | COMPACT ASYNCHRONOUS MOTOR 1PH813 | 7537.34
1PH8137-1DD12-2GA1 | COMPACT ASYNCHRONOUS MOTOR 1PH813 | 7204.3
1PH8137-1DD13-0CC1 | COMPACT ASYNCHRONOUS MOTOR 1PH813 | 8120.11
1PH8137-1DD13-2FA1 | COMPACT ASYNCHRONOUS MOTOR 1PH813 | 8045.56
1PH8137-1DD10-1BB1-ZX01 | COMPACT ASYNCHRONOUS MOTOR 1PH813 | 7435.99
1PH8137-1DD10-1BH1 | COMPACT ASYNCHRONOUS MOTOR 1PH813 | 7258.64
1PH8137-1DF03-1BA1 | COMPACT ASYNCHRONOUS MOTOR 1PH813 | 7892.12
1PH8137-1DF03-1BB1-ZK18 | COMPACT ASYNCHRONOUS MOTOR 1PH813 | 8196.22
1PH8137-1DF03-1DC1-ZK18 | COMPACT ASYNCHRONOUS MOTOR 1PH813 | 8506.24
1PH8137-1DF03-1GA1-ZX01 | COMPACT ASYNCHRONOUS MOTOR 1PH813 | 7736.45
1PH8137-1DF03-2BA1-ZX02 | COMPACT ASYNCHRONOUS MOTOR 1PH813 | 8069.5
1PH8137-1DF03-2BB1-ZK09 | COMPACT ASYNCHRONOUS MOTOR 1PH813 | 8145.49
1PH8137-1DF03-2CC1 | COMPACT ASYNCHRONOUS MOTOR 1PH813 | 8120.11
1PH8137-1DF03-2QB1 | COMPACT ASYNCHRONOUS MOTOR 1PH813 | 8395.27
1PH8137-1DF10-1BA1-ZX01 | COMPACT ASYNCHRONOUS MOTOR 1PH813 | 7435.99
1PH8137-1DF03-1LA1 | COMPACT ASYNCHRONOUS MOTOR 1PH813 | 8531.25
1PH8137-1DF03-1QC1 | COMPACT ASYNCHRONOUS MOTOR 1PH813 | 8395.27
1PH8137-1DF03-2BA1 | COMPACT ASYNCHRONOUS MOTOR 1PH813 | 7892.12
1PH8137-1DF10-0BB1 | COMPACT ASYNCHRONOUS MOTOR 1PH813 | 7258.64
1PH8137-1DF10-0BC1 | COMPACT ASYNCHRONOUS MOTOR 1PH813 | 7258.64
1PH8137-1DF10-0CA1 | COMPACT ASYNCHRONOUS MOTOR 1PH813 | 7486.61
1PH8137-1DF10-1BA1 | COMPACT ASYNCHRONOUS MOTOR 1PH813 | 7258.64
1PH8163-1DB03-2GA1 | COMPACT ASYNCHRONOUS MOTOR 1PH816 | 9012.36
1PH8163-1DB03-2GB1 | COMPACT ASYNCHRONOUS MOTOR 1PH816 | 9012.36
1PH8163-1DB03-2GC1 | COMPACT ASYNCHRONOUS MOTOR 1PH816 | 9012.36
1PH8163-1DB03-2GC1-ZX22 | COMPACT ASYNCHRONOUS MOTOR 1PH816 | 9595.15
1PH8163-1DB13-1LB1 | COMPACT ASYNCHRONOUS MOTOR 1PH816 | 10114.65
1PH8163-1DD00-0BA1 | COMPACT ASYNCHRONOUS MOTOR 1PH816 | 8357.17
1PH8163-1DD00-0BB1 | COMPACT ASYNCHRONOUS MOTOR 1PH816 | 8357.17
1PH8163-1DD00-0CA1 | COMPACT ASYNCHRONOUS MOTOR 1PH816 | 8585.15
6AV2156-0BP31-8LA0 | Unified Perf. Ins. UG V16..V17->V18 DL | 2235.54
6AV2156-0BS01-8LA0 | WinCC Unified Sequence V18 DL | 2874.07
6AV2156-0BS31-8LA0 | WinCC Unified Sequence UG V17->V18 DL | 1149.33
6AV2156-0EM01-7LA0 | SIMATIC MTP Creator V2.1 DL | 38.94
6AV2157-1BL01-8AB0 | WinCC Unified Audit Enhanced V18 | 2531.14
6AV2157-1BL01-8LB0 | WinCC Unified Audit Enhanced V18 DL | 2259.93
6AV2157-1BL20-0AB0 | WinCC Unified Audit Enhanced PP V18 | 1518.1
6AV2157-1BL20-0LB0 | WinCC Unified Audit Enhanced PP V18 DL | 1355.97
6AV2181-8XP00-0AX0-ZE14 | SIMATIC SD memory card 2 GB | 147.12
6DL5210-1CX57-0DE5 | BRAUMAT,SISTAR Client Upgr 7.x>7.5 DL | 2898.62
6DL5210-1CX57-0YE5 | BRAUMAT,SISTAR Client Upgr 7.x>7.5 | 3030.24
6DL5210-1EX57-0DE0 | BRAUMAT,SISTAR PCU Upgr 7.x>7.5 DL | 1546.8
6DL5210-1EX57-0YE0 | BRAUMAT,SISTAR PCU Upgr 7.x>7.5 | 1616.67
6DL5210-1GX57-2DE0 | BRAUMAT,SISTAR SQL-Adp Srv Up 7.x>7.5 DL | 1546.8
6DL5210-1GX57-2YE0 | BRAUMAT,SISTAR SQL-Adpt Srv Upgr 7.x>7.5 | 1616.67
6DL5210-1HD57-0YE0 | BRAUMAT,SISTAR Lean Upgr 7.x>7.5 | 3233.33
3WA9111-0AB12 | Accessory Air Circuit Breaker 3WA/3WL | 18.46
3WA9111-0AD02 | Accessory Air Circuit Breaker 3WA/3WL | 196.07
3WA9111-0AD04 | Accessory Air Circuit Breaker 3WA/3WL | 196.07
3WA9111-0AD05 | Accessory Air Circuit Breaker 3WA/3WL | 196.07
3WA9111-0AD81 | Accessory Air Circuit Breaker 3WA | 702.64
3WA9111-0AE02 | Accessory Air Circuit Breaker 3WA/3WL | 233.46
3WA9111-0AE04 | Accessory Air Circuit Breaker 3WA/3WL | 233.46
3WA9111-0AE05 | Accessory Air Circuit Breaker 3WA/3WL | 233.46
3WA9111-0AG03 | Accessory Air Circuit Breaker 3WA | 100.87
3WA9111-0AH01 | Accessory Air Circuit Breaker 3WA | 111.08
3WA9111-0AH02 | Accessory Air Circuit Breaker 3WA | 75.35
3WA9111-0AH03 | Accessory Air Circuit Breaker 3WA | 75.35
3WA9111-0AL13 | Accessory Air Circuit Breaker 3WA | 57.79
3WA9111-0AL14 | Accessory Air Circuit Breaker 3WA | 91.81
3WA9111-0AL21 | Accessory Air Circuit Breaker 3WA | 98.59
3WA9111-0AL22 | Accessory Air Circuit Breaker 3WA | 124.66
3WA9111-0AL23 | Accessory Air Circuit Breaker 3WA | 144.52
3WA9111-0AM33 | Accessory Air Circuit Breaker 3WA | 136.57
3WA9111-0AN11 | Accessory Air Circuit Breaker 3WA | 57.79
3WA9111-0AN12 | Accessory Air Circuit Breaker 3WA | 91.81
3WA9111-0AN21 | Accessory Air Circuit Breaker 3WA | 98.59
6ES7661-1FC41-1RA2 | Process Control System IPC847E | 9771.16
6ES7661-1FC41-1RE2 | Process Control System IPC847E | 13930.12
6ES7661-1FS41-1RE2 | Process Control System IPC847E | 14881.45
6ES7661-1JQ16-1CE1 | Process Control System IPC847E | 15674
1PH8137-1DD10-2BB1 | COMPACT ASYNCHRONOUS MOTOR 1PH813 | 7258.64
1PH8137-1DD10-2GA1 | COMPACT ASYNCHRONOUS MOTOR 1PH813 | 6925.6
1PH8137-1DD10-2LA1 | COMPACT ASYNCHRONOUS MOTOR 1PH813 | 7897.76
1PH8137-1DD12-0QH1-ZK18 | COMPACT ASYNCHRONOUS MOTOR 1PH813 | 8344.59
1PH8137-1DD12-1BC1-ZK24 | COMPACT ASYNCHRONOUS MOTOR 1PH813 | 7714.72
1PH8137-1DD12-2CA1 | COMPACT ASYNCHRONOUS MOTOR 1PH813 | 7765.35
1PH8137-1DD12-2GH1 | COMPACT ASYNCHRONOUS MOTOR 1PH813 | 7204.3
1PH8137-1DD13-2GC1 | COMPACT ASYNCHRONOUS MOTOR 1PH813 | 7559.1
1PH8137-1DD10-1BC1 | COMPACT ASYNCHRONOUS MOTOR 1PH813 | 7258.64
1PH8137-1DF03-1BB1 | COMPACT ASYNCHRONOUS MOTOR 1PH813 | 7892.12
1PH8137-1DF03-1BC1 | COMPACT ASYNCHRONOUS MOTOR 1PH813 | 7892.12
1PH8137-1DF03-1DC1 | COMPACT ASYNCHRONOUS MOTOR 1PH813 | 8202.14
1PH8137-1DF03-1GA1 | COMPACT ASYNCHRONOUS MOTOR 1PH813 | 7559.1
1PH8137-1DF03-2BA1-ZX01 | COMPACT ASYNCHRONOUS MOTOR 1PH813 | 8069.5
1PH8137-1DF03-2BB1 | COMPACT ASYNCHRONOUS MOTOR 1PH813 | 7892.12
1PH8137-1DF03-2GA1 | COMPACT ASYNCHRONOUS MOTOR 1PH813 | 7559.1
1PH8137-1DF03-2QB1-ZX05 | COMPACT ASYNCHRONOUS MOTOR 1PH813 | 8572.62
1PH8137-1DF10-1BA1-ZK10 | COMPACT ASYNCHRONOUS MOTOR 1PH813 | 7512
1PH8137-1DF10-1BC1 | COMPACT ASYNCHRONOUS MOTOR 1PH813 | 7258.64
1PH8163-1DB03-2BA1-ZK23X05 | COMPACT ASYNCHRONOUS MOTOR 1PH816 | 9902.86
1PH8163-1DB03-2BD1 | COMPACT ASYNCHRONOUS MOTOR 1PH816 | 9571.67
1PH8163-1DB10-1BB1 | COMPACT ASYNCHRONOUS MOTOR 1PH816 | 8585.23
1PH8163-1DB10-2BA1-ZX06 | COMPACT ASYNCHRONOUS MOTOR 1PH816 | 8813.29
1PH8163-1DB13-0BA1 | COMPACT ASYNCHRONOUS MOTOR 1PH816 | 9117.33
1PH8163-1DB13-1BA1 | COMPACT ASYNCHRONOUS MOTOR 1PH816 | 9345.39
1PH8163-1DB13-1GB1 | COMPACT ASYNCHRONOUS MOTOR 1PH816 | 9012.36
1PH8163-1DD00-0CB1 | COMPACT ASYNCHRONOUS MOTOR 1PH816 | 8585.15
1PH8163-1DD00-0FA1 | COMPACT ASYNCHRONOUS MOTOR 1PH816 | 8567.16
6AV2156-0BL01-8LA0 | WinCC Unified Line Coord. V18 DL | 6388.08
6AV2156-0BP01-8LA0 | WinCC Unified Perf. Ins. V18 DL | 5590.29
6AV2156-0HM01-7LB0 | SIMATIC CFL Library V1.1 (1x HMI RT) DL | 551.34
6AV2156-0PM01-7LB0 | SIMATIC CFL Library V1.1 (1x AS RT) DL | 708.64
6AV2157-0BD01-8LB0 | ProDiag for WinCC RT Unified V18 DL | 1281.35
6AV2157-0XM00-0AB0 | WinCC Unified PC Monitor max. Clients | 10461.71
6AV2157-0XW00-0AB0 | WinCC Unified PC Operate max. Client | 29429.39
6AV2157-5JV00-0LB0 | Unified Panel Operate 5x1 Client DL | 5574.5
6AV2157-5JW00-0LB0 | WinCC Unified PC Operate 5x1 Client DL | 12695.83
3WA9111-0AA44 | Accessory Air Circuit Breaker 3WA | 1543.34
3WA9111-0AA46 | Accessory Air Circuit Breaker 3WA | 1364.4
3WA9111-0AB04 | Accessory Air Circuit Breaker 3WA | 61.78
3WA9111-0AB07 | Accessory Air Circuit Breaker 3WA/3WL | 49.4
3WA9111-0AD12 | Accessory Air Circuit Breaker 3WA/3WL | 196.07
3WA9111-0AD15 | Accessory Air Circuit Breaker 3WA/3WL | 196.07
3WA9111-0AD34 | Accessory circuit breaker 3WA | 386.95
3WA9111-0AD36 | Accessory circuit breaker 3WA | 386.95
3WA9111-0AE06 | Accessory Air Circuit Breaker 3WA/3WL | 233.46
3WA9111-0AE13 | Accessory Air Circuit Breaker 3WA/3WL | 566.67
3WA9111-0AF05 | Accessory Air Circuit Breaker 3WA/3WL | 906.67
3WA9111-0AG01 | Accessory Air Circuit Breaker 3WA | 201.74
3WA9111-0AH05 | Accessory Air Circuit Breaker 3WA | 240.26
3WA9111-0AH11 | Accessory Air Circuit Breaker 3WA | 323.58
3WA9111-0AH24 | Accessory Air Circuit Breaker 3WA | 233.46
3WA9111-0AL11 | Accessory Air Circuit Breaker 3WA | 57.79
3WA9111-0AL24 | Accessory Air Circuit Breaker 3WA | 98.59
3WA9111-0AL26 | Accessory Air Circuit Breaker 3WA | 144.52
3WA9111-0AM23 | Accessory Air Circuit Breaker 3WA | 338.32
1PH8163-1DB02-2BA1 | COMPACT ASYNCHRONOUS MOTOR 1PH816 | 9345.39
1PH8163-1DB03-2BC1 | COMPACT ASYNCHRONOUS MOTOR 1PH816 | 9345.39
1PH8163-1DB03-2CA1 | COMPACT ASYNCHRONOUS MOTOR 1PH816 | 9573.39
1PH8163-1DB10-1BA1 | COMPACT ASYNCHRONOUS MOTOR 1PH816 | 8585.23
1PH8163-1DB10-2BA1 | COMPACT ASYNCHRONOUS MOTOR 1PH816 | 8585.23
1PH8163-1DB13-0BB1 | COMPACT ASYNCHRONOUS MOTOR 1PH816 | 9117.33
1PH8163-1DB13-1BB1 | COMPACT ASYNCHRONOUS MOTOR 1PH816 | 9345.39
1PH8163-1DD00-0DA1 | COMPACT ASYNCHRONOUS MOTOR 1PH816 | 8692.55
1PH8163-1DD00-0FB1 | COMPACT ASYNCHRONOUS MOTOR 1PH816 | 8567.16
1PH8163-1DD00-1BC1 | COMPACT ASYNCHRONOUS MOTOR 1PH816 | 8585.23
6AV2156-0BL31-8LA0 | WinCC Unified Line Coord. UG V17->V18 DL | 2555.53
6AV2156-0LM01-7LA0 | SIMATIC Live Link V1.0 DL | 3932.73
6AV2157-0BD01-8AB0 | ProDiag for WinCC RT Unified V18 | 1434.88
6AV2157-0XM00-0LB0 | WinCC Unified PC Monitor max. Clients DL | 9341.07
6AV2157-0XW00-0LB0 | WinCC Unified PC Operate max. Client DL | 26275.53
6AV2157-5JV00-0AB0 | Unified Panel Operate 5x1 Client | 6243.16
6AV2157-5JW00-0AB0 | WinCC Unified PC Operate 5x1 Client | 14219.67
3WA9111-0AA43 | Accessory Air Circuit Breaker 3WA | 1026.66
3WA9111-0AA45 | Accessory Air Circuit Breaker 3WA | 1116.13
3WA9111-0AB05 | Accessory Air Circuit Breaker 3WA | 61.78
3WA9111-0AB08 | Accessory Air Circuit Breaker 3WA/3WL | 74.78
3WA9111-0AD06 | Accessory Air Circuit Breaker 3WA/3WL | 196.07
3WA9111-0AD14 | Accessory Air Circuit Breaker 3WA/3WL | 196.07
3WA9111-0AD16 | Accessory Air Circuit Breaker 3WA/3WL | 196.07
3WA9111-0AD32 | Accessory circuit breaker 3WA | 386.95
3WA9111-0AD35 | Accessory circuit breaker 3WA | 386.95
3WA9111-0AE07 | Accessory Air Circuit Breaker 3WA/3WL | 233.46
3WA9111-0AE14 | Accessory Air Circuit Breaker 3WA/3WL | 566.67
3WA9111-0AF04 | Accessory Air Circuit Breaker 3WA/3WL | 906.67
3WA9111-0AF06 | Accessory Air Circuit Breaker 3WA/3WL | 906.67
3WA9111-0AG02 | Accessory Air Circuit Breaker 3WA | 100.87
3WA9111-0AH04 | Accessory Air Circuit Breaker 3WA | 240.26
3WA9111-0AH06 | Accessory Air Circuit Breaker 3WA | 51.23
3WA9111-0AH25 | Accessory Air Circuit Breaker 3WA | 222.7
3WA9111-0AL12 | Accessory Air Circuit Breaker 3WA | 91.81
3WA9111-0AL25 | Accessory Air Circuit Breaker 3WA | 124.66
3WA9111-0AL31 | Accessory Air Circuit Breaker 3WA | 224.38
3WA9111-0AM22 | Accessory Air Circuit Breaker 3WA | 223.25
3WA9111-0AM24 | Accessory Air Circuit Breaker 3WA | 298.07
3WA9111-0AN23 | Accessory Air Circuit Breaker 3WA | 144.52
3WA9111-0AN81 | Accessory Air Circuit Breaker 3WA | 142.21
3WA9111-0AP03 | Accessory Air Circuit Breaker 3WA | 385.92
6ES7661-1FC41-1PA6 | Process Control System IPC847E | 10347.96
6ES7661-1JQ16-1CE6 | Process Control System IPC847E | 16378.15
6ES7661-1JS45-1CB2 | Process Control System IPC847E | 10376.42
6ES7661-1PT11-1RC2 | Process Control System IPC847E | 15732.42
6ES7661-1PW67-1RA4 | Process Control System IPC847E | 26421.97
6ES7672-7FC02-0YG0 | SIMATIC Failsafe SW Ctrl CPU 1507S F DL | 2240.94
6ES7672-7FD02-0YG0 | SIMATIC SW Ctrl CPU 1507S F Linux DL | 2240.94
6ES7672-8FC02-0YA0 | SIMATIC Failsafe SW Ctrl CPU 1508S F | 5903.94
3WA9111-1AG23 | Accessory Air Circuit Breaker 3WA | 144.52
3WA9111-1AG88 | Accessory Air Circuit Breaker 3WA | 257.22
3WA9111-1AJ31 | Accessory Air Circuit Breaker 3WA | 112.2
3WA9111-1AK54 | Accessory Air Circuit Breaker 3WA | 1532.15
3WA9111-1AK61 | Accessory Air Circuit Breaker 3WA | 4741.85
3WA9111-1AL53 | Accessory Air Circuit Breaker 3WA | 2370.93
3WA9111-1AL61 | Accessory Air Circuit Breaker 3WA | 6274.02
3WA9111-1AN41 | Accessory Air Circuit Breaker 3WA | 1744.64
1PH8087-1SM02-0LC1 | MAIN SPINDLE MOTOR 1PH808 | 7907.4
1PH8087-1SM02-0MC1 | MAIN SPINDLE MOTOR 1PH808 | 8425.11
1PH8135-1DF00-1LA1 | COMPACT ASYNCHRONOUS MOTOR 1PH813 | 7575.31
1PH8135-1DF00-1LA1-ZX22 | COMPACT ASYNCHRONOUS MOTOR 1PH813 | 8107.46
1PH8135-1DF00-1LC1 | COMPACT ASYNCHRONOUS MOTOR 1PH813 | 7575.31
1PH8135-1DF00-1LE1 | COMPACT ASYNCHRONOUS MOTOR 1PH813 | 7575.31
1PH8135-1DF00-1MG1 | COMPACT ASYNCHRONOUS MOTOR 1PH813 | 8362.02
1PH8135-1DF00-2QA1 | COMPACT ASYNCHRONOUS MOTOR 1PH813 | 7439.33
1PH8135-1DF00-2QB1 | COMPACT ASYNCHRONOUS MOTOR 1PH813 | 7439.33
1PH8135-1DF02-0BA1 | COMPACT ASYNCHRONOUS MOTOR 1PH813 | 7214.9
1PH8135-1DF02-0BC1 | COMPACT ASYNCHRONOUS MOTOR 1PH813 | 7214.9
1PH8135-1DF02-1BD1 | COMPACT ASYNCHRONOUS MOTOR 1PH813 | 7441.16
1PH8135-1DF02-1CA1 | COMPACT ASYNCHRONOUS MOTOR 1PH813 | 7442.9
1PH8135-1DF02-1CA1-ZK18 | COMPACT ASYNCHRONOUS MOTOR 1PH813 | 7746.99
1PH8135-1DF02-1CB1 | COMPACT ASYNCHRONOUS MOTOR 1PH813 | 7442.9
1PH8137-1DD12-0BC1 | COMPACT ASYNCHRONOUS MOTOR 1PH813 | 7537.34
1PH8137-1DD12-0CA1 | COMPACT ASYNCHRONOUS MOTOR 1PH813 | 7765.35
1PH8137-1DD12-0DB1 | COMPACT ASYNCHRONOUS MOTOR 1PH813 | 7847.35
1PH8137-1DD12-0GA1 | COMPACT ASYNCHRONOUS MOTOR 1PH813 | 7204.3
1PH8137-1DD13-1BA1 | COMPACT ASYNCHRONOUS MOTOR 1PH813 | 7892.12
1PH8137-1DD13-1BA1-ZX01 | COMPACT ASYNCHRONOUS MOTOR 1PH813 | 8069.5
1PH8137-1DD13-1BB1 | COMPACT ASYNCHRONOUS MOTOR 1PH813 | 7892.12
1PH8137-1DD13-2BA1 | COMPACT ASYNCHRONOUS MOTOR 1PH813 | 7892.12
1PH8137-1DF03-1CA1 | COMPACT ASYNCHRONOUS MOTOR 1PH813 | 8120.11
1PH8137-1DF03-1CC1 | COMPACT ASYNCHRONOUS MOTOR 1PH813 | 8120.11
1PH8137-1DF03-1CG1 | COMPACT ASYNCHRONOUS MOTOR 1PH813 | 8120.11
1PH8137-1DF03-1DA1 | COMPACT ASYNCHRONOUS MOTOR 1PH813 | 8202.14
1PH8137-1DF03-2BC1 | COMPACT ASYNCHRONOUS MOTOR 1PH813 | 7892.12
1PH8137-1DF03-2BC1-ZX52 | COMPACT ASYNCHRONOUS MOTOR 1PH813 | 8424.27
1PH8137-1DF03-2CA1 | COMPACT ASYNCHRONOUS MOTOR 1PH813 | 8120.11
1PH8137-1DF03-2CB1 | COMPACT ASYNCHRONOUS MOTOR 1PH813 | 8120.11
1PH8163-1DB03-0BA1 | COMPACT ASYNCHRONOUS MOTOR 1PH816 | 9117.33
1PH8163-1DB03-0HC1 | COMPACT ASYNCHRONOUS MOTOR 1PH816 | 9012.36
1PH8163-1DB03-1BC1 | COMPACT ASYNCHRONOUS MOTOR 1PH816 | 9345.39
1PH8163-1DB03-1LB1 | COMPACT ASYNCHRONOUS MOTOR 1PH816 | 10114.65
1PH8163-1DB03-2BA1 | COMPACT ASYNCHRONOUS MOTOR 1PH816 | 9345.39
1PH8163-1DB10-2FA1 | COMPACT ASYNCHRONOUS MOTOR 1PH816 | 8795.22
1PH8163-1DB10-2FC1 | COMPACT ASYNCHRONOUS MOTOR 1PH816 | 8795.22
1PH8163-1DB12-1BA1 | COMPACT ASYNCHRONOUS MOTOR 1PH816 | 9345.39
1PH8163-1DB12-2BA1 | COMPACT ASYNCHRONOUS MOTOR 1PH816 | 9345.39
1PH8163-1DD00-0GA1 | COMPACT ASYNCHRONOUS MOTOR 1PH816 | 8024.12
1PH8163-1DD00-0LA1 | COMPACT ASYNCHRONOUS MOTOR 1PH816 | 9126.41
1PH8163-1DD00-1BA1 | COMPACT ASYNCHRONOUS MOTOR 1PH816 | 8585.23
1PH8163-1DD00-1BB1 | COMPACT ASYNCHRONOUS MOTOR 1PH816 | 8585.23
6AV2157-0BL01-8AB0 | WinCC Unified Audit Basis V18 | 1013.02
6AV2157-0BL01-8LB0 | WinCC Unified Audit Basis V18 DL | 903.98
6AV2157-0BQ01-8AB0 | WinCC Unified Report Execution V18 | 536.64
6AV2157-0BQ01-8LB0 | WinCC Unified Report Execution V18 DL | 479.25
6DL5210-1DX57-2DE0 | BRAUMAT,SISTAR RCS Srv Upgr 7.x>7.5 DL | 3863.75
6DL5210-1DX57-2YE0 | BRAUMAT,SISTAR RCS Server Upgr 7.x>7.5 | 4039.22
6DL5210-1FX57-2DE0 | BRAUMAT,SISTAR SQL-Adp IOS Up 7.x>7.5 DL | 193.35
6DL5210-1FX57-2YE0 | BRAUMAT,SISTAR SQL-Adpt IOS Upgr 7.x>7.5 | 201.47
3WA9111-0AA47 | Accessory Air Circuit Breaker 3WA | 2035.42
3WA9111-0AB01 | Accessory Air Circuit Breaker 3WA | 74.78
3WA9111-0AB02 | Accessory Air Circuit Breaker 3WA | 49.4
6ES7661-1WC41-8XA6 | Process Control System IPC847E | 8091.69
6ES7672-7AC02-0YA0 | SIMATIC Software Controller CPU 1507S | 2041.92
6ES7672-7AC02-0YG0 | SIMATIC Software Controller CPU 1507S DL | 1701.59
6ES7672-7AC02-0YK0 | SIMATIC SW Controller CPU 1507S Upg DL | 727.73
6ES7672-7AD02-0YG0 | SIMATIC Soft. Control CPU 1507S Linux DL | 1701.59
3WA9111-1AG81 | Accessory Air Circuit Breaker 3WA | 323.58
3WA9111-1AG82 | Accessory Air Circuit Breaker 3WA | 323.58
3WA9111-1AG83 | Accessory Air Circuit Breaker 3WA | 638.58
3WA9111-1AG84 | Accessory Air Circuit Breaker 3WA | 638.58
3WA9111-1AK62 | Accessory Air Circuit Breaker 3WA | 4607.66
3WA9111-1AL40 | Accessory Air Circuit Breaker 3WA | 1487.42
3WA9111-1AL41 | Accessory Air Circuit Breaker 3WA | 1990.69
3WA9111-1AL52 | Accessory Air Circuit Breaker 3WA | 2225.54
3WA9111-1AP14 | Accessory Air Circuit Breaker 3WA | 460.76
3WA9111-1AP15 | Accessory Air Circuit Breaker 3WA | 534.58
3WA9111-1AP20 | Accessory Air Circuit Breaker 3WA | 364.59
3WA9111-1AP21 | Accessory Air Circuit Breaker 3WA | 448.46
3WA9111-1AQ32 | Accessory Air Circuit Breaker 3WA | 7850.9
3WA9111-1AQ33 | Accessory Air Circuit Breaker 3WA | 9450.17
3WA9111-1AQ40 | Accessory Air Circuit Breaker 3WA | 6721.36
3WA9111-1AQ41 | Accessory Air Circuit Breaker 3WA | 9170.57
3WA9111-1AQ43 | Accessory Air Circuit Breaker 3WA | 10411.96
3WA9111-1AQ81 | Accessory Air Circuit Breaker 3WA | 33327.21
3WA9111-1AS00 | Accessory Air Circuit Breaker 3WA | 121.91
3WA9111-1AS01 | Accessory Air Circuit Breaker 3WA | 155.46
3WA9111-1AS02 | Accessory Air Circuit Breaker 3WA | 155.46
6FX5002-2AD04-1AA5 | SIGNAL CABLE, PREASSEMBLED,EXT. | 154.64
6FX5002-2AD04-1AB0 | SIGNAL CABLE, PREASSEMBLED,EXT. | 154.64
6FX5002-2AD04-1AD0 | SIGNAL CABLE, PREASSEMBLED,EXT. | 167.92
6FX5002-2AD04-1AF0 | SIGNAL CABLE, PREASSEMBLED,EXT. | 181.11
6FX5002-2AH00-1BE0 | SIGNAL CABLE, PREFABRICATED | 166.01
6FX5002-2AH00-1BG0 | SIGNAL CABLE, PREFABRICATED | 178.29
6FX5002-2AH00-1BJ0 | SIGNAL CABLE, PREFABRICATED | 190.75
6FX5002-2AH00-1BK0 | SIGNAL CABLE, PREFABRICATED | 196.81
6FX5002-2AH00-1CA0 | SIGNAL CABLE, PREFABRICATED | 202.81
6FX5002-2AH00-1EK0 | SIGNAL CABLE, PREFABRICATED | 380.4
6FX5002-2AH00-1FA0 | SIGNAL CABLE, PREFABRICATED | 387.55
6FX5002-2AH00-1FF0 | SIGNAL CABLE, PREFABRICATED | 418.3
6FX5002-2AH00-1FJ0 | SIGNAL CABLE, PREFABRICATED | 436.77
6FX5002-2AH00-2CA0 | SIGNAL CABLE, PREFABRICATED | 817.92
6FX5002-2AH00-2CC0 | SIGNAL CABLE, PREFABRICATED | 830.22
6FX5002-2AH00-2FA0 | SIGNAL CABLE, PREFABRICATED | 1002.66
6FX5002-2AH00-2JD0 | SIGNAL CABLE, PREFABRICATED | 1206.12
1PH8137-1DF03-0DC1 | COMPACT ASYNCHRONOUS MOTOR 1PH813 | 8202.14
1PH8137-1DF03-0LA1 | COMPACT ASYNCHRONOUS MOTOR 1PH813 | 8531.25
1PH8137-1DF03-0LB1 | COMPACT ASYNCHRONOUS MOTOR 1PH813 | 8531.25
1PH8138-2EF23-0BD2 | COMPACT SYNCHRONOUS MOTOR 1PH813 | 16500.17
1PH8163-1AB12-2BA2 | COMPACT ASYNCHRONOUS MOTOR 1PH816 | 7699.92
1PH8163-1AD00-0BA2 | COMPACT ASYNCHRONOUS MOTOR 1PH816 | 6711.7
1PH8163-1AD02-1BA2 | COMPACT ASYNCHRONOUS MOTOR 1PH816 | 7699.92
1PH8163-1AF10-2BC2-ZK09X91 | COMPACT ASYNCHRONOUS MOTOR 1PH816 | 7891.27
1PH8163-1AF10-2BC2-ZK10X91 | COMPACT ASYNCHRONOUS MOTOR 1PH816 | 7891.27
1PH8163-1DB00-1BB1 | COMPACT ASYNCHRONOUS MOTOR 1PH816 | 8585.23
1PH8163-1DB00-1FB1 | COMPACT ASYNCHRONOUS MOTOR 1PH816 | 8795.22
1PH8163-1DB00-2BA1 | COMPACT ASYNCHRONOUS MOTOR 1PH816 | 8585.23
1PH8163-1DB00-2BB1 | COMPACT ASYNCHRONOUS MOTOR 1PH816 | 8585.23
3LD9224-3GH | set rotary operating mechanism, red/yell | 12.53
3LD9283-2G | rotary operating mechanism, black | 7.76
3WA9111-0AM25 | Accessory Air Circuit Breaker 3WA | 451.08
3WA9111-0AN22 | Accessory Air Circuit Breaker 3WA | 124.66
3WA9111-0AN31 | Accessory Air Circuit Breaker 3WA | 224.38
3WA9111-0AP01 | Accessory Air Circuit Breaker 3WA | 168.31
3WA9111-0AP04 | Accessory Air Circuit Breaker 3WA | 233.46
6ES7661-1JS45-1CA2 | Process Control System IPC847E | 9867.04
6ES7661-1JS46-1CE6 | Process Control System IPC847E | 15748.9
6ES7661-1KT12-1RC2 | Process Control System IPC847E | 15934.68
6ES7661-1PT53-1RA2 | Process Control System IPC847E | 16411.11
6ES7672-7FC02-0YA0 | SIMATIC Failsafe SW Ctrl CPU 1507S F | 2689.14
6ES7672-7FC02-0YK0 | SIMATIC F SW Ctrl CPU 1507S F Upg DL | 896.38
6ES7672-8FC02-0YG0 | SIMATIC Failsafe SW Ctrl CPU 1508S F DL | 4919.44
3WA9111-1AG31 | Accessory Air Circuit Breaker 3WA | 272.58
3WA9111-1AG85 | Accessory Air Circuit Breaker 3WA | 638.58
3WA9111-1AJ10 | Accessory Air Circuit Breaker 3WA | 21.17
3WA9111-1AK40 | Accessory Air Circuit Breaker 3WA | 1129.55
3WA9111-1AK53 | Accessory Air Circuit Breaker 3WA | 1409.14
3WA9111-1AK55 | Accessory Air Circuit Breaker 3WA | 2259.09
3WA9111-1AL54 | Accessory Air Circuit Breaker 3WA | 3489.3
3WA9111-1AM40 | Accessory Air Circuit Breaker 3WA | 912.59
3WA9111-1AN40 | Accessory Air Circuit Breaker 3WA | 1207.82
3WA9111-1AP03 | Accessory Air Circuit Breaker 3WA | 761.6
3WA9111-1AP11 | Accessory Air Circuit Breaker 3WA | 374.65
3WA9111-1AP22 | Accessory Air Circuit Breaker 3WA | 416.03
3WA9111-1AP25 | Accessory Air Circuit Breaker 3WA | 639.7
3WA9111-1AP36 | Accessory Air Circuit Breaker 3WA | 902.52
3WA9111-1AQ31 | Accessory Air Circuit Breaker 3WA | 5133.29
3WA9111-1AQ50 | Accessory Air Circuit Breaker 3WA | 16328.1
3WA9111-1AQ52 | Accessory Air Circuit Breaker 3WA | 27623.55
3WA9111-1AQ70 | Accessory Air Circuit Breaker 3WA | 8879.81
3WA9111-1AQ72 | Accessory Air Circuit Breaker 3WA | 13755.86
3WA9111-1AS11 | Accessory Air Circuit Breaker 3WA | 170.56
3WA9111-1AS21 | Accessory Air Circuit Breaker 3WA | 413.79
6FX3802-7DN01-1BF0 | Dual cable, Preassembled | 506.44
6FX3802-7DN01-1DA0 | Dual cable, Preassembled | 717.46
6FX5002-2AD04-1DD0 | SIGNAL CABLE, PREASSEMBLED,EXT. | 366.5
6FX5002-2AD04-1ED0 | SIGNAL CABLE, PREASSEMBLED,EXT. | 433.84
6FX5002-2AH00-1AJ0 | SIGNAL CABLE, PREFABRICATED | 129.22
6FX5002-2AH00-1BC0 | SIGNAL CABLE, PREFABRICATED | 153.83
6FX5002-2AH00-1CC0 | SIGNAL CABLE, PREFABRICATED | 215.11
6FX5002-2AH00-1CF0 | SIGNAL CABLE, PREFABRICATED | 233.56
6FX5002-2AH00-1DH0 | SIGNAL CABLE, PREFABRICATED | 307.34
6FX5002-2AH00-1EB0 | SIGNAL CABLE, PREFABRICATED | 331.28
6FX5002-2AH00-1GB0 | SIGNAL CABLE, PREFABRICATED | 453.82
6FX5002-2AH00-1HF0 | SIGNAL CABLE, PREFABRICATED | 540.85
6FX5002-2AH00-2AA0 | SIGNAL CABLE, PREFABRICATED | 695.11
6FX5002-2AH00-2BA0 | SIGNAL CABLE, PREFABRICATED | 756.63
6FX5002-2AH04-1AF0 | SIGNAL CABLE, PREASSEMBLED,EXT. | 162.8
6FX5002-2AH04-1BD0 | SIGNAL CABLE, PREASSEMBLED,EXT. | 211.55
6FX5002-2AH11-1HA0 | SIGNAL CABLE PREASSAMBLED | 760
1PH8137-1DF03-0CC1 | COMPACT ASYNCHRONOUS MOTOR 1PH813 | 8120.11
1PH8138-2FF20-0CA1 | COMPACT SYNCHRONOUS MOTOR 1PH813 | 16679.28
1PH8138-2FF22-0BA1 | COMPACT SYNCHRONOUS MOTOR 1PH813 | 16730.01
1PH8138-2FG22-2BA1 | COMPACT SYNCHRONOUS MOTOR 1PH813 | 16730.01
1PH8138-2FG23-1BA1 | COMPACT SYNCHRONOUS MOTOR 1PH813 | 17084.81
1PH8163-1AF12-2FA2 | COMPACT ASYNCHRONOUS MOTOR 1PH816 | 7909.94
1PH8163-1AF23-2BA2-ZX01 | COMPACT ASYNCHRONOUS MOTOR 1PH816 | 9583.45
1PH8163-1DB00-0LA1 | COMPACT ASYNCHRONOUS MOTOR 1PH816 | 9126.41
1PH8163-1DB00-1BA1-ZK09 | COMPACT ASYNCHRONOUS MOTOR 1PH816 | 8965.33
3WA9111-0AB03 | Accessory Air Circuit Breaker 3WA | 79.92
3WA9111-0AD22 | Accessory Air Circuit Breaker 3WA/3WL | 196.07
3WA9111-0AD24 | Accessory Air Circuit Breaker 3WA/3WL | 196.07
3WA9111-0AD25 | Accessory Air Circuit Breaker 3WA/3WL | 196.07
3WA9111-0AD26 | Accessory Air Circuit Breaker 3WA/3WL | 196.07
3WA9111-0AE15 | Accessory Air Circuit Breaker 3WA/3WL | 566.67
3WA9111-0AE16 | Accessory Air Circuit Breaker 3WA/3WL | 566.67
3WA9111-0AE17 | Accessory Air Circuit Breaker 3WA/3WL | 566.67
3WA9111-0AF02 | Accessory Air Circuit Breaker 3WA/3WL | 906.67
3WA9111-0AH12 | Accessory Air Circuit Breaker 3WA | 323.58
3WA9111-0AH21 | Accessory Air Circuit Breaker 3WA | 42.88
3WA9111-0AH22 | Accessory Air Circuit Breaker 3WA | 147.9
3WA9111-0AH23 | Accessory Air Circuit Breaker 3WA | 147.9
3WA9111-0AL32 | Accessory Air Circuit Breaker 3WA | 224.38
3WA9111-0AM11 | Accessory Air Circuit Breaker 3WA | 15.4
3WA9111-0AM12 | Accessory Air Circuit Breaker 3WA | 46.87
3WA9111-0AM21 | Accessory Air Circuit Breaker 3WA | 27.19
3WA9111-0AN82 | Accessory Air Circuit Breaker 3WA | 196.07
3WA9111-0AN83 | Accessory Air Circuit Breaker 3WA | 255.01
3WA9111-0AN84 | Accessory Air Circuit Breaker 3WA | 169.99
3WA9111-0AN85 | Accessory Air Circuit Breaker 3WA | 225.5
3WA9111-0AN86 | Accessory Air Circuit Breaker 3WA | 262.94
6ES7661-1JT16-1CD2 | Process Control System IPC847E | 15590.09
6ES7661-1KC42-1RE1 | Process Control System IPC847E | 14947.38
6ES7661-1KD46-1RE6 | Process Control System IPC847E | 16841.09
6ES7661-1KS46-1RE6 | Process Control System IPC847E | 17384.93
6ES7672-8AC02-0YA0 | SIMATIC Software Controller CPU 1508S | 3953.18
6ES7672-8AC02-0YG0 | SIMATIC Software Controller CPU 1508S DL | 3293.81
6ES7672-8AC02-0YK0 | SIMATIC SW Controller CPU 1508S Upg DL | 1317.22
6ES7672-8AD02-0YG0 | SIMATIC Software Controller CPU 1508S DL | 3293.81
3WA9111-1AK41 | Accessory Air Circuit Breaker 3WA | 1498.61
3WA9111-1AK50 | Accessory Air Circuit Breaker 3WA | 1699.91
3WA9111-1AK51 | Accessory Air Circuit Breaker 3WA | 1800.57
3WA9111-1AK52 | Accessory Air Circuit Breaker 3WA | 2650.52
3WA9111-1AM41 | Accessory Air Circuit Breaker 3WA | 1319.67
3WA9111-1AM42 | Accessory Air Circuit Breaker 3WA | 1241.39
3WA9111-1AM50 | Accessory Air Circuit Breaker 3WA | 1576.88
3WA9111-1AM51 | Accessory Air Circuit Breaker 3WA | 1699.91
3WA9111-1AP30 | Accessory Air Circuit Breaker 3WA | 631.87
3WA9111-1AP31 | Accessory Air Circuit Breaker 3WA | 757.13
3WA9111-1AP32 | Accessory Air Circuit Breaker 3WA | 631.87
3WA9111-1AP34 | Accessory Air Circuit Breaker 3WA | 902.52
3WA9111-1AQ60 | Accessory Air Circuit Breaker 3WA | 4417.54
3WA9111-1AQ61 | Accessory Air Circuit Breaker 3WA | 6788.45
3WA9111-1AQ62 | Accessory Air Circuit Breaker 3WA | 10378.41
3WA9111-1AQ63 | Accessory Air Circuit Breaker 3WA | 12525.66
3WA9111-1AS30 | Accessory Air Circuit Breaker 3WA | 386.95
6FX3802-7DD01-1DA0 | Dual cable, Preassembled | 717.46
6FX3802-7DN01-1AD0 | Dual cable, Preassembled | 269.63
6FX3802-7DN01-1AF0 | Dual cable, Preassembled | 316.68
6FX3802-7DN01-1AH0 | Dual cable, Preassembled | 361.7
6FX5002-2AH00-1AB0 | SIGNAL CABLE, PREFABRICATED | 86.16
6FX5002-2AH00-1AC0 | SIGNAL CABLE, PREFABRICATED | 92.3
6FX5002-2AH00-1AD0 | SIGNAL CABLE, PREFABRICATED | 98.46
6FX5002-2AH00-1AE0 | SIGNAL CABLE, PREFABRICATED | 104.5
6FX5002-2AH00-1CK0 | SIGNAL CABLE, PREFABRICATED | 258.11
6FX5002-2AH00-1DA0 | SIGNAL CABLE, PREFABRICATED | 264.3
6FX5002-2AH00-1DE0 | SIGNAL CABLE, PREFABRICATED | 288.79
6FX5002-2AH00-1DF0 | SIGNAL CABLE, PREFABRICATED | 295.04
3WA9111-1AP10 | Accessory Air Circuit Breaker 3WA | 323.21
3WA9111-1AP24 | Accessory Air Circuit Breaker 3WA | 520.04
3WA9111-1AP26 | Accessory Air Circuit Breaker 3WA | 520.04
3WA9111-1AP35 | Accessory Air Circuit Breaker 3WA | 1080.34
3WA9111-1AQ30 | Accessory Air Circuit Breaker 3WA | 3332.72
3WA9111-1AQ44 | Accessory Air Circuit Breaker 3WA | 14203.2
3WA9111-1AQ51 | Accessory Air Circuit Breaker 3WA | 25386.83
3WA9111-1AQ71 | Accessory Air Circuit Breaker 3WA | 12190.15
3WA9111-1AQ80 | Accessory Air Circuit Breaker 3WA | 21584.4
3WA9111-1AS10 | Accessory Air Circuit Breaker 3WA | 147.63
3WA9111-1AS20 | Accessory Air Circuit Breaker 3WA | 242.68
6FX3802-7DN01-1BA0 | Dual cable, Preassembled | 406.68
6FX3802-7DN01-1CA0 | Dual cable, Preassembled | 606.2
6FX5002-2AD04-1EC0 | SIGNAL CABLE, PREASSEMBLED,EXT. | 427.21
6FX5002-2AD04-1EG0 | SIGNAL CABLE, PREASSEMBLED,EXT. | 453.72
6FX5002-2AH00-1AF0 | SIGNAL CABLE, PREFABRICATED | 110.76
6FX5002-2AH00-1BB0 | SIGNAL CABLE, PREFABRICATED | 147.69
6FX5002-2AH00-1CB0 | SIGNAL CABLE, PREFABRICATED | 208.97
6FX5002-2AH00-1CD0 | SIGNAL CABLE, PREFABRICATED | 221.24
6FX5002-2AH00-1EA0 | SIGNAL CABLE, PREFABRICATED | 325.12
6FX5002-2AH00-1EF0 | SIGNAL CABLE, PREFABRICATED | 355.87
6FX5002-2AH00-1GA0 | SIGNAL CABLE, PREFABRICATED | 447.66
6FX5002-2AH00-1HA0 | SIGNAL CABLE, PREFABRICATED | 510.11
6FX5002-2AH00-1HG0 | SIGNAL CABLE, PREFABRICATED | 546.86
6FX5002-2AH00-1KF0 | SIGNAL CABLE, PREFABRICATED | 663.42
6FX5002-2AH00-2AJ0 | SIGNAL CABLE, PREFABRICATED | 744.34
6FX5002-2AH04-1AJ0 | SIGNAL CABLE, PREASSEMBLED,EXT. | 181.06
6FX5002-2AH04-1BF0 | SIGNAL CABLE, PREASSEMBLED,EXT. | 223.59
6FX5002-2AH11-1EA0 | SIGNAL CABLE PREASSAMBLED | 480.5
6FX5002-2CA12-1AA0 | SIGNAL CABLE, PREASSEMBLED | 82.54
1PH8137-1DF03-0CE1 | COMPACT ASYNCHRONOUS MOTOR 1PH813 | 8120.11
1PH8138-2EG22-0BB2 | COMPACT SYNCHRONOUS MOTOR 1PH813 | 15919.11
1PH8138-2FF20-1BA1 | COMPACT SYNCHRONOUS MOTOR 1PH813 | 16451.3
1PH8138-2FG22-2CA1 | COMPACT SYNCHRONOUS MOTOR 1PH813 | 16958.01
1PH8138-2FG23-2BA1 | COMPACT SYNCHRONOUS MOTOR 1PH813 | 17084.81
1PH8163-1AF13-2BA2-ZX91 | COMPACT ASYNCHRONOUS MOTOR 1PH816 | 8271.34
1PH8163-1AG00-0FA2-ZK09 | COMPACT ASYNCHRONOUS MOTOR 1PH816 | 7301.8
1PH8163-1DB00-0CA1 | COMPACT ASYNCHRONOUS MOTOR 1PH816 | 8585.15
1PH8163-1DB00-1BA1 | COMPACT ASYNCHRONOUS MOTOR 1PH816 | 8585.23
1PH8163-1DB00-2LA1 | COMPACT ASYNCHRONOUS MOTOR 1PH816 | 9354.47
1PH8163-1DB02-0BA1 | COMPACT ASYNCHRONOUS MOTOR 1PH816 | 9117.33
1PH8286-1DD10-1BU1 | COMPACT ASYNCHRONOUS MOTOR | 45651.63
3LD9224-1GH | set rotary operating mechanism, black | 12.53
3LD9343-2CA | Door-coupling operating mechanism, black | 15.19
3LD9343-3CA | Door-coupling operating mech, red/yellow | 15.19
3RV2926-1E | DOOR-COUPLING ROT.OPER.MECH. S.S00...S3 | 34.36
3VA2040-5HN42-0KH0 | MCCB_IEC_FS100_40A_4P_55KA_ETU3_LSI | 849.54
3VA2340-7HL32-0DD0 | MCCB_IEC_FS400_400A_3P_110KA_ETU3_LI | 1880.11
3VA2580-5HL32-0KB0 | MCCB_IEC_FS1000_800A_3P_55KA_ETU3_LI | 2771.43
3VA2612-5HL32-0BE0 | MCCB_IEC_FS1250_1250A_3p_55kA_ETU3_LI | 4428.72
3VA2612-5HL42-0AJ0 | MCCB_IEC_FS1250_1250A_4p_55kA_ETU3_LI | 5751.76
3VA9603-0QE00 | REAR TERMINAL FLAT 3 PCS. | 111.6
3VA9604-0QB02 | front bus connectors 4 pcs | 128
3VA9877-0CK72 | Max-Flex Operator, Complete Kit | 705.66
3WA9111-0AA21 | Accessory Air Circuit Breaker 3WA | 370.03
3WA9111-0AA33 | Accessory Air Circuit Breaker 3WA | 714.02
6AV7241-7BC06-0FA0 | SIMATIC IPC477E 15" ST (1280 x 800) | 7057.94
6AV7882-0AA10-8NA0 | SIMATIC IPC277E, 7" Touch | 3152.18
3LD9283-4G | rotary operating mechanism, red/yellow | 7.76
3LD9343-2C | rotary operating mechanism, black | 9.3
3VA2063-5HN42-0KA0 | MCCB_IEC_FS100_63A_4P_55KA_ETU3_LSI | 772.93
3VA2063-5JP36-0AC0 | MCCB_IEC_FS100_63A_3P_55KA_ETU5_LSI | 1065.4
3VA2340-5KP32-0JF0 | MCCB_IEC_FS400_400A_3P_55KA_ETU8_LSI | 2263.11
3VA2340-5KQ32-0BA0 | MCCB_IEC_FS400_400A_3P_55KA_ETU8_LSIG | 2395.41
3VA2340-5KQ42-0BA0 | MCCB_IEC_FS400_400A_4P_55KA_ETU8_LSIG | 2841.06
3VA2612-5HM32-0JF0 | MCCB_IEC_FS1250_1250A_3p_55kA_ETU3_LIG | 4602.8
3VA2612-5HN32-0BE0 | MCCB_IEC_FS1250_1250A_3p_55kA_ETU3_LSI | 4519.23
3VA2612-5HN32-0HH0 | MCCB_IEC_FS1250_1250A_3p_55kA_ETU3_LSI | 4491.39
3VA2612-6JP32-0DE0 | MCCB_IEC_FS1250_1250A_3p_85kA_ETU5_LSI | 5556.79
3WA9111-0AA22 | Accessory Air Circuit Breaker 3WA | 430.11
3WA9111-0AA23 | Accessory Air Circuit Breaker 3WA | 551.92
3WA9111-0AA31 | Accessory Air Circuit Breaker 3WA | 446.54
3WA9111-0AA32 | Accessory Air Circuit Breaker 3WA | 563.82
6DL4172-5AX41-0XX0 | SIMATIC CN 4100 Extension Module RS485 | 2278.49
6DL5000-7AA57-0XA5 | TELECONTROL BASIC ES V7.5 FOR WINCC | 1547.78
6DL5000-7AA57-0XH5 | TELECONTROL BASIC ES V7.5 FOR WINCC DL | 1471.86
6DL5002-7AA57-0XA0 | TELECONTROL SRV V7.5 F.WINCC (6 ST.) | 724.13
6DL5101-8EX00-0XH0 | SIMATIC TELECONTROL DNP3 DRIVER DL | 2330.37
6ES7661-0LT42-4RG0 | Process Control System IPC647E | 13071.65
6ES7661-0NT42-1DF6 | Process Control System IPC647E | 17527.25
6ES7661-0VC40-8RG0 | Process Control System IPC647E | 8717.93
6ES7661-0WD01-8RG2 | Process Control System IPC647E | 9867.04
6ES7661-0WQ02-8RG2 | Process Control System IPC647E | 10834.87
3WA9111-0EK57 | Accessory Air Circuit Breaker 3WA | 337.18
3WA9111-0EK61 | Accessory Air Circuit Breaker 3WA | 281.66
3WA9111-0EK62 | Accessory Air Circuit Breaker 3WA | 281.66
3WA9111-0EK63 | Accessory Air Circuit Breaker 3WA | 281.66
3WA9111-0EM61 | Accessory Air Circuit Breaker 3WA | 188.14
3WA9111-0EM62 | Accessory Air Circuit Breaker 3WA | 263.49
3WA9111-0EM81 | Accessory Air Circuit Breaker 3WA | 301.48
3WA9111-0ES01 | Accessory Air Circuit Breaker 3WA | 112.2
3WA9111-0EX04 | Accessory Air Circuit Breaker 3WA | 674.33
3WA9111-0EX05 | Accessory Air Circuit Breaker 3WA | 674.33
3WA9111-0EX06 | Accessory Air Circuit Breaker 3WA | 674.33
3WA9111-0EX08 | Accessory Air Circuit Breaker 3WA | 674.33
3WA9111-1AB23 | Accessory Air Circuit Breaker 3WA | 162.63
3WA9111-1AB24 | Accessory Air Circuit Breaker 3WA | 134.31
3WA9111-1AB25 | Accessory Air Circuit Breaker 3WA | 146.78
3WA9111-1AB26 | Accessory Air Circuit Breaker 3WA | 216.46
3WA9111-1AF10 | Accessory Air Circuit Breaker 3WA | 125.26
3WA9111-1AF11 | Accessory Air Circuit Breaker 3WA | 181.18
3WA9111-1AF20 | Accessory Air Circuit Breaker 3WA | 90.13
3WA9111-1AF21 | Accessory Air Circuit Breaker 3WA | 98.02
6FX2002-1DC00-1AA2 | SIGNAL CABLE, PREASSEMBLED | 112.43
6FX2002-1DC00-1AA3 | SIGNAL CABLE, PREASSEMBLED | 112.43
6FX2002-1DC00-1AA4 | SIGNAL CABLE, PREASSEMBLED | 112.43
6FX2002-1DC00-1AA5 | SIGNAL CABLE, PREASSEMBLED | 112.43
6FX2002-1DC00-1AC6 | SIGNAL CABLE, PREASSEMBLED | 127.39
6FX2002-1DC00-1AC7 | SIGNAL CABLE, PREASSEMBLED | 127.39
6FX2002-1DC00-1AC8 | SIGNAL CABLE, PREASSEMBLED | 127.39
6FX2002-1DC00-1AD0 | SIGNAL CABLE, PREASSEMBLED | 127.39
6FX2002-1DC00-1AD1 | SIGNAL CABLE, PREASSEMBLED | 134.81
6FX2002-1DC00-1AE7 | SIGNAL CABLE, PREASSEMBLED | 142.26
6FX2002-1DC00-1AF0 | SIGNAL CABLE, PREASSEMBLED | 142.21
6FX2002-1DC00-1AF5 | SIGNAL CABLE, PREASSEMBLED | 149.65
6FX2002-1DC00-1AG0 | SIGNAL CABLE, PREASSEMBLED | 149.9
1PH8163-1DB00-2BB1-ZX04 | COMPACT ASYNCHRONOUS MOTOR 1PH816 | 8813.29
1PH8163-1DB00-2QA1 | COMPACT ASYNCHRONOUS MOTOR 1PH816 | 9199.08
1PH8286-1DC10-2FW1-ZG00 | COMPACT ASYNCHRONOUS MOTOR | 46634.52
1PH8286-1DF10-2AU1-ZK24 | COMPACT ASYNCHRONOUS MOTOR | 45833.26
3LD9343-3C | rotary operating mechanism, red/yellow | 9.3
3NJ4103-3DF01 | Fuse switch disconnector, 3P 160A 800V | 166.91
3RU2116-1BB1-ZX95 | Therm. overload relay 1.4 - 2.0 A | 60.84
3VA1125-5ED36-0DC0 | MCCB_IEC_FS160_25A_3P_55KA_TM_ FTFM | 438
3VA2340-6HL32-0AL0 | MCCB_IEC_FS400_400A_3P_85KA_ETU3_LI | 1685.14
3VA2340-7HL32-0DJ0 | MCCB_IEC_FS400_400A_3P_110KA_ETU3_LI | 1914.94
3VA2612-5HL32-0HD0 | MCCB_IEC_FS1250_1250A_3p_55kA_ETU3_LI | 4373
3VA2612-5HL42-0KF0 | MCCB_IEC_FS1250_1250A_4p_55kA_ETU3_LI | 5772.65
3VA9603-0QB02 | front bus connectors 3 pcs | 95.18
3VA9603-0QE60 | Rear connecting studs flat 90 F, 3 pcs | 155.91
3VA9604-0QE00 | REAR TERMINAL FLAT 4 PCS. | 150.43
3VA9877-0CB10 | Max-Flex Operator, Switch. Mechanism | 170.12
3VW9011-0AT46 | Accessory Air Circuit Breaker 3WA | 149.6
3WA9111-0AA42 | Accessory Air Circuit Breaker 3WA | 838.76
6AV7880-4EB01-1AA1 | SIMATIC IPC MD-34A Outdoor | 5583.97
6AV7882-0AA20-8EA0 | SIMATIC IPC277E, 7" Touch | 2795.61
6DL4172-4AX41-0XX0 | SIMATIC CN 4100 Extension Module RS232 | 2278.49
6DL5002-7AA57-0XE0 | TELECONTROL FOR WINCC UG V7.4 -> V7.5 | 775.14
6DL5002-7AA57-0XK0 | TELECONTROL FOR WINCC UG V7.4 -> V7.5 DL | 736.58
6DL5002-7AB57-0XH0 | TELECONTROL SRV V7.5 F.WINCC (12 ST.) DL | 2948.77
6DL5101-8AX00-0XH0 | SIMATIC TELECONTROL SINAUT DRIVER DL | 2330.37
6DL5101-8CX00-0XH0 | SIMATIC TELECONTROL IEC 870 DRIVER DL | 2330.37
6DL5210-0AX57-0DE5 | BRAUMAT,SISTAR Engineer. Upgr 7.x>7.5 DL | 1546.8
6DL5210-1BX57-0YE0 | BRAUMAT,SISTAR IOS Server Upgr 7.x>7.5 | 6062.1
6ES7661-0FS42-1RE2 | Process Control System IPC647E | 15694.97
6ES7661-0JC12-1CE2 | Process Control System IPC647E | 14261.21
6ES7661-0YC41-8RC2 | Process Control System IPC647E | 12175.74
6ES7661-1EC41-1CE6 | Process Control System IPC847E | 12998.25
6ES7661-1ET42-1CD6 | Process Control System IPC847E | 14255.23
3WA9111-0EK55 | Accessory Air Circuit Breaker 3WA | 337.18
3WA9111-0EK66 | Accessory Air Circuit Breaker 3WA | 337.18
3WA9111-0EK81 | Accessory Air Circuit Breaker 3WA | 317.34
3WA9111-0EM44 | Accessory Air Circuit Breaker 3WA/3WL | 302.61
3WA9111-0EM46 | Accessory Air Circuit Breaker 3WA/3WL | 302.61
3WA9111-0ES05 | Accessory Air Circuit Breaker 3WA | 301.48
3WA9111-0ES12 | Accessory Air Circuit Breaker 3WA | 112.2
3WA9111-0ES52 | Accessory Air Circuit Breaker 3WA | 358.7
3WA9111-0EX02 | Accessory Air Circuit Breaker 3WA | 674.33
3WA9111-0EX12 | Accessory Air Circuit Breaker 3WA | 674.33
3WA9111-0EX20 | Accessory Air Circuit Breaker 3WA | 674.33
3WA9111-0EX63 | Accessory Air Circuit Breaker 3WA | 674.33
3WA9111-1AB21 | Accessory Air Circuit Breaker 3WA | 110.48
3WA9111-1AC20 | Accessory Air Circuit Breaker 3WA | 100.87
3WA9111-1AC22 | Accessory Air Circuit Breaker 3WA | 162.63
3WA9111-1AD41 | Accessory Air Circuit Breaker 3WA | 60.16
3WA9111-1AD51 | Accessory Air Circuit Breaker 3WA | 72.69
3WA9111-1AF22 | Accessory Air Circuit Breaker 3WA | 124.1
3WA9111-1AF31 | Accessory Air Circuit Breaker 3WA | 272.58
6ES7853-1AE15-0YE5 | SIMATIC Autom. Tool Adv. Upgr. V4 -> V5 | 314.62
6FX2002-1DC00-1AB0 | SIGNAL CABLE, PREASSEMBLED | 112.43
6FX2002-1DC00-1AB5 | SIGNAL CABLE, PREASSEMBLED | 119.85
6FX2002-1DC00-1AC1 | SIGNAL CABLE, PREASSEMBLED | 127.39
6FX2002-1DC00-1AC4 | SIGNAL CABLE, PREASSEMBLED | 127.39
6FX5002-2AH00-1HJ0 | SIGNAL CABLE, PREFABRICATED | 559.33
6FX5002-2AH00-1JA1 | SIGNAL CABLE, PREFABRICATED | 578.73
6FX5002-2AH00-1KA0 | SIGNAL CABLE, PREFABRICATED | 632.68
6FX5002-2AH00-1KC0 | SIGNAL CABLE, PREFABRICATED | 644.98
6FX5002-2AH11-1AF0 | SIGNAL CABLE PREASSAMBLED | 154.29
6FX5002-2AH11-1BF0 | SIGNAL CABLE PREASSAMBLED | 247.49
6FX5002-2AH11-1CA0 | SIGNAL CABLE PREASSAMBLED | 294.04
6FX5002-2AH11-1CF0 | SIGNAL CABLE PREASSAMBLED | 340.63
1PH8138-2FF22-0CA1 | COMPACT SYNCHRONOUS MOTOR 1PH813 | 16958.01
1PH8138-2FF23-1BD1 | COMPACT SYNCHRONOUS MOTOR 1PH813 | 17311.07
1PH8138-2FF23-2BA1 | COMPACT SYNCHRONOUS MOTOR 1PH813 | 17084.81
1PH8138-2FG22-0BA1 | COMPACT SYNCHRONOUS MOTOR 1PH813 | 16730.01
1PH8163-1AG10-1BA2 | COMPACT ASYNCHRONOUS MOTOR 1PH816 | 6939.76
1PH8163-1CB00-0LA2 | COMPACT ASYNCHRONOUS MOTOR 1PH816 | 9886.58
1PH8163-1CB03-0LA2 | COMPACT ASYNCHRONOUS MOTOR 1PH816 | 10646.78
1PH8163-1DB00-0BA1 | COMPACT ASYNCHRONOUS MOTOR 1PH816 | 8357.17
1PH8163-1DB02-0CA1 | COMPACT ASYNCHRONOUS MOTOR 1PH816 | 9345.33
1PH8163-1DB02-1BA1-ZX06 | COMPACT ASYNCHRONOUS MOTOR 1PH816 | 9573.45
1PH8286-1DB10-2BU1 | COMPACT ASYNCHRONOUS MOTOR | 45651.63
1PH8286-1DB10-2BW1-ZG02G14 | COMPACT ASYNCHRONOUS MOTOR | 46964.72
1PH8286-1DC10-1EX1 | COMPACT ASYNCHRONOUS MOTOR | 46105.68
3NJ4103-3DF02 | Fuse switch disconnector, 3P 160A 800V | 93.76
3NJ4123-3DF01 | Fuse switch disconnector, 3P 250A 800V | 294.41
3NJ4143-3DF01 | Fuse switch disconnector, 3P 630A 800V | 352.35
3RU2116-1BB1-ZW97 | Therm. overload relay 1.4 - 2.0 A | 60.84
3VA2580-5HM32-0DE0 | MCCB_IEC_FS1000_800A_3P_55KA_ETU3_LIG | 3098.71
3VA2580-5MN32-0DA0 | MCCB_IEC_FS1000_800A_3P_55KA_ETU3_LSI | 3203.17
3VA2580-6JP32-0AH0 | MCCB_IEC_FS1000_800A_3P_85kA_ETU5_LSI | 3586.15
3VA2580-6KQ32-0LH0 | MCCB_IEC_FS1000_800A_3P_85kA_ETU8_LSIG | 4379.97
3VA9604-0QE60 | Rear connecting studs flat 90 F, 4 pcs | 210.06
3VA9773-0JC43 | Wire connector control wire tap 3 pcs. | 356.13
3VA9773-0QE00 | Rear connection studs flat 3 pcs. | 160.82
3VA9773-0QE10 | Rear connection stud flat 1 pc. | 50.18
6AV7880-4AA01-0AA1 | SIMATIC IPC MD-34A Entry | 3743.97
6AV7880-4BA01-0AA1 | SIMATIC IPC MD-34A Entry Plus | 5091.12
6AV7880-4CB01-1AA1 | SIMATIC IPC MD-34A High End | 5691.6
6AV7880-4DB01-1AA1 | SIMATIC IPC MD-34A Automation | 4598.26
6DL5002-7AE57-0XA0 | TELECONTROL SRV V7.5 F.WINCC (256 ST) | 5168.41
6DL5002-7AE57-0XH0 | TELECONTROL SRV V7.5 F.WINCC (256 ST) DL | 4909.64
6DL5002-7AF57-0XA0 | TELECONTROL SRV V7.5 F.WINCC (UNLIM) | 15205.36
6DL5002-7AF57-0XH0 | TELECONTROL SRV V7.5 F.WINCC (UNLIM) DL | 14445.17
6DL5210-0AX57-0YE5 | BRAUMAT,SISTAR Engineering Upgr 7.x>7.5 | 1616.67
6ES7661-0EU42-1CE2 | Process Control System IPC647E | 17217.12
6ES7661-0FA41-1RE6 | Process Control System IPC647E | 14039.48
6ES7661-1ES41-1AA6 | Process Control System IPC847E | 9664.78
6ES7661-1ES41-1CA6 | Process Control System IPC847E | 9790.62
6ES7661-1ES41-1CE2 | Process Control System IPC847E | 13245.45
6ES7661-1ET41-1CE6 | Process Control System IPC847E | 15308.44
3WA9111-0EM12 | Accessory Air Circuit Breaker 3WA | 243.1
3WA9111-0EM21 | Accessory Air Circuit Breaker 3WA | 33.48
3WA9111-0EM22 | Accessory Air Circuit Breaker 3WA | 33.48
3WA9111-0EM31 | Accessory Air Circuit Breaker 3WA | 58.93
3WA9111-0ES14 | Accessory Air Circuit Breaker 3WA | 112.2
3WA9111-0ES15 | Accessory Air Circuit Breaker 3WA | 112.2
3WA9111-0ES16 | Accessory Air Circuit Breaker 3WA | 188.14
3WA9111-0ES17 | Accessory Air Circuit Breaker 3WA | 112.2
3WA9111-0EX25 | Accessory Air Circuit Breaker 3WA | 674.33
6FX2002-1DC00-1BD5 | SIGNAL CABLE, PREASSEMBLED | 209.52
6FX2002-1DC00-1BE0 | SIGNAL CABLE, PREASSEMBLED | 209.54
6FX2002-1DC00-1BF0 | SIGNAL CABLE, PREASSEMBLED | 216.89
6FX2002-1DC00-1BF3 | SIGNAL CABLE, PREASSEMBLED | 224.35
6FX2002-1DC00-1DB0 | SIGNAL CABLE, PREASSEMBLED | 336.24
6FX2002-1DC00-1DC0 | SIGNAL CABLE, PREASSEMBLED | 343.78
6FX2002-1DC00-1DF0 | SIGNAL CABLE, PREASSEMBLED | 366.05
6FX2002-1DC00-1DG0 | SIGNAL CABLE, PREASSEMBLED | 373.73
6FX3802-7DD01-1BF0 | Dual cable, Preassembled | 506.44
6FX3802-7DD01-1CA0 | Dual cable, Preassembled | 606.2
6FX5002-2EQ10-1AE0 | SIGNAL CABLE, PREASSEMBLED | 146.85
6FX5002-2EQ10-1AF0 | SIGNAL CABLE, PREASSEMBLED | 154.48
6FX5002-2EQ10-1AF5 | SIGNAL CABLE, PREASSEMBLED | 162.12
6FX5002-2EQ10-1AG0 | SIGNAL CABLE, PREASSEMBLED | 162.1
6FX5002-2EQ10-1AG5 | SIGNAL CABLE, PREASSEMBLED | 169.73
6FX5002-2EQ10-1BJ0 | SIGNAL CABLE, PREASSEMBLED | 253.64
6FX5002-2EQ10-1BK0 | SIGNAL CABLE, PREASSEMBLED | 261.32
6FX5002-2EQ10-1CA0 | SIGNAL CABLE, PREASSEMBLED | 268.74
6FX5002-2EQ10-1CA1 | SIGNAL CABLE, PREASSEMBLED | 276.39
6FX5002-2EQ10-1EB0 | SIGNAL CABLE, PREASSEMBLED | 429.22
6FX5002-2EQ10-1EC0 | SIGNAL CABLE, PREASSEMBLED | 436.79
6FX5002-2EQ10-1EF0 | SIGNAL CABLE, PREASSEMBLED | 459.75
6FX5002-2EQ10-1EG0 | SIGNAL CABLE, PREASSEMBLED | 467.37
6FX5002-2EQ10-1CH0 | SIGNAL CABLE, PREASSEMBLED | 322.17
6FX5002-2EQ10-1JA0 | SIGNAL CABLE, PREASSEMBLED | 726.79
6FX5002-2EQ10-1KA0 | SIGNAL CABLE, PREASSEMBLED | 803.11
6FX5002-2EQ10-1KC0 | SIGNAL CABLE, PREASSEMBLED | 818.34
6FX5002-2EQ20-1AB0 | SIGNAL CABLE PREASSAMBLED | 182.31
6FX5002-2EQ20-1AC0 | SIGNAL CABLE PREASSAMBLED | 191.89
6FX5002-2EQ20-1AD0 | SIGNAL CABLE PREASSAMBLED | 201.37
1PH8137-1DF02-0BE1 | COMPACT ASYNCHRONOUS MOTOR 1PH813 | 7537.34
1PH8138-1FF22-0BC1-ZK18V90 | COMPACT ASYNCHRONOUS MOTOR 1PH813 | 10800.26
1PH8138-1FF23-0BA1 | COMPACT ASYNCHRONOUS MOTOR 1PH813 | 10747.55
1PH8138-1HF20-0CB2 | COMPACT ASYNCHRONOUS MOTOR 1PH813 | 8086.84
1PH8138-1HF20-1FB2 | COMPACT ASYNCHRONOUS MOTOR 1PH813 | 8012.29
1PH8138-2DF22-2QA1 | COMPACT SYNCHRONOUS MOTOR 1PH813 | 16168.87
1PH8138-2DF23-0BA1 | COMPACT SYNCHRONOUS MOTOR 1PH813 | 16020.5
1PH8138-2DF23-0BA1-ZK09 | COMPACT SYNCHRONOUS MOTOR 1PH813 | 16273.89
1PH8138-2DF23-1BA1 | COMPACT SYNCHRONOUS MOTOR 1PH813 | 16020.5
1PH8138-2DG23-2BA1 | COMPACT SYNCHRONOUS MOTOR 1PH813 | 16020.5
1PH8138-2DG23-2BC1 | COMPACT SYNCHRONOUS MOTOR 1PH813 | 16020.5
1PH8138-2DG23-2CA1 | COMPACT SYNCHRONOUS MOTOR 1PH813 | 16248.49
1PH8163-1DD02-2DA1 | COMPACT ASYNCHRONOUS MOTOR 1PH816 | 9680.81
1PH8163-1DD02-2FA1 | COMPACT ASYNCHRONOUS MOTOR 1PH816 | 9555.42
1PH8284-1DC10-0AU1-ZG00 | COMPACT ASYNCHRONOUS MOTOR | 39946.24
1PH8284-1DC22-1AA1-ZL00 | COMPACT ASYNCHRONOUS MOTOR | 49303.92
1PH8284-1DC40-2AU1 | COMPACT ASYNCHRONOUS MOTOR | 51009.55
1PH8284-1DC43-0BU1 | COMPACT ASYNCHRONOUS MOTOR | 53097.98
1PH8284-1FC10-2AU1-ZG00 | COMPACT ASYNCHRONOUS MOTOR | 41386.06
1PH8284-1FC40-1AU1 | COMPACT ASYNCHRONOUS MOTOR | 52099.14
1PH8284-1FD10-1BW1-ZG02K23X19 | COMPACT ASYNCHRONOUS MOTOR | 43318.12
1PH8284-1HD40-2EU2-ZL00 | COMPACT ASYNCHRONOUS MOTOR | 51061.46
6AV6381-2BP08-0AX0 | WinCC RC 2048, V8.0 | 13635.67
6AV6381-2BQ08-0AH0 | WinCC RC 65536, V8.0 DL | 17432.36
6AV6381-2BQ08-0AV0 | WinCC RC 65536, V8.0 Asia | 19604.76
6AV6381-2BQ08-0AX0 | WinCC RC 65536, V8.0 | 19604.76
6AV6381-2CA08-0AH0 | WinCC RT Client V8.0 DL | 3514.03
6AV6381-2CA08-0AK3 | WinCC UG RT Cl. V7.3/7.4 -> V8.0 DL | 873.84
6AV6381-2CA08-0AK4 | WinCC UPGR RT Cl. V7.5 -> V8.0 DL | 581.13
6AV6381-2CA08-0AV0 | WinCC RT Client V8.0 Asia | 3954.53
6AV6382-2AA08-0AX0 | WinCC Package RT Client, V8.0 | 2767.89
6AV6382-2CA08-0AV0 | WinCC Package RT 128, V8.0 Asia | 2904.2
6AV6382-2CA08-0AX0 | WinCC Package RT 128, V8.0 | 2904.2
6AV6382-2DA08-0AV0 | WinCC Package RT 512, V8.0 Asia | 4769.55
6EP4448-7FB00-3CX0 | SITOP SEL1200/48V/4X1-10A | 282.71
6ES7146-6HF00-0BB0 | ET 200eco PN, AI 6xU/I +AIQ 2xU/I, M12-L | 716.95
6ES7647-8CE23-2AA1 | SIMATIC IPC227G | 2388.11
6ES7647-8CE31-2AA1 | SIMATIC IPC227G | 2624.81
6ES7647-8CE31-2AB1 | SIMATIC IPC227G | 2854.04
6ES7647-8CE31-3AA1 | SIMATIC IPC227G | 2948.43
6ES7647-8CE33-2AA1 | SIMATIC IPC227G | 2761.16
6ES7648-2AK80-0RA0 | Memory module 1x 16 GB | 979.81
6ES7648-2AK80-1RA0 | Memory module 1x 16 GB (ECC) | 1502.67
6ES7648-2AK81-0RA0 | Memory module 1x 32 GB | 1947.65
6ES7648-2AK81-1RA0 | Memory module 1x 32 GB (ECC) | 2996.37
3WA9111-0BA51 | Accessory Air Circuit Breaker 3WA | 380.81
3WA9111-0BA53 | Accessory Air Circuit Breaker 3WA | 380.81
3WA9111-0BA57 | Accessory Air Circuit Breaker 3WA | 442.57
3WA9111-0BA58 | Accessory Air Circuit Breaker 3WA | 442.57
3WA9111-0BB15 | Accessory Air Circuit Breaker 3WA | 147.9
3WA9111-0BB21 | Accessory Air Circuit Breaker 3WA | 531.53
3WA9111-0BB22 | Accessory Air Circuit Breaker 3WA | 531.53
3WA9111-0BB23 | Accessory Air Circuit Breaker 3WA | 464.1
3WA9111-0BG01 | Accessory Air Circuit Breaker 3WA | 86.69
3WA9111-0BG02 | Accessory Air Circuit Breaker 3WA | 122.98
3WA9111-0BG11 | Accessory Air Circuit Breaker 3WA | 70.27
3WA9111-0BG12 | Accessory Air Circuit Breaker 3WA | 86.69
3WA9111-0EB20 | Accessory Air Circuit Breaker 3WA | 107.66
3WA9111-0EB25 | Accessory Air Circuit Breaker 3WA | 107.66
3WA9111-0EB32 | Accessory Air Circuit Breaker 3WA | 107.66
3WA9111-0EB40 | Accessory Air Circuit Breaker 3WA | 107.66
3WA9111-0EE62 | Accessory Air Circuit Breaker 3WA | 1581
3WA9111-0EE63 | Accessory Air Circuit Breaker 3WA | 2499.02
3WA9111-0EE81 | Accessory Air Circuit Breaker 3WA | 27.19
3WA9111-0EK11 | Accessory Air Circuit Breaker 3WA | 107.66
3WA9111-0EK12 | Accessory Air Circuit Breaker 3WA | 107.66
6ES7823-1FA04-0YE5 | SIMATIC S7-PLCSIM Advanced Upgr V5.0 | 2244.28
6ES7823-1FE04-0YA5 | SIMATIC S7-PLCSIM Advanced V5.0 DL | 4677.33
6ES7823-1FE04-0YA7 | SIMATIC S7-PLCSIM Adv. V5.0 PoC DL | 173.78
6ES7823-1FE04-0YE5 | SIMATIC S7-PLCSIM Adv. Upgr. V5.0 DL | 1869.74
6ES7833-1FB18-0YH5 | STEP 7 Safety Basic V18 SW DL | 305.63
6ES7833-1FB18-0YK5 | STEP 7 Safety Basic V18 Upgr. SW DL | 121.36
6ES7833-1FC18-0YA5 | STEP 7 Safety Advanced V18 Combo | 1704.93
6ES7833-1FC18-0YH5 | STEP 7 Safety Advanced V18 Combo SW DL | 1535.64
3WA9111-1EX02 | Accessory Air Circuit Breaker 3WA | 674.33
3WA9111-1EX03 | Accessory Air Circuit Breaker 3WA | 674.33
3WA9111-1EX04 | Accessory Air Circuit Breaker 3WA | 674.33
3WA9111-1EX05 | Accessory Air Circuit Breaker 3WA | 674.33
3WA9111-1EX60 | Accessory Air Circuit Breaker 3WA | 674.33
3WA9111-1EX71 | Accessory Air Circuit Breaker 3WA | 674.33
3WA9111-1EX72 | Accessory Air Circuit Breaker 3WA | 674.33
3WA9111-1EX73 | Accessory Air Circuit Breaker 3WA | 674.33
7MH7723-1HV | WW100 Bearing replacement kit | 1069.92
7MH7723-1HX | WW100 PULLEY REPLACEMENT KIT, MS | 1943.56
7MH7723-1HY | WW100 Pulley replacement kit | 2413.91
7MH7723-1JB | WW100 DUST HOOD, MS | 1659.94
7MH7723-1SJ | WW100 Gravimetric tensioning device | 1510.34
7MH7723-1SK | Calibration chain | 3361.75
7MH7723-1SM | Guide rollers | 268.08
7MH7723-1SN | Spare Brush, 12" belt width | 1075.93
7MH7723-1SP | Spare Brush, 18" belt width | 1075.93
7MH7723-1TD | Belt scraper blade 30in | 336.31
7MH7723-1TE | Belt scraper blade 36in | 359.04
7MH7723-1TF | Belt scraper blade 42in | 382.97
7MH7723-1TG | Belt scraper blade 48in | 403.32
6FX5002-2CF02-1FB0 | SIGNAL CABLE, PREASSEMBLED | 463.09
6FX5002-2CF02-1GA0 | SIGNAL CABLE, PREASSEMBLED | 523.54
6FX5002-2CF02-1GB0 | SIGNAL CABLE, PREASSEMBLED | 530.14
6FX5002-2CF02-1GE0 | SIGNAL CABLE, PREASSEMBLED | 549.94
6FX5002-2CF02-2BJ0 | SIGNAL CABLE, PREASSEMBLED | 906.23
6FX5002-2CF02-2DJ0 | SIGNAL CABLE, PREASSEMBLED | 1038.71
6FX5002-2CF02-2FA0 | SIGNAL CABLE, PREASSEMBLED | 1117.81
6FX5002-2CF02-2FG0 | SIGNAL CABLE, PREASSEMBLED | 1157.57
6FX5002-2CF20-1DA1 | SIGNAL CABLE PREASSAMBLED | 428.86
6FX5002-2CF20-1FA0 | SIGNAL CABLE PREASSAMBLED | 590.12
6FX5002-2CG00-1AB0 | SIGNAL CABLE, PREASSEMBLED, | 104.86
6FX5002-2CG00-1AC2 | SIGNAL CABLE, PREASSEMBLED, | 116.56
6FX5002-2CN20-1AE0 | SIGNAL CABLE, PREASSEMBLED | 224.93
6FX5002-2CQ31-1CA0 | SIGNAL CABLE, PREASSEMBLED, | 276.97
6FX5002-2DC40-1AH2 | SIGNAL CABLE, PREASSEMBLED | 186.93
1PH8137-1DF00-0BA1 | COMPACT ASYNCHRONOUS MOTOR 1PH813 | 7258.64
1PH8138-1DF20-1BC1 | COMPACT ASYNCHRONOUS MOTOR 1PH813 | 9049.77
1PH8138-1DF20-1CA1 | COMPACT ASYNCHRONOUS MOTOR 1PH813 | 9277.76
1PH8138-1DF20-1CB1 | COMPACT ASYNCHRONOUS MOTOR 1PH813 | 9277.76
1PH8138-1DF20-1DA1 | COMPACT ASYNCHRONOUS MOTOR 1PH813 | 9359.78
1PH8138-1DF22-1CA1 | COMPACT ASYNCHRONOUS MOTOR 1PH813 | 9556.47
1PH8138-1DF22-2CC1 | COMPACT ASYNCHRONOUS MOTOR 1PH813 | 9556.47
1PH8138-1DF22-2LA1 | COMPACT ASYNCHRONOUS MOTOR 1PH813 | 9967.6
1PH8138-1DF23-0BA1 | COMPACT ASYNCHRONOUS MOTOR 1PH813 | 9683.27
1PH8138-1DF23-0BC1 | COMPACT ASYNCHRONOUS MOTOR 1PH813 | 9683.27
1PH8163-1DD00-1DA1 | COMPACT ASYNCHRONOUS MOTOR 1PH816 | 8920.63
1PH8163-1DD00-1DB1 | COMPACT ASYNCHRONOUS MOTOR 1PH816 | 8920.63
1PH8163-1DD00-1DC1 | COMPACT ASYNCHRONOUS MOTOR 1PH816 | 8920.63
1PH8163-1DD00-1LA1 | COMPACT ASYNCHRONOUS MOTOR 1PH816 | 9354.47
1PH8163-1DD00-2GA1 | COMPACT ASYNCHRONOUS MOTOR 1PH816 | 8252.18
1PH8163-1DD00-2HA1 | COMPACT ASYNCHRONOUS MOTOR 1PH816 | 8480.24
1PH8163-1DD00-2LA1 | COMPACT ASYNCHRONOUS MOTOR 1PH816 | 9354.47
1PH8163-1DD02-0BA1 | COMPACT ASYNCHRONOUS MOTOR 1PH816 | 9117.33
1PH8163-1DD02-2CA1 | COMPACT ASYNCHRONOUS MOTOR 1PH816 | 9573.39
1PH8163-1DD02-2CA1-ZK18 | COMPACT ASYNCHRONOUS MOTOR 1PH816 | 9877.49
1PH8163-1DD02-2CC1 | COMPACT ASYNCHRONOUS MOTOR 1PH816 | 9573.39
6AV6362-4AA08-0AA0 | WinCC/IDB, Basic Pckg V8.0 | 1377.49
6AV6371-1CC08-0AX0 | SIMATIC WinCC/ODK V8.0 | 2353.2
6AV6371-1CF08-0AX0 | WINCC/Redundancy V8.0 | 5984.89
6AV6371-1DG08-0AX0 | WinCC/ProAgent V8.0 | 1736.21
6AV6371-1DG08-0AX3 | WinCC/ProAgent Upgr V7.3/7.4 -> V8.0 | 430.47
6AV6381-2AA08-0AX4 | WinCC Upgr RT V7.5 -> RT V8.0 | 1176.61
6AV6381-2AB08-0AK3 | WinCC UPGR RC V7.3/7.4 -> RC V8.0 DL | 2600
6AV6381-2AB08-0AK4 | WinCC UPGR RC V7.5 -> RC V8.0 DL | 1726.16
6AV6381-2AB08-0AX3 | WinCC Upgr RC V7.3/7.4 -> RC V8.0 | 2924.28
6AV6381-2BH08-0AH0 | WinCC RT 8192, V8.0 DL | 8373.96
6AV6381-2BH08-0AV0 | WinCC RT 8192, V8.0 Asia | 9414.25
6AV6381-2BH08-0AX0 | WinCC RT 8192, V8.0 | 9414.25
6AV6381-2BJ08-0AH0 | WinCC RT 102400, V8.0 DL | 14480.81
6DL5411-0AA03-0AH0 | SIMATIC PFL Library V3.0 (1 HMI RT) DL | 888.53
6DL5411-0BA03-0AH0 | SIMATIC PFL Library V3.0 (30 HMI RT) DL | 16337.05
6DL5411-0CA03-0AH0 | SIMATIC PFL Library V3.0 (1 AS RT) DL | 1065.69
6DL5411-0DA03-0AH0 | SIMATIC PFL Library V3.0 (30 AS RT) DL | 19532.77
3WA9111-0AP06 | Accessory Air Circuit Breaker 3WA | 263.49
3WA9111-0AP07 | Accessory Air Circuit Breaker 3WA | 457.29
3WA9111-0AP08 | Accessory Air Circuit Breaker 3WA | 270.88
3WA9111-0AP11 | Accessory Air Circuit Breaker 3WA | 324.15
3WA9111-0AP12 | Accessory Air Circuit Breaker 3WA | 547.4
3WA9111-0AQ18 | Accessory Air Circuit Breaker 3WA | 6573.37
3WA9111-0AQ20 | Accessory Air Circuit Breaker 3WA | 7480.04
3WA9111-0AQ22 | Accessory Air Circuit Breaker 3WA | 11673.38
3WA9111-0AQ51 | Accessory Air Circuit Breaker 3WA | 1864.33
3WA9111-0AR12 | Accessory Air Circuit Breaker 3WA | 96.9
3WA9111-0AS01 | Accessory Air Circuit Breaker 3WA | 61.78
3WA9111-0AS02 | Accessory Air Circuit Breaker 3WA | 61.78
3WA9111-0AS04 | Accessory Air Circuit Breaker 3WA | 78.76
3WA9111-0AS43 | Accessory Air Circuit Breaker 3WA | 332.04
3WA9111-0AT50 | Spare part for Air Circuit Breaker 3WA | 322.4
3WA9111-0AV11 | Accessory Air Circuit Breaker 3WA | 19.19
3WA9111-0AV12 | Accessory Air Circuit Breaker 3WA | 30.55
3WA9111-0AV34 | Accessory Air Circuit Breaker 3WA | 702.64
3WA9111-0AW11 | Accessory Air Circuit Breaker 3WA | 19.19
3WA9111-0AW12 | Accessory Air Circuit Breaker 3WA | 30.55
3WA9111-0AW21 | Accessory Air Circuit Breaker 3WA | 36.89
3WA9111-0AW22 | Accessory Air Circuit Breaker 3WA | 46.87
3WA9111-0BA31 | Accessory Air Circuit Breaker 3WA | 113.9
3WA9111-0BA32 | Accessory Air Circuit Breaker 3WA | 190.96
3WA9111-0BA33 | Accessory Air Circuit Breaker 3WA | 190.96
3WA9111-0BA34 | Accessory Air Circuit Breaker 3WA | 185.32
3WA9111-1AS81 | Accessory Air Circuit Breaker 3WA | 655.37
3WA9111-1AY30 | Accessory Air Circuit Breaker 3WA | 1019.94
3WA9111-1AY31 | Accessory Air Circuit Breaker 3WA | 1364.4
3WA9111-1AY33 | Accessory Air Circuit Breaker 3WA | 821.99
3WA9111-1AY61 | Accessory Air Circuit Breaker 3WA | 1800.57
3WA9111-1AY63 | Accessory Air Circuit Breaker 3WA | 1085.93
3WA9111-1AY64 | Accessory Air Circuit Breaker 3WA | 1554.52
3WA9111-1AY70 | Accessory Air Circuit Breaker 3WA | 2147.26
3WA9111-1EB08 | Accessory Air Circuit Breaker 3WA | 107.66
3WA9111-1EB10 | Accessory Air Circuit Breaker 3WA | 107.66
3WA9111-1EB11 | Accessory Air Circuit Breaker 3WA | 107.66
3WA9111-1EB12 | Accessory Air Circuit Breaker 3WA | 107.66
3WA9111-1EB75 | Accessory Air Circuit Breaker 3WA | 107.66
3WA9111-1EB76 | Accessory Air Circuit Breaker 3WA | 107.66
3WA9111-1EG02 | Accessory Air Circuit Breaker 3WA | 674.33
3WA9111-1EG03 | Accessory Air Circuit Breaker 3WA | 674.33
3WA9111-1EG04 | Accessory Air Circuit Breaker 3WA | 674.33
3WA9111-1EG40 | Accessory Air Circuit Breaker 3WA | 674.33
6FX5002-2CA12-1EA0 | SIGNAL CABLE, PREASSEMBLED | 336.91
6FX5002-2CA12-1HF0 | SIGNAL CABLE, PREASSEMBLED | 558.26
6FX5002-2CA12-2BA0 | SIGNAL CABLE, PREASSEMBLED | 782.02
6FX5002-2CA24-1AF0 | SIGNAL CABLE PREASSAMBLED | 292.71
6FX5002-2CA24-1BA0 | SIGNAL CABLE PREASSAMBLED | 338.72
6FX5002-2CA31-1AB0 | SIGNAL CABLE, PREASSEMBLED, | 126.75
6FX5002-2CA31-1AC0 | SIGNAL CABLE, PREASSEMBLED, | 134.65
6FX5002-2CA31-1BA0 | SIGNAL CABLE, PREASSEMBLED, | 197.97
6FX5002-2CA31-1BB0 | SIGNAL CABLE, PREASSEMBLED, | 205.89
6FX5002-2CA31-1BB5 | SIGNAL CABLE, PREASSEMBLED, | 213.8
6FX5002-2CA31-1BC0 | SIGNAL CABLE, PREASSEMBLED, | 213.78
6FX5002-2CA31-1BD0 | SIGNAL CABLE, PREASSEMBLED, | 221.77
6FX5002-2CF02-1AD5 | SIGNAL CABLE, PREASSEMBLED | 152.31
6FX5002-2CF02-1AE0 | SIGNAL CABLE, PREASSEMBLED | 152.2
6FX5002-2CF02-1AF0 | SIGNAL CABLE, PREASSEMBLED | 158.87
6FX5002-2CF02-1AG0 | SIGNAL CABLE, PREASSEMBLED | 165.55
6FX5002-2CF02-1CA0 | SIGNAL CABLE, PREASSEMBLED | 258.32
6FX5002-2CF02-1CB0 | SIGNAL CABLE, PREASSEMBLED | 264.93
6FX5002-2CF02-1CC0 | SIGNAL CABLE, PREASSEMBLED | 271.54
6FX5002-2CF02-1CD0 | SIGNAL CABLE, PREASSEMBLED | 278.2
6FX5002-2CH00-1AC0 | SIGNAL CABLE, PREASSEMBLED | 142.52
6FX5002-2CH00-1AD0 | SIGNAL CABLE, PREASSEMBLED | 149.15
6FX5002-2CH00-1AE0 | SIGNAL CABLE, PREASSEMBLED | 155.67
6FX5002-2CH00-1AF0 | SIGNAL CABLE, PREASSEMBLED | 162.33
6FX5002-2CH00-1DA0 | SIGNAL CABLE, PREASSEMBLED | 327.85
6FX5002-2CH00-1DF0 | SIGNAL CABLE, PREASSEMBLED | 360.91
6FX5002-2CH00-1EA0 | SIGNAL CABLE, PREASSEMBLED | 392.9
6FX5002-2CH00-1EF0 | SIGNAL CABLE, PREASSEMBLED | 425.96
6FX5002-5CA05-1AC0 | POWER CABLE, PREASSEMBLED,EXT. | 242.81
6FX5002-5CA05-1AC5 | POWER CABLE, PREASSEMBLED,EXT. | 247.43
6FX5002-5CA05-1AD0 | POWER CABLE, PREASSEMBLED,EXT. | 247.4
6FX5002-5CA05-1AD5 | POWER CABLE, PREASSEMBLED,EXT. | 251.98
6FX5002-5CA23-1BA0 | POWER CABLE PREASSEMBLED | 1041.2
6FX5002-5CA23-1CA0 | POWER CABLE PREASSEMBLED | 1286.28
6FX5002-5CA23-1EA0 | POWER CABLE PREASSEMBLED | 1774.23
6FX5002-5CN11-1JA0 | POWER CABLE PREASSEMBLED | 794.6
6FX5002-5CN31-1BB0 | POWER CABLE PREASSEMBLED | 406.56
6FX5002-5CN31-1BB5 | POWER CABLE PREASSEMBLED | 413.22
6FX5002-5CN31-1CA0 | POWER CABLE PREASSEMBLED | 466.48
6FX5002-5CN31-1CF0 | POWER CABLE PREASSEMBLED | 499.8
6FX5002-5CN31-1CJ0 | POWER CABLE PREASSEMBLED | 519.78
6FX5002-5DN11-1EA0 | POWER CABLE PREASSEMBLED | 688.25
6FX5002-5DN54-1CA0 | POWER CABLE PREASSEMBLED | 560.77
6FX5002-5DN54-1DA0 | POWER CABLE PREASSEMBLED | 727.03
6FX5002-5DN54-1DF0 | POWER CABLE PREASSEMBLED | 810.22
6FX5002-5DQ58-1BA0 | POWER CABLE PREASSEMBLED | 801.26
6FX5002-5DQ68-1BA0 | POWER CABLE PREASSEMBLED | 565.83
6FX5002-5DS01-1AA0 | POWER CABLE, PREASSEMBLED | 278.51
6FX5002-5DS01-1AB0 | POWER CABLE, PREASSEMBLED | 286.76
6FX5002-5DS01-1AD6 | POWER CABLE, PREASSEMBLED | 311.49
6FX5002-5DS01-1AD7 | POWER CABLE, PREASSEMBLED | 311.49
6FX5002-5DS01-1AE0 | POWER CABLE, PREASSEMBLED | 311.57
6FX5002-5DS01-1AE3 | POWER CABLE, PREASSEMBLED | 319.82
6FX5002-5DS01-1AK0 | POWER CABLE, PREASSEMBLED | 352.71
6FX5002-5DS01-1BA0 | POWER CABLE, PREASSEMBLED | 361.04
6FX5002-5DS01-1BA3 | POWER CABLE, PREASSEMBLED | 369.29
6FX5002-5DS01-1BB0 | POWER CABLE, PREASSEMBLED | 369.29
6FX5002-2DC10-1KK0 | SIGNAL CABLE, PREASSEMBLED | 817
6FX5002-2DC20-1AA3 | SIGNAL CABLE, PREASSEMBLED | 137.08
6FX5002-2DC20-1AA5 | SIGNAL CABLE, PREASSEMBLED | 137.08
6FX5002-2DC20-1AA6 | SIGNAL CABLE, PREASSEMBLED | 137.08
6FX5002-2DC20-1AD0 | SIGNAL CABLE, PREASSEMBLED | 151.29
6FX5002-2DC20-1AD1 | SIGNAL CABLE, PREASSEMBLED | 158.4
6FX5002-2DC20-1AD2 | SIGNAL CABLE, PREASSEMBLED | 158.4
6FX5002-2DC20-1AD4 | SIGNAL CABLE, PREASSEMBLED | 158.4
6FX5002-2DC20-1BE0 | SIGNAL CABLE, PREASSEMBLED | 229.41
6FX5002-2DC20-1BF0 | SIGNAL CABLE, PREASSEMBLED | 236.6
6FX5002-2DC20-1BG0 | SIGNAL CABLE, PREASSEMBLED | 243.49
6FX5002-2DC20-1BH0 | SIGNAL CABLE, PREASSEMBLED | 250.69
6FX5002-2DC20-1BJ0 | SIGNAL CABLE, PREASSEMBLED | 257.83
6FX5002-2DC20-1EE0 | SIGNAL CABLE, PREASSEMBLED | 442.85
6FX5002-2DC20-1EF0 | SIGNAL CABLE, PREASSEMBLED | 450.05
6FX5002-2DC20-1EG0 | SIGNAL CABLE, PREASSEMBLED | 456.95
6FX5002-2DC20-1FF0 | SIGNAL CABLE, PREASSEMBLED | 521.73
6FX5002-5CG11-1AH0 | POWER CABLE, PREASSEMBLED | 171.37
6FX5002-5CG11-1BE0 | POWER CABLE, PREASSEMBLED | 215.29
6FX5002-5CG11-1BF0 | POWER CABLE, PREASSEMBLED | 221.51
6FX5002-5CG11-1CA0 | POWER CABLE, PREASSEMBLED | 253.2
6FX5012-5CS01-1AC1 | POWER CABLE, PREASSEMBLED | 274.59
6FX5012-5CS01-1AC2 | POWER CABLE, PREASSEMBLED | 274.59
6FX5012-5CS01-1AC4 | POWER CABLE, PREASSEMBLED | 274.59
6FX5012-5CS01-1AC5 | POWER CABLE, PREASSEMBLED | 274.59
6FX7002-5EA31-1BC0 | POWER CABLE, PREASSEMBLED | 518.92
6FX7002-5EA31-1BE0 | POWER CABLE, PREASSEMBLED | 568.18
6FX7002-5EA31-1BF0 | POWER CABLE, PREASSEMBLED | 593.2
6FX7002-5EA41-1AF0 | POWER CABLE, PREASSEMBLED | 368.41
6FX7002-5EA41-1CJ0 | POWER CABLE, PREASSEMBLED | 1001.27
6FX7002-5EA41-1CK0 | POWER CABLE, PREASSEMBLED | 1028.84
6FX7002-5EA41-1DA0 | POWER CABLE, PREASSEMBLED | 1054.23
6FX7002-5EA41-1DC0 | POWER CABLE, PREASSEMBLED | 1109.21
6FX7002-5EA48-1BG0 | POWER CABLE, PREASSEMBLED | 811.93
6FX7002-5EA48-1CA0 | POWER CABLE, PREASSEMBLED | 922.67
6FX7002-5EA48-1CK0 | POWER CABLE, PREASSEMBLED | 1167.81
6FX7002-5EA51-1AG7 | POWER CABLE, PREASSEMBLED | 451.78
6FX7002-5EA71-1BA0 | POWER CABLE, PREASSEMBLED | 820.9
6FX7008-1BC41-1AJ0 | POWER CABLE,SOLD BY THE METER, | 307
6FX7008-1BC41-1AK0 | POWER CABLE,SOLD BY THE METER, | 341.67
6FX7008-1BC41-1BA0 | POWER CABLE,SOLD BY THE METER, | 378.64
6FX7008-1BC41-1BF0 | POWER CABLE,SOLD BY THE METER, | 559.02
6FX5008-1BB25-1BC0 | POWER CABLE, SOLD BY THE METER | 512.04
6FX5008-1BB25-1BE0 | POWER CABLE, SOLD BY THE METER | 593.96
6FX5008-1BB25-1BF0 | POWER CABLE, SOLD BY THE METER | 634.62
6FX5008-1BB25-1BH0 | POWER CABLE, SOLD BY THE METER | 717.18
6FX5008-1BB25-1HF0 | POWER CABLE, SOLD BY THE METER | 3092.73
6FX5008-1BB25-1JH0 | POWER CABLE, SOLD BY THE METER | 3568.4
6FX5008-1BB25-1JJ0 | POWER CABLE, SOLD BY THE METER | 3607.67
6FX5008-1BB25-2AA0 | POWER CABLE, SOLD BY THE METER | 4114.11
6FX5008-1BB31-1DH0 | POWER CABLE, SOLD BY THE METER | 430.9
6FX5008-1BB31-1EA0 | POWER CABLE, SOLD BY THE METER | 466.96
6FX5008-1BB31-1GA0 | POWER CABLE, SOLD BY THE METER | 693.57
6FX5008-1BB31-1JA0 | POWER CABLE, SOLD BY THE METER | 920.2
6FX5008-1BB35-1BF0 | POWER CABLE, SOLD BY THE METER | 904.27
6FX5008-1BB35-1BG0 | POWER CABLE, SOLD BY THE METER | 963.38
6FX5008-1BB35-1BH0 | POWER CABLE, SOLD BY THE METER | 1022.45
6FX5008-1BB35-1CA0 | POWER CABLE, SOLD BY THE METER | 1197.31
6FX5008-1BB35-1GB0 | POWER CABLE, SOLD BY THE METER | 3605.35
6FX5008-1BB35-1KA0 | POWER CABLE, SOLD BY THE METER | 5295.28
6FX5008-1BB35-2AA0 | POWER CABLE, SOLD BY THE METER | 5886.34
6FX5008-1BB35-2KA0 | POWER CABLE, SOLD BY THE METER | 11156.58
6FX8002-2CA34-1AB0 | SIGNAL CABLE, PREASSEMBLED EXT. | 183.07
6FX8002-2CA34-1AB5 | SIGNAL CABLE, PREASSEMBLED EXT. | 194.06
6FX8002-2CA34-1AB6 | SIGNAL CABLE, PREASSEMBLED EXT. | 194.06
6FX8002-2CA34-1AC0 | SIGNAL CABLE, PREASSEMBLED EXT. | 194.01
6FX8002-2CA34-1AG5 | SIGNAL CABLE, PREASSEMBLED EXT. | 248.74
6FX8002-2CA34-1AH0 | SIGNAL CABLE, PREASSEMBLED EXT. | 249.08
6FX8002-2CA34-1AH5 | SIGNAL CABLE, PREASSEMBLED EXT. | 260.09
6FX8002-2CA34-1AJ0 | SIGNAL CABLE, PREASSEMBLED EXT. | 259.94
6FX8002-2CA34-1AJ1 | SIGNAL CABLE, PREASSEMBLED EXT. | 270.94
6FX8002-2CA34-1CB0 | SIGNAL CABLE, PREASSEMBLED EXT. | 402.75
6FX8002-2CA34-1CC0 | SIGNAL CABLE, PREASSEMBLED EXT. | 413.71
6FX8002-2CA34-1CE0 | SIGNAL CABLE, PREASSEMBLED EXT. | 435.7
6FX8002-2CA34-1CF0 | SIGNAL CABLE, PREASSEMBLED EXT. | 446.54
6FX8002-2CA80-1AE0 | SIGNAL CABLE, PREASSEMBLED | 198.1
6FX8002-2CA80-1AF0 | SIGNAL CABLE, PREASSEMBLED | 209.03
6FX8002-2CD01-1CH0 | SIGNAL CABLE, PREASSEMBLED, | 324.49
6FX8002-2CD24-1BA0 | SIGNAL CABLE, PREASSEMBLED | 201.21
6FX8002-2DC00-1AE0 | SIGNAL CABLE, PREASSEMBLED | 162.33
6FX8002-2DC00-1AE5 | SIGNAL CABLE, PREASSEMBLED | 174
6FX8002-2DC00-1AF0 | SIGNAL CABLE, PREASSEMBLED | 174.06
6FX2002-1DC00-1AD2 | SIGNAL CABLE, PREASSEMBLED | 134.81
6FX2002-1DC00-1AD5 | SIGNAL CABLE, PREASSEMBLED | 134.81
6FX2002-1DC00-1AE4 | SIGNAL CABLE, PREASSEMBLED | 142.26
6FX2002-1DC00-1AE6 | SIGNAL CABLE, PREASSEMBLED | 142.26
6FX2002-1DC00-1AG3 | SIGNAL CABLE, PREASSEMBLED | 157.34
6FX2002-1DC00-1AH0 | SIGNAL CABLE, PREASSEMBLED | 157.27
6FX2002-1DC00-1AJ0 | SIGNAL CABLE, PREASSEMBLED | 164.68
6FX2002-1DC00-1BA1 | SIGNAL CABLE, PREASSEMBLED | 187.12
6FX2002-1DC00-1BC0 | SIGNAL CABLE, PREASSEMBLED | 194.66
6FX2002-1DC00-1BH0 | SIGNAL CABLE, PREASSEMBLED | 231.97
6FX2002-1DC00-1BK0 | SIGNAL CABLE, PREASSEMBLED | 246.76
6FX2002-1DC00-1CE0 | SIGNAL CABLE, PREASSEMBLED | 284.23
6FX2002-1DC00-1CG0 | SIGNAL CABLE, PREASSEMBLED | 299.27
6FX2002-1DC00-1DA0 | SIGNAL CABLE, PREASSEMBLED | 328.82
6FX2002-1DC00-1DH0 | SIGNAL CABLE, PREASSEMBLED | 381.09
6FX2002-1DC00-1EA0 | SIGNAL CABLE, PREASSEMBLED | 403.32
6FX3802-7DD01-1AF0 | Dual cable, Preassembled | 316.68
6FX3802-7DD01-1BA0 | Dual cable, Preassembled | 406.68
7ML5630-0DM10-0FA0 | CLS200,STANDARD,ROD VERSN,THREAD/FLANGE | 1817.26
6FX5002-2EQ10-1AH5 | SIGNAL CABLE, PREASSEMBLED | 177.38
6FX5002-2EQ10-1AK0 | SIGNAL CABLE, PREASSEMBLED | 185.02
6FX5002-2EQ10-1BE0 | SIGNAL CABLE, PREASSEMBLED | 223.12
6FX5002-2EQ10-1BG0 | SIGNAL CABLE, PREASSEMBLED | 238.4
6FX5002-2EQ10-1CD0 | SIGNAL CABLE, PREASSEMBLED | 291.64
6FX5002-2EQ10-1CF0 | SIGNAL CABLE, PREASSEMBLED | 306.92
6FX5002-2EQ10-1DF0 | SIGNAL CABLE, PREASSEMBLED | 382.95
6FX5002-2EQ10-1EA0 | SIGNAL CABLE, PREASSEMBLED | 421.59
6FX5002-2EQ10-1EJ0 | SIGNAL CABLE, PREASSEMBLED | 482.6
6FX5002-2EQ10-1FD0 | SIGNAL CABLE, PREASSEMBLED | 520.76
6FX5002-2EQ10-1GH0 | SIGNAL CABLE, PREASSEMBLED | 627.57
6FX5002-2EQ10-1HA0 | SIGNAL CABLE, PREASSEMBLED | 650.49
6FX5002-2EQ14-1AB0 | SIGNAL CABLE, PREASSEMBLED,EXT. | 160.58
6FX5002-2EQ14-1AC0 | SIGNAL CABLE, PREASSEMBLED,EXT. | 169.07
6FX5002-2EQ14-1BA0 | SIGNAL CABLE, PREASSEMBLED,EXT. | 236.78
6FX5002-2EQ14-1CA0 | SIGNAL CABLE, PREASSEMBLED,EXT. | 321.14
1PH8137-1DF02-0CB1 | COMPACT ASYNCHRONOUS MOTOR 1PH813 | 7765.35
1PH8137-1DF02-0CE1 | COMPACT ASYNCHRONOUS MOTOR 1PH813 | 7765.35
1PH8138-1DF23-2CA1-ZK18 | COMPACT ASYNCHRONOUS MOTOR 1PH813 | 10215.35
1PH8138-1FF22-0BA1 | COMPACT ASYNCHRONOUS MOTOR 1PH813 | 10392.77
1PH8138-1SF22-0LA1 | COMPACT ASYNCHRONOUS MOTOR 1PH813 | 11538.65
1PH8138-1SF22-3LC1 | COMPACT ASYNCHRONOUS MOTOR 1PH813 | 13401.84
1PH8138-1UF23-2LA1 | COMPACT ASYNCHRONOUS MOTOR 1PH813 | 10563.75
1PH8138-2DF22-0BA1 | COMPACT SYNCHRONOUS MOTOR 1PH813 | 15665.73
1PH8138-2DG20-0BA1 | COMPACT SYNCHRONOUS MOTOR 1PH813 | 15387.02
1PH8138-2DG22-0QC1 | COMPACT SYNCHRONOUS MOTOR 1PH813 | 16168.87
1PH8138-2DG23-0BA1-ZK09 | COMPACT SYNCHRONOUS MOTOR 1PH813 | 16273.89
1PH8138-2DG23-1BA1 | COMPACT SYNCHRONOUS MOTOR 1PH813 | 16020.5
1PH8163-1DD02-2FB1 | COMPACT ASYNCHRONOUS MOTOR 1PH816 | 9555.42
1PH8163-1DD02-2GA1-ZK18 | COMPACT ASYNCHRONOUS MOTOR 1PH816 | 9316.46
1PH8228-2FC00-0BB1 | COMPACT SYNCHRONOUS MOTOR | 39962.93
1PH8284-1DB10-0BU1 | COMPACT ASYNCHRONOUS MOTOR | 39961.44
1PH8284-1DD10-1BU1 | COMPACT ASYNCHRONOUS MOTOR | 40311.65
1PH8284-1DD13-2FU1 | COMPACT ASYNCHRONOUS MOTOR | 42724.35
1PH8284-1DH13-1AU1-ZG14 | COMPACT ASYNCHRONOUS MOTOR | 42613.46
1PH8284-1DK13-1AV1-ZG14 | COMPACT ASYNCHRONOUS MOTOR | 42755.4
1PH8284-1JB20-2AC2-ZL00X01 | COMPACT ASYNCHRONOUS MOTOR | 47098.81
1PH8286-1DB10-1BW1-ZG00 | COMPACT ASYNCHRONOUS MOTOR | 46219.43
6AV6381-2BN08-0AH0 | WinCC RC 512, V8.0 DL | 9422.86
6AV6381-2BN08-0AX0 | WinCC RC 512, V8.0 | 10595.16
6AV6381-2BP08-0AV0 | WinCC RC 2048, V8.0 Asia | 13635.67
6AV6381-2BS08-0AH0 | WinCC RC 8192, V8.0 DL | 15003.1
6AV6381-2BS08-0AX0 | WinCC RC 8192, V8.0 | 16872.76
6AV6381-2BV08-0AH0 | WinCC RC 262144, V8.0 DL | 26518.03
6AV6381-2BV08-0AX0 | WinCC RC 262144, V8.0 | 29825.42
6AV6381-2CA08-0AX0 | WinCC RT Client V8.0 | 3954.53
6AV6381-2CA08-0AX4 | WinCC Upgr RT Cl. V7.5 -> V8.0 | 655.74
6AV6381-2CB08-0AK3 | WinCC UPGR RC Cl. V7.3/7.4-> V8.0 DL | 1466.45
6AV6381-2CB08-0AX4 | WinCC Upgr RC Cl. V7.5 -> V8.0 | 1165.12
6AV6381-2DM08-0AH0 | WinCC RC 500000, V8.0 DL | 59041.03
6AV6382-2EA08-0AV0 | WinCC Package RT 2048, V8.0 Asia | 5885.88
6AV7241-3BA04-0EA0 | SIMATIC IPC477E 15" ST (1280 x 800) | 5351.52
6AV7241-5GB05-0FA0 | SIMATIC IPC 477E 19" MT (1920 x 1080) | 6425.71
6DR5010-0NG13-0AA1 | SIPART PS2 2wire without HART SA | 2288.64
6ES7148-6JE00-0BB0 | ET 200eco PN, CM 4x IO-Link, M12-L | 642.31
6ES7152-1BA00-0AB0 | ET200ISP, INTERFACE MODULE IM 152-1 PN | 1964.97
6ES7647-8CC21-3BC1 | SIMATIC IPC227G | 2939.43
6ES7647-8CD21-2AC1 | SIMATIC IPC227G | 2311.7
6ES7648-0EK00-0GA1 | SIMATIC IPC Slider M.2 SSD, w/o SSD | 74.91
6ES7648-0EK20-0GA3 | SIMATIC IPC Slider M.2 SSD, 512GB Eco | 738.61
6ES7648-1AA22-0YM0 | Mounting Set DIN-Rail, IPC BX-39A | 82.4
6ES7648-1AA22-0YP0 | Mounting Set Bookmount, IPC BX-39A | 82.4
6ES7648-6WD11-1YA0 | SIMATIC IPC Operating System Package | 440.47
6ES7648-6WD11-8YA0 | SIMATIC IPC Operating System Package | 229.23
3WA9111-0BA36 | Accessory Air Circuit Breaker 3WA | 233.46
3WA9111-0BA43 | Accessory Air Circuit Breaker 3WA | 475.46
3WA9111-0BA73 | Accessory Air Circuit Breaker 3WA | 380.81
3WA9111-0BA76 | Accessory Air Circuit Breaker 3WA | 479.4
3WA9111-0BA83 | Accessory Air Circuit Breaker 3WA | 479.4
3WA9111-0BB12 | Accessory Air Circuit Breaker 3WA | 147.9
3WA9111-0BB25 | Accessory Air Circuit Breaker 3WA | 48.75
3WA9111-0BB41 | Accessory Air Circuit Breaker 3WA | 121.84
3WA9111-0BC14 | Accessory Air Circuit Breaker 3WA | 844.32
3WA9111-0BC16 | Accessory Air Circuit Breaker 3WA | 1660.35
3WA9111-0BG13 | Accessory Air Circuit Breaker 3WA | 105.98
3WA9111-0BG22 | Accessory Air Circuit Breaker 3WA | 94.63
3WA9111-0EB08 | Accessory Air Circuit Breaker 3WA | 107.66
3WA9111-0EB12 | Accessory Air Circuit Breaker 3WA | 107.66
3WA9111-0EB63 | Accessory Air Circuit Breaker 3WA | 107.66
3WA9111-0EC11 | Accessory Air Circuit Breaker 3WA | 612.02
3WA9111-0EC50 | Accessory Air Circuit Breaker 3WA | 16.09
3WA9111-0EC61 | Accessory Air Circuit Breaker 3WA | 8.78
3WA9111-0EK13 | Accessory Air Circuit Breaker 3WA | 107.66
3WA9111-0EK22 | Accessory Air Circuit Breaker 3WA | 143.36
3WA9111-0EK43 | Accessory Air Circuit Breaker 3WA | 143.36
3WA9111-0EK52 | Accessory Air Circuit Breaker 3WA | 281.66
6ES7823-1EE08-0YE5 | TIA Portal Teamcenter Gateway UgV18 DL | 680.18
6ES7823-1JE01-0EA5 | TIA Portal CAx Publication Tools DL | 1565.6
6ES7823-1TE08-0AE5 | TIA Portal Test Suite Adv Upgrade V18 DL | 1106.48
6ES7833-1FA18-0YH5 | STEP 7 Safety Advanced V18 SW DL | 1048.72
6ES7833-1FA18-0YY5 | STEP 7 Safety Advanced V18 Upgr SW DL | 419.5
6ES7833-1FB18-0YE5 | STEP 7 Safety Basic V18 Upgrade | 139.33
6ES7853-1AE05-0AG8 | SIMATIC Automation Tool SDK V5.0 Windows | 8503.7
6ES7853-1AE05-0YC5 | SIMATIC Autom. Tool Adv. Powerpack V5 | 307.13
3WA9111-1EG74 | Accessory Air Circuit Breaker 3WA | 674.33
3WA9111-1EG76 | Accessory Air Circuit Breaker 3WA | 674.33
3WA9111-1EX06 | Accessory Air Circuit Breaker 3WA | 674.33
3WA9111-1EX08 | Accessory Air Circuit Breaker 3WA | 674.33
3WA9111-1EX11 | Accessory Air Circuit Breaker 3WA | 674.33
3WA9111-1EX30 | Accessory Air Circuit Breaker 3WA | 674.33
3WA9111-1EX40 | Accessory Air Circuit Breaker 3WA | 674.33
3WA9111-1EX75 | Accessory Air Circuit Breaker 3WA | 674.33
5ST3062-0MC | 5ST3 COM auxiliary switch + fault signal | 59.93
7MH5127-4GD00 | SIWAREX WL230 SB-S SB 2t C3 | 660.86
7MH7204-1EB2 | SITRANS WW200 BELT | 2713.37
7MH7300-1DA51-0CA1 | SITRANS WW200 Weighfeeder, mild steel | 42636.04
7MH7723-1KE | WD600 UHMW slider end | 253.72
7MH7723-1KG | WD600 Delrin slider | 105.31
7MH7723-1SD | Low capacity belt, blue | 1450.49
7MH7723-1SH | WW100 Guide rollers | 461.97
7MH7723-1SR | Spare Brush, 30" belt width | 1479.22
7MH7723-1ST | Spare Brush, 42" belt width | 1479.22
7MH7723-1SY | Telescopers for WW100, s.s. | 586.41
7MH7723-1TB | Belt scraper blade 18in | 292.01
7ML5117-1BF07-4BF3 | SITRANS LU240 | 706.82
6FX5002-2CF02-1EG0 | SIGNAL CABLE, PREASSEMBLED | 429.2
6FX5002-2CF02-1FA0 | SIGNAL CABLE, PREASSEMBLED | 456.46
6FX5002-2CF02-1GF0 | SIGNAL CABLE, PREASSEMBLED | 556.6
6FX5002-2CF02-1GH0 | SIGNAL CABLE, PREASSEMBLED | 570.02
6FX5002-2CF02-1KA0 | SIGNAL CABLE, PREASSEMBLED | 722.4
6FX5002-2CF02-2AC0 | SIGNAL CABLE, PREASSEMBLED | 800.4
6FX5002-2CF02-2KK0 | SIGNAL CABLE, PREASSEMBLED | 1443.24
6FX5002-2CF04-1AF0 | SIGNAL CABLE, PREASSEMBLED,EXT. | 178.08
6FX5002-2CF20-1AF0 | SIGNAL CABLE PREASSAMBLED | 208.19
6FX5002-2CF20-1BF0 | SIGNAL CABLE PREASSAMBLED | 293.03
6FX5002-2CG00-1AE0 | SIGNAL CABLE, PREASSEMBLED, | 122.39
6FX5002-2CG00-1AG0 | SIGNAL CABLE, PREASSEMBLED, | 133.95
6FX5002-2CG00-1FA0 | SIGNAL CABLE, PREASSEMBLED, | 392.69
6FX5002-2CG00-2AA0 | SIGNAL CABLE, PREASSEMBLED, | 681.75
1PH8137-1DF00-0BB1 | COMPACT ASYNCHRONOUS MOTOR 1PH813 | 7258.64
1PH8137-1DF00-0DA1 | COMPACT ASYNCHRONOUS MOTOR 1PH813 | 7568.66
1PH8138-1DF20-0CB1 | COMPACT ASYNCHRONOUS MOTOR 1PH813 | 9277.76
1PH8138-1DF20-0LA1 | COMPACT ASYNCHRONOUS MOTOR 1PH813 | 9688.91
1PH8138-1DF22-0BC1 | COMPACT ASYNCHRONOUS MOTOR 1PH813 | 9328.49
1PH8138-1DF22-0CD1 | COMPACT ASYNCHRONOUS MOTOR 1PH813 | 9782.75
1PH8138-1DF22-0MA1 | COMPACT ASYNCHRONOUS MOTOR 1PH813 | 10754.33
1PH8138-1DF22-1BA1 | COMPACT ASYNCHRONOUS MOTOR 1PH813 | 9328.49
1PH8138-1DF23-0LA1 | COMPACT ASYNCHRONOUS MOTOR 1PH813 | 10322.38
1PH8138-1DF23-0LC1 | COMPACT ASYNCHRONOUS MOTOR 1PH813 | 10322.38
1PH8138-1DF23-2BA1-ZX53 | COMPACT ASYNCHRONOUS MOTOR 1PH813 | 10215.42
1PH8163-1DD00-1CC1 | COMPACT ASYNCHRONOUS MOTOR 1PH816 | 8813.21
1PH8163-1DD00-2BA1 | COMPACT ASYNCHRONOUS MOTOR 1PH816 | 8585.23
1PH8163-1DD00-2BA1-ZX13 | COMPACT ASYNCHRONOUS MOTOR 1PH816 | 9168.03
1PH8163-1DD00-2FA1 | COMPACT ASYNCHRONOUS MOTOR 1PH816 | 8795.22
1PH8163-1DD00-2FC1-ZK09 | COMPACT ASYNCHRONOUS MOTOR 1PH816 | 9175.34
1PH8163-1DD02-0DA1 | COMPACT ASYNCHRONOUS MOTOR 1PH816 | 9452.75
1PH8163-1DD02-0QA1 | COMPACT ASYNCHRONOUS MOTOR 1PH816 | 9731.19
1PH8163-1DD02-1GA1 | COMPACT ASYNCHRONOUS MOTOR 1PH816 | 9012.36
1PH8163-1DD02-2BA1 | COMPACT ASYNCHRONOUS MOTOR 1PH816 | 9345.39
1PH8163-1DD02-2BB1 | COMPACT ASYNCHRONOUS MOTOR 1PH816 | 9345.39
6AV6362-4AA08-0AE0 | WinCC/IDB, Upgr V7.3/7.4 -> V8.0 | 764.8
6AV6362-4AA08-0AH0 | WinCC/IDB, Basic Pckg V8.0 DL | 1222.52
6AV6371-1BV38-0AX0 | WinCC/Audit RT Server PP V8.0 | 1334.43
6AV6371-1CB08-0AX0 | WinCC/User Archives V8.0 | 1421.96
6AV6371-1DG08-0AX4 | WinCC/ProAgent Upgr V7.5 -> V8.0 | 304.2
6AV6371-1DQ10-0BX0 | WinCC/Archive V8.0, 5000 Arch. Tags | 14387.54
6AV6371-1DQ10-0EX0 | WinCC/Archive V8.0, 30000 Arch. Tags | 36443.09
6AV6372-2KG08-0AX4 | WinCC/Perf. Mon. Upgr V7.5-> V8.0 DL | 1025.94
6AV6381-2AA08-0AK4 | WinCC UPGR RT V7.5 -> RT V8.0 DL | 1047.46
6AV6381-2BC08-0AH0 | WinCC RT 128, V8.0 DL | 3689.08
6AV6381-2BC08-0AX0 | WinCC RT 128, V8.0 | 4149.67
6AV6381-2BE08-0AV0 | WinCC RT 2048, V8.0 Asia | 7840.19
6AV6381-2BF08-0AH0 | WinCC RT 65536, V8.0 DL | 10293.83
6AV6381-2BF08-0AX0 | WinCC RT 65536, V8.0 | 11575.18
6AV6381-2BJ08-0AV0 | WinCC RT 102400, V8.0 Asia | 16281.59
6AV6381-2BK08-0AH0 | WinCC RT 153600, V8.0 DL | 18844.28
6DL5210-1KX57-2DE0 | BRAUMAT,SISTAR MES API Srv Up 7.x>7.5 DL | 386.69
6DL5274-0AH20 | SIMIT Solution Device Library DL | 3527.32
6DL5274-3AH43 | SIMIT Solution Water Library AddOn DL | 7577.2
6DL5411-0EA03-0AH0 | SIMATIC PFL Lib V3.0 (1 HMI +1 AS RT) DL | 1688.47
6DL5424-0AC00-0AH5 | SIMATIC eaSie Core Package DL | 271.24
6DL8913-0AL10-0BH5 | SIMIT SP V11.1 ENGINEERING S (1 YEAR) DL | 3152.52
6DL8913-0AX00-0AV8 | SIMIT SUS Engineering S DL | 425.51
3WA9111-0AP44 | Accessory Air Circuit Breaker 3WA | 324.15
3WA9111-0AQ02 | Accessory Air Circuit Breaker 3WA | 1541.34
3WA9111-0AQ11 | Accessory Air Circuit Breaker 3WA | 4119.69
3WA9111-0AQ15 | Accessory Air Circuit Breaker 3WA | 6573.37
3WA9111-0AQ53 | Accessory Air Circuit Breaker 3WA | 1977.66
3WA9111-0AQ70 | Accessory Air Circuit Breaker 3WA | 9860.05
3WA9111-0AR11 | Accessory Air Circuit Breaker 3WA | 96.9
3WA9111-0AS05 | Accessory Air Circuit Breaker 3WA | 78.76
3WA9111-0AS11 | Accessory Air Circuit Breaker 3WA | 94.63
3WA9111-0AS32 | Accessory Air Circuit Breaker 3WA | 233.46
3WA9111-0AS41 | Accessory Air Circuit Breaker 3WA | 233.46
3WA9111-0AV21 | Accessory Air Circuit Breaker 3WA | 36.89
3WA9111-0AV23 | Accessory Air Circuit Breaker 3WA | 54.41
3WA9111-0AV28 | Accessory Air Circuit Breaker 3WA | 298.07
3WA9111-0AV32 | Accessory Air Circuit Breaker 3WA | 531.53
3WA9111-0AW23 | Accessory Air Circuit Breaker 3WA | 54.41
3WA9111-0AX11 | Accessory Air Circuit Breaker 3WA | 19.19
3WA9111-0BA21 | Accessory Air Circuit Breaker 3WA | 139.39
3WA9111-0BA23 | Accessory Air Circuit Breaker 3WA | 289.55
6ES7672-8FC02-0YK0 | SIMATIC F SW Ctrl CPU 1508S F Upg DL | 1968.99
6ES7677-2DB42-0GB1 | CPU1515SP PC2 | 3974.3
3WA9111-1AS40 | Accessory Air Circuit Breaker 3WA | 460.76
3WA9111-1AS70 | Accessory Air Circuit Breaker 3WA | 534.58
3WA9111-1AS80 | Accessory Air Circuit Breaker 3WA | 655.37
3WA9111-1AY34 | Accessory Air Circuit Breaker 3WA | 1185.46
3WA9111-1AY40 | Accessory Air Circuit Breaker 3WA | 1632.81
3WA9111-1AY42 | Accessory Air Circuit Breaker 3WA | 2538.69
3WA9111-1AY47 | Accessory Air Circuit Breaker 3WA | 1632.81
3WA9111-1AY51 | Accessory Air Circuit Breaker 3WA | 4607.66
3WA9111-1AY72 | Accessory Air Circuit Breaker 3WA | 3343.91
3WA9111-1BA56 | Accessory Air Circuit Breaker 3WA | 531.53
3WA9111-1EB03 | Accessory Air Circuit Breaker 3WA | 107.66
3WA9111-1EB05 | Accessory Air Circuit Breaker 3WA | 107.66
3WA9111-1EB07 | Accessory Air Circuit Breaker 3WA | 107.66
3WA9111-1EB16 | Accessory Air Circuit Breaker 3WA | 107.66
3WA9111-1EB25 | Accessory Air Circuit Breaker 3WA | 107.66
3WA9111-1EB72 | Accessory Air Circuit Breaker 3WA | 107.66
3WA9111-1EB74 | Accessory Air Circuit Breaker 3WA | 107.66
3WA9111-1EG06 | Accessory Air Circuit Breaker 3WA | 674.33
3WA9111-1EG08 | Accessory Air Circuit Breaker 3WA | 674.33
3WA9111-1EG20 | Accessory Air Circuit Breaker 3WA | 674.33
3WA9111-1EG30 | Accessory Air Circuit Breaker 3WA | 674.33
6FX5002-2CA20-1AC0 | SIGNAL CABLE PREASSAMBLED | 195.49
6FX5002-2CA20-1AF0 | SIGNAL CABLE PREASSAMBLED | 224.03
6FX5002-2CA20-1CF0 | SIGNAL CABLE PREASSAMBLED | 414.57
6FX5002-2CA20-1DA0 | SIGNAL CABLE PREASSAMBLED | 462.22
6FX5002-2CA31-1AD0 | SIGNAL CABLE, PREASSEMBLED, | 142.65
6FX5002-2CA31-1AE0 | SIGNAL CABLE, PREASSEMBLED, | 150.58
6FX5002-2CA31-1AJ0 | SIGNAL CABLE, PREASSEMBLED, | 182.21
6FX5002-2CA31-1AK0 | SIGNAL CABLE, PREASSEMBLED, | 190.07
6FX5002-2CA31-1BG0 | SIGNAL CABLE, PREASSEMBLED, | 245.39
6FX5002-2CA31-1BJ0 | SIGNAL CABLE, PREASSEMBLED, | 261.33
6FX5002-2CF02-1AB0 | SIGNAL CABLE, PREASSEMBLED | 132.43
6FX5002-2CF02-1AC5 | SIGNAL CABLE, PREASSEMBLED | 145.67
6FX5002-2CF02-1AH0 | SIGNAL CABLE, PREASSEMBLED | 172.29
6FX5002-2CF02-1AK0 | SIGNAL CABLE, PREASSEMBLED | 185.29
6FX5002-2CF02-1BG0 | SIGNAL CABLE, PREASSEMBLED | 231.68
6FX5002-2CF02-1BJ0 | SIGNAL CABLE, PREASSEMBLED | 244.88
6FX5002-2CA12-1AC0 | SIGNAL CABLE, PREASSEMBLED | 95.23
6FX5002-2CA12-1AF0 | SIGNAL CABLE, PREASSEMBLED | 114.26
6FX5002-2CA12-1DF0 | SIGNAL CABLE, PREASSEMBLED | 304.8
6FX5002-2EQ31-1FD0 | SIGNAL CABLE, PREASSEMBLED | 520.77
6FX5002-2CH00-1AH0 | SIGNAL CABLE, PREASSEMBLED | 175.75
6FX5002-2CH00-1AK0 | SIGNAL CABLE, PREASSEMBLED | 188.74
6FX5002-2CH00-1BG0 | SIGNAL CABLE, PREASSEMBLED | 235.13
6FX5002-2CH00-1CF0 | SIGNAL CABLE, PREASSEMBLED | 294.85
6FX5002-2CH00-1FA0 | SIGNAL CABLE, PREASSEMBLED | 459.92
6FX5002-2CH00-1GB0 | SIGNAL CABLE, PREASSEMBLED | 533.61
6FX5002-2XA00-1BA0 | SIGNAL CABLE, PREASSEMBLED | 212.97
6FX5002-5CA05-1AB0 | POWER CABLE, PREASSEMBLED,EXT. | 238.17
6FX5002-5CA05-1AE0 | POWER CABLE, PREASSEMBLED,EXT. | 252.03
6FX5002-5CA05-1AG0 | POWER CABLE, PREASSEMBLED,EXT. | 261.09
6FX5002-5CA05-1DA0 | POWER CABLE, PREASSEMBLED,EXT. | 372.07
6FX5002-5CA23-1AE0 | POWER CABLE PREASSEMBLED | 893.92
6FX5002-5CN21-1AF0 | POWER CABLE PREASSEMBLED | 356.06
6FX5002-5CN21-1BA0 | POWER CABLE PREASSEMBLED | 381.23
6FX5002-5CN31-1AJ0 | POWER CABLE PREASSEMBLED | 386.58
6FX5002-5CN31-1BA0 | POWER CABLE PREASSEMBLED | 399.92
6FX5002-5CN31-1DA0 | POWER CABLE PREASSEMBLED | 533.1
6FX5002-5CN31-1DF0 | POWER CABLE PREASSEMBLED | 566.43
6FX5002-5DN11-1CF0 | POWER CABLE PREASSEMBLED | 534.61
6FX5002-5DN11-1DF0 | POWER CABLE PREASSEMBLED | 637.09
6FX5002-5DN64-1AF0 | POWER CABLE PREASSEMBLED | 363.63
6FX5002-5DN64-1DK0 | POWER CABLE PREASSEMBLED | 1122.35
6FX5002-5DN64-1EB0 | POWER CABLE PREASSEMBLED | 1166.98
6FX5002-5DN64-1FH0 | POWER CABLE PREASSEMBLED | 1523.97
6FX5002-5DQ28-1CA0 | POWER CABLE PREASSEMBLED | 544.32
6FX5002-5DS01-1AB8 | POWER CABLE, PREASSEMBLED | 295.01
6FX5002-5DS01-1AC1 | POWER CABLE, PREASSEMBLED | 303.26
6FX5002-5DS01-1AC8 | POWER CABLE, PREASSEMBLED | 303.26
6FX5002-5DS01-1AD1 | POWER CABLE, PREASSEMBLED | 311.49
6FX5002-5DS01-1AD4 | POWER CABLE, PREASSEMBLED | 311.49
6FX5002-5DS01-1AE4 | POWER CABLE, PREASSEMBLED | 319.82
6FX5002-5DS01-1AF3 | POWER CABLE, PREASSEMBLED | 327.93
6FX5002-5DS01-1AJ0 | POWER CABLE, PREASSEMBLED | 344.62
6FX5002-5DS01-1AJ6 | POWER CABLE, PREASSEMBLED | 352.9
6FX5002-5DS01-1BC0 | POWER CABLE, PREASSEMBLED | 377.54
6FX5002-5DS01-1BE0 | POWER CABLE, PREASSEMBLED | 394.1
6FX5002-5DS01-1BF0 | POWER CABLE, PREASSEMBLED | 402.2
6FX5002-5DS01-1BK0 | POWER CABLE, PREASSEMBLED | 435.23
6FX5002-2DC10-1KA0 | SIGNAL CABLE, PREASSEMBLED | 752.93
6FX5002-2DC20-1AB2 | SIGNAL CABLE, PREASSEMBLED | 144.19
6FX5002-2DC20-1AB6 | SIGNAL CABLE, PREASSEMBLED | 144.19
6FX5002-2DC20-1AC5 | SIGNAL CABLE, PREASSEMBLED | 151.32
6FX5002-2DC20-1AC7 | SIGNAL CABLE, PREASSEMBLED | 151.32
6FX5002-2DC20-1AD5 | SIGNAL CABLE, PREASSEMBLED | 158.4
6FX5002-2DC20-1AD7 | SIGNAL CABLE, PREASSEMBLED | 158.4
6FX5002-2DC20-1AK1 | SIGNAL CABLE, PREASSEMBLED | 201.14
6FX5002-2DC20-1BD0 | SIGNAL CABLE, PREASSEMBLED | 222.28
6FX5002-2DC20-1CA0 | SIGNAL CABLE, PREASSEMBLED | 272.22
6FX5002-2DC20-1CD0 | SIGNAL CABLE, PREASSEMBLED | 293.55
6FX5002-2DC20-1DF0 | SIGNAL CABLE, PREASSEMBLED | 378.85
6FX5002-2DC20-1EA0 | SIGNAL CABLE, PREASSEMBLED | 414.41
6FX5002-2DC20-1CH0 | SIGNAL CABLE, PREASSEMBLED | 321.96
6FX5002-2DC30-1AD0 | DRIVE-CLIQ CABLE, PREASSEMBLED | 140.42
6FX5002-5CG10-1FA0 | POWER CABLE PREASSEMBLED | 357.76
6FX5002-5CG11-1AF0 | POWER CABLE, PREASSEMBLED | 158.62
6FX5002-5CG11-1FA0 | POWER CABLE, PREASSEMBLED | 441.63
6FX5002-5CG11-2AA0 | POWER CABLE, PREASSEMBLED | 758.46
6FX5002-5CG13-1BG0 | POWER CABLE PREASSEMBLED | 995.01
6FX5002-5CG13-1EH0 | POWER CABLE PREASSEMBLED | 1555.78
6FX5012-5CS01-1AD0 | POWER CABLE, PREASSEMBLED | 274.59
6FX5012-5CS01-1AD5 | POWER CABLE, PREASSEMBLED | 279.63
6FX5012-5DN01-1AF0 | POWER CABLE PREASSEMBLED | 311.85
6FX7002-5EA31-1BA0 | POWER CABLE, PREASSEMBLED | 469.69
6FX7002-5EA41-1AH0 | POWER CABLE, PREASSEMBLED | 423.43
6FX7002-5EA41-1BA0 | POWER CABLE, PREASSEMBLED | 503.87
6FX7002-5EA41-1CD0 | POWER CABLE, PREASSEMBLED | 863.67
6FX7002-5EA41-1CG0 | POWER CABLE, PREASSEMBLED | 946.52
6FX7002-5EA41-1CH0 | POWER CABLE, PREASSEMBLED | 973.8
6FX7002-5EA48-1AE0 | POWER CABLE, PREASSEMBLED | 484.27
6FX7002-5EA48-1BB0 | POWER CABLE, PREASSEMBLED | 674.8
6FX7002-5EA48-1BD0 | POWER CABLE, PREASSEMBLED | 729.6
6FX7002-5EA51-1BF0 | POWER CABLE, PREASSEMBLED | 696.01
6FX7002-5EA61-1AG0 | POWER CABLE, PREASSEMBLED | 506.43
6FX7002-5EA61-1CA0 | POWER CABLE, PREASSEMBLED | 1070.65
6FX7002-5EA61-1CG0 | POWER CABLE, PREASSEMBLED | 1311.14
6FX7008-1BC41-1CF0 | POWER CABLE,SOLD BY THE METER, | 919.77
6FX7008-1BC41-2AA0 | POWER CABLE,SOLD BY THE METER, | 3625.34
6FX5008-1BB25-1AH0 | POWER CABLE, SOLD BY THE METER | 307.88
6FX5008-1BB25-1BA0 | POWER CABLE, SOLD BY THE METER | 430.43
6FX5008-1BB25-1BJ0 | POWER CABLE, SOLD BY THE METER | 756.45
6FX5008-1BB25-1CC0 | POWER CABLE, SOLD BY THE METER | 919.02
6FX5008-1BB25-1EA0 | POWER CABLE, SOLD BY THE METER | 1656.07
6FX5008-1BB25-1FD0 | POWER CABLE, SOLD BY THE METER | 2185.63
6FX5008-1BB31-1AC0 | POWER CABLE, SOLD BY THE METER | 34.18
6FX5008-1BB31-1AF0 | POWER CABLE, SOLD BY THE METER | 68.33
6FX5008-1BB31-1BG0 | POWER CABLE, SOLD BY THE METER | 193.22
6FX5008-1BB31-1CF0 | POWER CABLE, SOLD BY THE METER | 295.64
6FX5008-1BB31-1DE0 | POWER CABLE, SOLD BY THE METER | 396.92
6FX5008-1BB31-2AA0 | POWER CABLE, SOLD BY THE METER | 1146.85
6FX5008-1BB35-1AB0 | POWER CABLE, SOLD BY THE METER | 83.66
6FX5008-1BB35-1BC0 | POWER CABLE, SOLD BY THE METER | 728.48
6FX5008-1BB35-1BE0 | POWER CABLE, SOLD BY THE METER | 845.93
6FX5008-1BB35-1CC0 | POWER CABLE, SOLD BY THE METER | 1314.55
6FX5008-1BB35-1CE0 | POWER CABLE, SOLD BY THE METER | 1432.01
6FX5008-1BB35-1CG0 | POWER CABLE, SOLD BY THE METER | 1549.46
6FX5008-1BB35-1EA0 | POWER CABLE, SOLD BY THE METER | 2372
6FX5008-1BB35-1FG0 | POWER CABLE, SOLD BY THE METER | 3307.85
6FX5008-1BB41-1AB0 | POWER CABLE, SOLD BY THE METER | 26.32
6FX8002-2CA31-1GH0 | SIGNAL CABLE, PREASSEMBLED, | 883.32
6FX8002-2CA31-2BA0 | SIGNAL CABLE, PREASSEMBLED, | 1357.82
6FX8002-2CA34-1AA5 | SIGNAL CABLE, PREASSEMBLED EXT. | 183.07
6FX8002-2CA34-1AC5 | SIGNAL CABLE, PREASSEMBLED EXT. | 205.02
6FX8002-2CA34-1AD2 | SIGNAL CABLE, PREASSEMBLED EXT. | 215.92
6FX8002-2CA34-1AF5 | SIGNAL CABLE, PREASSEMBLED EXT. | 237.85
6FX8002-2CA34-1AG3 | SIGNAL CABLE, PREASSEMBLED EXT. | 248.74
6FX8002-2CA34-1BA0 | SIGNAL CABLE, PREASSEMBLED EXT. | 281.88
6FX8002-2CA34-1BC0 | SIGNAL CABLE, PREASSEMBLED EXT. | 303.86
6FX8002-2CA34-1BH0 | SIGNAL CABLE, PREASSEMBLED EXT. | 358.91
6FX8002-2CA34-1BK0 | SIGNAL CABLE, PREASSEMBLED EXT. | 380.66
6FX8002-2CA34-1CJ0 | SIGNAL CABLE, PREASSEMBLED EXT. | 479.62
6FX8002-2CA34-1DA0 | SIGNAL CABLE, PREASSEMBLED EXT. | 500.42
6FX8002-2CA34-1CH0 | SIGNAL CABLE, PREASSEMBLED EXT. | 468.76
6FX8002-2CA80-1AB3 | SIGNAL CABLE, PREASSEMBLED | 176.17
6FX8002-2CD24-1BB0 | SIGNAL CABLE, PREASSEMBLED | 209.54
6FX8002-2CD24-1CA0 | SIGNAL CABLE, PREASSEMBLED | 284.43
6FX8002-2DC00-1AC8 | SIGNAL CABLE, PREASSEMBLED | 150.64
6FX8002-2DC00-1AD1 | SIGNAL CABLE, PREASSEMBLED | 162.31
6FX8002-2DC00-1AH0 | SIGNAL CABLE, PREASSEMBLED | 197.37
6FX8002-2DC00-1BD0 | SIGNAL CABLE, PREASSEMBLED | 267.41
6FX8002-2DC00-1BK3 | SIGNAL CABLE, PREASSEMBLED | 349.16
6FX8002-2DC00-1CB0 | SIGNAL CABLE, PREASSEMBLED | 360.83
6FX8002-2DC00-1DA0 | SIGNAL CABLE, PREASSEMBLED | 465.96
6FX8002-2DC00-1DD0 | SIGNAL CABLE, PREASSEMBLED | 501
6FX8002-2DC00-1GA0 | SIGNAL CABLE, PREASSEMBLED | 816.32
6FX8002-2DC00-1HA0 | SIGNAL CABLE, PREASSEMBLED | 933.14
6FX8002-2DC10-1AA5 | SIGNAL CABLE, PREASSEMBLED | 138.19
6FX8002-2DC10-1AB5 | SIGNAL CABLE, PREASSEMBLED | 146.7
6FX8002-2DC10-1AD5 | SIGNAL CABLE, PREASSEMBLED | 163.64
6FX8002-2DC10-1AE0 | SIGNAL CABLE, PREASSEMBLED | 163.7
6FX8002-2CH00-1AC0 | SIGNAL CABLE, PREASSEMBLED, | 171.55
6FX8002-2CH00-1AE0 | SIGNAL CABLE, PREASSEMBLED, | 193.54
6FX8002-2CH00-1AJ0 | SIGNAL CABLE, PREASSEMBLED, | 237.48
6FX8002-2CH00-1AK0 | SIGNAL CABLE, PREASSEMBLED, | 248.37
6FX8002-2EQ10-1KA0 | SIGNAL CABLE, PREASSEMBLED, | 1136.81
6FX8002-2EQ10-2BF0 | SIGNAL CABLE, PREASSEMBLED, | 1412.4
6FX8002-2EQ14-1AB6 | SIGNAL CABLE, PREASSEMBLED EXT. | 196.39
6FX8002-2EQ14-1AB8 | SIGNAL CABLE, PREASSEMBLED EXT. | 196.39
6FX8002-2EQ14-1AD5 | SIGNAL CABLE, PREASSEMBLED EXT. | 218.26
6FX8002-2EQ14-1AE5 | SIGNAL CABLE, PREASSEMBLED EXT. | 229.33
6FX8002-2EQ14-1AG5 | SIGNAL CABLE, PREASSEMBLED EXT. | 251.06
6FX8002-2EQ14-1AH5 | SIGNAL CABLE, PREASSEMBLED EXT. | 262.39
6FX8002-2EQ14-1BB0 | SIGNAL CABLE, PREASSEMBLED EXT. | 295.22
6FX8002-2EQ14-1BB8 | SIGNAL CABLE, PREASSEMBLED EXT. | 306.23
6FX8002-2EQ14-1BE0 | SIGNAL CABLE, PREASSEMBLED EXT. | 328.17
6FX8002-2EQ14-1BG0 | SIGNAL CABLE, PREASSEMBLED EXT. | 349.9
6FX8002-2EQ14-1BJ0 | SIGNAL CABLE, PREASSEMBLED EXT. | 372.09
6FX8002-2EQ14-1CD0 | SIGNAL CABLE, PREASSEMBLED EXT. | 426.93
6FX8002-2EQ14-1CF0 | SIGNAL CABLE, PREASSEMBLED EXT. | 448.86
6FX8002-2EQ16-1AC0 | SIGNAL CABLE, PREASSEMBLED | 162.15
6FX8002-2EQ16-1BH0 | SIGNAL CABLE, PREASSEMBLED | 332.56
6FX5002-2EQ20-1BA0 | SIGNAL CABLE PREASSAMBLED | 268.08
6FX5002-2EQ20-1CF0 | SIGNAL CABLE PREASSAMBLED | 410.97
6FX5002-2EQ24-1AD0 | SIGNAL CABLE PREASSAMBLED | 268.53
6FX5002-5CS62-1FA0 | POWER CABLE, PREASSEMBLED | 1168.34
6FX5002-5CS64-1BA0 | POWER CABLE, PREASSEMBLED | 404.2
6FX5002-5DG33-1BF0 | POWER CABLE, PREASSEMBLED | 1673.7
6FX5002-5DG33-1CB0 | POWER CABLE, PREASSEMBLED | 1928.78
6FX5002-5DG41-1CF0 | POWER CABLE, PREASSEMBLED, | 532.36
6FX5002-5DG51-1BB0 | POWER CABLE, PREASSEMBLED, | 405.04
6FX5002-5DG53-1CE0 | POWER CABLE, PREASSEMBLED | 2962.14
6FX5002-5DN01-1AB0 | POWER CABLE PREASSEMBLED | 278.8
6FX5002-5DN01-1AC0 | POWER CABLE PREASSEMBLED | 287.05
6FX5002-5DN01-1AF3 | POWER CABLE PREASSEMBLED | 320.1
6FX5002-5DN01-1AH0 | POWER CABLE PREASSEMBLED | 328.33
6FX5002-5DN01-1BD5 | POWER CABLE PREASSEMBLED | 386.09
6AV7882-0DB20-8EA0 | SIMATIC IPC277E, 15" Touch | 3944.72
6DL5002-7AA57-0XH0 | TELECONTROL SRV V7.5 F.WINCC (6 ST.) DL | 686.79
6DL5002-7AB57-0XA0 | TELECONTROL SRV V7.5 F.WINCC (12 ST.) | 3104.27
6DL5101-8BX00-0XH0 | SIMATIC TELECONTROL MODBUS DRIVER DL | 2330.37
6DL5101-8DX00-0XH0 | SIMATIC TELECONTROL S7 EDC DRIVER DL | 2330.37
6DL5210-1BX57-0DE0 | BRAUMAT,SISTAR IOS Srv Upgr 7.x>7.5 DL | 5797.25
6ES7661-0FC11-1RF2 | Process Control System IPC647E | 15390.85
6ES7661-0GS42-4RG0 | Process Control System IPC647E | 11492.58
6ES7661-0XU43-8RH2 | Process Control System IPC647E | 16812.62
6ES7661-1EC41-1CE2 | Process Control System IPC847E | 12294.1
3WA9111-0EK53 | Accessory Air Circuit Breaker 3WA | 281.66
3WA9111-0EK56 | Accessory Air Circuit Breaker 3WA | 337.18
3WA9111-0EK65 | Accessory Air Circuit Breaker 3WA | 337.18
3WA9111-0EK67 | Accessory Air Circuit Breaker 3WA | 337.18
3WA9111-0EM11 | Accessory Air Circuit Breaker 3WA | 300.91
3WA9111-0EM42 | Accessory Air Circuit Breaker 3WA/3WL | 302.61
3WA9111-0EM45 | Accessory Air Circuit Breaker 3WA/3WL | 302.61
3WA9111-0ES11 | Accessory Air Circuit Breaker 3WA | 301.48
3WA9111-0ES13 | Accessory Air Circuit Breaker 3WA | 112.2
3WA9111-0ES21 | Accessory Air Circuit Breaker 3WA | 188.14
3WA9111-0ES53 | Accessory Air Circuit Breaker 3WA | 759.32
3WA9111-0EX03 | Accessory Air Circuit Breaker 3WA | 674.33
3WA9111-0EX10 | Accessory Air Circuit Breaker 3WA | 674.33
3WA9111-0EX16 | Accessory Air Circuit Breaker 3WA | 674.33
3WA9111-1AB20 | Accessory Air Circuit Breaker 3WA | 100.87
3WA9111-1AB22 | Accessory Air Circuit Breaker 3WA | 162.63
3WA9111-1AB32 | Accessory Air Circuit Breaker 3WA | 136.57
3WA9111-1AC21 | Accessory Air Circuit Breaker 3WA | 110.48
3WA9111-1AC23 | Accessory Air Circuit Breaker 3WA | 162.63
3WA9111-1AD40 | Accessory Air Circuit Breaker 3WA | 41.72
3WA9111-1AD50 | Accessory Air Circuit Breaker 3WA | 66.56
3WA9111-1AF23 | Accessory Air Circuit Breaker 3WA | 144.52
3WA9111-1AG10 | Accessory Air Circuit Breaker 3WA | 125.26
6ES7853-1LE05-0AG8 | SIMATIC Automation Tool SDK V5.0 Linux | 8503.7
6FX2002-1DC00-1AA1 | SIGNAL CABLE, PREASSEMBLED | 112.43
6FX2002-1DC00-1AA6 | SIGNAL CABLE, PREASSEMBLED | 112.43
6FX2002-1DC00-1AB2 | SIGNAL CABLE, PREASSEMBLED | 119.85
6FX2002-1DC00-1AC2 | SIGNAL CABLE, PREASSEMBLED | 127.39
6FX2002-1DC00-1AC5 | SIGNAL CABLE, PREASSEMBLED | 127.39
6FX2002-1DC00-1AD4 | SIGNAL CABLE, PREASSEMBLED | 134.81
6FX2002-1DC00-1AD6 | SIGNAL CABLE, PREASSEMBLED | 134.81
6FX2002-1DC00-1AE3 | SIGNAL CABLE, PREASSEMBLED | 142.26
6FX2002-1DC00-1AE5 | SIGNAL CABLE, PREASSEMBLED | 142.26
6FX2002-1DC00-1AG5 | SIGNAL CABLE, PREASSEMBLED | 157.34
6FX2002-1DC00-1AH5 | SIGNAL CABLE, PREASSEMBLED | 164.69
6FX2002-1DC00-1BB0 | SIGNAL CABLE, PREASSEMBLED | 187.12
6FX2002-1DC00-1BD0 | SIGNAL CABLE, PREASSEMBLED | 202.08
6FX2002-1DC00-1BG0 | SIGNAL CABLE, PREASSEMBLED | 224.59
6FX2002-1DC00-1BJ0 | SIGNAL CABLE, PREASSEMBLED | 239.37
6FX2002-1DC00-1CF0 | SIGNAL CABLE, PREASSEMBLED | 291.59
6FX2002-1DC00-1CJ0 | SIGNAL CABLE, PREASSEMBLED | 314.05
6FX2002-1DC00-1DJ0 | SIGNAL CABLE, PREASSEMBLED | 388.49
6FX2002-1DC00-1EC0 | SIGNAL CABLE, PREASSEMBLED | 418.3
6FX3802-7DD01-1AD0 | Dual cable, Preassembled | 269.63
6FX3802-7DD01-1AH0 | Dual cable, Preassembled | 361.7
7ML5730-1NF12-1RG1 | SITRANS LPS200 - RIGID EXTENSION | 1480.92
6FX5002-2EQ10-1AH0 | SIGNAL CABLE, PREASSEMBLED | 169.73
6FX5002-2EQ10-1AJ0 | SIGNAL CABLE, PREASSEMBLED | 177.35
6FX5002-2EQ10-1BF0 | SIGNAL CABLE, PREASSEMBLED | 230.78
6FX5002-2EQ10-1BH0 | SIGNAL CABLE, PREASSEMBLED | 246.02
6FX5002-2EQ10-1CC0 | SIGNAL CABLE, PREASSEMBLED | 283.97
6FX5002-2EQ10-1CE0 | SIGNAL CABLE, PREASSEMBLED | 299.27
6FX5002-2EQ10-1DC0 | SIGNAL CABLE, PREASSEMBLED | 360
6FX5002-2EQ10-1DH0 | SIGNAL CABLE, PREASSEMBLED | 398.2
6FX5002-2EQ10-1FA0 | SIGNAL CABLE, PREASSEMBLED | 497.85
6FX5002-2EQ10-1FE0 | SIGNAL CABLE, PREASSEMBLED | 528.37
6FX5002-2EQ10-1GC0 | SIGNAL CABLE, PREASSEMBLED | 589.37
6FX5002-2EQ10-1GJ0 | SIGNAL CABLE, PREASSEMBLED | 635.19
6FX5002-2EQ10-1HF0 | SIGNAL CABLE, PREASSEMBLED | 688.66
6FX5002-2EQ10-2AA0 | SIGNAL CABLE, PREASSEMBLED | 879.43
6FX5002-2EQ14-1AB5 | SIGNAL CABLE, PREASSEMBLED,EXT. | 169.04
6FX5002-2EQ14-1BF0 | SIGNAL CABLE, PREASSEMBLED,EXT. | 279.11
6FX5002-2EQ14-1DA0 | SIGNAL CABLE, PREASSEMBLED,EXT. | 406.47
1PH8137-1DF02-0BG1 | COMPACT ASYNCHRONOUS MOTOR 1PH813 | 7537.34
1PH8137-1DF02-0CC1 | COMPACT ASYNCHRONOUS MOTOR 1PH813 | 7765.35
1PH8137-1DF02-0DA1 | COMPACT ASYNCHRONOUS MOTOR 1PH813 | 7847.35
1PH8138-1DF23-2BC1 | COMPACT ASYNCHRONOUS MOTOR 1PH813 | 9683.27
1PH8138-1FF20-1DC1 | COMPACT ASYNCHRONOUS MOTOR 1PH813 | 10424.06
1PH8138-1SF22-3LA1 | COMPACT ASYNCHRONOUS MOTOR 1PH813 | 13401.84
1PH8138-1SF23-3LC1 | COMPACT ASYNCHRONOUS MOTOR 1PH813 | 13756.63
1PH8138-2DF20-0CC1 | COMPACT SYNCHRONOUS MOTOR 1PH813 | 15615
1PH8138-2DF22-0BB1 | COMPACT SYNCHRONOUS MOTOR 1PH813 | 15665.73
1PH8138-2DF23-2CA1 | COMPACT SYNCHRONOUS MOTOR 1PH813 | 16248.49
1PH8138-2DG22-0BA1 | COMPACT SYNCHRONOUS MOTOR 1PH813 | 15665.73
1PH8138-2DG23-0BC1 | COMPACT SYNCHRONOUS MOTOR 1PH813 | 16020.5
1PH8138-2DG23-1CC1 | COMPACT SYNCHRONOUS MOTOR 1PH813 | 16248.49
1PH8163-1DD02-2GA1 | COMPACT ASYNCHRONOUS MOTOR 1PH816 | 9012.36
1PH8228-1HD40-2EB2-ZG14K24L76 | COMPACT ASYNCHRONOUS MOTOR | 38740.78
1PH8228-2FC00-0BA1 | COMPACT SYNCHRONOUS MOTOR | 39846.23
1PH8228-3FF10-2AC1-ZU63 | COMPACT ASYNCHRONOUS MOTOR | 51553.75
1PH8284-1DD10-2AX1 | COMPACT ASYNCHRONOUS MOTOR | 40272.8
1PH8284-1DF10-1FU1 | COMPACT ASYNCHRONOUS MOTOR | 40726.74
1PH8284-1DK13-1AU1-ZG14 | COMPACT ASYNCHRONOUS MOTOR | 42613.46
1PH8284-1DW13-1AU1-ZG14 | COMPACT ASYNCHRONOUS MOTOR | 42613.46
1PH8284-1HF10-0BV2-ZA12 | COMPACT ASYNCHRONOUS MOTOR | 39208.44
1PH8286-1DB10-1BU1 | COMPACT ASYNCHRONOUS MOTOR | 45651.63
6AV6381-2BN08-0AV0 | WinCC RC 512, V8.0 Asia | 10595.16
6AV6381-2BP08-0AH0 | WinCC RC 2048, V8.0 DL | 12126.18
6AV6381-2BS08-0AV0 | WinCC RC 8192, V8.0 Asia | 16872.76
6AV6381-2BT08-0AH0 | WinCC RC 102400, V8.0 DL | 18844.28
6AV6381-2BU08-0AX0 | WinCC RC 153600, V8.0 | 22566.37
6AV6381-2BV08-0AV0 | WinCC RC 262144, V8.0 Asia | 29825.42
6AV6381-2CA08-0AX3 | WinCC Upgr RT Cl. V7.3/7.4 -> V8.0 | 984.33
6AV6381-2CB08-0AH0 | WinCC RC Client V8.0 DL | 5267.45
6AV6381-2DC08-0AH0 | WinCC RT 500000, V8.0 DL | 59041.03
6AV6382-2AA08-0AV0 | WinCC Package RT Client, V8.0 Asia | 2767.89
6AV6382-2DA08-0AX0 | WinCC Package RT 512, V8.0 | 4769.55
6AV6382-2EA08-0AX0 | WinCC Package RT 2048, V8.0 | 5885.88
6AV7241-5GA05-0GA0 | SIMATIC IPC 477E 19" MT (1920 x 1080) | 6780.77
6AV7241-5YB05-0FA0 | SIMATIC IPC477E 22" MT (1366x1080) neutr | 7242.23
6ES7148-6JJ00-0BB0 | ET 200eco PN, CM 8x IO-Link, M12-L | 675.77
6ES7155-6AU00-0HM0 | ET 200SP, IM 155-6 PN R1 | 630.72
6ES7647-8CB11-2AB1 | SIMATIC IPC227G | 2182.85
6ES7647-8CC22-2BA1 | SIMATIC IPC227G | 2455.52
6ES7647-8CF33-4BC1 | SIMATIC IPC227G | 4127.5
6ES7648-0EK10-0GA3 | SIMATIC IPC Slider M.2 SSD, 256GB Eco | 414.99
6ES7648-1AA22-0YN0 | Mounting Set Wallmount, IPC BX-39A | 82.4
6ES7648-2AK70-0RA0 | Memory module 1x 8 GB | 489.91
6ES7648-6WD11-0YA0 | SIMATIC IPC Operating System Package | 229.23
3WA9111-0EX32 | Accessory Air Circuit Breaker 3WA | 674.33
3WA9111-0EX40 | Accessory Air Circuit Breaker 3WA | 674.33
3WA9111-0EX50 | Accessory Air Circuit Breaker 3WA | 674.33
3WA9111-1AC24 | Accessory Air Circuit Breaker 3WA | 134.31
3WA9111-1AC25 | Accessory Air Circuit Breaker 3WA | 146.78
3WA9111-1AC26 | Accessory Air Circuit Breaker 3WA | 216.46
3WA9111-1AC32 | Accessory Air Circuit Breaker 3WA | 136.57
3WA9111-1AG11 | Accessory Air Circuit Breaker 3WA | 181.18
3WA9111-1AG20 | Accessory Air Circuit Breaker 3WA | 90.13
3WA9111-1AG21 | Accessory Air Circuit Breaker 3WA | 98.02
3WA9111-1AG22 | Accessory Air Circuit Breaker 3WA | 124.1
6ES7853-1AE15-0YA5 | SIMATIC Automation Tool Advanced | 850.97
6FX2002-1DC00-1AB6 | SIGNAL CABLE, PREASSEMBLED | 119.85
6FX2002-1DC00-1AB7 | SIGNAL CABLE, PREASSEMBLED | 119.85
6FX2002-1DC00-1AB8 | SIGNAL CABLE, PREASSEMBLED | 119.85
6FX2002-1DC00-1AC0 | SIGNAL CABLE, PREASSEMBLED | 119.96
6FX2002-1DC00-1AD7 | SIGNAL CABLE, PREASSEMBLED | 134.81
6FX2002-1DC00-1AE0 | SIGNAL CABLE, PREASSEMBLED | 134.84
6FX2002-1DC00-1AE1 | SIGNAL CABLE, PREASSEMBLED | 142.26
6FX2002-1DC00-1AE2 | SIGNAL CABLE, PREASSEMBLED | 142.26
6FX2002-1DC00-1AJ5 | SIGNAL CABLE, PREASSEMBLED | 172.1
6FX2002-1DC00-1AK0 | SIGNAL CABLE, PREASSEMBLED | 172.07
6FX2002-1DC00-1AK5 | SIGNAL CABLE, PREASSEMBLED | 179.49
6FX2002-1DC00-1BA0 | SIGNAL CABLE, PREASSEMBLED | 179.7
6FX2002-1DC00-1CA0 | SIGNAL CABLE, PREASSEMBLED | 254.4
6FX2002-1DC00-1CB0 | SIGNAL CABLE, PREASSEMBLED | 261.82
6FX2002-1DC00-1CC0 | SIGNAL CABLE, PREASSEMBLED | 269.36
6FX2002-1DC00-1CD0 | SIGNAL CABLE, PREASSEMBLED | 276.78
6FX2002-1DC00-1EF0 | SIGNAL CABLE, PREASSEMBLED | 440.53
6FX2002-1DC00-1EJ0 | SIGNAL CABLE, PREASSEMBLED | 462.98
6FX3802-7CN01-1CA0 | Dual cable, Preassembled | 474.5
6FX3802-7CN01-1DA0 | Dual cable, Preassembled | 644.77
7ML6013-0BB10-1AA3 | SITRANS LT500 | 1741.48
7ML6013-0BC10-1AA2 | SITRANS LT500 | 2006.02
7ML6013-0BC10-1AA3 | SITRANS LT500 | 2006.02
6FX5002-2EQ10-1BA0 | SIGNAL CABLE, PREASSEMBLED | 192.62
6FX5002-2EQ10-1BB0 | SIGNAL CABLE, PREASSEMBLED | 200.25
6FX5002-2EQ10-1BC0 | SIGNAL CABLE, PREASSEMBLED | 207.85
6FX5002-2EQ10-1BD0 | SIGNAL CABLE, PREASSEMBLED | 215.5
6FX5002-2EQ10-1CG0 | SIGNAL CABLE, PREASSEMBLED | 314.54
6FX5002-2EQ10-1CJ0 | SIGNAL CABLE, PREASSEMBLED | 329.79
6FX5002-2EQ10-1CK0 | SIGNAL CABLE, PREASSEMBLED | 337.46
6FX5002-2EQ10-1DA0 | SIGNAL CABLE, PREASSEMBLED | 344.77
6FX5002-2EQ10-1DB0 | SIGNAL CABLE, PREASSEMBLED | 352.42
6FX5002-2EQ10-1FH0 | SIGNAL CABLE, PREASSEMBLED | 551.27
6FX5002-2EQ10-1FJ0 | SIGNAL CABLE, PREASSEMBLED | 558.91
6FX5002-2EQ10-1GA0 | SIGNAL CABLE, PREASSEMBLED | 574.16
6FX5002-2EQ10-1GB0 | SIGNAL CABLE, PREASSEMBLED | 581.81
6FX5002-2EQ14-1AD0 | SIGNAL CABLE, PREASSEMBLED,EXT. | 177.56
6FX5002-2EQ14-1AE0 | SIGNAL CABLE, PREASSEMBLED,EXT. | 185.91
6FX5002-2EQ14-1AF0 | SIGNAL CABLE, PREASSEMBLED,EXT. | 194.46
6FX5002-2EQ14-1AJ0 | SIGNAL CABLE, PREASSEMBLED,EXT. | 219.86
1PH8137-1DF02-0DB1 | COMPACT ASYNCHRONOUS MOTOR 1PH813 | 7847.35
1PH8137-1DF02-0DE1 | COMPACT ASYNCHRONOUS MOTOR 1PH813 | 7847.35
1PH8137-1DF02-0DH1 | COMPACT ASYNCHRONOUS MOTOR 1PH813 | 7847.35
1PH8137-1DF02-0FA1 | COMPACT ASYNCHRONOUS MOTOR 1PH813 | 7690.8
1PH8138-1SF23-3LG1 | COMPACT ASYNCHRONOUS MOTOR 1PH813 | 13756.63
1PH8138-1UF20-0MA1 | COMPACT ASYNCHRONOUS MOTOR 1PH813 | 10448.65
1PH8138-1UF20-1LA1 | COMPACT ASYNCHRONOUS MOTOR 1PH813 | 9930.26
1PH8138-1UF22-0MA1 | COMPACT ASYNCHRONOUS MOTOR 1PH813 | 10727.37
1PH8138-1UF23-1LA1 | COMPACT ASYNCHRONOUS MOTOR 1PH813 | 10563.75
1PH8138-2DG22-1BA1 | COMPACT SYNCHRONOUS MOTOR 1PH813 | 15665.73
1PH8138-2DG22-2BA1 | COMPACT SYNCHRONOUS MOTOR 1PH813 | 15665.73
1PH8138-2DG22-2BC1 | COMPACT SYNCHRONOUS MOTOR 1PH813 | 15665.73
1PH8138-2DG22-2QB1 | COMPACT SYNCHRONOUS MOTOR 1PH813 | 16168.87
1PH8228-1HF00-0EA2-ZA12L76 | COMPACT ASYNCHRONOUS MOTOR | 30704.67
1PH8228-1HF00-1FA2 | COMPACT ASYNCHRONOUS MOTOR | 30778.08
1PH8228-1HF23-2AD2 | COMPACT ASYNCHRONOUS MOTOR | 39458.77
1PH8228-1MD12-2BB2 | COMPACT ASYNCHRONOUS MOTOR | 32451.33
1PH8284-1DF10-2BV1-ZG14 | COMPACT ASYNCHRONOUS MOTOR | 41198.87
1PH8284-1DF10-2FV1-ZK70K83 | COMPACT ASYNCHRONOUS MOTOR | 41102.17
1PH8284-1DF13-1BW1-ZG00 | COMPACT ASYNCHRONOUS MOTOR | 42877.05
1PH8284-1DF13-2BU1 | COMPACT ASYNCHRONOUS MOTOR | 42309.25
1PH8284-1DF13-2BU1-ZX05 | COMPACT ASYNCHRONOUS MOTOR | 42672.46
1PH8286-1DB10-1BW1-ZG02 | COMPACT ASYNCHRONOUS MOTOR | 46219.43
6AV6381-2BM08-0AH0 | WinCC RC 128, V8.0 DL | 5531.46
6AV6381-2BM08-0AV0 | WinCC RC 128, V8.0 Asia | 6220.21
6AV6381-2BM08-0AX0 | WinCC RC 128, V8.0 | 6220.21
6AV6381-2BT08-0AV0 | WinCC RC 102400, V8.0 Asia | 21191.74
6AV6381-2BT08-0AX0 | WinCC RC 102400, V8.0 | 21191.74
6AV6381-2BU08-0AH0 | WinCC RC 153600, V8.0 DL | 20059.62
6AV6381-2BU08-0AV0 | WinCC RC 153600, V8.0 Asia | 22566.37
6AV6381-2CB08-0AK4 | WinCC UPGR RC Cl. V7.5-> V8.0 DL | 1035.98
6AV6381-2CB08-0AV0 | WinCC RC Client V8.0 Asia | 5924.62
6AV6381-2CB08-0AX0 | WinCC RC Client V8.0 | 5924.62
6AV6381-2CB08-0AX3 | WinCC Upgr RC Cl. V7.3/7.4 -> V8.0 | 1650.11
6AV7241-3KB05-0DA0 | SIMATIC IPC477E 19" MT (1366 x 768) | 5832.43
6AV7241-5BB07-0FA2 | SIMATIC IPC477E 15" ST (1280 x 800) | 5823.44
6AV7241-5BB35-0FA0 | SIMATIC IPC477E 15" ST (1280 x 800) | 5899.85
6AV7241-5BC45-0FA0 | SIMATIC IPC477E 15" ST (1280 x 800) | 6612.98
6AV7241-5DC07-0GA0 | SIMATIC IPC477E 19" ST (1366 x 768) | 7236.23
6ES7510-1DK03-0AB0 | CPU 1510SP-1 PN, 200KB Prog., 1MB Data | 1142.49
6ES7647-8CA12-2AA1 | SIMATIC IPC227G | 1853.26
6ES7647-8CA12-2AA3 | SIMATIC IPC227G | 1853.26
6ES7647-8CA23-2AB3 | SIMATIC IPC227G | 2362.64
6ES7648-0EL00-0GA1 | IPC Slider (short) M.2 SSD, w/o SSD | 74.91
6ES7648-0EL10-0GA3 | IPC Slider (short) M.2 SSD, 256GB Eco | 414.99
6ES7648-0EL20-0GA3 | IPC Slider (short) M.2 SSD, 512GB Eco | 738.61
6ES7648-1AA20-0YL0 | Strain relief, IPC BX-39A | 82.4
6ES7648-6WD21-0YA0 | SIMATIC IPC Operating System Package | 212.75
6ES7648-6WD21-1YA0 | SIMATIC IPC Operating System Package | 423.98
6ES7648-6WD21-3YA0 | SIMATIC IPC Operating System Package | 423.98
6ES7648-6WD21-8YA0 | SIMATIC IPC Operating System Package | 212.75
6ES7658-1ET18-0YA5 | STEP 7 CFC V18.0 advanced ES | 2442.78
6ES7658-1ET18-0YE5 | STEP 7 CFC adv. ES UG V17.0 -> V18.0 | 1162.33
6ES7658-1ET18-0YH5 | STEP 7 CFC V18.0 advanced ES DL | 2445.03
6ES7658-1ET18-0YK5 | STEP 7 CFC adv. ES UG V17.0 -> V18.0 DL | 1164.08
3WA9111-0BA77 | Accessory Air Circuit Breaker 3WA | 479.4
3WA9111-0BA80 | Accessory Air Circuit Breaker 3WA | 557.63
3WA9111-0BA81 | Accessory Air Circuit Breaker 3WA | 380.81
3WA9111-0BA82 | Accessory Air Circuit Breaker 3WA | 380.81
3WA9111-0BB43 | Accessory Air Circuit Breaker 3WA | 219.88
3WA9111-0BB50 | Accessory Air Circuit Breaker 3WA | 225.5
3WA9111-0BC11 | Accessory Air Circuit Breaker 3WA | 714.02
3WA9111-0BC12 | Accessory Air Circuit Breaker 3WA | 1122.01
3WA9111-0EB02 | Accessory Air Circuit Breaker 3WA | 107.66
3WA9111-0EB03 | Accessory Air Circuit Breaker 3WA | 107.66
3WA9111-0EB04 | Accessory Air Circuit Breaker 3WA | 107.66
3WA9111-0EB05 | Accessory Air Circuit Breaker 3WA | 107.66
3WA9111-0EB06 | Accessory Air Circuit Breaker 3WA | 107.66
6FX5002-5DN01-1BF0 | POWER CABLE PREASSEMBLED | 394.41
6FX5002-5DN01-1DA0 | POWER CABLE PREASSEMBLED | 518.23
6FX5002-5DN01-1DF0 | POWER CABLE PREASSEMBLED | 559.52
6FX5002-5DN01-1CH0 | POWER CABLE PREASSEMBLED | 493.48
6FX5002-5DN05-1AB0 | POWER CABLE PREASSEMBLED | 253.05
6FX5002-5DN05-1JA0 | POWER CABLE PREASSEMBLED | 877.81
6FX5002-5DN06-1DG0 | POWER CABLE PREASSEMBLED | 447.39
6FX5012-2CF02-1DJ0 | SIGNAL CABLE, PREASSEMBLED | 377.36
6FX5012-2CF02-1EB0 | SIGNAL CABLE, PREASSEMBLED | 396.08
6FX5012-2CF02-1FD0 | SIGNAL CABLE, PREASSEMBLED | 476.33
6FX5012-2CF02-1FG0 | SIGNAL CABLE, PREASSEMBLED | 496.22
6FX5012-2CF02-1HJ0 | SIGNAL CABLE, PREASSEMBLED | 643.54
6FX5012-2CF02-1JC0 | SIGNAL CABLE, PREASSEMBLED | 668.59
6FX5012-2EQ10-1CB0 | SIGNAL CABLE, PREASSEMBLED | 276.39
6FX5012-2EQ10-1CF0 | SIGNAL CABLE, PREASSEMBLED | 306.92
6FX5012-2EQ10-1EH0 | SIGNAL CABLE, PREASSEMBLED | 474.99
6FX5012-2EQ10-1HA0 | SIGNAL CABLE, PREASSEMBLED | 650.49
6FX5012-5CA05-1AG0 | POWER CABLE, PREASSEMBLED,EXT. | 261.09
6FX5012-5CA38-1AJ0 | POWER CABLE, PREASSEMBLED,EXT. | 441.18
6FX5012-5CN01-1BG0 | POWER CABLE PREASSEMBLED | 340.08
6FX5012-5CN01-1BJ5 | POWER CABLE PREASSEMBLED | 355.25
6FX5012-5CS01-1AA6 | POWER CABLE, PREASSEMBLED | 264.53
6FX5012-5CS01-1AB2 | POWER CABLE, PREASSEMBLED | 269.57
6FX5002-5DG01-1AC0 | POWER CABLE, PREASSEMBLED | 162.16
6FX5002-5DG01-1AD6 | POWER CABLE, PREASSEMBLED | 177.9
6FX5002-5DG01-1AJ0 | POWER CABLE, PREASSEMBLED | 209.47
6FX5002-5DG01-1BA0 | POWER CABLE, PREASSEMBLED | 225.5
6FX5002-5DG01-1BH0 | POWER CABLE, PREASSEMBLED | 280.81
6FX5002-5DG01-1BJ5 | POWER CABLE, PREASSEMBLED | 296.52
6FX5002-5DG01-1EA0 | POWER CABLE, PREASSEMBLED | 463.17
6FX5002-5DG01-1GA0 | POWER CABLE, PREASSEMBLED | 620.44
6FX5002-5DS01-1GF0 | POWER CABLE, PREASSEMBLED | 814.5
6FX5002-5DS01-1HF0 | POWER CABLE, PREASSEMBLED | 897.77
6FX5002-5DS01-2AA0 | POWER CABLE, PREASSEMBLED | 1104.02
6FX5002-5DS11-1AF0 | POWER CABLE, PREASSEMBLED | 329.63
6FX5002-5DS11-1CA0 | POWER CABLE, PREASSEMBLED | 483.37
6FX5002-5DS11-1CE0 | POWER CABLE, PREASSEMBLED | 524.27
6FX5002-5DS14-1DD0 | POWER CABLE, PREASSEMBLED | 1267.98
6FX5002-5DS21-1AF0 | POWER CABLE, PREASSEMBLED | 391.08
6FX5008-1BB05-1EF0 | POWER CABLE SOLD BY THE METER | 7768.01
6FX5008-1BB12-1AG0 | POWER CABLE SOLD BY THE METER | 1263.25
6FX5008-1BB12-1AJ0 | POWER CABLE SOLD BY THE METER | 1684.38
6FX5008-1BB12-1DA0 | POWER CABLE SOLD BY THE METER | 6316.37
6FX5008-1BB12-1FA0 | POWER CABLE SOLD BY THE METER | 10527.3
6FX8002-2CA31-1BB3 | SIGNAL CABLE, PREASSEMBLED, | 281.45
6FX8002-2CA31-1BC5 | SIGNAL CABLE, PREASSEMBLED, | 292.39
6FX8002-2CA31-1BD5 | SIGNAL CABLE, PREASSEMBLED, | 303.31
6FX8002-2CA31-1BF7 | SIGNAL CABLE, PREASSEMBLED, | 325.24
6FX8002-2CA31-1BG7 | SIGNAL CABLE, PREASSEMBLED, | 336.1
6FX8002-2CA31-1BK0 | SIGNAL CABLE, PREASSEMBLED, | 358.22
6FX8002-2CA31-1CB0 | SIGNAL CABLE, PREASSEMBLED, | 380.29
6FX8002-2CA31-1CF0 | SIGNAL CABLE, PREASSEMBLED, | 424.07
6FX8002-2CA31-1CG5 | SIGNAL CABLE, PREASSEMBLED, | 445.94
6FX8002-2CA31-1CJ1 | SIGNAL CABLE, PREASSEMBLED, | 468.15
6FX8002-2CA31-1DD0 | SIGNAL CABLE, PREASSEMBLED, | 510.82
6FX8002-2CA31-1DF0 | SIGNAL CABLE, PREASSEMBLED, | 532.75
6FX8002-2CA31-1DK0 | SIGNAL CABLE, PREASSEMBLED, | 576.72
6FX8002-2CA31-1EB0 | SIGNAL CABLE, PREASSEMBLED, | 599.97
6FX8002-2CA31-1FA0 | SIGNAL CABLE, PREASSEMBLED, | 697.65
6FX8002-2CA31-1FF0 | SIGNAL CABLE, PREASSEMBLED, | 752.43
6FX8002-2CA31-1GC0 | SIGNAL CABLE, PREASSEMBLED, | 828.26
3WA9111-0EC12 | Accessory Air Circuit Breaker 3WA | 730.99
3WA9111-0EC13 | Accessory Air Circuit Breaker 3WA | 1087.99
3WA9111-0EC15 | Accessory Air Circuit Breaker 3WA | 1087.99
3WA9111-0EC40 | Accessory Air Circuit Breaker 3WA | 281.66
3WA9111-0EK31 | Accessory Air Circuit Breaker 3WA | 107.66
3WA9111-0EK32 | Accessory Air Circuit Breaker 3WA | 107.66
3WA9111-0EK33 | Accessory Air Circuit Breaker 3WA | 107.66
3WA9111-0EK41 | Accessory Air Circuit Breaker 3WA | 143.36
6ES7823-1TE08-0CA5 | TestSuite Adv V18+PLCSIM Adv V5.0 Bundle | 6148.21
6ES7833-1FA18-0YA5 | STEP 7 Safety Advanced V18 | 1191.05
6ES7833-1FA18-0YC5 | STEP 7 Safety Advanced V18 Powerpack | 1011.27
6ES7833-1FA18-0YF5 | STEP 7 Safety Advanced V18 Upgrade | 474.92
3WA9111-1EG50 | Accessory Air Circuit Breaker 3WA | 674.33
3WA9111-1EG60 | Accessory Air Circuit Breaker 3WA | 674.33
3WA9111-1EG71 | Accessory Air Circuit Breaker 3WA | 674.33
3WA9111-1EG72 | Accessory Air Circuit Breaker 3WA | 674.33
3WA9111-1EX12 | Accessory Air Circuit Breaker 3WA | 674.33
3WA9111-1EX16 | Accessory Air Circuit Breaker 3WA | 674.33
3WA9111-1EX20 | Accessory Air Circuit Breaker 3WA | 674.33
3WA9111-1EX25 | Accessory Air Circuit Breaker 3WA | 674.33
5TT5870-0 | Insta cont. 2NO 230 V AC 40A | 34.6
5UB1511-0SB01 | I-SYS,SCHUKO,SOFT BLACK | 12.84
5UB1518-0SB01 | I-SYS,SCHUKO,CHILD PROT,SOFT BLACK | 15.51
7MH5127-4AD00 | SIWAREX WL230 SB-S SB 1t C3 | 660.86
7MH7723-1QQ | Bearing replacement kit for tailpulley | 598.4
7MH7723-1QT | WW200 Enclosure latches kit | 354.25
7MH7723-1SA | Standard belt, white | 1450.49
7MH7723-1SB | Standard belt, blue | 1450.49
7MH7723-1SU | Spare Brush, 48" belt width | 1479.22
7MH7723-1SV | Weighdeck Slider bar | 110.09
7MH7723-1SW | Telescopers for WW200, m.s. | 513.43
7MH7723-1SX | Telescopers for WW200, s.s. | 680.97
6FX5002-2CF02-1EC0 | SIGNAL CABLE, PREASSEMBLED | 402.69
6FX5002-2CF02-1ED0 | SIGNAL CABLE, PREASSEMBLED | 409.32
6FX5002-2CF02-1EE0 | SIGNAL CABLE, PREASSEMBLED | 415.85
6FX5002-2CF02-1HA0 | SIGNAL CABLE, PREASSEMBLED | 590.57
6FX5002-2CF02-1HC0 | SIGNAL CABLE, PREASSEMBLED | 603.83
6FX5002-2CF02-1HF0 | SIGNAL CABLE, PREASSEMBLED | 623.65
6FX5002-2CF02-1CH0 | SIGNAL CABLE, PREASSEMBLED | 304.78
6FX5002-2CF04-1AH0 | SIGNAL CABLE, PREASSEMBLED,EXT. | 191.5
6FX5002-2CF20-1AC0 | SIGNAL CABLE PREASSAMBLED | 182.73
6FX5002-2CF20-1AD0 | SIGNAL CABLE PREASSAMBLED | 191.19
6FX5002-2CF20-1AE0 | SIGNAL CABLE PREASSAMBLED | 199.72
6FX5002-2CG00-1BA0 | SIGNAL CABLE, PREASSEMBLED, | 157.34
6FX5002-2CG00-1BF0 | SIGNAL CABLE, PREASSEMBLED, | 186.72
6FX5002-2CG00-1CF0 | SIGNAL CABLE, PREASSEMBLED, | 245.4
6FX5002-2CG00-1DA0 | SIGNAL CABLE, PREASSEMBLED, | 274.27
1PH8137-1DF10-1DA1 | COMPACT ASYNCHRONOUS MOTOR 1PH813 | 7568.66
1PH8137-3HD12-2AA2-ZK23U60 | COMPACT ASYNCHRONOUS MOTOR 1PH813 | 10549.12
1PH8137-3JF13-2AB2-ZU60 | COMPACT ASYNCHRONOUS MOTOR 1PH813 | 11096.97
1PH8138-1DF20-0BC1 | COMPACT ASYNCHRONOUS MOTOR 1PH813 | 9049.77
1PH8138-1DF22-0CE1 | COMPACT ASYNCHRONOUS MOTOR 1PH813 | 9556.47
1PH8138-1DF22-0DA1 | COMPACT ASYNCHRONOUS MOTOR 1PH813 | 9638.49
1PH8138-1DF22-0HA1 | COMPACT ASYNCHRONOUS MOTOR 1PH813 | 9223.52
1PH8138-1DF22-0LC1 | COMPACT ASYNCHRONOUS MOTOR 1PH813 | 9967.6
1PH8138-1DF23-1BA1-ZK10 | COMPACT ASYNCHRONOUS MOTOR 1PH813 | 9936.63
1PH8138-1DF23-1BA1-ZX01 | COMPACT ASYNCHRONOUS MOTOR 1PH813 | 9860.62
1PH8138-1DF23-1CA1 | COMPACT ASYNCHRONOUS MOTOR 1PH813 | 9911.25
1PH8138-1DF23-2BA1 | COMPACT ASYNCHRONOUS MOTOR 1PH813 | 9683.27
1PH8163-1DD00-2BB1-ZX12 | COMPACT ASYNCHRONOUS MOTOR 1PH816 | 9168.03
6FX8002-2DC00-1AF5 | SIGNAL CABLE, PREASSEMBLED | 185.73
6FX8002-2DC00-1CC0 | SIGNAL CABLE, PREASSEMBLED | 372.54
6FX8002-2DC00-1CE0 | SIGNAL CABLE, PREASSEMBLED | 395.88
6FX8002-2DC00-1CF0 | SIGNAL CABLE, PREASSEMBLED | 407.62
6FX8002-2DC00-1CG0 | SIGNAL CABLE, PREASSEMBLED | 419.24
6FX8002-2DC00-1CH0 | SIGNAL CABLE, PREASSEMBLED | 430.92
6FX8002-2DC00-1CH5 | SIGNAL CABLE, PREASSEMBLED | 442.59
6FX8002-2DC10-1AA0 | SIGNAL CABLE, PREASSEMBLED | 129.7
6FX8002-2DC10-1AA2 | SIGNAL CABLE, PREASSEMBLED | 138.19
6FX8002-2DC10-1AE5 | SIGNAL CABLE, PREASSEMBLED | 172.21
6FX8002-2DC10-1AF2 | SIGNAL CABLE, PREASSEMBLED | 180.71
6FX8002-2FN20-1AF0 | SIGNAL CABLE, PREASSEMBLED | 226.39
6FX8002-2CH00-1AB0 | SIGNAL CABLE, PREASSEMBLED, | 160.61
6FX8002-2CH00-1BB0 | SIGNAL CABLE, PREASSEMBLED, | 270.43
6FX8002-2CH00-1BB5 | SIGNAL CABLE, PREASSEMBLED, | 281.45
6FX8002-2CH00-1BC0 | SIGNAL CABLE, PREASSEMBLED, | 281.38
6FX8002-2CH00-1BC5 | SIGNAL CABLE, PREASSEMBLED, | 292.39
6FX8002-2CH00-1BD0 | SIGNAL CABLE, PREASSEMBLED, | 292.29
6FX8002-2EQ14-1AC0 | SIGNAL CABLE, PREASSEMBLED EXT. | 196.33
6FX8002-2EQ14-1AC5 | SIGNAL CABLE, PREASSEMBLED EXT. | 207.33
6FX8002-2EQ14-1AC6 | SIGNAL CABLE, PREASSEMBLED EXT. | 207.33
6FX8002-2EQ14-1AD0 | SIGNAL CABLE, PREASSEMBLED EXT. | 207.25
6FX8002-2EQ14-1AJ5 | SIGNAL CABLE, PREASSEMBLED EXT. | 273.26
6FX8002-2EQ14-1AJ8 | SIGNAL CABLE, PREASSEMBLED EXT. | 273.26
6FX8002-2EQ14-1AK0 | SIGNAL CABLE, PREASSEMBLED EXT. | 273.15
6FX8002-2EQ14-1BA0 | SIGNAL CABLE, PREASSEMBLED EXT. | 284.22
6FX8002-2EQ14-1BK0 | SIGNAL CABLE, PREASSEMBLED EXT. | 382.98
6FX8002-2EQ14-1CA0 | SIGNAL CABLE, PREASSEMBLED EXT. | 394.07
6FX8002-2EQ14-1CB0 | SIGNAL CABLE, PREASSEMBLED EXT. | 405.07
6FX8002-2EQ14-1CC0 | SIGNAL CABLE, PREASSEMBLED EXT. | 416.01
6FX8002-2EQ16-1CB0 | SIGNAL CABLE, PREASSEMBLED | 377.86
6FX5002-2EQ20-1AF0 | SIGNAL CABLE PREASSAMBLED | 220.43
6FX5002-2EQ20-1AG0 | SIGNAL CABLE PREASSAMBLED | 229.89
6FX5002-2EQ20-1AH0 | SIGNAL CABLE PREASSAMBLED | 239.5
6FX5002-5CS64-1CF0 | POWER CABLE, PREASSEMBLED | 686.79
6FX5002-5CS66-1AF0 | POWER CABLE PREASSEMBLED | 346.08
6FX5002-5DG33-1AE0 | POWER CABLE, PREASSEMBLED | 1213.11
6FX5002-5DG33-1AF0 | POWER CABLE, PREASSEMBLED | 1255.12
6FX5002-5DG53-1DC0 | POWER CABLE, PREASSEMBLED | 3558.08
6FX5002-5DG61-1BB0 | POWER CABLE, PREASSEMBLED | 559.62
6FX5002-5DG61-1CA0 | POWER CABLE, PREASSEMBLED | 788.57
6FX5002-5DG61-1EA0 | POWER CABLE, PREASSEMBLED | 1299.62
6FX5002-5DN01-1AJ0 | POWER CABLE PREASSEMBLED | 336.61
6FX5002-5DN01-1AJ5 | POWER CABLE PREASSEMBLED | 344.86
6FX5002-5DN01-1AK0 | POWER CABLE PREASSEMBLED | 344.88
6FX5002-5DN01-1BA0 | POWER CABLE PREASSEMBLED | 353.11
6FX5002-5DN01-1BB0 | POWER CABLE PREASSEMBLED | 361.36
6FX5002-5DN01-1EF0 | POWER CABLE PREASSEMBLED | 642.06
6FX5002-5DN01-1FA0 | POWER CABLE PREASSEMBLED | 683.32
6FX5002-5DN01-1GA0 | POWER CABLE PREASSEMBLED | 765.85
6FX5002-5DN01-1HA0 | POWER CABLE PREASSEMBLED | 848.47
6FX5012-2CF02-1DC0 | SIGNAL CABLE, PREASSEMBLED | 337.64
6FX5012-2CF02-1DE0 | SIGNAL CABLE, PREASSEMBLED | 350.78
6FX5012-2CF02-1DF0 | SIGNAL CABLE, PREASSEMBLED | 357.47
6FX5012-2CF02-1DH0 | SIGNAL CABLE, PREASSEMBLED | 370.88
6FX5012-2CF02-1GC0 | SIGNAL CABLE, PREASSEMBLED | 536.8
6FX5012-2CF02-1GH0 | SIGNAL CABLE, PREASSEMBLED | 570.02
6FX5012-2CF02-1GK0 | SIGNAL CABLE, PREASSEMBLED | 583.02
6FX5012-2CF02-1HC0 | SIGNAL CABLE, PREASSEMBLED | 603.83
6FX5012-2EQ10-1DE0 | SIGNAL CABLE, PREASSEMBLED | 375.3
6FX5012-2EQ10-1DF0 | SIGNAL CABLE, PREASSEMBLED | 382.95
6FX5012-2EQ10-1DH0 | SIGNAL CABLE, PREASSEMBLED | 398.2
6FX5012-2EQ10-1EA0 | SIGNAL CABLE, PREASSEMBLED | 421.59
6FX5012-5CN01-1AF0 | POWER CABLE PREASSEMBLED | 284.67
6FX5012-5CN01-1BE5 | POWER CABLE PREASSEMBLED | 335.04
6FX5012-5CN01-1BF0 | POWER CABLE PREASSEMBLED | 335.06
6FX5012-5CN01-1BF5 | POWER CABLE PREASSEMBLED | 340.11
6FX5012-5CS01-1AB7 | POWER CABLE, PREASSEMBLED | 269.57
6FX5012-5CS01-1AC0 | POWER CABLE, PREASSEMBLED | 269.55
6FX5002-5DA88-1BA0 | POWER CABLE, PREASSEMBLED EXT. | 310.91
6FX5002-5DA88-1DA0 | POWER CABLE, PREASSEMBLED EXT. | 469.59
6FX5002-5DG01-1BC0 | POWER CABLE, PREASSEMBLED | 241.29
6FX5002-5DG01-1BD0 | POWER CABLE, PREASSEMBLED | 249.11
6FX5002-5DG01-1BE0 | POWER CABLE, PREASSEMBLED | 257.25
6FX5002-5DG01-1BF0 | POWER CABLE, PREASSEMBLED | 265.03
6FX5002-5DG01-1BG0 | POWER CABLE, PREASSEMBLED | 272.92
6FX5002-5DG01-1GB0 | POWER CABLE, PREASSEMBLED | 628.35
6FX5002-5DG01-2AA0 | POWER CABLE, PREASSEMBLED | 937.19
6FX5002-5DG10-1AB0 | POWER CABLE PREASSEMBLED | 154.29
6FX5002-5DG10-1AF0 | POWER CABLE PREASSEMBLED | 185.91
6FX5002-5DS11-1BA0 | POWER CABLE, PREASSEMBLED | 380.92
6FX5002-5DS11-1BG0 | POWER CABLE, PREASSEMBLED | 442.43
6FX5008-1BB05-1EJ0 | POWER CABLE SOLD BY THE METER | 8285.86
6FX5008-1BB05-1FA0 | POWER CABLE SOLD BY THE METER | 8631.06
6FX5008-1BB05-1FF0 | POWER CABLE SOLD BY THE METER | 9494.2
6FX5008-1BB12-1AB0 | POWER CABLE SOLD BY THE METER | 210.57
6FX5008-1BB12-1GA0 | POWER CABLE SOLD BY THE METER | 12632.74
6FX8002-2CA31-1BA0 | SIGNAL CABLE, PREASSEMBLED, | 259.44
6FX8002-2CA31-1BA5 | SIGNAL CABLE, PREASSEMBLED, | 270.43
6FX8002-2CA31-1BB0 | SIGNAL CABLE, PREASSEMBLED, | 270.43
6FX8002-2CA31-1BH0 | SIGNAL CABLE, PREASSEMBLED, | 336.45
6FX8002-2CA31-1BH4 | SIGNAL CABLE, PREASSEMBLED, | 347.46
6FX8002-2CA31-1BH5 | SIGNAL CABLE, PREASSEMBLED, | 347.46
6FX8002-2CA31-1BJ0 | SIGNAL CABLE, PREASSEMBLED, | 347.31
6FX8002-2CA31-1CK0 | SIGNAL CABLE, PREASSEMBLED, | 468.07
6FX8002-2CA31-1DA0 | SIGNAL CABLE, PREASSEMBLED, | 477.97
6FX8002-2CA31-1DB0 | SIGNAL CABLE, PREASSEMBLED, | 488.96
6FX8002-2CA31-1DC0 | SIGNAL CABLE, PREASSEMBLED, | 499.91
6FX8002-2CA31-1EC0 | SIGNAL CABLE, PREASSEMBLED, | 610.93
6FX8002-2CA31-1ED0 | SIGNAL CABLE, PREASSEMBLED, | 621.84
6FX8002-2CA31-1EE0 | SIGNAL CABLE, PREASSEMBLED, | 632.91
6FX8002-2CA31-1EF0 | SIGNAL CABLE, PREASSEMBLED, | 643.75
6FX8002-2CA31-1EG0 | SIGNAL CABLE, PREASSEMBLED, | 654.64
6FX8002-2CA11-1AF2 | SIGNAL CABLE, PREASSEMBLED, | 164.87
6FX8002-2CA11-1AF5 | SIGNAL CABLE, PREASSEMBLED, | 164.87
6FX8002-2CA11-1AG0 | SIGNAL CABLE, PREASSEMBLED, | 165.05
6FX8002-2CA11-1AG4 | SIGNAL CABLE, PREASSEMBLED, | 172.96
6FX8002-2CG00-1CA0 | SIGNAL CABLE, PREASSEMBLED, | 269.4
6FX8002-2CG00-1CC0 | SIGNAL CABLE, PREASSEMBLED, | 285.19
6FX8002-2CG00-1CD0 | SIGNAL CABLE, PREASSEMBLED, | 293.03
6FX8002-2CG00-1CE0 | SIGNAL CABLE, PREASSEMBLED, | 300.85
6FX8002-2CP00-1AA7 | SIGNAL CABLE, PREASSEMBLED | 87.91
6FX8002-2CP00-1AB0 | SIGNAL CABLE, PREASSEMBLED | 87.91
6FX8002-2CP00-1AB5 | SIGNAL CABLE, PREASSEMBLED | 100.45
6FX8002-2CP00-1AC0 | SIGNAL CABLE, PREASSEMBLED | 94.05
6FX8002-2CQ31-1DF0 | SIGNAL CABLE, PREASSEMBLED, | 533.98
6FX8002-2CQ31-1DJ0 | SIGNAL CABLE, PREASSEMBLED, | 566.99
6FX8002-2CQ80-1AD0 | SIGNAL CABLE, PREASSEMBLED, | 187.12
6FX8002-2CR00-1AC0 | SIGNAL CABLE PREASSAMBLED | 132.39
6FX8002-2DC00-1AB0 | SIGNAL CABLE, PREASSEMBLED | 127.29
6FX8002-2DC00-1AB5 | SIGNAL CABLE, PREASSEMBLED | 138.96
6FX8002-2DC00-1AC0 | SIGNAL CABLE, PREASSEMBLED | 138.97
1PH8163-1DD00-2BC1 | COMPACT ASYNCHRONOUS MOTOR 1PH816 | 8585.23
1PH8163-1DD00-2BC1-ZX02 | COMPACT ASYNCHRONOUS MOTOR 1PH816 | 8813.29
1PH8163-1DD00-2CA1 | COMPACT ASYNCHRONOUS MOTOR 1PH816 | 8813.21
1PH8163-1DD00-2DB1 | COMPACT ASYNCHRONOUS MOTOR 1PH816 | 8920.63
1PH8163-1DD02-1BA1 | COMPACT ASYNCHRONOUS MOTOR 1PH816 | 9345.39
1PH8163-1DD02-1CA1 | COMPACT ASYNCHRONOUS MOTOR 1PH816 | 9573.39
1PH8163-1DD02-1CC1 | COMPACT ASYNCHRONOUS MOTOR 1PH816 | 9573.39
1PH8163-1DD02-1DA1 | COMPACT ASYNCHRONOUS MOTOR 1PH816 | 9680.81
6AV6362-4AA08-0AK1 | WinCC/IDB, Upgr V7.5 -> V8.0 DL | 480.69
6AV6362-5AA08-0AH0 | WinCC/Cloud Connect DL | 480.69
6AV6362-5AA08-0BB0 | WinCC/Cloud Connect | 540.95
6AV6362-6AA08-0AH0 | WinCC/Cloud REST DL | 961.37
6AV6372-2DG08-0AX3 | WinCC/PerfMon UG V7.3/7.4-> V8.0 | 1730.46
6AV6372-2DG08-0AX4 | WinCC/Perf. Mon. Upgr V7.5-> V8.0 | 1152.2
6AV6372-2HG08-0AA0 | WinCC/PerfMon V8.0 Basic Pack. DL | 4189.85
6AV6372-2KG08-0AX3 | WinCC/PerfMon UG V7.3/7.4-> V8.0 DL | 1539.62
6AV6381-2BD08-0AH0 | WinCC RT 512, V8.0 DL | 5669.22
6AV6381-2BD08-0AV0 | WinCC RT 512, V8.0 Asia | 6378.05
6AV6381-2BD08-0AX0 | WinCC RT 512, V8.0 | 6378.05
6AV6381-2BE08-0AH0 | WinCC RT 2048, V8.0 DL | 6970.65
6AV6381-2BK08-0AX0 | WinCC RT 153600, V8.0 | 21191.74
6AV6381-2BL08-0AH0 | WinCC RT 262144, V8.0 DL | 25823.54
6AV6381-2BL08-0AV0 | WinCC RT 262144, V8.0 Asia | 29034.8
6AV6381-2BL08-0AX0 | WinCC RT 262144, V8.0 | 29034.8
6DL5260-0FX01-0YV8 | SIMIT SP INHOUSE SUS XL +ALL ADD ONS DL | 2998.54
6DL8913-0AL10-0AB5 | SIMIT SP V11.1 ENGINEERING S | 5254.19
6DL8913-0AL10-0AE5 | SIMIT SP V10.3 UG ENG. S V11.0 -> V11.1 | 1866.32
6DL8913-0AL10-0AH5 | SIMIT SP V11.1 ENGINEERING S DL | 4597.42
6DL8913-0AL10-0AK5 | SIMIT SP V11.1 UG ENG. S V11.0->V11.1 DL | 1629.9
3WA9111-0AQ03 | Accessory Air Circuit Breaker 3WA | 1479.03
3WA9111-0AQ04 | Accessory Air Circuit Breaker 3WA | 2363.01
3WA9111-0AQ08 | Accessory Air Circuit Breaker 3WA | 3094.03
3WA9111-0AQ61 | Accessory Air Circuit Breaker 3WA | 5491.01
3WA9111-0AQ63 | Accessory Air Circuit Breaker 3WA | 6403.37
3WA9111-0AQ65 | Accessory Air Circuit Breaker 3WA | 8670.06
3WA9111-0AQ67 | Accessory Air Circuit Breaker 3WA | 4114.03
3WA9111-0AS13 | Accessory Air Circuit Breaker 3WA | 94.63
3WA9111-0AS14 | Accessory Air Circuit Breaker 3WA | 170.56
3WA9111-0AS17 | Accessory Air Circuit Breaker 3WA | 122.98
3WA9111-0AS18 | Accessory Air Circuit Breaker 3WA | 209.67
3WA9111-0AV25 | Accessory Air Circuit Breaker 3WA | 223.25
3WA9111-0AV26 | Accessory Air Circuit Breaker 3WA | 338.32
3WA9111-0AV27 | Accessory Air Circuit Breaker 3WA | 451.08
3WA9111-0AX21 | Accessory Air Circuit Breaker 3WA | 36.89
3WA9111-0AX22 | Accessory Air Circuit Breaker 3WA | 46.87
3WA9111-0AX23 | Accessory Air Circuit Breaker 3WA | 54.41
6ES7677-2SB42-0GB1 | CPU1515SP PC2 F | 4564.14
6ES7677-2SB43-0GB1 | CPU1515SP PC2 F - IndOS | 4564.14
6ES7677-2VB42-0GB1 | CPU1515SP PC2 T | 5031.17
6ES7677-2WB42-0GB1 | CPU1515SP PC2 TF | 5964.8
3WA9111-1AS45 | Accessory Air Circuit Breaker 3WA | 460.76
3WA9111-1AS50 | Accessory Air Circuit Breaker 3WA | 586.02
3WA9111-1AS51 | Accessory Air Circuit Breaker 3WA | 586.02
3WA9111-1AS60 | Accessory Air Circuit Breaker 3WA | 460.76
3WA9111-1AY43 | Accessory Air Circuit Breaker 3WA | 1353.21
3WA9111-1AY44 | Accessory Air Circuit Breaker 3WA | 1465.06
3WA9111-1AY45 | Accessory Air Circuit Breaker 3WA | 2169.63
3WA9111-1AY46 | Accessory Air Circuit Breaker 3WA | 1520.97
3WA9111-1BA57 | Accessory Air Circuit Breaker 3WA | 1049.03
3WA9111-1BA58 | Accessory Air Circuit Breaker 3WA | 1049.03
3WA9111-1BA60 | Accessory Air Circuit Breaker 3WA | 1049.03
3WA9111-1EB02 | Accessory Air Circuit Breaker 3WA | 107.66
3WA9111-1EB32 | Accessory Air Circuit Breaker 3WA | 107.66
3WA9111-1EB40 | Accessory Air Circuit Breaker 3WA | 107.66
3WA9111-1EB50 | Accessory Air Circuit Breaker 3WA | 107.66
3WA9111-1EB60 | Accessory Air Circuit Breaker 3WA | 107.66
3WA9111-1EG10 | Accessory Air Circuit Breaker 3WA | 674.33
3WA9111-1EG11 | Accessory Air Circuit Breaker 3WA | 674.33
3WA9111-1EG12 | Accessory Air Circuit Breaker 3WA | 674.33
3WA9111-1EG16 | Accessory Air Circuit Breaker 3WA | 674.33
6FX5002-2CA20-1AG0 | SIGNAL CABLE PREASSAMBLED | 233.51
6FX5002-2CA20-1BA0 | SIGNAL CABLE PREASSAMBLED | 271.66
6FX5002-2CA20-1BC0 | SIGNAL CABLE PREASSAMBLED | 290.75
6FX5002-2CA20-1BF0 | SIGNAL CABLE PREASSAMBLED | 319.29
6FX5002-2CA20-1BJ0 | SIGNAL CABLE PREASSAMBLED | 347.88
6FX5002-2CA31-1AF0 | SIGNAL CABLE, PREASSEMBLED, | 158.37
6FX5002-2CA31-1AG0 | SIGNAL CABLE, PREASSEMBLED, | 166.25
6FX5002-2CA31-1AG5 | SIGNAL CABLE, PREASSEMBLED, | 174.17
6FX5002-2CA31-1AH0 | SIGNAL CABLE, PREASSEMBLED, | 174.14
6FX5002-2CA31-1BK0 | SIGNAL CABLE, PREASSEMBLED, | 269.19
6FX5002-2CA31-1CA0 | SIGNAL CABLE, PREASSEMBLED, | 276.97
6FX5002-2CA31-1CB0 | SIGNAL CABLE, PREASSEMBLED, | 284.91
6FX5002-2CF02-1AA5 | SIGNAL CABLE, PREASSEMBLED | 132.43
6FX5002-2CF02-1BB0 | SIGNAL CABLE, PREASSEMBLED | 198.55
6FX5002-2CF02-1BB5 | SIGNAL CABLE, PREASSEMBLED | 205.16
6FX5002-2CF02-1BC0 | SIGNAL CABLE, PREASSEMBLED | 205.19
6FX5002-2CF02-1BE0 | SIGNAL CABLE, PREASSEMBLED | 218.34
6FX5002-2CA12-1BA0 | SIGNAL CABLE, PREASSEMBLED | 146.15
6FX5002-2CA12-1CA0 | SIGNAL CABLE, PREASSEMBLED | 209.49
6FX5002-2CA12-1CD0 | SIGNAL CABLE, PREASSEMBLED | 228.56
6FX5002-2CA12-1CF0 | SIGNAL CABLE, PREASSEMBLED | 241.22
6FX5002-2CH00-1BA0 | SIGNAL CABLE, PREASSEMBLED | 195.4
6FX5002-2CH00-1BA7 | SIGNAL CABLE, PREASSEMBLED | 202
6FX5002-2CH00-1BC0 | SIGNAL CABLE, PREASSEMBLED | 208.65
6FX5002-2CH00-1BF0 | SIGNAL CABLE, PREASSEMBLED | 228.47
6FX5002-2CH00-1HA0 | SIGNAL CABLE, PREASSEMBLED | 594.04
6FX5002-2CH00-1HF0 | SIGNAL CABLE, PREASSEMBLED | 627.1
6FX5002-2CH00-1JA0 | SIGNAL CABLE, PREASSEMBLED | 658.8
6FX5002-2CH00-1KA0 | SIGNAL CABLE, PREASSEMBLED | 725.85
6FX5002-5CA05-1AJ0 | POWER CABLE, PREASSEMBLED,EXT. | 270.56
6FX5002-5CA05-1BA0 | POWER CABLE, PREASSEMBLED,EXT. | 279.78
6FX5002-5CA05-1BF0 | POWER CABLE, PREASSEMBLED,EXT. | 302.87
6FX5002-5CA05-1BJ0 | POWER CABLE, PREASSEMBLED,EXT. | 316.79
6FX5002-5CA05-1CA0 | POWER CABLE, PREASSEMBLED,EXT. | 326.08
6FX5002-5CN21-1BC2 | POWER CABLE PREASSEMBLED | 396.37
6FX5002-5CN21-1BF0 | POWER CABLE PREASSEMBLED | 406.45
6FX5002-5CN21-1CA0 | POWER CABLE PREASSEMBLED | 431.68
6FX5002-5CN21-1CF0 | POWER CABLE PREASSEMBLED | 456.9
6FX5002-5DN06-1EB0 | POWER CABLE PREASSEMBLED | 479.88
6FX5002-5DN06-1EG0 | POWER CABLE PREASSEMBLED | 512.38
6FX5002-5DN06-1FJ0 | POWER CABLE PREASSEMBLED | 590.41
6FX5002-5DN11-1AF0 | POWER CABLE PREASSEMBLED | 329.74
6FX5002-5DN64-1EH0 | POWER CABLE PREASSEMBLED | 1300.82
6FX5002-5DN64-1EK0 | POWER CABLE PREASSEMBLED | 1345.5
6FX5002-5DN64-1FA0 | POWER CABLE PREASSEMBLED | 1367.8
6FX5002-5DN64-1FF0 | POWER CABLE PREASSEMBLED | 1479.38
6FX5002-5DS01-1AC2 | POWER CABLE, PREASSEMBLED | 303.26
6FX5002-5DS01-1AC3 | POWER CABLE, PREASSEMBLED | 303.26
6FX5002-5DS01-1AC5 | POWER CABLE, PREASSEMBLED | 303.26
6FX5002-5DS01-1AC7 | POWER CABLE, PREASSEMBLED | 303.26
6FX5002-5DS01-1AF8 | POWER CABLE, PREASSEMBLED | 327.93
6FX5002-5DS01-1AG0 | POWER CABLE, PREASSEMBLED | 327.99
6FX5002-5DS01-1AG2 | POWER CABLE, PREASSEMBLED | 336.24
6FX5002-5DS01-1AG6 | POWER CABLE, PREASSEMBLED | 336.24
6FX5002-5DS01-1BF4 | POWER CABLE, PREASSEMBLED | 410.47
6FX5002-5DS01-1BG0 | POWER CABLE, PREASSEMBLED | 410.52
6FX5002-5DS01-1BH0 | POWER CABLE, PREASSEMBLED | 418.81
6FX5002-5DS01-1BJ0 | POWER CABLE, PREASSEMBLED | 427.18
6FX5002-2DC20-1AB7 | SIGNAL CABLE, PREASSEMBLED | 144.19
6FX5002-2DC20-1AC0 | SIGNAL CABLE, PREASSEMBLED | 144.21
6FX5002-2DC20-1AC1 | SIGNAL CABLE, PREASSEMBLED | 151.32
6FX5002-2DC20-1AC2 | SIGNAL CABLE, PREASSEMBLED | 151.32
6FX5002-2DC20-1AC3 | SIGNAL CABLE, PREASSEMBLED | 151.32
6FX5002-2DC20-1AF0 | SIGNAL CABLE, PREASSEMBLED | 165.6
6FX5002-2DC20-1AG0 | SIGNAL CABLE, PREASSEMBLED | 172.5
6FX5002-2DC20-1AH0 | SIGNAL CABLE, PREASSEMBLED | 179.7
6FX5002-2DC20-1AJ0 | SIGNAL CABLE, PREASSEMBLED | 186.83
6FX5002-2DC20-1CF0 | SIGNAL CABLE, PREASSEMBLED | 307.86
6FX5002-2DC20-1CJ0 | SIGNAL CABLE, PREASSEMBLED | 329.09
6FX5002-2DC20-1DA0 | SIGNAL CABLE, PREASSEMBLED | 343.21
6FX5002-2DC20-1DD0 | SIGNAL CABLE, PREASSEMBLED | 364.54
6FX5002-2DC30-1BF0 | DRIVE-CLIQ CABLE, PREASSEMBLED | 230.01
6FX5002-2DC30-1DA0 | DRIVE-CLIQ CABLE, PREASSEMBLED | 341.87
6FX5002-2DC34-1AD0 | DRIVE-CLIQ EXTENSION | 158.84
6FX5002-2DC34-1AG0 | DRIVE-CLIQ EXTENSION | 181.18
6FX5002-5CG12-1AF0 | POWER CABLE PREASSEMBLED | 158.62
6FX5002-5CG12-1BC0 | POWER CABLE PREASSEMBLED | 202.68
6FX5002-5CG12-1BF0 | POWER CABLE PREASSEMBLED | 221.51
6FX5002-5CG13-1BA0 | POWER CABLE PREASSEMBLED | 886.36
6FX5012-5CS01-1AH0 | POWER CABLE, PREASSEMBLED | 294.8
6FX5012-5CS01-1JF0 | POWER CABLE, PREASSEMBLED | 687.05
6FX5012-5CS51-1EA0 | POWER CABLE, PREASSEMBLED | 828.23
6FX5012-5CX28-1AF0 | POWER CABLE PREASSEMBLED,EXT. | 1796.55
6FX7002-5EA41-1BE0 | POWER CABLE, PREASSEMBLED | 613.96
6FX7002-5EA41-1BF0 | POWER CABLE, PREASSEMBLED | 641.27
6FX7002-5EA41-1BH0 | POWER CABLE, PREASSEMBLED | 696.29
6FX7002-5EA41-1BK0 | POWER CABLE, PREASSEMBLED | 751.33
6FX7002-5EA48-1AG0 | POWER CABLE, PREASSEMBLED | 539.05
6FX7002-5EA48-1AH0 | POWER CABLE, PREASSEMBLED | 566.36
6FX7002-5EA48-1AJ0 | POWER CABLE, PREASSEMBLED | 593.85
6FX7002-5EA48-1AK0 | POWER CABLE, PREASSEMBLED | 619.76
6FX7002-5EA48-1BA0 | POWER CABLE, PREASSEMBLED | 647.49
6FX7002-5EA61-1AH0 | POWER CABLE, PREASSEMBLED | 548.08
6FX7002-5EA61-1AK0 | POWER CABLE, PREASSEMBLED | 628.97
6FX7002-5EA61-1BA0 | POWER CABLE, PREASSEMBLED | 668.32
6FX7002-5EA61-1BF0 | POWER CABLE, PREASSEMBLED | 869.48
6FX7008-1BC51-1AK0 | POWER CABLE,SOLD BY THE METER, | 439.85
6FX7008-1BC51-1FA0 | POWER CABLE,SOLD BY THE METER, | 2354.53
6FX5008-1BB12-1HA0 | POWER CABLE SOLD BY THE METER | 14738.12
6FX5008-1BB12-1HF0 | POWER CABLE SOLD BY THE METER | 15790.88
6FX5008-1BB25-1CJ0 | POWER CABLE, SOLD BY THE METER | 1163.42
6FX5008-1BB25-1DA0 | POWER CABLE, SOLD BY THE METER | 1246.74
6FX5008-1BB25-1DB0 | POWER CABLE, SOLD BY THE METER | 1287.64
6FX5008-1BB25-1DC0 | POWER CABLE, SOLD BY THE METER | 1328.34
6FX5008-1BB25-1DF0 | POWER CABLE, SOLD BY THE METER | 1450.93
6FX5008-1BB31-1AG0 | POWER CABLE, SOLD BY THE METER | 79.67
6FX5008-1BB31-1BA0 | POWER CABLE, SOLD BY THE METER | 125
6FX5008-1BB31-1BC0 | POWER CABLE, SOLD BY THE METER | 147.72
6FX5008-1BB31-1BF0 | POWER CABLE, SOLD BY THE METER | 181.87
6FX5008-1BB35-1AF0 | POWER CABLE, SOLD BY THE METER | 318.11
6FX5008-1BB35-1AG0 | POWER CABLE, SOLD BY THE METER | 377.23
6FX5008-1BB35-1AH0 | POWER CABLE, SOLD BY THE METER | 436.29
6FX5008-1BB35-1BA0 | POWER CABLE, SOLD BY THE METER | 611.22
6FX8002-2CA11-1AE5 | SIGNAL CABLE, PREASSEMBLED, | 156.99
6FX8002-2CA11-1AH0 | SIGNAL CABLE, PREASSEMBLED, | 172.94
6FX8002-2CA11-1AK0 | SIGNAL CABLE, PREASSEMBLED, | 188.65
6FX8002-2CA11-1BF0 | SIGNAL CABLE, PREASSEMBLED, | 235.79
6FX8002-2CG00-1BK0 | SIGNAL CABLE, PREASSEMBLED, | 261.51
6FX8002-2CG00-1CF0 | SIGNAL CABLE, PREASSEMBLED, | 308.71
6FX8002-2CG00-1CJ0 | SIGNAL CABLE, PREASSEMBLED, | 332.51
6FX8002-2CP00-1AA1 | SIGNAL CABLE, PREASSEMBLED | 93.92
6FX8002-2CP00-1AA3 | SIGNAL CABLE, PREASSEMBLED | 87.91
6FX8002-2CP00-1AD5 | SIGNAL CABLE, PREASSEMBLED | 113.46
6FX8002-2CP00-1AF0 | SIGNAL CABLE, PREASSEMBLED | 112.35
6FX8002-2CQ31-1AC0 | SIGNAL CABLE, PREASSEMBLED, | 171.58
6FX8002-2CQ31-1AF0 | SIGNAL CABLE, PREASSEMBLED, | 204.46
6FX8002-2CR00-1BA0 | SIGNAL CABLE PREASSAMBLED | 193.25
6FX8002-2CR00-1CC0 | SIGNAL CABLE PREASSAMBLED | 284.51
6FX8002-2DC00-1AA6 | SIGNAL CABLE, PREASSEMBLED | 127.29
6FX8002-2DC00-1AA8 | SIGNAL CABLE, PREASSEMBLED | 127.29
6FX8002-2EQ10-1BJ0 | SIGNAL CABLE, PREASSEMBLED, | 347.1
6FX8002-2EQ10-1BK5 | SIGNAL CABLE, PREASSEMBLED, | 369
6FX8002-2EQ10-1CD5 | SIGNAL CABLE, PREASSEMBLED, | 412.95
6FX8002-2EQ10-1CE5 | SIGNAL CABLE, PREASSEMBLED, | 424.03
6FX8002-2EQ10-1CK0 | SIGNAL CABLE, PREASSEMBLED, | 467.86
6FX8002-2EQ10-1DB0 | SIGNAL CABLE, PREASSEMBLED, | 488.75
6FX8002-2EQ10-1DG0 | SIGNAL CABLE, PREASSEMBLED, | 543.41
6FX8002-2EQ10-1DJ0 | SIGNAL CABLE, PREASSEMBLED, | 565.62
6FX8002-2EQ10-1EF0 | SIGNAL CABLE, PREASSEMBLED, | 643.54
6FX8002-2EQ10-1EG0 | SIGNAL CABLE, PREASSEMBLED, | 654.43
6FX8002-2EQ10-1FD0 | SIGNAL CABLE, PREASSEMBLED, | 730.29
6FX8002-2EQ10-1FF0 | SIGNAL CABLE, PREASSEMBLED, | 752.22
6FX8002-2EQ10-1GA0 | SIGNAL CABLE, PREASSEMBLED, | 806.11
6FX8002-2EQ10-1GB1 | SIGNAL CABLE, PREASSEMBLED, | 828.12
6FX8002-2EQ10-1HF0 | SIGNAL CABLE, PREASSEMBLED, | 974.2
6FX8002-2EQ10-1CH0 | SIGNAL CABLE, PREASSEMBLED, | 446.11
6FX8002-5CN05-1AG0 | POWER CABLE PREASSEMBLED EXT. | 324.72
6FX8002-5CN05-1AH0 | POWER CABLE PREASSEMBLED EXT. | 337.6
6FX8002-5CN05-1BD7 | POWER CABLE PREASSEMBLED EXT. | 427.76
6FX8002-5CN05-1BG8 | POWER CABLE PREASSEMBLED EXT. | 466.41
6FX8002-5CN11-1AJ0 | POWER CABLE PREASSEMBLED | 403.74
6FX8002-5CN11-1BC5 | POWER CABLE PREASSEMBLED | 482.02
6FX8002-5CS01-1EF0 | POWER CABLE, PREASSEMBLED | 882.21
6FX8002-5CS01-1FA0 | POWER CABLE, PREASSEMBLED | 949.05
6FX8002-5CS01-1HF0 | POWER CABLE, PREASSEMBLED | 1284.58
6FX8002-5CS01-1CH5 | POWER CABLE, PREASSEMBLED | 651.88
6FX8002-5CS01-1JF0 | POWER CABLE, PREASSEMBLED | 1420.97
6FX8002-5CS11-1AA1 | POWER CABLE, PREASSEMBLED | 294.15
6FX8002-5CS11-1AF0 | POWER CABLE, PREASSEMBLED | 356.63
6FX8002-5CS11-1BB0 | POWER CABLE, PREASSEMBLED | 450.4
6FX8002-5CS11-1BD0 | POWER CABLE, PREASSEMBLED | 481.7
6FX8002-5CS11-1BH0 | POWER CABLE, PREASSEMBLED | 544.14
6FX8002-5CS11-1BJ5 | POWER CABLE, PREASSEMBLED | 575.52
6FX8002-5CS11-1CA5 | POWER CABLE, PREASSEMBLED | 606.29
6FX8002-5CS11-1CF0 | POWER CABLE, PREASSEMBLED | 668.8
6FX8002-5CN41-1CJ0 | POWER CABLE PREASSEMBLED | 917.14
6FX8002-5CN51-1AK2 | POWER CABLE PREASSEMBLED | 609.26
6FX8002-5CN51-1BF0 | POWER CABLE PREASSEMBLED | 733.03
6FX8002-5CN51-1DC0 | POWER CABLE PREASSEMBLED | 1153.64
6FX8002-5CN51-1DF0 | POWER CABLE PREASSEMBLED | 1227.87
6FX8002-5CN51-1GA0 | POWER CABLE PREASSEMBLED | 1846.42
6FX8002-5CN51-2AA0 | POWER CABLE PREASSEMBLED | 2836.13
6FX8002-5CN54-1BF0 | POWER CABLE PREASSEMBLED | 599.63
6FX8002-5CN54-1BH0 | POWER CABLE PREASSEMBLED | 649.13
6FX8002-2EQ10-1BH5 | SIGNAL CABLE, PREASSEMBLED, | 347.25
6FX8002-2EQ10-1CF5 | SIGNAL CABLE, PREASSEMBLED, | 434.88
6FX8002-2EQ10-1CG0 | SIGNAL CABLE, PREASSEMBLED, | 434.75
6FX8002-2EQ10-1CG5 | SIGNAL CABLE, PREASSEMBLED, | 445.77
6FX8002-2EQ10-1CJ0 | SIGNAL CABLE, PREASSEMBLED, | 456.95
6FX8002-2EQ10-1EA0 | SIGNAL CABLE, PREASSEMBLED, | 588.76
6FX8002-2EQ10-1EB0 | SIGNAL CABLE, PREASSEMBLED, | 599.78
6FX8002-2EQ10-1EC0 | SIGNAL CABLE, PREASSEMBLED, | 610.7
6FX8002-2EQ10-1ED0 | SIGNAL CABLE, PREASSEMBLED, | 621.63
6FX8002-2EQ10-1EE0 | SIGNAL CABLE, PREASSEMBLED, | 632.7
6FX8002-2EQ10-1FG0 | SIGNAL CABLE, PREASSEMBLED, | 763.11
6FX8002-2EQ10-1FH0 | SIGNAL CABLE, PREASSEMBLED, | 774.46
6FX8002-2EQ10-1FJ0 | SIGNAL CABLE, PREASSEMBLED, | 785.3
6FX8002-2EQ10-1FK0 | SIGNAL CABLE, PREASSEMBLED, | 796.2
6FX8002-5CN05-1AA5 | POWER CABLE PREASSEMBLED EXT. | 260.3
6FX8002-5CN05-1AB0 | POWER CABLE PREASSEMBLED EXT. | 260.3
6FX8002-5CN05-1AC0 | POWER CABLE PREASSEMBLED EXT. | 273.21
6FX8002-5CN05-1AE0 | POWER CABLE PREASSEMBLED EXT. | 299
6FX8002-5CN11-1AD0 | POWER CABLE PREASSEMBLED | 325.51
6FX8002-5CN11-1AF0 | POWER CABLE PREASSEMBLED | 356.74
6FX8002-5CN11-1AG0 | POWER CABLE PREASSEMBLED | 372.43
6FX8002-5CN11-1AG5 | POWER CABLE PREASSEMBLED | 388.09
6FX8002-5CN11-1AH0 | POWER CABLE PREASSEMBLED | 388.12
6FX8002-5CS01-1FF0 | POWER CABLE, PREASSEMBLED | 1016.34
6FX8002-5CS01-1GA0 | POWER CABLE, PREASSEMBLED | 1083.16
6FX8002-5CS01-1GF0 | POWER CABLE, PREASSEMBLED | 1150.45
6FX8002-5CS01-1HA0 | POWER CABLE, PREASSEMBLED | 1217.29
6FX8002-5CS11-1AG0 | POWER CABLE, PREASSEMBLED | 372.35
6FX8002-5CS11-1AJ0 | POWER CABLE, PREASSEMBLED | 403.6
6FX8002-5CS11-1AK0 | POWER CABLE, PREASSEMBLED | 419.32
6FX8002-5CS11-1BA0 | POWER CABLE, PREASSEMBLED | 434.76
6FX8002-5CS11-1CB0 | POWER CABLE, PREASSEMBLED | 606.29
6FX8002-5CS11-1CC0 | POWER CABLE, PREASSEMBLED | 621.85
6FX8002-5CS11-1CD0 | POWER CABLE, PREASSEMBLED | 637.59
6FX8002-5CS11-1CE0 | POWER CABLE, PREASSEMBLED | 653.34
6FX8002-5CN51-1BJ0 | POWER CABLE PREASSEMBLED | 807.29
6FX8002-5CN51-1CA0 | POWER CABLE PREASSEMBLED | 856.69
6FX8002-5CN51-1CE0 | POWER CABLE PREASSEMBLED | 955.71
6FX8002-5CN51-1CF0 | POWER CABLE PREASSEMBLED | 980.41
6FX8002-5CN51-1CG0 | POWER CABLE PREASSEMBLED | 1005.16
6FX8002-5CN54-1AJ0 | POWER CABLE PREASSEMBLED | 426.43
6FX8002-5CN54-1AK0 | POWER CABLE PREASSEMBLED | 451.11
6FX8002-5CN54-1BB0 | POWER CABLE PREASSEMBLED | 500.64
6FX8002-5CN54-1BC0 | POWER CABLE PREASSEMBLED | 525.39
6FX8002-5CN56-1CH0 | POWER CABLE PREASSEMBLED | 803.19
6FX8002-5CN61-1CF0 | POWER CABLE PREASSEMBLED | 1262.99
6FX8002-5CQ38-1CA0 | POWER CABLE EXTENSION | 696.53
6FX8002-5CQ48-1AD0 | POWER CABLE EXTENSION | 457.03
6FX5002-2DC40-1CC0 | SIGNAL CABLE, PREASSEMBLED | 293.73
6FX5002-2DC40-1JA0 | SIGNAL CABLE, PREASSEMBLED | 736.09
6FX5002-2DC42-1AC0 | SIGNAL CABLE, PREASSEMBLED | 160.54
6FX5002-2DC42-1AC3 | SIGNAL CABLE, PREASSEMBLED | 168.18
6FX5002-2DC42-1AE0 | SIGNAL CABLE, PREASSEMBLED | 175.79
6FX5002-2EQ10-1AC0 | SIGNAL CABLE, PREASSEMBLED | 131.55
6FX5002-2EQ10-1AC4 | SIGNAL CABLE, PREASSEMBLED | 139.18
6FX5002-2EQ10-1AD0 | SIGNAL CABLE, PREASSEMBLED | 139.2
6FX5002-5CS31-1BA0 | POWER CABLE, PREASSEMBLED | 399.92
6FX5002-5CS51-1AF5 | POWER CABLE, PREASSEMBLED | 411.59
6FX5002-5CS51-1BA0 | POWER CABLE, PREASSEMBLED | 460.58
6FX5002-5CS51-1BC0 | POWER CABLE, PREASSEMBLED | 485.05
6FX5002-5CS51-1BF0 | POWER CABLE, PREASSEMBLED | 521.87
6FX5002-5CS52-1BA0 | POWER CABLE, PREASSEMBLED | 327.75
6FX5008-1BB35-1CJ0 | POWER CABLE, SOLD BY THE METER | 1667.69
6FX5008-1BB35-1DA0 | POWER CABLE, SOLD BY THE METER | 1785.92
6FX5008-1BB35-1DF0 | POWER CABLE, SOLD BY THE METER | 2078.97
6FX5008-1BB35-1DG0 | POWER CABLE, SOLD BY THE METER | 2138.07
6FX8002-2CA31-1HA0 | SIGNAL CABLE, PREASSEMBLED, | 919.64
6FX8002-2CA31-1CH0 | SIGNAL CABLE, PREASSEMBLED, | 446.29
6FX8002-2CA31-1JA0 | SIGNAL CABLE, PREASSEMBLED, | 1028.29
6FX8002-2CA31-1JF0 | SIGNAL CABLE, PREASSEMBLED, | 1083.06
6FX8002-2CA31-1KA0 | SIGNAL CABLE, PREASSEMBLED, | 1137.02
6FX8002-2CA34-1AD7 | SIGNAL CABLE, PREASSEMBLED EXT. | 215.92
6FX8002-2CA34-1AD8 | SIGNAL CABLE, PREASSEMBLED EXT. | 215.92
6FX8002-2CA34-1AE0 | SIGNAL CABLE, PREASSEMBLED EXT. | 216.02
6FX8002-2CA34-1AE5 | SIGNAL CABLE, PREASSEMBLED EXT. | 227.01
6FX8002-2CA34-1BD0 | SIGNAL CABLE, PREASSEMBLED EXT. | 314.77
6FX8002-2CA34-1BE0 | SIGNAL CABLE, PREASSEMBLED EXT. | 325.84
6FX8002-2CA34-1BF0 | SIGNAL CABLE, PREASSEMBLED EXT. | 336.7
6FX8002-2CA34-1BG0 | SIGNAL CABLE, PREASSEMBLED EXT. | 347.59
6FX8002-2CA34-1DD0 | SIGNAL CABLE, PREASSEMBLED EXT. | 533.28
6FX8002-2CA34-1EA0 | SIGNAL CABLE, PREASSEMBLED EXT. | 611.43
6FX8002-2CA34-1EF0 | SIGNAL CABLE, PREASSEMBLED EXT. | 666.23
6FX8002-2CA34-1EH0 | SIGNAL CABLE, PREASSEMBLED EXT. | 688.45
6FX8002-2CA34-1FA0 | SIGNAL CABLE, PREASSEMBLED EXT. | 720.1
6FX8002-2CD24-1EA0 | SIGNAL CABLE, PREASSEMBLED | 450.68
6FX8002-2CE31-1AK0 | SIGNAL CABLE, PREASSEMBLED | 327.26
6FX8002-2CE31-1BB0 | SIGNAL CABLE, PREASSEMBLED | 350.73
6FX8002-2CE31-1BC0 | SIGNAL CABLE, PREASSEMBLED | 362.63
6FX8002-2DC00-1BE0 | SIGNAL CABLE, PREASSEMBLED | 279.11
6FX8002-2DC00-1BF0 | SIGNAL CABLE, PREASSEMBLED | 290.83
6FX8002-2DC00-1BG0 | SIGNAL CABLE, PREASSEMBLED | 302.47
6FX8002-2DC00-1BJ0 | SIGNAL CABLE, PREASSEMBLED | 325.8
6FX8002-2DC00-1DJ0 | SIGNAL CABLE, PREASSEMBLED | 559.38
6FX8002-2DC00-1EA0 | SIGNAL CABLE, PREASSEMBLED | 582.71
6FX8002-2DC00-1EB0 | SIGNAL CABLE, PREASSEMBLED | 594.38
6FX8002-2DC00-1EF0 | SIGNAL CABLE, PREASSEMBLED | 641.16
6FX8002-2DC10-1AC3 | SIGNAL CABLE, PREASSEMBLED | 155.18
6FX8002-2DC10-1AC5 | SIGNAL CABLE, PREASSEMBLED | 155.18
6FX8002-2DC10-1AC8 | SIGNAL CABLE, PREASSEMBLED | 155.18
6FX8002-2DC10-1AD0 | SIGNAL CABLE, PREASSEMBLED | 155.13
6FX8002-2DC10-1AD4 | SIGNAL CABLE, PREASSEMBLED | 163.64
6FX8002-2CH00-1AF0 | SIGNAL CABLE, PREASSEMBLED, | 204.38
6FX8002-2CH00-1AG0 | SIGNAL CABLE, PREASSEMBLED, | 215.27
6FX8002-2CH00-1AG4 | SIGNAL CABLE, PREASSEMBLED, | 226.26
6FX8002-2CH00-1AH0 | SIGNAL CABLE, PREASSEMBLED, | 226.6
6FX8002-2EQ10-2CK0 | SIGNAL CABLE, PREASSEMBLED, | 1566.24
6FX8002-2EQ14-1AA5 | SIGNAL CABLE, PREASSEMBLED EXT. | 185.39
6FX8002-2EQ14-1AB0 | SIGNAL CABLE, PREASSEMBLED EXT. | 185.39
6FX8002-2EQ14-1AB3 | SIGNAL CABLE, PREASSEMBLED EXT. | 196.39
6FX8002-2EQ14-1AF0 | SIGNAL CABLE, PREASSEMBLED EXT. | 229.18
6FX8002-2EQ14-1AF5 | SIGNAL CABLE, PREASSEMBLED EXT. | 240.17
6FX8002-2EQ14-1AG0 | SIGNAL CABLE, PREASSEMBLED EXT. | 240.05
6FX8002-2EQ14-1AG2 | SIGNAL CABLE, PREASSEMBLED EXT. | 251.06
6FX8002-2EQ14-1AG3 | SIGNAL CABLE, PREASSEMBLED EXT. | 251.06
6FX8002-2EQ14-1BC0 | SIGNAL CABLE, PREASSEMBLED EXT. | 306.18
6FX8002-2EQ14-1BD0 | SIGNAL CABLE, PREASSEMBLED EXT. | 317.08
6FX8002-2EQ14-1BD5 | SIGNAL CABLE, PREASSEMBLED EXT. | 328.07
6FX8002-2EQ14-1BD7 | SIGNAL CABLE, PREASSEMBLED EXT. | 328.07
6FX8002-2EQ14-1DA0 | SIGNAL CABLE, PREASSEMBLED EXT. | 502.73
6FX8002-2EQ14-1DD0 | SIGNAL CABLE, PREASSEMBLED EXT. | 535.62
6FX8002-2EQ14-1DF0 | SIGNAL CABLE, PREASSEMBLED EXT. | 557.51
6FX8002-2EQ14-1HF0 | SIGNAL CABLE, PREASSEMBLED EXT. | 996.91
6FX5002-2EQ24-1BA0 | SIGNAL CABLE PREASSAMBLED | 332.92
6FX5002-2EQ31-1BA0 | SIGNAL CABLE, PREASSEMBLED | 192.62
6FX5002-5CS62-1AD0 | POWER CABLE, PREASSEMBLED | 279.26
6FX5002-5CS62-1BA0 | POWER CABLE, PREASSEMBLED | 411.52
6FX5002-5DG33-1CE0 | POWER CABLE, PREASSEMBLED | 2054.84
6FX5002-5DG33-1CF0 | POWER CABLE, PREASSEMBLED | 2096.86
6FX5002-5DG41-1BA0 | POWER CABLE, PREASSEMBLED, | 346.86
6FX5002-5DG41-1BF0 | POWER CABLE, PREASSEMBLED, | 408.83
6FX5002-5DN01-1AC6 | POWER CABLE PREASSEMBLED | 295.3
6FX5002-5DN01-1AD0 | POWER CABLE PREASSEMBLED | 295.29
6FX5002-5DN01-1AE0 | POWER CABLE PREASSEMBLED | 303.6
6FX5002-5DN01-1AE8 | POWER CABLE PREASSEMBLED | 311.85
6FX5002-5DN01-1BH0 | POWER CABLE PREASSEMBLED | 410.86
6FX5002-5DN01-1CA0 | POWER CABLE PREASSEMBLED | 435.7
6FX5002-5DN01-1CE0 | POWER CABLE PREASSEMBLED | 468.75
6FX5002-5DN01-1CF0 | POWER CABLE PREASSEMBLED | 477
6FX5002-5DN05-1AE0 | POWER CABLE PREASSEMBLED | 276.81
6FX5002-5DN05-1AF0 | POWER CABLE PREASSEMBLED | 284.66
6FX5002-5DN05-1BA0 | POWER CABLE PREASSEMBLED | 324.25
6FX5002-5DN05-1BC0 | POWER CABLE PREASSEMBLED | 340.05
6FX5002-5DN05-1BD0 | POWER CABLE PREASSEMBLED | 347.98
6FX5012-2CF02-1EG0 | SIGNAL CABLE, PREASSEMBLED | 429.2
6FX5012-2CF02-1EH0 | SIGNAL CABLE, PREASSEMBLED | 435.93
6FX5012-2CF02-1EK0 | SIGNAL CABLE, PREASSEMBLED | 448.93
6FX5012-2CF02-1FA0 | SIGNAL CABLE, PREASSEMBLED | 456.46
6FX5012-2CQ31-1AC0 | SIGNAL CABLE, PREASSEMBLED, | 134.65
6FX5012-2EQ10-1AH0 | SIGNAL CABLE, PREASSEMBLED | 169.73
6FX5012-2EQ10-1BA0 | SIGNAL CABLE, PREASSEMBLED | 192.62
6FX5012-2EQ10-1BF0 | SIGNAL CABLE, PREASSEMBLED | 230.78
6FX5012-2CH00-1BF0 | SIGNAL CABLE, PREASSEMBLED | 228.47
6FX5012-2CH00-1CA0 | SIGNAL CABLE, PREASSEMBLED | 261.76
6FX5012-2CH00-1CF0 | SIGNAL CABLE, PREASSEMBLED | 294.85
6FX5012-2CH00-1FA0 | SIGNAL CABLE, PREASSEMBLED | 459.92
6FX5012-5CN16-1GA0 | POWER CABLE PREASSEMBLED | 515.12
6FX5012-5CN21-1BF0 | POWER CABLE PREASSEMBLED | 406.45
6FX5012-5CN27-1AH0 | POWER CABLE PREASSEMBLED | 229.46
6FX5012-5CN31-1AF0 | POWER CABLE PREASSEMBLED | 366.6
6FX5002-5DG01-1AE0 | POWER CABLE, PREASSEMBLED | 178.11
6FX5002-5DG01-1AF0 | POWER CABLE, PREASSEMBLED | 185.91
6FX5002-5DG01-1AG0 | POWER CABLE, PREASSEMBLED | 193.8
6FX5002-5DG01-1AH0 | POWER CABLE, PREASSEMBLED | 201.69
6FX5002-5DG01-1CF0 | POWER CABLE, PREASSEMBLED | 343.84
6FX5002-5DG01-1CJ0 | POWER CABLE, PREASSEMBLED | 367.41
6FX5002-5DG01-1DA0 | POWER CABLE, PREASSEMBLED | 382.27
6FX5002-5DG01-1DF0 | POWER CABLE, PREASSEMBLED | 421.8
6FX5002-5DS01-1JA0 | POWER CABLE, PREASSEMBLED | 939.85
6FX5002-5DS01-1JE0 | POWER CABLE, PREASSEMBLED | 972.94
6FX5002-5DS01-1JF0 | POWER CABLE, PREASSEMBLED | 981.01
6FX5002-5DS01-1KA0 | POWER CABLE, PREASSEMBLED | 1020.81
6FX5002-5DS01-1KF0 | POWER CABLE, PREASSEMBLED | 1061.98
6FX5002-5DS11-1CF0 | POWER CABLE, PREASSEMBLED | 534.5
6FX5002-5DS11-1CJ0 | POWER CABLE, PREASSEMBLED | 565.26
6FX5002-5DS11-1DA0 | POWER CABLE, PREASSEMBLED | 586.04
6FX5002-5DS11-1DG0 | POWER CABLE, PREASSEMBLED | 647.57
6FX5008-1BB12-1BB0 | POWER CABLE SOLD BY THE METER | 2316.04
6FX5008-1BB12-1BC0 | POWER CABLE SOLD BY THE METER | 2526.55
6FX5008-1BB12-1BF0 | POWER CABLE SOLD BY THE METER | 3158.21
6FX5008-1BB12-1CA0 | POWER CABLE SOLD BY THE METER | 4210.89
6FX8002-2CA31-1BD7 | SIGNAL CABLE, PREASSEMBLED, | 303.31
6FX8002-2CA31-1BE0 | SIGNAL CABLE, PREASSEMBLED, | 303.37
6FX8002-2CA31-1BF0 | SIGNAL CABLE, PREASSEMBLED, | 314.22
6FX8002-2CA31-1BF5 | SIGNAL CABLE, PREASSEMBLED, | 325.24
6FX8002-2CA31-1CC0 | SIGNAL CABLE, PREASSEMBLED, | 391.23
6FX8002-2CA31-1CD0 | SIGNAL CABLE, PREASSEMBLED, | 402.15
6FX8002-2CA31-1CE0 | SIGNAL CABLE, PREASSEMBLED, | 413.22
6FX8002-2CA31-1CE5 | SIGNAL CABLE, PREASSEMBLED, | 424.24
6FX8002-2CA31-1DG2 | SIGNAL CABLE, PREASSEMBLED, | 554.63
6FX8002-2CA31-1DH0 | SIGNAL CABLE, PREASSEMBLED, | 554.97
6FX8002-2CA31-1DH5 | SIGNAL CABLE, PREASSEMBLED, | 565.97
6FX8002-2CA31-1DH6 | SIGNAL CABLE, PREASSEMBLED, | 565.97
6FX8002-2CA31-1FG0 | SIGNAL CABLE, PREASSEMBLED, | 763.32
6FX8002-2CA31-1FH0 | SIGNAL CABLE, PREASSEMBLED, | 774.67
6FX8002-2CA31-1GA0 | SIGNAL CABLE, PREASSEMBLED, | 806.32
6FX8002-2CA31-1GB1 | SIGNAL CABLE, PREASSEMBLED, | 828.33
6FX8002-2CA11-1BA0 | SIGNAL CABLE, PREASSEMBLED, | 196.47
6FX8002-2CA11-1BB0 | SIGNAL CABLE, PREASSEMBLED, | 204.38
6FX8002-2CA11-1BC0 | SIGNAL CABLE, PREASSEMBLED, | 212.26
6FX8002-2CA11-1BD0 | SIGNAL CABLE, PREASSEMBLED, | 220.1
6FX8002-2CA11-1BD5 | SIGNAL CABLE, PREASSEMBLED, | 228
6FX8002-2CG00-1DB0 | SIGNAL CABLE, PREASSEMBLED, | 355.46
6FX8002-2CG00-1DF0 | SIGNAL CABLE, PREASSEMBLED, | 386.87
6FX8002-2CG00-1FA0 | SIGNAL CABLE, PREASSEMBLED, | 504.76
6FX8002-2CG00-1CH0 | SIGNAL CABLE, PREASSEMBLED, | 324.7
6FX8002-2CP00-1AH0 | SIGNAL CABLE, PREASSEMBLED | 124.45
6FX8002-2CP00-1BA0 | SIGNAL CABLE, PREASSEMBLED | 142.65
6FX8002-2CP00-1BF0 | SIGNAL CABLE, PREASSEMBLED | 185
6FX8002-2CP00-1CF0 | SIGNAL CABLE, PREASSEMBLED | 250.22
6FX8002-2CT31-1BF1 | SIGNAL CABLE, PREASSEMBLED, | 1388.19
6FX8002-2CT31-1BG4 | SIGNAL CABLE, PREASSEMBLED, | 1464.46
6FX8002-2DC00-1AA3 | SIGNAL CABLE, PREASSEMBLED | 127.29
6FX8002-2DC00-1AA4 | SIGNAL CABLE, PREASSEMBLED | 127.29
6FX8002-2EQ10-1CA5 | SIGNAL CABLE, PREASSEMBLED, | 380.08
6FX8002-2EQ10-1CB0 | SIGNAL CABLE, PREASSEMBLED, | 380.08
6FX8002-2EQ10-1CB5 | SIGNAL CABLE, PREASSEMBLED, | 391.08
6FX8002-2EQ10-1CC5 | SIGNAL CABLE, PREASSEMBLED, | 402.04
6FX8002-2EQ10-1DC0 | SIGNAL CABLE, PREASSEMBLED, | 499.7
6FX8002-2EQ10-1DD0 | SIGNAL CABLE, PREASSEMBLED, | 510.61
6FX8002-2EQ10-1DE0 | SIGNAL CABLE, PREASSEMBLED, | 521.68
6FX8002-2EQ10-1DF0 | SIGNAL CABLE, PREASSEMBLED, | 532.54
6FX8002-2EQ10-1EJ0 | SIGNAL CABLE, PREASSEMBLED, | 676.63
6FX8002-2EQ10-1EK0 | SIGNAL CABLE, PREASSEMBLED, | 687.54
6FX8002-2EQ10-1FA0 | SIGNAL CABLE, PREASSEMBLED, | 697.44
6FX8002-2EQ10-1FB0 | SIGNAL CABLE, PREASSEMBLED, | 708.43
6FX8002-2EQ10-1GD0 | SIGNAL CABLE, PREASSEMBLED, | 838.96
6FX8002-2EQ10-1GF0 | SIGNAL CABLE, PREASSEMBLED, | 860.89
6FX8002-2EQ10-1GG0 | SIGNAL CABLE, PREASSEMBLED, | 871.78
6FX8002-2EQ10-1HA0 | SIGNAL CABLE, PREASSEMBLED, | 919.42
6FX8002-2EQ10-1HC0 | SIGNAL CABLE, PREASSEMBLED, | 941.37
6FX8002-5CN05-1AJ0 | POWER CABLE PREASSEMBLED EXT. | 350.49
6FX8002-5CN05-1AK0 | POWER CABLE PREASSEMBLED EXT. | 363.36
6FX8002-5CN05-1BA0 | POWER CABLE PREASSEMBLED EXT. | 376.27
6FX8002-5CN05-1BB0 | POWER CABLE PREASSEMBLED EXT. | 389.12
6FX8002-5CN11-1BF0 | POWER CABLE PREASSEMBLED | 513.35
6FX8002-5CN11-1BG0 | POWER CABLE PREASSEMBLED | 529.05
6FX8002-5CN11-1BG5 | POWER CABLE PREASSEMBLED | 544.69
6FX8002-5CN11-1BH0 | POWER CABLE PREASSEMBLED | 544.72
6FX8002-5CS01-1KA0 | POWER CABLE, PREASSEMBLED | 1487.83
6FX8002-5CS01-1KF0 | POWER CABLE, PREASSEMBLED | 1555.09
6FX8002-5CS01-2AA0 | POWER CABLE, PREASSEMBLED | 1621.94
6FX8002-5CS06-1DA0 | POWER CABLE PREASSEMBLED | 529.78
6FX8002-5CS11-1BD5 | POWER CABLE, PREASSEMBLED | 497.35
6FX8002-5CS11-1BE0 | POWER CABLE, PREASSEMBLED | 497.47
6FX8002-5CN54-1EJ0 | POWER CABLE PREASSEMBLED | 1416.1
6FX8002-5CN56-1DC0 | POWER CABLE PREASSEMBLED | 900.63
6FX8002-5CQ48-1AE0 | POWER CABLE EXTENSION | 476.09
6FX8002-5CQ48-1AK0 | POWER CABLE EXTENSION | 571.13
6FX8002-5CQ58-1CK0 | POWER CABLE EXTENSION | 1095.64
6FX5002-2DC40-1BC0 | SIGNAL CABLE, PREASSEMBLED | 217.45
6FX5002-2DC42-1AF6 | SIGNAL CABLE, PREASSEMBLED | 191.08
6FX5002-2DC48-1AF0 | SIGNAL CABLE, PREASSEMBLED | 183.43
6FX5002-2EN20-1AC0 | SIGNAL CABLE, PREASSEMBLED | 201.03
6FX5002-2EQ10-1AB0 | SIGNAL CABLE, PREASSEMBLED | 123.95
6FX5002-5CS31-1BC0 | POWER CABLE, PREASSEMBLED | 413.22
6FX5002-5CS31-1BF0 | POWER CABLE, PREASSEMBLED | 433.21
6FX5002-5CS51-1AD0 | POWER CABLE, PREASSEMBLED | 374.78
6FX5002-5CS51-1AF0 | POWER CABLE, PREASSEMBLED | 399.32
6FX5002-5CS51-1CA0 | POWER CABLE, PREASSEMBLED | 583.13
6FX5002-5CS51-1CF0 | POWER CABLE, PREASSEMBLED | 644.43
6FX5002-5CS52-1AE0 | POWER CABLE, PREASSEMBLED | 254.2
6FX5002-5CS52-1AG0 | POWER CABLE, PREASSEMBLED | 278.71
6FX5002-5CS52-1DF0 | POWER CABLE, PREASSEMBLED | 634.14
6FX5002-5CS52-1EF0 | POWER CABLE, PREASSEMBLED | 756.69
6FX5002-5CS54-1BA0 | POWER CABLE, PREASSEMBLED | 336.44
6FX5002-5CS54-1CA0 | POWER CABLE, PREASSEMBLED | 458.99
6FX5002-5CS61-1AH0 | POWER CABLE, PREASSEMBLED | 486.98
6FX5002-5CS61-1BC0 | POWER CABLE, PREASSEMBLED | 581.34
6FX5002-5CS61-1EF0 | POWER CABLE, PREASSEMBLED | 1205.51
6FX5002-5CS61-1FF0 | POWER CABLE, PREASSEMBLED | 1395.13
6FX5002-5CS61-1CH0 | POWER CABLE, PREASSEMBLED | 863.88
6FX5002-5CS61-1JF0 | POWER CABLE, PREASSEMBLED | 1961.63
6FX5002-5DS64-1BA0 | POWER CABLE, PREASSEMBLED | 475.2
6FX5002-5DS64-1BF0 | POWER CABLE, PREASSEMBLED | 586.68
6FX5002-5DX58-1DA0 | POWER CABLE PREASSEMBLED, | 4453.73
6FX5002-5ME00-1AD0 | POWER CABLE, PREASSEMBLED | 266.55
6FX5002-8QE04-1AA6 | ONE-CABLE-CONNECTION EXTENSION | 164.98
6FX5002-8QE21-1AB0 | ONE-CABLE-CONNECTION EXTENSION | 304.27
6FX5002-8QE21-1AJ0 | ONE-CABLE-CONNECTION EXTENSION | 489.05
6FX5002-8QE21-1BA0 | ONE-CABLE-CONNECTION EXTENSION | 541.87
6FX5002-8QE21-1BH0 | ONE-CABLE-CONNECTION EXTENSION | 726.65
6FX5002-8QE21-1BK0 | ONE-CABLE-CONNECTION EXTENSION | 779.43
6FX5002-8QE21-1CE0 | ONE-CABLE-CONNECTION EXTENSION | 911.45
6FX5002-8QE21-1CG0 | ONE-CABLE-CONNECTION EXTENSION | 964.24
6FX5002-8QE21-1CK0 | ONE-CABLE-CONNECTION EXTENSION | 1043.41
6FX5002-8QE21-1DE0 | ONE-CABLE-CONNECTION EXTENSION | 1175.44
6FX5002-8QE21-1DG0 | ONE-CABLE-CONNECTION EXTENSION | 1228.26
6FX5002-8QE21-1ED0 | ONE-CABLE-CONNECTION EXTENSION | 1413.03
6FX5002-8QE21-1EF0 | ONE-CABLE-CONNECTION EXTENSION | 1465.84
6FX5012-2CF02-1AF0 | SIGNAL CABLE, PREASSEMBLED | 158.87
6FX5012-2CF02-1BF0 | SIGNAL CABLE, PREASSEMBLED | 225
6FX5012-2CF02-1BJ0 | SIGNAL CABLE, PREASSEMBLED | 244.88
6FX5012-2CF02-1CG0 | SIGNAL CABLE, PREASSEMBLED | 298.06
6FX5012-2CF02-1DA0 | SIGNAL CABLE, PREASSEMBLED | 324.39
6FX5002-5CS12-1EG0 | POWER CABLE, PREASSEMBLED | 506.15
6FX5002-5CS12-1FE0 | POWER CABLE, PREASSEMBLED | 559.75
6FX5002-5CS12-1JA0 | POWER CABLE, PREASSEMBLED | 734.36
6FX5002-5CS13-1AK0 | POWER CABLE, PREASSEMBLED | 1034.09
6FX5002-5CS13-1BC0 | POWER CABLE, PREASSEMBLED | 1090.71
6FX5002-5DA05-1AB8 | POWER CABLE, PREASSEMBLED, EXT. | 260.96
6FX5002-5DA05-1AD0 | POWER CABLE, PREASSEMBLED, EXT. | 268.74
6FX5002-5DA05-1BF0 | POWER CABLE, PREASSEMBLED, EXT. | 363.78
6FX5002-5DA05-1BJ0 | POWER CABLE, PREASSEMBLED, EXT. | 387.36
6FX5002-5DA20-1AC0 | POWER CABLE, PREASSEMBLED | 291.45
6FX5002-5DA20-1AG0 | POWER CABLE, PREASSEMBLED | 326.74
6FX8002-5CS11-1BF0 | POWER CABLE, PREASSEMBLED | 512.91
6FX8002-5CS11-1BG0 | POWER CABLE, PREASSEMBLED | 528.63
6FX8002-5CN41-1DB0 | POWER CABLE PREASSEMBLED | 977.15
6FX8002-5CN41-1DC0 | POWER CABLE PREASSEMBLED | 997.2
6FX8002-5CN41-1DG0 | POWER CABLE PREASSEMBLED | 1077.17
6FX8002-5CN41-1FA0 | POWER CABLE PREASSEMBLED | 1357.17
6FX8002-5CN51-1DG0 | POWER CABLE PREASSEMBLED | 1252.64
6FX8002-5CN51-1DJ0 | POWER CABLE PREASSEMBLED | 1302.13
6FX8002-5CN51-1EA0 | POWER CABLE PREASSEMBLED | 1351.53
6FX8002-5CN51-1FA0 | POWER CABLE PREASSEMBLED | 1599.01
6FX8002-5CN54-1BJ0 | POWER CABLE PREASSEMBLED | 673.89
6FX8002-5CN54-1CA0 | POWER CABLE PREASSEMBLED | 723.31
6FX8002-5CN54-1CF0 | POWER CABLE PREASSEMBLED | 847.03
6FX8002-5CN54-1DC0 | POWER CABLE PREASSEMBLED | 1020.25
6FX8002-5CN54-1DF0 | POWER CABLE PREASSEMBLED | 1094.49
6FX8002-5CQ58-1AE0 | POWER CABLE EXTENSION | 505.96
6FX8002-5CQ58-1AF0 | POWER CABLE EXTENSION | 529.51
6FX8002-5CQ58-1AG0 | POWER CABLE EXTENSION | 553.15
6FX8002-5CQ58-1AK0 | POWER CABLE EXTENSION | 623.89
6FX5002-2DC48-1AG5 | SIGNAL CABLE, PREASSEMBLED | 198.69
6FX5002-2DC48-1DA0 | SIGNAL CABLE, PREASSEMBLED | 374.12
6FX5002-2DC48-1EA0 | SIGNAL CABLE, PREASSEMBLED | 450.39
6FX5002-2DD48-1BF0 | SIGNAL CABLE, PREASSEMBLED | 259.71
6FX5002-5CS42-1DK0 | POWER CABLE, PREASSEMBLED | 572.37
6FX5002-5CS42-1EA0 | POWER CABLE, PREASSEMBLED | 581.82
6FX5002-5CS42-1FA0 | POWER CABLE, PREASSEMBLED | 676.63
6FX5002-5CS46-1DA0 | POWER CABLE PREASSEMBLED | 481.21
6FX5002-5CS51-1DE0 | POWER CABLE, PREASSEMBLED | 754.7
6FX5002-5CS51-1DF0 | POWER CABLE, PREASSEMBLED | 766.97
6FX5002-5CS51-1EA0 | POWER CABLE, PREASSEMBLED | 828.23
6FX5002-5CS51-1FF0 | POWER CABLE, PREASSEMBLED | 1012.11
6FX5002-5CS52-1FA0 | POWER CABLE, PREASSEMBLED | 817.99
6FX5002-5CS54-1AC8 | POWER CABLE, PREASSEMBLED | 250.64
6FX5002-5CS54-1AD0 | POWER CABLE, PREASSEMBLED | 250.64
6FX5002-5CS54-1AH0 | POWER CABLE, PREASSEMBLED | 299.68
6FX5002-5CS61-1CA0 | POWER CABLE, PREASSEMBLED | 731.62
6FX5002-5CS61-1CF0 | POWER CABLE, PREASSEMBLED | 826.25
6FX5002-5CS61-1DA0 | POWER CABLE, PREASSEMBLED | 921.26
6FX5002-5CS61-1DF0 | POWER CABLE, PREASSEMBLED | 1015.89
6FX5002-5CS61-1KF0 | POWER CABLE, PREASSEMBLED | 2148.95
6FX5002-5DS61-1KA0 | POWER CABLE, PREASSEMBLED | 2378.52
6FX5002-5DS61-1KF0 | POWER CABLE, PREASSEMBLED | 2489.99
6FX5002-5DS64-1AH0 | POWER CABLE, PREASSEMBLED | 408.13
6FX5002-5DS64-1AJ0 | POWER CABLE, PREASSEMBLED | 430.6
6FX5002-5ME05-1AF0 | .POWER CABLE, PREASSEMBLED | 233.34
6FX5002-5ME05-1BA0 | .POWER CABLE, PREASSEMBLED | 268.25
6FX5002-5XA00-1BA0 | POWER CABLE, PREASSEMBLED | 185.08
6FX5002-5XA00-1FA0 | POWER CABLE, PREASSEMBLED | 628.12
6FX5002-8QE21-1BC0 | ONE-CABLE-CONNECTION EXTENSION | 594.67
6FX5002-8QE21-1BD0 | ONE-CABLE-CONNECTION EXTENSION | 621.07
6FX5002-8QE21-1BE0 | ONE-CABLE-CONNECTION EXTENSION | 647.48
6FX5002-8QE21-1BF0 | ONE-CABLE-CONNECTION EXTENSION | 673.84
6FX5002-8QE21-1DA0 | ONE-CABLE-CONNECTION EXTENSION | 1069.86
6FX5002-8QE21-1DB0 | ONE-CABLE-CONNECTION EXTENSION | 1096.22
6FX5002-8QE21-1DC0 | ONE-CABLE-CONNECTION EXTENSION | 1122.64
6FX5002-8QE21-1DD0 | ONE-CABLE-CONNECTION EXTENSION | 1149.04
6FX5002-8QE21-1EG0 | ONE-CABLE-CONNECTION EXTENSION | 1492.25
6FX5012-2CC11-1BA0 | SIGNAL CABLE, PREASSEMBLED, | 172.75
6FX5012-2CC11-1CF0 | SIGNAL CABLE, PREASSEMBLED, | 260.83
6FX5012-2CF02-1AB0 | SIGNAL CABLE, PREASSEMBLED | 132.43
6FX5002-5CS12-1CF0 | POWER CABLE, PREASSEMBLED | 366.92
6FX5002-5CS12-1CK0 | POWER CABLE, PREASSEMBLED | 393.73
6FX5002-5CS52-1BC0 | POWER CABLE, PREASSEMBLED | 352.22
6FX5002-5CS52-1CA0 | POWER CABLE, PREASSEMBLED | 450.3
6FX5002-5CS52-1CF0 | POWER CABLE, PREASSEMBLED | 511.6
6FX5002-5CS61-1AA0 | POWER CABLE, PREASSEMBLED | 354.72
6FX5002-5CS61-1AB0 | POWER CABLE, PREASSEMBLED | 373.65
6FX5002-5CS61-1AD0 | POWER CABLE, PREASSEMBLED | 411.39
6FX5002-5CS61-1AF0 | POWER CABLE, PREASSEMBLED | 449.35
6FX5002-5CS61-1AG0 | POWER CABLE, PREASSEMBLED | 468.02
6FX5002-5CS61-1GA0 | POWER CABLE, PREASSEMBLED | 1487.8
6FX5002-5CS61-1GF0 | POWER CABLE, PREASSEMBLED | 1582.44
6FX5002-5CS61-1HA0 | POWER CABLE, PREASSEMBLED | 1677.43
6FX5002-5CS61-1HF0 | POWER CABLE, PREASSEMBLED | 1772.08
6FX5002-5DS64-1DA0 | POWER CABLE, PREASSEMBLED | 920.35
6FX5002-5DS64-1EA0 | POWER CABLE, PREASSEMBLED | 1144.65
6FX5002-5DX18-1BA0 | POWER CABLE PREASSEMBLED, EXT. | 1830.55
6FX5002-5DX38-1AC0 | POWER CABLE PREASSEMBLED, EXT. | 2146.86
6FX5002-8QE21-1AD0 | ONE-CABLE-CONNECTION EXTENSION | 357.07
6FX5002-8QE21-1AE0 | ONE-CABLE-CONNECTION EXTENSION | 383.47
6FX5002-8QE21-1AF0 | ONE-CABLE-CONNECTION EXTENSION | 409.85
6FX5002-8QE21-1AG0 | ONE-CABLE-CONNECTION EXTENSION | 436.27
6FX5002-8QE21-1AH0 | ONE-CABLE-CONNECTION EXTENSION | 462.64
6FX5002-8QE21-1CA0 | ONE-CABLE-CONNECTION EXTENSION | 805.85
6FX5002-8QE21-1CB0 | ONE-CABLE-CONNECTION EXTENSION | 832.23
6FX5002-8QE21-1CC0 | ONE-CABLE-CONNECTION EXTENSION | 858.65
6FX5002-8QE21-1CD0 | ONE-CABLE-CONNECTION EXTENSION | 885.05
6FX5002-8QE21-1DJ0 | ONE-CABLE-CONNECTION EXTENSION | 1281.05
6FX5002-8QE21-1DK0 | ONE-CABLE-CONNECTION EXTENSION | 1307.43
6FX5002-8QE21-1EA0 | ONE-CABLE-CONNECTION EXTENSION | 1333.85
6FX5002-8QE21-1EB0 | ONE-CABLE-CONNECTION EXTENSION | 1360.23
6FX5012-2CF02-1CA0 | SIGNAL CABLE, PREASSEMBLED | 258.32
6FX5012-2CF02-1CB0 | SIGNAL CABLE, PREASSEMBLED | 264.93
6FX5012-2CF02-1CD0 | SIGNAL CABLE, PREASSEMBLED | 278.2
6FX5012-2CF02-1CE0 | SIGNAL CABLE, PREASSEMBLED | 284.7
6FX5002-5CS12-1FG0 | POWER CABLE, PREASSEMBLED | 573.2
6FX5002-5CS12-1GA0 | POWER CABLE, PREASSEMBLED | 600.22
6FX5002-5CS12-1GF0 | POWER CABLE, PREASSEMBLED | 633.54
6FX5002-5CS12-1HG0 | POWER CABLE, PREASSEMBLED | 707.31
6FX5002-5DA05-1AH0 | POWER CABLE, PREASSEMBLED, EXT. | 300.42
6FX5002-5DA05-1AJ0 | POWER CABLE, PREASSEMBLED, EXT. | 308.22
6FX5002-5DA05-1AK0 | POWER CABLE, PREASSEMBLED, EXT. | 316.11
6FX5002-5DA05-1BA0 | POWER CABLE, PREASSEMBLED, EXT. | 324.25
6FX5002-5DA20-1AH0 | POWER CABLE, PREASSEMBLED | 335.58
6FX5002-5DA20-1AJ0 | POWER CABLE, PREASSEMBLED | 344.44
6FX5002-5DA20-1BA0 | POWER CABLE, PREASSEMBLED | 362.06
6FX5002-5DA20-1BC0 | POWER CABLE, PREASSEMBLED | 379.69
6FX5002-5DA30-1AF0 | POWER CABLE, PREASSEMBLED | 193.04
6FX5002-5DA30-1AG0 | POWER CABLE, PREASSEMBLED | 199.98
6FX5002-5DA30-1AH0 | POWER CABLE, PREASSEMBLED | 206.9
6FX5002-5DA30-1AJ0 | POWER CABLE, PREASSEMBLED | 213.8
6FX5002-5DA30-1BA0 | POWER CABLE, PREASSEMBLED | 227.59
6FX8002-2CA11-1CD0 | SIGNAL CABLE, PREASSEMBLED, | 298.98
6FX8002-2CA11-1CE0 | SIGNAL CABLE, PREASSEMBLED, | 306.81
6FX8002-2CA11-1CF0 | SIGNAL CABLE, PREASSEMBLED, | 314.69
6FX8002-2CA11-1CG0 | SIGNAL CABLE, PREASSEMBLED, | 322.79
6FX8002-2CA11-1EC0 | SIGNAL CABLE, PREASSEMBLED, | 447.87
6FX8002-2CA11-1EF0 | SIGNAL CABLE, PREASSEMBLED, | 471.41
6FX8002-2CA11-1EG0 | SIGNAL CABLE, PREASSEMBLED, | 479.53
6FX8002-2CA11-1EH0 | SIGNAL CABLE, PREASSEMBLED, | 487.42
6FX8002-2CA31-1AB0 | SIGNAL CABLE, PREASSEMBLED, | 160.61
6FX8002-2CA31-1AB5 | SIGNAL CABLE, PREASSEMBLED, | 171.61
6FX5002-5CS12-1DA0 | POWER CABLE, PREASSEMBLED | 400.23
6FX5002-5CS12-1DF0 | POWER CABLE, PREASSEMBLED | 433.55
6FX5002-5CS13-1DC0 | POWER CABLE, PREASSEMBLED | 1468.33
6FX5002-5CS13-1FA0 | POWER CABLE, PREASSEMBLED | 1809.89
6FX5002-5CX18-1BA0 | POWER CABLE PREASSEMBLED,EXT. | 1790.52
6FX5002-5DA05-1AB0 | POWER CABLE, PREASSEMBLED, EXT. | 253.05
6FX5002-5DA05-1CA0 | POWER CABLE, PREASSEMBLED, EXT. | 403.27
6FX5002-5DA05-1CC0 | POWER CABLE, PREASSEMBLED, EXT. | 419.04
6FX5002-5DA05-1DA0 | POWER CABLE, PREASSEMBLED, EXT. | 483.25
6FX5002-5DA15-1AH5 | POWER CABLE, PREASSEMBLED, EXT. | 337.42
6FX5002-5DA20-1AB0 | POWER CABLE, PREASSEMBLED | 282.63
6FX5002-5DA20-1CF0 | POWER CABLE, PREASSEMBLED | 494.47
6FX5002-5DA20-1CJ0 | POWER CABLE, PREASSEMBLED | 520.95
6FX5002-5DA20-1FA0 | POWER CABLE, PREASSEMBLED | 715.12
6FX5002-5DA28-1AJ0 | POWER CABLE, PREASSEMBLED, EXT. | 449.28
6FX5002-5DA38-1AE0 | POWER CABLE, PREASSEMBLED, EXT. | 427.76
6FX5002-5DA58-1AB0 | POWER CABLE, PREASSEMBLED, EXT. | 662.87
6FX5002-5DA58-1AB8 | POWER CABLE, PREASSEMBLED, EXT. | 678.25
6FX5002-5DA58-1BD0 | POWER CABLE, PREASSEMBLED, EXT. | 847.48
6FX8002-2CA11-1DD0 | SIGNAL CABLE, PREASSEMBLED, | 377.16
6FX8002-2CA11-1DE0 | SIGNAL CABLE, PREASSEMBLED, | 384.98
6FX8002-2CA11-1DF0 | SIGNAL CABLE, PREASSEMBLED, | 392.84
6FX8002-2CA11-1DG0 | SIGNAL CABLE, PREASSEMBLED, | 400.94
6FX8002-2CA20-1AF0 | SIGNAL CABLE PREASSAMBLED | 228.19
6FX8002-2CA20-1BA0 | SIGNAL CABLE PREASSAMBLED | 280.02
6FX8002-2CA20-1BF0 | SIGNAL CABLE PREASSAMBLED | 331.8
6FX8002-2CA20-1CC0 | SIGNAL CABLE PREASSAMBLED | 404.29
6FX8002-2CA31-1AD1 | SIGNAL CABLE, PREASSEMBLED, | 193.48
6FX8002-2CA31-1AD3 | SIGNAL CABLE, PREASSEMBLED, | 193.48
6FX8002-2CA31-1AD4 | SIGNAL CABLE, PREASSEMBLED, | 193.48
6FX8002-2CA31-1AD5 | SIGNAL CABLE, PREASSEMBLED, | 193.48
6FX8002-2CA31-1AJ4 | SIGNAL CABLE, PREASSEMBLED, | 248.47
6FX8002-2CA31-1AJ5 | SIGNAL CABLE, PREASSEMBLED, | 248.47
6FX8002-2CA31-1AJ6 | SIGNAL CABLE, PREASSEMBLED, | 248.47
6FX8002-2CA31-1AK0 | SIGNAL CABLE, PREASSEMBLED, | 248.37
6FX8002-2AH00-1DD0 | SIGNAL CABLE, PREASSEMBLED, | 362.82
6FX8002-2AH00-1DE0 | SIGNAL CABLE, PREASSEMBLED, | 370.94
6FX8002-2AH00-1DF0 | SIGNAL CABLE, PREASSEMBLED, | 378.99
6FX8002-2AH00-1DH0 | SIGNAL CABLE, PREASSEMBLED, | 395.4
6FX8002-2AH00-1EA0 | SIGNAL CABLE, PREASSEMBLED, | 419.22
6FX8002-2AH11-1BH0 | SIGNAL CABLE PREASSAMBLED | 283.03
6FX8002-2AH11-1BJ0 | SIGNAL CABLE PREASSAMBLED | 293.34
6FX8002-2AH11-1BK0 | SIGNAL CABLE PREASSAMBLED | 303.67
6FX8002-2AH11-1CA0 | SIGNAL CABLE PREASSAMBLED | 313.99
6FX8002-2BA00-1CA0 | SIGNAL CABLE, PREASSEMBLED, | 285.58
6FX8002-2BA00-1CF0 | SIGNAL CABLE, PREASSEMBLED, | 324.9
6FX8002-2BA00-1CJ0 | SIGNAL CABLE, PREASSEMBLED, | 348.7
6FX8002-2BA00-1DA0 | SIGNAL CABLE, PREASSEMBLED, | 363.76
6FX8002-2BB01-1AA5 | SIGNAL CABLE, PREASSEMBLED, | 57.1
6FX8002-2BB01-1AB0 | SIGNAL CABLE, PREASSEMBLED, | 57.1
6FX8002-2BB01-1AB5 | SIGNAL CABLE, PREASSEMBLED, | 63.56
6FX8002-2BB01-1AD0 | SIGNAL CABLE, PREASSEMBLED, | 69.93
6FX8002-2CG00-1AD0 | SIGNAL CABLE, PREASSEMBLED, | 135.29
6FX8002-2CG00-1AE0 | SIGNAL CABLE, PREASSEMBLED, | 143.11
6FX8002-2CG00-1AF0 | SIGNAL CABLE, PREASSEMBLED, | 150.98
6FX8002-2CG00-1AG0 | SIGNAL CABLE, PREASSEMBLED, | 159.1
6FX8002-2DC20-1CH0 | SIGNAL CABLE, PREASSEMBLED | 379.29
6FX8002-2DC30-1AD0 | DRIVE-CLIQ CABLE, PREASSEMBLED | 162.88
6FX8002-2DC30-1AG0 | DRIVE-CLIQ CABLE, PREASSEMBLED | 189.64
6FX8002-2DC30-1BF0 | DRIVE-CLIQ CABLE, PREASSEMBLED | 270
6FX8002-2EQ10-1AC0 | SIGNAL CABLE, PREASSEMBLED, | 171.34
6FX8002-2EQ10-1AC5 | SIGNAL CABLE, PREASSEMBLED, | 182.34
6FX8002-2EQ10-1AD0 | SIGNAL CABLE, PREASSEMBLED, | 182.24
6FX8002-2EQ10-1AD5 | SIGNAL CABLE, PREASSEMBLED, | 193.27
6FX8002-2EQ10-1BA0 | SIGNAL CABLE, PREASSEMBLED, | 259.23
6FX8002-2EQ10-1BA5 | SIGNAL CABLE, PREASSEMBLED, | 270.22
6FX8002-2EQ10-1BA6 | SIGNAL CABLE, PREASSEMBLED, | 270.22
6FX8002-2EQ10-1BB0 | SIGNAL CABLE, PREASSEMBLED, | 270.22
6FX8002-2EQ10-1BB5 | SIGNAL CABLE, PREASSEMBLED, | 281.24
6FX8002-5CG32-1AH0 | POWER CABLE PREASSEMBLED | 317.1
6FX8002-5CG32-1BA0 | POWER CABLE PREASSEMBLED | 361.17
6FX8002-5CG32-1BE0 | POWER CABLE PREASSEMBLED | 419.98
6FX8002-5CG32-1DG0 | POWER CABLE PREASSEMBLED | 743.55
6FX8002-5CG51-1BJ0 | POWER CABLE, PREASSEMBLED | 648.42
6FX8002-5CG51-1CA0 | POWER CABLE, PREASSEMBLED | 695.56
6FX8002-5CG52-1BA0 | POWER CABLE PREASSEMBLED | 459.7
6FX8002-5CG62-1BA0 | POWER CABLE PREASSEMBLED | 582.78
6FX8002-5CN01-1AJ3 | POWER CABLE PREASSEMBLED | 397.21
6FX8002-5CN01-1AK0 | POWER CABLE PREASSEMBLED | 397.24
6FX8002-5CN01-1BA0 | POWER CABLE PREASSEMBLED | 410.7
6FX8002-5CN01-1BB0 | POWER CABLE PREASSEMBLED | 424.11
6FX8002-5CN01-1BB3 | POWER CABLE PREASSEMBLED | 437.53
6FX8002-5CN01-1BG8 | POWER CABLE PREASSEMBLED | 504.89
6FX8002-5CN01-1BH0 | POWER CABLE PREASSEMBLED | 504.89
6FX8002-5CN01-1BH5 | POWER CABLE PREASSEMBLED | 518.32
6FX8002-5CN01-1BJ0 | POWER CABLE PREASSEMBLED | 518.36
6FX8002-5CN01-1DG0 | POWER CABLE PREASSEMBLED | 760.63
6FX8002-5CN01-1EA0 | POWER CABLE PREASSEMBLED | 814.47
6FX8002-5CN01-1FA0 | POWER CABLE PREASSEMBLED | 949.05
6FX8002-5CN01-1CH0 | POWER CABLE PREASSEMBLED | 639.53
6FX8002-5CG01-1AD0 | POWER CABLE PREASSEMBLED | 173.19
6FX8002-5CG01-1AF0 | POWER CABLE PREASSEMBLED | 198.86
6FX8002-5CG01-1AG0 | POWER CABLE PREASSEMBLED | 211.81
6FX8002-5CG01-1AH0 | POWER CABLE PREASSEMBLED | 224.5
6FX8002-5CG01-1CF0 | POWER CABLE PREASSEMBLED | 455.54
6FX8002-5CG01-1CG0 | POWER CABLE PREASSEMBLED | 468.49
6FX8002-5CG01-1CK0 | POWER CABLE PREASSEMBLED | 507.06
6FX8002-5CG01-1DA0 | POWER CABLE PREASSEMBLED | 520.74
6FX8002-5CG01-1DF0 | POWER CABLE PREASSEMBLED | 585.05
6FX8002-5CG10-1CA0 | POWER CABLE PREASSEMBLED | 392.17
6FX8002-5CG10-1DA0 | POWER CABLE PREASSEMBLED | 520.95
6FX8002-5CG11-1AF0 | POWER CABLE, PREASSEMBLED | 208.82
6FX8002-5CG11-1BA0 | POWER CABLE, PREASSEMBLED | 282.35
6FX5002-2CF02-1DB0 | SIGNAL CABLE, PREASSEMBLED | 331.01
6FX5002-2CF02-1DF0 | SIGNAL CABLE, PREASSEMBLED | 357.47
6FX5002-2CF02-1DG0 | SIGNAL CABLE, PREASSEMBLED | 364.15
6FX5002-2CF02-1DH0 | SIGNAL CABLE, PREASSEMBLED | 370.88
6FX5002-5CN51-1AF0 | POWER CABLE PREASSEMBLED | 399.32
6FX5002-5CN51-1BF0 | POWER CABLE PREASSEMBLED | 521.87
6FX5002-5CN51-1CA0 | POWER CABLE PREASSEMBLED | 583.13
6FX5002-5CN51-1DA0 | POWER CABLE PREASSEMBLED | 705.66
6FX5002-5CN51-1ED0 | POWER CABLE PREASSEMBLED | 865
6FX5002-5CS14-1CA0 | POWER CABLE, PREASSEMBLED | 886.31
6FX5002-5CS14-1CF0 | POWER CABLE, PREASSEMBLED | 973.23
6FX5002-5CS14-1DF0 | POWER CABLE, PREASSEMBLED | 1147.13
6FX5002-5CS14-1JA0 | POWER CABLE, PREASSEMBLED | 1929.69
6FX5002-5CS21-1CF0 | POWER CABLE, PREASSEMBLED | 456.9
6FX5002-5CS21-1CJ0 | POWER CABLE, PREASSEMBLED | 471.97
6FX5002-5CS21-1DA0 | POWER CABLE, PREASSEMBLED | 482.1
6FX5002-5CS21-1DF0 | POWER CABLE, PREASSEMBLED | 507.29
6FX5002-5CS23-1DD0 | POWER CABLE, PREASSEMBLED | 1619.41
6FX5002-5CS23-1DF0 | POWER CABLE, PREASSEMBLED | 1670.72
6FX5002-5CS23-1EA0 | POWER CABLE, PREASSEMBLED | 1799.09
6FX8002-2CA31-1AB6 | SIGNAL CABLE, PREASSEMBLED, | 171.61
6FX8002-2CA31-1AC0 | SIGNAL CABLE, PREASSEMBLED, | 171.55
6FX8002-2CA31-1AF0 | SIGNAL CABLE, PREASSEMBLED, | 204.38
6FX8002-2CA31-1AF2 | SIGNAL CABLE, PREASSEMBLED, | 215.39
6FX8002-2CA31-1AF5 | SIGNAL CABLE, PREASSEMBLED, | 215.39
6FX8002-2CA31-1AG0 | SIGNAL CABLE, PREASSEMBLED, | 215.27
6FX7002-5EA31-1AE0 | POWER CABLE, PREASSEMBLED | 320.72
6FX7002-5EA31-1AK0 | POWER CABLE, PREASSEMBLED | 444.23
6FX8002-2AH00-1CA0 | SIGNAL CABLE, PREASSEMBLED, | 256.24
6FX8002-2AH00-1CE0 | SIGNAL CABLE, PREASSEMBLED, | 288.87
6FX8002-2AH00-1CH0 | SIGNAL CABLE, PREASSEMBLED, | 313.31
6FX8002-2AH00-1CH5 | SIGNAL CABLE, PREASSEMBLED, | 321.46
6FX8002-2AH11-1AF0 | SIGNAL CABLE PREASSAMBLED | 159.26
6FX8002-2AH11-1AK0 | SIGNAL CABLE PREASSAMBLED | 200.51
6FX8002-2AH11-1CG0 | SIGNAL CABLE PREASSAMBLED | 375.85
6FX8002-2AH11-1DC0 | SIGNAL CABLE PREASSAMBLED | 437.73
6FX8002-2AH11-1DG0 | SIGNAL CABLE PREASSAMBLED | 478.97
6FX8002-2AH11-1CH0 | SIGNAL CABLE PREASSAMBLED | 386.17
6FX8002-2BA00-1AF0 | SIGNAL CABLE, PREASSEMBLED, | 167.19
6FX8002-2BA10-1BA0 | SIGNAL CABLE, PREASSEMBLED, | 230.07
6FX8002-2BA20-1AF0 | SIGNAL CABLE, PREASSEMBLED, | 128.83
6FX8002-2BA20-1BA0 | SIGNAL CABLE, PREASSEMBLED, | 179.2
6FX8002-2BA20-1CA0 | SIGNAL CABLE, PREASSEMBLED, | 279.6
6FX8002-2CA11-1AA2 | SIGNAL CABLE, PREASSEMBLED, | 125.55
6FX8002-2CA11-1AB0 | SIGNAL CABLE, PREASSEMBLED, | 125.55
6FX8002-2CA11-1AB1 | SIGNAL CABLE, PREASSEMBLED, | 133.45
6FX8002-2CA11-1AC0 | SIGNAL CABLE, PREASSEMBLED, | 133.43
6FX8002-2CG00-1AK0 | SIGNAL CABLE, PREASSEMBLED, | 182.67
6FX8002-2CG00-1BB0 | SIGNAL CABLE, PREASSEMBLED, | 198.42
6FX8002-2CG00-1BC0 | SIGNAL CABLE, PREASSEMBLED, | 206.28
6FX8002-2CG00-1BD0 | SIGNAL CABLE, PREASSEMBLED, | 214.14
6FX8002-2DC40-1CH0 | SIGNAL CABLE, PREASSEMBLED | 409.19
6FX8002-2DC48-1AC3 | SIGNAL CABLE, PREASSEMBLED | 196.46
6FX8002-2EN20-1AF0 | SIGNAL CABLE, PREASSEMBLED | 235.48
6FX8002-2EN20-1AG0 | SIGNAL CABLE, PREASSEMBLED | 246.29
6FX8002-2EQ10-1AG0 | SIGNAL CABLE, PREASSEMBLED, | 215.06
6FX8002-2EQ10-1AG5 | SIGNAL CABLE, PREASSEMBLED, | 226.08
6FX8002-2EQ10-1AH0 | SIGNAL CABLE, PREASSEMBLED, | 226.41
6FX8002-2EQ10-1AH5 | SIGNAL CABLE, PREASSEMBLED, | 237.41
6FX8002-2EQ10-1BE5 | SIGNAL CABLE, PREASSEMBLED, | 314.17
6FX8002-2EQ10-1BF0 | SIGNAL CABLE, PREASSEMBLED, | 314.01
6FX8002-2EQ10-1BF2 | SIGNAL CABLE, PREASSEMBLED, | 325.03
6FX8002-2EQ10-1BF5 | SIGNAL CABLE, PREASSEMBLED, | 325.03
6FX8002-5CG42-1AD0 | POWER CABLE PREASSEMBLED | 275.5
6FX8002-5CG42-1BA0 | POWER CABLE PREASSEMBLED | 408.56
6FX8002-5CG51-1AD0 | POWER CABLE, PREASSEMBLED | 294.57
6FX8002-5CG51-1AG0 | POWER CABLE, PREASSEMBLED | 365.35
6FX8002-5CG51-1BA0 | POWER CABLE, PREASSEMBLED | 459.7
6FX8002-5CN01-1AE0 | POWER CABLE PREASSEMBLED | 329.95
6FX8002-5CN01-1AE6 | POWER CABLE PREASSEMBLED | 343.37
6FX8002-5CN01-1AF0 | POWER CABLE PREASSEMBLED | 343.4
6FX8002-5CN01-1AF5 | POWER CABLE PREASSEMBLED | 356.84
6FX8002-5CN01-1BD0 | POWER CABLE PREASSEMBLED | 451.08
6FX8002-5CN01-1BE0 | POWER CABLE PREASSEMBLED | 464.52
6FX8002-5CN01-1BE5 | POWER CABLE PREASSEMBLED | 477.94
6FX8002-5CN01-1BE6 | POWER CABLE PREASSEMBLED | 477.94
6FX8002-5CN01-1CA5 | POWER CABLE PREASSEMBLED | 558.76
6FX8002-5CN01-1CB0 | POWER CABLE PREASSEMBLED | 558.76
6FX8002-5CN01-1CC5 | POWER CABLE PREASSEMBLED | 585.68
6FX8002-5CN01-1CF0 | POWER CABLE PREASSEMBLED | 612.61
6FX8002-5CF10-1AH0 | POWER CABLE, PREASSEMBLED | 216.67
6FX5002-5DA20-1BD0 | POWER CABLE, PREASSEMBLED | 388.56
6FX5002-5DA20-1BJ0 | POWER CABLE, PREASSEMBLED | 432.69
6FX5002-5DA30-1AC2 | POWER CABLE, PREASSEMBLED | 179.23
6FX5002-5DA30-1AE0 | POWER CABLE, PREASSEMBLED | 186.2
6FX5002-5DA30-1CA0 | POWER CABLE, PREASSEMBLED | 296.58
6FX5002-5DA30-1DA0 | POWER CABLE, PREASSEMBLED | 365.59
6FX5002-5DA58-1BE0 | POWER CABLE, PREASSEMBLED, EXT. | 862.99
6FX5002-5DA88-1AD0 | POWER CABLE, PREASSEMBLED EXT. | 255.39
6FX8002-2CA11-1CK0 | SIGNAL CABLE, PREASSEMBLED, | 346.35
6FX8002-2CA11-1DB0 | SIGNAL CABLE, PREASSEMBLED, | 361.44
6FX8002-2CA11-1DJ0 | SIGNAL CABLE, PREASSEMBLED, | 416.64
6FX8002-2CA11-1EB0 | SIGNAL CABLE, PREASSEMBLED, | 440
6FX8002-2CA11-1FA0 | SIGNAL CABLE, PREASSEMBLED, | 510.74
6FX8002-2CA11-1JJ0 | SIGNAL CABLE, PREASSEMBLED, | 812.02
6FX8002-2CA20-1DA0 | SIGNAL CABLE PREASSAMBLED | 487.19
6FX8002-2CA24-1BG0 | SIGNAL CABLE PREASSAMBLED | 423.71
6FX8002-2CA31-1AC5 | SIGNAL CABLE, PREASSEMBLED, | 182.55
6FX8002-2CA31-1AD0 | SIGNAL CABLE, PREASSEMBLED, | 182.46
6FX8002-2CA31-1AD7 | SIGNAL CABLE, PREASSEMBLED, | 193.48
6FX8002-2CA31-1AE5 | SIGNAL CABLE, PREASSEMBLED, | 204.56
6FX8002-2CA31-1AG6 | SIGNAL CABLE, PREASSEMBLED, | 226.26
6FX8002-2CA31-1AH3 | SIGNAL CABLE, PREASSEMBLED, | 237.62
6FX8002-2CA31-1AK5 | SIGNAL CABLE, PREASSEMBLED, | 259.37
6FX7002-5EA05-1CE0 | POWER CABLE, PREASSEMBLED | 763.78
6FX8002-2AH00-1CF0 | SIGNAL CABLE, PREASSEMBLED, | 296.94
6FX8002-2AH00-1DB0 | SIGNAL CABLE, PREASSEMBLED, | 346.47
6FX8002-2AH00-1FA0 | SIGNAL CABLE, PREASSEMBLED, | 500.19
6FX8002-2AH00-1GF0 | SIGNAL CABLE, PREASSEMBLED, | 621.84
6FX8002-2AH11-1BE0 | SIGNAL CABLE PREASSAMBLED | 252.11
6FX8002-2AH11-1BG0 | SIGNAL CABLE PREASSAMBLED | 272.71
6FX8002-2AH11-1CC0 | SIGNAL CABLE PREASSAMBLED | 334.62
6FX8002-2AH11-1CE0 | SIGNAL CABLE PREASSAMBLED | 355.25
6FX8002-2BA00-1AK0 | SIGNAL CABLE, PREASSEMBLED, | 198.86
6FX8002-2BA00-1BC0 | SIGNAL CABLE, PREASSEMBLED, | 222.47
6FX8002-2BA00-1DF0 | SIGNAL CABLE, PREASSEMBLED, | 403.08
6FX8002-2BA00-1FA0 | SIGNAL CABLE, PREASSEMBLED, | 520.95
6FX8002-2BA20-1CF0 | SIGNAL CABLE, PREASSEMBLED, | 329.81
6FX8002-2BA20-1EF0 | SIGNAL CABLE, PREASSEMBLED, | 531.21
6FX8002-2BB01-1AA1 | SIGNAL CABLE, PREASSEMBLED, | 57.1
6FX8002-2BB01-1AD1 | SIGNAL CABLE, PREASSEMBLED, | 76.38
6FX8002-2BB01-1AH0 | SIGNAL CABLE, PREASSEMBLED, | 95.73
6FX8002-2CA11-1AE0 | SIGNAL CABLE, PREASSEMBLED, | 149.09
6FX8002-2CG00-1AC5 | SIGNAL CABLE, PREASSEMBLED, | 135.36
6FX8002-2CG00-1AG2 | SIGNAL CABLE, PREASSEMBLED, | 166.99
6FX8002-2CG00-1AH4 | SIGNAL CABLE, PREASSEMBLED, | 174.89
6FX8002-2CG00-1AJ2 | SIGNAL CABLE, PREASSEMBLED, | 182.7
6FX8002-2CG00-1BE0 | SIGNAL CABLE, PREASSEMBLED, | 221.94
6FX8002-2CG00-1BG0 | SIGNAL CABLE, PREASSEMBLED, | 237.93
6FX8002-2DC34-1AD0 | DRIVE-CLIQ EXTENSION | 184.03
6FX8002-2DC40-1AD0 | SIGNAL CABLE, PREASSEMBLED | 174.32
6FX8002-2EN20-1DA0 | SIGNAL CABLE, PREASSEMBLED | 506.07
6FX8002-2EQ10-1AB0 | SIGNAL CABLE, PREASSEMBLED, | 160.4
6FX8002-2EQ10-1AB6 | SIGNAL CABLE, PREASSEMBLED, | 171.4
6FX8002-2EQ10-1AE0 | SIGNAL CABLE, PREASSEMBLED, | 193.33
6FX8002-2EQ10-1AF0 | SIGNAL CABLE, PREASSEMBLED, | 204.17
6FX8002-2EQ10-1AJ5 | SIGNAL CABLE, PREASSEMBLED, | 248.27
6FX8002-2EQ10-1AK5 | SIGNAL CABLE, PREASSEMBLED, | 259.16
6FX8002-2EQ10-1BD0 | SIGNAL CABLE, PREASSEMBLED, | 292.08
6FX8002-2EQ10-1BE0 | SIGNAL CABLE, PREASSEMBLED, | 303.16
6FX8002-2EQ10-1BG0 | SIGNAL CABLE, PREASSEMBLED, | 324.9
6FX8002-2EQ10-1BH0 | SIGNAL CABLE, PREASSEMBLED, | 336.24
6FX8002-5CG41-1BA0 | POWER CABLE, PREASSEMBLED | 408.56
6FX8002-5CG41-1DA0 | POWER CABLE, PREASSEMBLED | 787.36
6FX8002-5CG51-1BE0 | POWER CABLE, PREASSEMBLED | 554.08
6FX8002-5CG51-1BG0 | POWER CABLE, PREASSEMBLED | 601.25
6FX8002-5CN01-1AB0 | POWER CABLE PREASSEMBLED | 289.55
6FX8002-5CN01-1AD0 | POWER CABLE PREASSEMBLED | 316.52
6FX8002-5CN01-1AG5 | POWER CABLE PREASSEMBLED | 370.32
6FX8002-5CN01-1AJ0 | POWER CABLE PREASSEMBLED | 383.79
6FX8002-5CN01-1BC0 | POWER CABLE PREASSEMBLED | 437.61
6FX8002-5CN01-1BC8 | POWER CABLE PREASSEMBLED | 451.03
6FX8002-5CN01-1BF0 | POWER CABLE PREASSEMBLED | 477.97
6FX8002-5CN01-1BG0 | POWER CABLE PREASSEMBLED | 491.45
6FX8002-5CN01-1BJ5 | POWER CABLE PREASSEMBLED | 531.78
6FX8002-5CN01-1BK5 | POWER CABLE PREASSEMBLED | 545.23
6FX8002-5CN01-1CG0 | POWER CABLE PREASSEMBLED | 626.1
6FX8002-5CN01-1DC0 | POWER CABLE PREASSEMBLED | 706.81
6FX8002-5CE04-1BC0 | POWER CABLE, PREASSEMBLED | 461.07
6FX8002-5CF10-1AC0 | POWER CABLE, PREASSEMBLED | 152.26
6FX8002-5CF12-1AF0 | POWER CABLE, PREASSEMBLED | 313.57
6FX8002-5CG01-1AB0 | POWER CABLE PREASSEMBLED | 147.42
6FX8002-5CG01-1AK0 | POWER CABLE PREASSEMBLED | 250.39
6FX8002-5CG01-1BB0 | POWER CABLE PREASSEMBLED | 276.23
6FX8002-5CG01-1BJ0 | POWER CABLE PREASSEMBLED | 366.32
6FX8002-5CG01-1CA0 | POWER CABLE PREASSEMBLED | 391.23
6FX8002-5CG01-1EA0 | POWER CABLE PREASSEMBLED | 647.91
6FX8002-5CG01-1GA0 | POWER CABLE PREASSEMBLED | 906.93
6FX8002-5CG10-1BA0 | POWER CABLE PREASSEMBLED | 263.39
6FX8002-5CG10-1BG0 | POWER CABLE PREASSEMBLED | 340.68
6FX8002-5CG11-1BC0 | POWER CABLE, PREASSEMBLED | 311.72
6FX8002-5CG11-1CB0 | POWER CABLE, PREASSEMBLED | 445.94
6FX5002-2CF02-1CF0 | SIGNAL CABLE, PREASSEMBLED | 291.38
6FX5002-2CF02-1CG0 | SIGNAL CABLE, PREASSEMBLED | 298.06
6FX5002-5CN31-1DH0 | POWER CABLE PREASSEMBLED | 579.73
6FX5002-5CN31-1JA0 | POWER CABLE PREASSEMBLED | 866.07
6FX5002-5CN41-1FF0 | POWER CABLE PREASSEMBLED | 857.06
6FX5002-5CN46-1EG0 | POWER CABLE PREASSEMBLED | 600.75
6FX5002-5CN51-1JA0 | POWER CABLE PREASSEMBLED | 1318.47
6FX5002-5CN54-1BC2 | POWER CABLE PREASSEMBLED | 373.19
6FX5002-5CS14-1AF0 | POWER CABLE, PREASSEMBLED | 625.47
6FX5002-5CS14-1BF0 | POWER CABLE, PREASSEMBLED | 799.41
6FX5002-5CS16-1BD0 | POWER CABLE PREASSEMBLED | 268.66
6FX5002-5CS21-1AF0 | POWER CABLE, PREASSEMBLED | 356.06
6FX5002-5CS21-1AH0 | POWER CABLE, PREASSEMBLED | 366.19
6FX5002-5CS21-1BG0 | POWER CABLE, PREASSEMBLED | 411.52
6FX5002-5CS21-1CA0 | POWER CABLE, PREASSEMBLED | 431.68
6FX5002-5CS21-1EA0 | POWER CABLE, PREASSEMBLED | 532.47
6FX5002-5CS21-1FA0 | POWER CABLE, PREASSEMBLED | 582.92
6FX5002-5CS23-1BF0 | POWER CABLE, PREASSEMBLED | 1157.36
6FX5002-5CS23-1CC0 | POWER CABLE, PREASSEMBLED | 1337.06
6FX5002-5CS23-1DA0 | POWER CABLE, PREASSEMBLED | 1542.4
6FX5002-5CS31-1AB0 | POWER CABLE, PREASSEMBLED | 339.94
6FX5002-5CS31-1AD0 | POWER CABLE, PREASSEMBLED | 353.27
6FX5002-5DS01-1CA0 | POWER CABLE, PREASSEMBLED | 443.66
6FX5002-5DS01-1CC0 | POWER CABLE, PREASSEMBLED | 460.13
6FX5002-5DS01-1DF0 | POWER CABLE, PREASSEMBLED | 567.12
6FX5002-5DS01-1DJ0 | POWER CABLE, PREASSEMBLED | 592.08
6FX5002-5DS01-1ED0 | POWER CABLE, PREASSEMBLED | 633.88
6FX5002-5DS01-1EF0 | POWER CABLE, PREASSEMBLED | 650.34
6FX5002-5DS41-1FF0 | POWER CABLE, PREASSEMBLED | 1099.79
6FX5002-5DS41-1GF0 | POWER CABLE, PREASSEMBLED | 1233.88
6FX5002-5DS41-2AA0 | POWER CABLE, PREASSEMBLED | 1707.54
6FX5002-5DS51-1BA0 | POWER CABLE, PREASSEMBLED | 525.73
6FX5002-5DS51-1DA0 | POWER CABLE, PREASSEMBLED | 858.97
6ES7648-6WD11-3YA0 | SIMATIC IPC Operating System Package | 440.47
6ES7656-7BE30-4BF0 | SIMATIC PCS 7 REDUNDANCY AS | 40537.87
3WA9111-0BA35 | Accessory Air Circuit Breaker 3WA | 170.56
3WA9111-0BA37 | Accessory Air Circuit Breaker 3WA | 79.92
3WA9111-0BA50 | Accessory Air Circuit Breaker 3WA | 442.57
3WA9111-0BA71 | Accessory Air Circuit Breaker 3WA | 134.87
3WA9111-0BA75 | Accessory Air Circuit Breaker 3WA | 380.81
3WA9111-0BA84 | Accessory Air Circuit Breaker 3WA | 479.4
3WA9111-0BB13 | Accessory Air Circuit Breaker 3WA | 147.9
3WA9111-0BB24 | Accessory Air Circuit Breaker 3WA | 531.53
3WA9111-0BB31 | Accessory Air Circuit Breaker 3WA | 26.14
3WA9111-0BB42 | Accessory Air Circuit Breaker 3WA | 158.11
3WA9111-0BC13 | Accessory Air Circuit Breaker 3WA | 1450.68
3WA9111-0BC15 | Accessory Air Circuit Breaker 3WA | 1314.67
3WA9111-0BG21 | Accessory Air Circuit Breaker 3WA | 79.35
3WA9111-0BG23 | Accessory Air Circuit Breaker 3WA | 113.9
3WA9111-0EB10 | Accessory Air Circuit Breaker 3WA | 107.66
3WA9111-0EB16 | Accessory Air Circuit Breaker 3WA | 107.66
3WA9111-0EB50 | Accessory Air Circuit Breaker 3WA | 107.66
3WA9111-0EC10 | Accessory Air Circuit Breaker 3WA | 247.62
3WA9111-0EC60 | Accessory Air Circuit Breaker 3WA | 21.17
3WA9111-0EE32 | Accessory Air Circuit Breaker 3WA | 1252.33
3WA9111-0EK21 | Accessory Air Circuit Breaker 3WA | 143.36
3WA9111-0EK23 | Accessory Air Circuit Breaker 3WA | 143.36
3WA9111-0EK42 | Accessory Air Circuit Breaker 3WA | 143.36
3WA9111-0EK51 | Accessory Air Circuit Breaker 3WA | 281.66
6ES7823-1EE08-0YA5 | TIA Portal Teamcenter Gateway V18 DL | 1700.44
6ES7823-1FA04-0YA5 | SIMATIC S7-PLCSIM Advanced V5.0 | 5612.2
6ES7823-1GE08-0YA5 | SIMATIC 50h Engineering V18 Combo DL | 905
6ES7823-1TE08-0AA5 | TIA Portal Test Suite Advanced V18 DL | 2767.03
6ES7833-1FA18-0YJ5 | STEP 7 Safety Adv.V18 Powerpack SW DL | 892.91
6ES7833-1FB18-0YA5 | STEP 7 Safety Basic V18 | 344.59
6ES7853-1AE05-0YA5 | SIMATIC Automation Tool Basic V5.0 | 543.83
6ES7853-1AE05-0YE5 | SIMATIC Autom. Tool Basic Upgr. V4 -> V5 | 157.3
3WA9111-1EG73 | Accessory Air Circuit Breaker 3WA | 674.33
3WA9111-1EG75 | Accessory Air Circuit Breaker 3WA | 674.33
3WA9111-1EX07 | Accessory Air Circuit Breaker 3WA | 674.33
3WA9111-1EX10 | Accessory Air Circuit Breaker 3WA | 674.33
3WA9111-1EX32 | Accessory Air Circuit Breaker 3WA | 674.33
3WA9111-1EX50 | Accessory Air Circuit Breaker 3WA | 674.33
3WA9111-1EX74 | Accessory Air Circuit Breaker 3WA | 674.33
3WA9111-1EX76 | Accessory Air Circuit Breaker 3WA | 674.33
7MH7204-1AA2 | SITRANS WW200 BELT | 1806.52
7MH7204-1HA2 | SITRANS WW200 BELT | 3724.94
7MH7723-1KF | WD600 UHMW slider middle | 253.72
7MH7723-1QP | Bearing replacement kit for headpulley | 598.4
7MH7723-1SC | Low capacity belt, white | 1450.49
7MH7723-1SE | High.temp. belt, white | 3068.54
7MH7723-1SQ | Spare Brush, 24" belt width | 1075.93
7MH7723-1SS | Spare Brush, 36" belt width | 1479.22
7MH7723-1TA | Belt scraper blade 12in | 268.08
7MH7723-1TC | Belt scraper blade 24in | 314.77
7ML5110-1DF07-4BF3 | SITRANS LU240 | 1168.67
6FX5002-2CF02-1EF0 | SIGNAL CABLE, PREASSEMBLED | 422.51
6FX5002-2CF02-1EJ0 | SIGNAL CABLE, PREASSEMBLED | 442.41
6FX5002-2CF02-1GG0 | SIGNAL CABLE, PREASSEMBLED | 563.28
6FX5002-2CF02-1GJ0 | SIGNAL CABLE, PREASSEMBLED | 576.49
6FX5002-2CF02-1JH0 | SIGNAL CABLE, PREASSEMBLED | 701.83
6FX5002-2CF02-2AA0 | SIGNAL CABLE, PREASSEMBLED | 787.16
6FX5002-2CF02-2AJ0 | SIGNAL CABLE, PREASSEMBLED | 840.11
6FX5002-2CF02-2JD0 | SIGNAL CABLE, PREASSEMBLED | 1336.57
6FX8002-5CF10-1BA0 | POWER CABLE, PREASSEMBLED | 255.35
6FX8002-5CF10-1BB0 | POWER CABLE, PREASSEMBLED | 268.19
6FX8002-5CF11-1AF0 | POWER CABLE, PREASSEMBLED | 287.65
6FX8002-5CG01-1BC0 | POWER CABLE PREASSEMBLED | 289.05
6FX8002-5CG01-1BD0 | POWER CABLE PREASSEMBLED | 302
6FX8002-5CG01-1BF0 | POWER CABLE PREASSEMBLED | 327.68
6FX8002-5CG01-1BG0 | POWER CABLE PREASSEMBLED | 340.63
6FX8002-5CG10-1AD0 | POWER CABLE PREASSEMBLED | 173.19
6FX8002-5CG10-1AF0 | POWER CABLE PREASSEMBLED | 198.94
6FX8002-5CG10-1AG0 | POWER CABLE PREASSEMBLED | 211.84
6FX8002-5CG10-1AH0 | POWER CABLE PREASSEMBLED | 224.71
6FX8002-5CG11-1CE0 | POWER CABLE, PREASSEMBLED | 489.96
6FX8002-5CG11-1CF0 | POWER CABLE, PREASSEMBLED | 504.76
6FX8002-5CG11-1CG0 | POWER CABLE, PREASSEMBLED | 519.3
6FX8002-5CG11-1DE0 | POWER CABLE, PREASSEMBLED | 635.71
6FX5002-2CF02-1CE0 | SIGNAL CABLE, PREASSEMBLED | 284.7
6FX5002-5CN41-1AF0 | POWER CABLE PREASSEMBLED | 383.01
6FX5002-5CN41-1AG0 | POWER CABLE PREASSEMBLED | 392.46
6FX5002-5CN41-1BA0 | POWER CABLE PREASSEMBLED | 430.4
6FX5002-5CN41-1CA0 | POWER CABLE PREASSEMBLED | 525.23
6FX5002-5CN56-1FA0 | POWER CABLE PREASSEMBLED | 741.91
6FX5002-5CN64-1CA0 | POWER CABLE PREASSEMBLED | 593.07
6FX5002-5CQ15-1AC3 | POWER CABLE EXTENSION | 268.61
6FX5002-5CQ28-1AG0 | POWER CABLE EXTENSION | 402.38
6FX5002-5CS21-1AK0 | POWER CABLE, PREASSEMBLED | 376.14
6FX5002-5CS21-1BA0 | POWER CABLE, PREASSEMBLED | 381.23
6FX5002-5CS21-1BC0 | POWER CABLE, PREASSEMBLED | 391.3
6FX5002-5CS21-1BF0 | POWER CABLE, PREASSEMBLED | 406.45
6FX5002-5CS21-1CH0 | POWER CABLE, PREASSEMBLED | 467.03
6FX5002-5CS23-1AF0 | POWER CABLE, PREASSEMBLED | 900.71
6FX5002-5CS23-1BA0 | POWER CABLE, PREASSEMBLED | 1029.05
6FX5002-5CS23-1BE0 | POWER CABLE, PREASSEMBLED | 1131.77
6FX5002-5CS31-1AF0 | POWER CABLE, PREASSEMBLED | 366.6
6FX5002-5CS31-1AH0 | POWER CABLE, PREASSEMBLED | 380.02
6FX5002-5CS31-1AJ0 | POWER CABLE, PREASSEMBLED | 386.69
6FX5002-5CS31-1AJ5 | POWER CABLE, PREASSEMBLED | 393.37
6FX5002-5DS01-1DK0 | POWER CABLE, PREASSEMBLED | 600.15
6FX5002-5DS01-1EA0 | POWER CABLE, PREASSEMBLED | 609.16
6FX5002-5DS01-1EB0 | POWER CABLE, PREASSEMBLED | 617.43
6FX5002-5DS01-1EC0 | POWER CABLE, PREASSEMBLED | 625.68
6FX5002-5DS41-1HA0 | POWER CABLE, PREASSEMBLED | 1302.88
6FX5002-5DS41-1HF0 | POWER CABLE, PREASSEMBLED | 1370.35
6FX5002-5DS41-1JA0 | POWER CABLE, PREASSEMBLED | 1436.99
6FX5002-5DS41-1JF0 | POWER CABLE, PREASSEMBLED | 1504.47
6FX5002-5DS41-1KA0 | POWER CABLE, PREASSEMBLED | 1571.11
6FX5002-5DS54-1BA0 | POWER CABLE, PREASSEMBLED | 394.52
6FX5002-5DS54-1BF0 | POWER CABLE, PREASSEMBLED | 477.77
6FX5002-5DS54-1BH5 | POWER CABLE, PREASSEMBLED | 527.48
6FX5002-5DS54-1BJ0 | POWER CABLE, PREASSEMBLED | 527.48
6FX5002-5DS61-1DF0 | POWER CABLE, PREASSEMBLED | 1151.12
6FX5002-5DS61-1EA0 | POWER CABLE, PREASSEMBLED | 1263.92
6FX5002-5DS61-1EF0 | POWER CABLE, PREASSEMBLED | 1375.4
6FX5002-5DS61-1FA0 | POWER CABLE, PREASSEMBLED | 1485.93
6FX5002-5CG21-1CA0 | POWER CABLE, PREASSEMBLED | 355.72
6FX5002-5CG21-1CF0 | POWER CABLE, PREASSEMBLED | 390.78
6FX5002-5CG21-1EA0 | POWER CABLE, PREASSEMBLED | 495.94
6FX5002-5CG21-1FA0 | POWER CABLE, PREASSEMBLED | 566
6FX5002-5CG31-1BD0 | POWER CABLE, PREASSEMBLED | 283
6FX5002-5CG31-1BE0 | POWER CABLE, PREASSEMBLED | 289.27
6FX5002-5CG31-1BF0 | POWER CABLE, PREASSEMBLED | 295.5
6FX5002-5CG31-1BJ0 | POWER CABLE, PREASSEMBLED | 314.44
6FX5002-5CS02-1EF0 | POWER CABLE, PREASSEMBLED | 424.2
6FX5002-5CS02-1FG0 | POWER CABLE, PREASSEMBLED | 479.72
6FX5002-5DS54-1AB0 | POWER CABLE, PREASSEMBLED | 244.88
6FX5002-5DS54-1CD0 | POWER CABLE, PREASSEMBLED | 611.16
6FX5002-5DS54-1CJ0 | POWER CABLE, PREASSEMBLED | 694.2
6FX5002-5DS61-1CA0 | POWER CABLE, PREASSEMBLED | 817.63
6FX5002-5DS61-1DA0 | POWER CABLE, PREASSEMBLED | 1039.63
6FX5002-5DS61-1FF0 | POWER CABLE, PREASSEMBLED | 1597.39
6FX5002-5DS61-1GF0 | POWER CABLE, PREASSEMBLED | 1821.69
6FX5002-5CG21-1AG0 | POWER CABLE, PREASSEMBLED | 257.7
6FX5002-5CG21-1BD0 | POWER CABLE, PREASSEMBLED | 306.75
6FX5002-5CG23-1BA0 | POWER CABLE PREASSEMBLED | 1010.56
6FX5002-5CG23-1DF0 | POWER CABLE PREASSEMBLED | 1620.82
6FX5002-5CG31-1AG0 | POWER CABLE, PREASSEMBLED | 239.1
6FX5002-5CG31-1BA0 | POWER CABLE, PREASSEMBLED | 264.09
6FX5002-5CG31-1CF0 | POWER CABLE, PREASSEMBLED | 358.61
6FX5002-5CG31-1EA0 | POWER CABLE, PREASSEMBLED | 453.24
6FX5002-5CG32-1CF0 | POWER CABLE PREASSEMBLED | 358.4
6FX5002-5CG41-1AF0 | POWER CABLE, PREASSEMBLED | 249.73
6FX5002-5CS02-1HA0 | POWER CABLE, PREASSEMBLED | 551.16
6FX5002-5CS02-1JA0 | POWER CABLE, PREASSEMBLED | 599.76
6FX5002-5CS11-1BA0 | POWER CABLE, PREASSEMBLED | 328.45
6FX5002-5CS11-1BE0 | POWER CABLE, PREASSEMBLED | 355.02
6FX5002-5CS11-1EF0 | POWER CABLE, PREASSEMBLED | 561.06
6FX5002-5CS11-1GA0 | POWER CABLE, PREASSEMBLED | 661.87
6FX5002-5CS12-1AE0 | POWER CABLE, PREASSEMBLED | 226.78
6FX5002-5CS12-1AH0 | POWER CABLE, PREASSEMBLED | 246.91
6FX5002-5CS12-1CA0 | POWER CABLE, PREASSEMBLED | 333.63
6FX7008-1BC61-1AJ0 | POWER CABLE,SOLD BY THE METER, | 491.83
6FX8002-1AA01-1AD0 | SIGNAL CABLE, PREASSEMBLED, | 167.35
6FX8002-1AA01-1AF5 | SIGNAL CABLE, PREASSEMBLED, | 189.62
6FX8002-1AA14-1AB0 | SIGNAL CABLE, PREASSEMBLED | 172.31
6FX8002-1AA14-1AD0 | SIGNAL CABLE, PREASSEMBLED | 185.23
6FX8002-1AA14-1BH0 | SIGNAL CABLE, PREASSEMBLED | 275.9
6FX8002-1AA51-1AB0 | SIGNAL CABLE, PREASSEMBLED | 178.66
6FX8002-2AD04-1AG0 | SIGNAL CABLE, PREASSEMBLED EXT. | 236.54
6FX8002-2AD04-1AH3 | SIGNAL CABLE, PREASSEMBLED EXT. | 258.92
6FX8002-2AD04-1BA5 | SIGNAL CABLE, PREASSEMBLED EXT. | 291.72
6FX8002-2AD04-1BC0 | SIGNAL CABLE, PREASSEMBLED EXT. | 302.68
6FX8002-2AD04-1BE0 | SIGNAL CABLE, PREASSEMBLED EXT. | 324.67
6FX8002-2AD04-1CA0 | SIGNAL CABLE, PREASSEMBLED EXT. | 390.57
6FX8002-2AD04-1CD0 | SIGNAL CABLE, PREASSEMBLED EXT. | 423.43
6FX8002-2AD04-1FA0 | SIGNAL CABLE, PREASSEMBLED EXT. | 718.91
6FX8002-2AH00-1AF0 | SIGNAL CABLE, PREASSEMBLED, | 133.88
6FX8002-2CA11-1BG0 | SIGNAL CABLE, PREASSEMBLED, | 243.9
6FX8002-2CA11-1BJ0 | SIGNAL CABLE, PREASSEMBLED, | 259.58
6FX8002-2CA11-1CA0 | SIGNAL CABLE, PREASSEMBLED, | 275.37
6FX5008-1BB41-1AK0 | POWER CABLE, SOLD BY THE METER | 142.89
6FX5008-1BB41-1BB0 | POWER CABLE, SOLD BY THE METER | 171.95
6FX5008-1BB41-1CJ0 | POWER CABLE, SOLD BY THE METER | 419.67
6FX5008-1BB41-1DF0 | POWER CABLE, SOLD BY THE METER | 521.66
6FX5012-5DN21-1DA0 | POWER CABLE PREASSEMBLED | 597.59
6FX5012-5DN36-1FA0 | POWER CABLE PREASSEMBLED | 674.4
6FX5012-5DS01-1AD0 | POWER CABLE, PREASSEMBLED | 303.23
6FX5012-5DS01-1DA0 | POWER CABLE, PREASSEMBLED | 525.97
6FX5012-5DS01-1EA0 | POWER CABLE, PREASSEMBLED | 609.16
6FX5022-5CN27-1AF0 | POWER CABLE PREASSEMBLED | 190.56
6FX5022-5DN06-1CG0 | POWER CABLE PREASSEMBLED | 351.38
6FX5022-5DN16-1GC0 | POWER CABLE PREASSEMBLED | 684.02
6FX5022-5DS56-1CA0 | POWER CABLE PREASSEMBLED | 506.44
6FX5042-2CF02-1AB0 | SIGNAL CABLE, PREASSEMBLED | 132.43
6FX5042-2CQ31-1AC0 | SIGNAL CABLE, PREASSEMBLED, | 134.65
6FX7002-5EA02-1BD0 | POWER CABLE, PREASSEMBLED | 446.74
6FX5002-5CS31-1AA0 | POWER CABLE, PREASSEMBLED | 333.29
6FX5002-5DS01-1CD0 | POWER CABLE, PREASSEMBLED | 468.36
6FX5002-5DS01-1CF0 | POWER CABLE, PREASSEMBLED | 484.79
6FX5002-5DS01-1CG0 | POWER CABLE, PREASSEMBLED | 493.11
6FX5002-5DS01-1CJ0 | POWER CABLE, PREASSEMBLED | 509.77
6FX5002-5DS01-1DA0 | POWER CABLE, PREASSEMBLED | 525.97
6FX5002-5DS01-1FA0 | POWER CABLE, PREASSEMBLED | 692.42
6FX5002-5DS01-1FB0 | POWER CABLE, PREASSEMBLED | 700.67
6FX5002-5DS01-1FF0 | POWER CABLE, PREASSEMBLED | 733.58
6FX5002-5DS01-1GA0 | POWER CABLE, PREASSEMBLED | 773.34
6FX5002-5DS51-1BF0 | POWER CABLE, PREASSEMBLED | 608.98
6FX5002-5DS51-1BK0 | POWER CABLE, PREASSEMBLED | 675.35
6FX5002-5DS51-1CA0 | POWER CABLE, PREASSEMBLED | 692.43
6FX5002-5DS51-1CF0 | POWER CABLE, PREASSEMBLED | 775.69
6FX5002-5DS54-1DA0 | POWER CABLE, PREASSEMBLED | 727.76
6FX5002-5DS56-1EA0 | POWER CABLE PREASSEMBLED | 799.56
6FX5002-5DS61-1AA0 | POWER CABLE, PREASSEMBLED | 371.35
6FX5002-5DS61-1AF0 | POWER CABLE, PREASSEMBLED | 482.82
6FX5002-5DS61-1BA0 | POWER CABLE, PREASSEMBLED | 594.48
6FX5002-5DS61-1HF0 | POWER CABLE, PREASSEMBLED | 2043.67
6FX5002-5DS61-1JA0 | POWER CABLE, PREASSEMBLED | 2156.5
6FX5002-5DS61-1JF0 | POWER CABLE, PREASSEMBLED | 2267.97
6FX5002-5CG21-1AD3 | POWER CABLE, PREASSEMBLED | 243.7
6FX5002-5CG23-1EA0 | POWER CABLE PREASSEMBLED | 1743.59
6FX5002-5CG23-1HA0 | POWER CABLE PREASSEMBLED | 2478.95
6FX5002-5CG25-1BA0 | POWER CABLE, PREASSEMBLED(1FT/1FK) | 578.6
6FX5002-5CG31-1AF0 | POWER CABLE, PREASSEMBLED | 232.6
6FX5002-5CG32-1AD0 | POWER CABLE PREASSEMBLED | 220.07
6FX5002-5CG32-1AG0 | POWER CABLE PREASSEMBLED | 238.89
6FX5002-5CG32-1BA0 | POWER CABLE PREASSEMBLED | 264.09
6FX5002-5CG32-1BF0 | POWER CABLE PREASSEMBLED | 295.5
6FX5002-5CS11-1AE0 | POWER CABLE, PREASSEMBLED | 288.42
6FX5002-5CS11-1AF0 | POWER CABLE, PREASSEMBLED | 295.14
6FX5002-5CS11-1AF5 | POWER CABLE, PREASSEMBLED | 301.79
6FX5002-5CS11-1AH0 | POWER CABLE, PREASSEMBLED | 308.54
6FX5002-5CS11-1GF0 | POWER CABLE, PREASSEMBLED | 695.17
6FX5002-5CS11-1HF0 | POWER CABLE, PREASSEMBLED | 762.24
6FX5002-5CS11-1JA0 | POWER CABLE, PREASSEMBLED | 795.99
6FX5002-5CS12-1AC0 | POWER CABLE, PREASSEMBLED | 213.52
6FX7008-1BC61-1BB0 | POWER CABLE,SOLD BY THE METER, | 668.69
6FX7008-1BC61-1BF0 | POWER CABLE,SOLD BY THE METER, | 903.43
6FX7008-1BC61-1FA0 | POWER CABLE,SOLD BY THE METER, | 2956.84
6FX8002-1AA01-1AB0 | SIGNAL CABLE, PREASSEMBLED, | 152.6
6FX8002-1AA14-1AG0 | SIGNAL CABLE, PREASSEMBLED | 204.67
6FX8002-1AA14-1AJ0 | SIGNAL CABLE, PREASSEMBLED | 217.64
6FX8002-1AA14-1AK0 | SIGNAL CABLE, PREASSEMBLED | 224.14
6FX8002-1AA14-1BA0 | SIGNAL CABLE, PREASSEMBLED | 230.59
6FX8002-1AA14-1BD0 | SIGNAL CABLE, PREASSEMBLED | 249.99
6FX8002-2AD04-1AJ0 | SIGNAL CABLE, PREASSEMBLED EXT. | 258.76
6FX8002-2AD04-1AJ3 | SIGNAL CABLE, PREASSEMBLED EXT. | 269.76
6FX8002-2AD04-1AK0 | SIGNAL CABLE, PREASSEMBLED EXT. | 269.65
6FX8002-2AD04-1AK5 | SIGNAL CABLE, PREASSEMBLED EXT. | 280.67
6FX8002-2AD04-1CF0 | SIGNAL CABLE, PREASSEMBLED EXT. | 445.36
6FX8002-2AD04-1CG0 | SIGNAL CABLE, PREASSEMBLED EXT. | 456.25
6FX8002-2AD04-1CJ0 | SIGNAL CABLE, PREASSEMBLED EXT. | 478.46
6FX8002-2AD04-1CK0 | SIGNAL CABLE, PREASSEMBLED EXT. | 489.33
6FX8002-2CA11-1CB0 | SIGNAL CABLE, PREASSEMBLED, | 283.28
6FX8002-2CA11-1CC0 | SIGNAL CABLE, PREASSEMBLED, | 291.15
6FX5008-1BB41-1AF0 | POWER CABLE, SOLD BY THE METER | 84.62
6FX5008-1BB41-1AG0 | POWER CABLE, SOLD BY THE METER | 99.17
6FX5008-1BB41-1DH0 | POWER CABLE, SOLD BY THE METER | 550.79
6FX5002-5CS02-1GA0 | POWER CABLE, PREASSEMBLED | 500.27
6FX5002-5CS02-1GF0 | POWER CABLE, PREASSEMBLED | 525.49
6FX5002-5CS11-1BJ0 | POWER CABLE, PREASSEMBLED | 381.85
6FX5002-5CS11-1CA0 | POWER CABLE, PREASSEMBLED | 395.27
6FX5002-5CS11-1DA0 | POWER CABLE, PREASSEMBLED | 461.86
6FX5002-5CS11-1DF0 | POWER CABLE, PREASSEMBLED | 495.18
6FX5002-5CS12-1AK0 | POWER CABLE, PREASSEMBLED | 260.28
6FX5002-5CS12-1BA0 | POWER CABLE, PREASSEMBLED | 266.8
6FX5002-5CS12-1BA5 | POWER CABLE, PREASSEMBLED | 273.47
6FX5002-5CS12-1BB0 | POWER CABLE, PREASSEMBLED | 273.47
6FX5002-5CS12-1BF0 | POWER CABLE, PREASSEMBLED | 300.12
6FX8002-1AA01-1AG5 | SIGNAL CABLE, PREASSEMBLED, | 196.78
6FX8002-1AA01-1BA0 | SIGNAL CABLE, PREASSEMBLED, | 219.03
6FX8002-1AA01-1BF0 | SIGNAL CABLE, PREASSEMBLED, | 256.02
6FX8002-1AA01-1CD0 | SIGNAL CABLE, PREASSEMBLED, | 314.9
6FX8002-2AD04-1AC0 | SIGNAL CABLE, PREASSEMBLED EXT. | 192.84
6FX8002-2AD04-1AD0 | SIGNAL CABLE, PREASSEMBLED EXT. | 203.75
6FX8002-2AD04-1AE0 | SIGNAL CABLE, PREASSEMBLED EXT. | 214.84
6FX8002-2AD04-1AE1 | SIGNAL CABLE, PREASSEMBLED EXT. | 225.82
6FX8002-2AD04-1BF0 | SIGNAL CABLE, PREASSEMBLED EXT. | 335.51
6FX8002-2AD04-1BG0 | SIGNAL CABLE, PREASSEMBLED EXT. | 346.4
6FX8002-2AD04-1BJ0 | SIGNAL CABLE, PREASSEMBLED EXT. | 368.59
6FX8002-2AD04-1BK0 | SIGNAL CABLE, PREASSEMBLED EXT. | 379.48
6FX8002-2AH00-1AH0 | SIGNAL CABLE, PREASSEMBLED, | 150.27
6FX8002-2AH00-1BC0 | SIGNAL CABLE, PREASSEMBLED, | 190.9
6FX8002-2AH00-1BF0 | SIGNAL CABLE, PREASSEMBLED, | 215.27
6FX8002-2AH00-1BH0 | SIGNAL CABLE, PREASSEMBLED, | 231.68
6FX5008-1BB41-1BK0 | POWER CABLE, SOLD BY THE METER | 288.54
6FX5008-1BB41-1CA0 | POWER CABLE, SOLD BY THE METER | 303.16
6FX5008-1BB41-1CC0 | POWER CABLE, SOLD BY THE METER | 332.25
6FX5008-1BB41-1CF0 | POWER CABLE, SOLD BY THE METER | 376
6FX5012-5DS01-1BA0 | POWER CABLE, PREASSEMBLED | 361.04
6FX5012-5DS01-1BF0 | POWER CABLE, PREASSEMBLED | 402.2
6FX5012-5DS01-1CA0 | POWER CABLE, PREASSEMBLED | 443.66
6FX5012-5DS01-1CF0 | POWER CABLE, PREASSEMBLED | 484.79
6FX5022-5DN06-1DD0 | POWER CABLE PREASSEMBLED | 396.89
6FX5022-5DN06-1FF0 | POWER CABLE PREASSEMBLED | 539.96
6FX5022-5DN06-1GF0 | POWER CABLE PREASSEMBLED | 605
6FX5022-5DN16-1CD0 | POWER CABLE PREASSEMBLED | 368.41
6FX5022-5DN16-1DC0 | POWER CABLE PREASSEMBLED | 441.26
6FX7002-5EA02-1AB0 | POWER CABLE, PREASSEMBLED | 173.72
6FX7002-5EA02-1AH5 | POWER CABLE, PREASSEMBLED | 332.82
6FX7002-5EA02-1AJ0 | POWER CABLE, PREASSEMBLED | 332.95
6FX7002-5EA02-1BA0 | POWER CABLE, PREASSEMBLED | 378.51
6FX8002-2CE31-1CA0 | SIGNAL CABLE, PREASSEMBLED | 457.45
6FX8002-2CF02-1AB0 | SIGNAL CABLE, PREASSEMBLED, | 156.25
6FX8002-2CF02-1AC0 | SIGNAL CABLE, PREASSEMBLED, | 167.19
6FX8002-2CF02-1AC1 | SIGNAL CABLE, PREASSEMBLED, | 178.19
6FX8002-2CF02-1BG0 | SIGNAL CABLE, PREASSEMBLED, | 320.73
6FX8002-2CF02-1BH0 | SIGNAL CABLE, PREASSEMBLED, | 332.09
6FX8002-2CF02-1BJ0 | SIGNAL CABLE, PREASSEMBLED, | 342.95
6FX8002-2CF02-1BK0 | SIGNAL CABLE, PREASSEMBLED, | 353.84
6FX8002-2CF02-1EB0 | SIGNAL CABLE, PREASSEMBLED, | 595.63
6FX8002-2CF02-1EF0 | SIGNAL CABLE, PREASSEMBLED, | 639.4
6FX8002-2CF02-1EJ0 | SIGNAL CABLE, PREASSEMBLED, | 672.5
6FX8002-2CF02-1FA0 | SIGNAL CABLE, PREASSEMBLED, | 693.28
6FX8002-2CF04-1AF0 | SIGNAL CABLE, PREASSEMBLED EXT. | 222.21
6FX8002-2CF04-1AG0 | SIGNAL CABLE, PREASSEMBLED EXT. | 233.1
6FX8002-2CF04-1AH0 | SIGNAL CABLE, PREASSEMBLED EXT. | 244.43
6FX8002-2CF04-1AJ0 | SIGNAL CABLE, PREASSEMBLED EXT. | 255.3
6FX5002-2CF04-1AB0 | SIGNAL CABLE, PREASSEMBLED,EXT. | 151.63
6FX5002-2CF20-1BA0 | SIGNAL CABLE PREASSAMBLED | 250.6
6FX5002-2CF20-1CA0 | SIGNAL CABLE PREASSAMBLED | 335.51
6FX5002-2CG00-1AD0 | SIGNAL CABLE, PREASSEMBLED, | 116.54
6FX5002-2CG00-1AF0 | SIGNAL CABLE, PREASSEMBLED, | 128.42
6FX5002-2CG00-1AJ0 | SIGNAL CABLE, PREASSEMBLED, | 145.75
6FX5002-2CG00-1DF0 | SIGNAL CABLE, PREASSEMBLED, | 303.67
6FX5002-2CG00-1HA0 | SIGNAL CABLE, PREASSEMBLED, | 508.31
1PH8137-1DF00-0BF1 | COMPACT ASYNCHRONOUS MOTOR 1PH813 | 7258.64
1PH8137-1DF00-0DC1 | COMPACT ASYNCHRONOUS MOTOR 1PH813 | 7568.66
1PH8138-1DF20-0CA1 | COMPACT ASYNCHRONOUS MOTOR 1PH813 | 9277.76
1PH8138-1DF20-0FD1 | COMPACT ASYNCHRONOUS MOTOR 1PH813 | 9429.49
1PH8138-1DF20-1BA1 | COMPACT ASYNCHRONOUS MOTOR 1PH813 | 9049.77
1PH8138-1DF20-1LA1 | COMPACT ASYNCHRONOUS MOTOR 1PH813 | 9688.91
1PH8138-1DF22-0CA1 | COMPACT ASYNCHRONOUS MOTOR 1PH813 | 9556.47
1PH8138-1DF22-0MB1 | COMPACT ASYNCHRONOUS MOTOR 1PH813 | 10754.33
1PH8138-1DF22-1BC1 | COMPACT ASYNCHRONOUS MOTOR 1PH813 | 9328.49
1PH8138-1DF23-0LB1 | COMPACT ASYNCHRONOUS MOTOR 1PH813 | 10322.38
1PH8138-1DF23-1BA1 | COMPACT ASYNCHRONOUS MOTOR 1PH813 | 9683.27
1PH8138-1DF23-2BA1-ZX02 | COMPACT ASYNCHRONOUS MOTOR 1PH813 | 9860.62
1PH8163-1DD00-1CA1 | COMPACT ASYNCHRONOUS MOTOR 1PH816 | 8813.21
1PH8163-1DD00-2BA1-ZX01 | COMPACT ASYNCHRONOUS MOTOR 1PH816 | 8813.29
1PH8163-1DD00-2BB1 | COMPACT ASYNCHRONOUS MOTOR 1PH816 | 8585.23
1PH8163-1DD00-2FB1 | COMPACT ASYNCHRONOUS MOTOR 1PH816 | 8795.22
1PH8163-1DD00-2FC1-ZK10 | COMPACT ASYNCHRONOUS MOTOR 1PH816 | 9175.34
1PH8163-1DD02-0CA1 | COMPACT ASYNCHRONOUS MOTOR 1PH816 | 9345.33
1PH8163-1DD02-0DC1 | COMPACT ASYNCHRONOUS MOTOR 1PH816 | 9452.75
1PH8163-1DD02-1QA1 | COMPACT ASYNCHRONOUS MOTOR 1PH816 | 9959.26
1PH8163-1DD02-2BA1-ZX31 | COMPACT ASYNCHRONOUS MOTOR 1PH816 | 9928.19
6AV6362-4AA08-0AE1 | WinCC/IDB, Upgr V7.5 -> V8.0 | 542.39
6AV6362-4AA08-0AK0 | WinCC/IDB, Upgr V7.3/7.4 -> V8.0 DL | 681.57
6AV6362-6AA08-0BB0 | WinCC/Cloud REST | 1081.9
6AV6371-1CA08-0AX0 | WinCC/Server V8.0 | 5759.62
6AV6371-1DQ10-0AX0 | WinCC/Archive V8.0, 1500 Arch. Tags | 4297.46
6AV6371-1DQ10-0CX0 | WinCC/Archive V8.0, 10000 Arch. Tags | 22418.56
6AV6381-2AA08-0AK3 | WinCC UPGR RT V7.3/7.4 -> RT V8.0 DL | 1482.24
6AV6381-2AA08-0AX3 | WinCC Upgr RT V7.3/7.4 -> RT V8.0 | 1667.33
6AV6381-2AB08-0AX4 | WinCC Upgr RC V7.5 -> RC V8.0 | 1941.39
6AV6381-2BC08-0AV0 | WinCC RT 128, V8.0 Asia | 4149.67
6AV6381-2BE08-0AX0 | WinCC RT 2048, V8.0 | 7840.19
6AV6381-2BF08-0AV0 | WinCC RT 65536, V8.0 Asia | 11575.18
6AV6381-2BJ08-0AX0 | WinCC RT 102400, V8.0 | 16281.59
6AV6381-2BK08-0AV0 | WinCC RT 153600, V8.0 Asia | 21191.74
6DL5210-1KX57-2YE0 | BRAUMAT,SISTAR MES API Srv Upgr 7.x>7.5 | 402.95
6DL5274-0AB20 | SIMIT Solution Device Library | 3723.87
6DL5274-3AB43 | SIMIT Solution Water Library AddOn | 7904.4
6DL5411-0EA03-0AK0 | SIMATIC PFL Lib V3.0 UG (1HMI/1AS RT) DL | 110.04
6DL5424-0BC00-0AH0 | SIMATIC eaSie PCS 7 Skill DL | 144.34
6DL8913-0AL10-0BB5 | SIMIT SP V11.1 ENGINEERING S (1 YEAR) | 3415.23
6DL8913-0AL10-1AB5 | SIMIT SP V11.1 Engineering S + Dongle | 4991.48
3WA9111-0AP43 | Accessory Air Circuit Breaker 3WA | 263.49
3WA9111-0AQ01 | Accessory Air Circuit Breaker 3WA | 1399.66
3WA9111-0AQ13 | Accessory Air Circuit Breaker 3WA | 4799.69
3WA9111-0AQ17 | Accessory Air Circuit Breaker 3WA | 3094.03
3WA9111-0AQ52 | Accessory Air Circuit Breaker 3WA | 2040.02
3WA9111-0AQ54 | Accessory Air Circuit Breaker 3WA | 3145
3WA9111-0AQ58 | Accessory Air Circuit Breaker 3WA | 4114.03
6FX5008-1BB41-1EA0 | POWER CABLE, SOLD BY THE METER | 594.51
6FX5008-1BB41-1EB0 | POWER CABLE, SOLD BY THE METER | 609.05
6FX5012-5DN06-1FA0 | POWER CABLE PREASSEMBLED | 538.42
6FX5012-5DS11-1AF6 | POWER CABLE, PREASSEMBLED | 339.9
6FX5012-5DS31-1AF6 | POWER CABLE, PREASSEMBLED | 413.73
6FX5012-5DS51-1EA0 | POWER CABLE, PREASSEMBLED | 1025.45
6FX5012-5DX28-1AD0 | POWER CABLE PREASSEMBLED, EXT. | 1766.65
6FX5042-2AH00-1AJ0 | SIGNAL CABLE, PREFABRICATED | 129.22
6FX5042-2AH00-1BA0 | SIGNAL CABLE, PREFABRICATED | 141.53
6FX5042-2CD01-1AB0 | SIGNAL CABLE, PREASSEMBLED, | 122.15
6FX5042-2CD01-1BA0 | SIGNAL CABLE, PREASSEMBLED, | 174.61
6FX7002-5EA05-1AB0 | POWER CABLE, PREASSEMBLED | 240.14
6FX7002-5EA05-1AG0 | POWER CABLE, PREASSEMBLED | 353.78
6FX7002-5EA05-1AJ0 | POWER CABLE, PREASSEMBLED | 399.38
6FX7002-5EA05-1AK0 | POWER CABLE, PREASSEMBLED | 422.02
6FX7002-5EA05-1BB0 | POWER CABLE, PREASSEMBLED | 467.66
6FX8002-2CF02-1AG0 | SIGNAL CABLE, PREASSEMBLED, | 210.9
6FX8002-2CF02-1AH0 | SIGNAL CABLE, PREASSEMBLED, | 222.26
6FX8002-2CF02-1AJ0 | SIGNAL CABLE, PREASSEMBLED, | 233.1
6FX8002-2CF02-1AK0 | SIGNAL CABLE, PREASSEMBLED, | 244.01
6FX8002-2CF02-1CG0 | SIGNAL CABLE, PREASSEMBLED, | 430.6
6FX8002-2CF02-1CK0 | SIGNAL CABLE, PREASSEMBLED, | 463.69
6FX8002-2CF02-1DA0 | SIGNAL CABLE, PREASSEMBLED, | 473.59
6FX8002-2CF02-1DB0 | SIGNAL CABLE, PREASSEMBLED, | 484.61
6FX8002-2CF02-1GB0 | SIGNAL CABLE, PREASSEMBLED, | 812.96
6FX8002-2CF02-1CH0 | SIGNAL CABLE, PREASSEMBLED, | 441.94
6FX8002-2CF02-1JF0 | SIGNAL CABLE, PREASSEMBLED, | 1078.72
6FX8002-2CF02-1KA0 | SIGNAL CABLE, PREASSEMBLED, | 1132.64
6FX8002-2CF04-1BG0 | SIGNAL CABLE, PREASSEMBLED EXT. | 342.93
6FX8002-2CF04-1BH0 | SIGNAL CABLE, PREASSEMBLED EXT. | 354.26
6FX8002-2CF04-1CE0 | SIGNAL CABLE, PREASSEMBLED EXT. | 431.05
6FX8002-2CF04-1CF0 | SIGNAL CABLE, PREASSEMBLED EXT. | 441.89
6FX8002-2CH00-1BH0 | SIGNAL CABLE, PREASSEMBLED, | 336.45
6FX8002-2CH00-1BJ0 | SIGNAL CABLE, PREASSEMBLED, | 347.31
6FX8002-2CH00-1BK0 | SIGNAL CABLE, PREASSEMBLED, | 358.22
6FX8002-2CH00-1CA0 | SIGNAL CABLE, PREASSEMBLED, | 369.29
6FX8002-2CH00-1DF0 | SIGNAL CABLE, PREASSEMBLED, | 532.75
6FX8002-2CH00-1DG0 | SIGNAL CABLE, PREASSEMBLED, | 543.62
6FX8002-2CH00-1DJ0 | SIGNAL CABLE, PREASSEMBLED, | 565.83
6FX8002-2CH00-1EA0 | SIGNAL CABLE, PREASSEMBLED, | 588.97
6FX8002-2MK00-1BA0 | SIGNAL CABLE, PREASSEMBLED | 273.07
6FX8002-2MK00-1BC0 | SIGNAL CABLE, PREASSEMBLED | 296.16
6FX8002-2SL01-1AB2 | SIGNAL CABLE, PREASSEMBLED | 266.68
6FX8002-2SL10-1BE0 | SIGNAL CABLE EXTENSION | 458.26
6FX8002-2YP00-1BA0 | SIGNAL CABLE, PREASSEMBLED, | 155.1
6FX8002-4AA21-1AJ0 | SIGNAL CABLE, PREASSEMBLED, | 132.49
6FX8002-4AA21-1AK0 | SIGNAL CABLE, PREASSEMBLED, | 138.71
6FX8002-4AA21-1BA0 | SIGNAL CABLE, PREASSEMBLED, | 145.2
6FX8002-4AA21-1BC0 | SIGNAL CABLE, PREASSEMBLED, | 157.77
6FX8002-5CG31-1BB0 | POWER CABLE, PREASSEMBLED | 375.9
6FX8002-5CG31-1BE0 | POWER CABLE, PREASSEMBLED | 419.92
6FX8002-5CG31-1CC0 | POWER CABLE, PREASSEMBLED | 539.46
6FX8002-5CG31-1CF0 | POWER CABLE, PREASSEMBLED | 583.59
6FX8002-2EQ31-1BG0 | SIGNAL CABLE, PREASSEMBLED, | 325.17
6FX8002-2EQ31-1CA0 | SIGNAL CABLE, PREASSEMBLED, | 369.08
6FX8002-2EQ31-1DA0 | SIGNAL CABLE, PREASSEMBLED, | 478.91
6FX8002-2EQ34-1AJ0 | SIGNAL CABLE PREASSEMBLED EXT | 262.24
6FX8002-5CA48-1BF0 | POWER CABLE, PREASSEMBLED EXT. | 685.16
6FX8002-5CA48-1BG0 | POWER CABLE, PREASSEMBLED EXT. | 704.1
6FX8002-5CA48-1CF0 | POWER CABLE, PREASSEMBLED EXT. | 876.66
6FX7002-5EA02-1BF0 | POWER CABLE, PREASSEMBLED | 492.05
6FX7002-5EA05-1BE0 | POWER CABLE, PREASSEMBLED | 535.76
6FX8002-2CE31-1BK0 | SIGNAL CABLE, PREASSEMBLED | 444.71
6FX8002-2CF02-1AD0 | SIGNAL CABLE, PREASSEMBLED, | 178.11
6FX8002-2CF02-1AF0 | SIGNAL CABLE, PREASSEMBLED, | 200.02
6FX8002-2CF02-1BC0 | SIGNAL CABLE, PREASSEMBLED, | 277.02
6FX8002-2CF02-1BE0 | SIGNAL CABLE, PREASSEMBLED, | 299.03
6FX8002-2CF02-1CB0 | SIGNAL CABLE, PREASSEMBLED, | 375.93
6FX8002-2CF02-1CF0 | SIGNAL CABLE, PREASSEMBLED, | 419.71
6FX8002-2CF02-1DC0 | SIGNAL CABLE, PREASSEMBLED, | 495.54
6FX8002-2CF02-1DK0 | SIGNAL CABLE, PREASSEMBLED, | 572.37
6FX8002-2CF02-1FD0 | SIGNAL CABLE, PREASSEMBLED, | 726.16
6FX8002-2CF02-1FF0 | SIGNAL CABLE, PREASSEMBLED, | 748.05
6FX8002-2CF04-1AB0 | SIGNAL CABLE, PREASSEMBLED EXT. | 178.44
6FX8002-2CF04-1AD0 | SIGNAL CABLE, PREASSEMBLED EXT. | 200.3
6FX8002-2CF04-1AK0 | SIGNAL CABLE, PREASSEMBLED EXT. | 266.2
6FX8002-2CF04-1BC0 | SIGNAL CABLE, PREASSEMBLED EXT. | 299.21
6FX8002-2CF20-1AD0 | SIGNAL CABLE PREASSAMBLED | 196.64
6FX8002-2CF20-1BC0 | SIGNAL CABLE PREASSAMBLED | 289.27
6FX8002-2CH00-1BE5 | SIGNAL CABLE, PREASSEMBLED, | 314.38
6FX8002-2CH00-1BG0 | SIGNAL CABLE, PREASSEMBLED, | 325.11
6FX8002-2CH00-1CB0 | SIGNAL CABLE, PREASSEMBLED, | 380.29
6FX8002-2CH00-1CD0 | SIGNAL CABLE, PREASSEMBLED, | 402.15
6FX8002-2CH00-1DB0 | SIGNAL CABLE, PREASSEMBLED, | 488.96
6FX8002-2CH00-1DD0 | SIGNAL CABLE, PREASSEMBLED, | 510.82
6FX8002-2CH00-1EE0 | SIGNAL CABLE, PREASSEMBLED, | 632.91
6FX8002-2CH00-1EG0 | SIGNAL CABLE, PREASSEMBLED, | 654.64
6FX8002-2CH00-1HG0 | SIGNAL CABLE, PREASSEMBLED, | 985.31
6FX8002-2CH00-2BF0 | SIGNAL CABLE, PREASSEMBLED, | 1412.6
6FX8002-2YP00-1BF0 | SIGNAL CABLE, PREASSEMBLED, | 187.8
6FX8002-4AA21-1AB0 | SIGNAL CABLE, PREASSEMBLED, | 88.6
6FX8002-4AA21-1AF0 | SIGNAL CABLE, PREASSEMBLED, | 113.71
6FX8002-4AA21-1AH0 | SIGNAL CABLE, PREASSEMBLED, | 126.46
6FX8002-4AA21-1BD0 | SIGNAL CABLE, PREASSEMBLED, | 164.08
6FX8002-4AA21-1BF0 | SIGNAL CABLE, PREASSEMBLED, | 176.64
6FX8002-5CG31-1AF0 | POWER CABLE, PREASSEMBLED | 287.65
6FX8002-5CG31-1AH0 | POWER CABLE, PREASSEMBLED | 317.05
6FX8002-2EQ20-1BG0 | SIGNAL CABLE PREASSAMBLED | 338.59
6FX8002-2EQ20-1CF0 | SIGNAL CABLE PREASSAMBLED | 431.78
6FX8002-2EQ31-1AH0 | SIGNAL CABLE, PREASSEMBLED, | 226.29
6FX8002-2EQ31-1BA0 | SIGNAL CABLE, PREASSEMBLED, | 259.23
6FX8002-2EQ31-1BF0 | SIGNAL CABLE, PREASSEMBLED, | 314.09
6FX8002-5CA48-1AC0 | POWER CABLE, PREASSEMBLED EXT. | 438.21
6FX8002-5CA48-1AD5 | POWER CABLE, PREASSEMBLED EXT. | 475.94
6FX8002-5CA48-1AK0 | POWER CABLE, PREASSEMBLED EXT. | 571.17
6FX8002-5CA48-1BC0 | POWER CABLE, PREASSEMBLED EXT. | 628.27
6FX8002-5CA58-1AC0 | POWER CABLE, PREASSEMBLED EXT. | 458.8
6FX8002-5CA58-1AE5 | POWER CABLE, PREASSEMBLED EXT. | 529.6
6FX8002-5CA58-1AF0 | POWER CABLE, PREASSEMBLED EXT. | 529.51
6FX8002-5CA58-1AJ5 | POWER CABLE, PREASSEMBLED EXT. | 623.94
6FX8002-5CA58-1BB8 | POWER CABLE, PREASSEMBLED EXT. | 694.75
6FX8002-5CA58-1BJ0 | POWER CABLE, PREASSEMBLED EXT. | 836.2
6FX8002-5CA58-1DA5 | POWER CABLE, PREASSEMBLED EXT. | 1142.87
6FX8002-5CA68-1AE5 | POWER CABLE, PREASSEMBLED EXT. | 610.28
6FX8002-5CA68-1AF8 | POWER CABLE, PREASSEMBLED EXT. | 644.06
6FX8002-5CA68-1AJ5 | POWER CABLE, PREASSEMBLED EXT. | 743.7
6FX8002-2EQ18-1BA5 | SIGNAL CABLE, PREASSEMBLED | 340.6
6FX8002-2EQ20-1BA0 | SIGNAL CABLE PREASSAMBLED | 276.41
6FX8002-5CS11-1CK0 | POWER CABLE, PREASSEMBLED | 731.48
6FX8002-5CS13-1AJ0 | POWER CABLE, PREASSEMBLED | 1203.25
6FX8002-2CF24-1BC0 | SIGNAL CABLE PREASSAMBLED | 348.72
6FX8002-2CG00-1AA5 | SIGNAL CABLE, PREASSEMBLED, | 119.57
6FX8002-2CG00-1AB0 | SIGNAL CABLE, PREASSEMBLED, | 119.57
6FX8002-2CG00-1AB2 | SIGNAL CABLE, PREASSEMBLED, | 127.5
6FX8002-2CH00-1CF0 | SIGNAL CABLE, PREASSEMBLED, | 424.07
6FX8002-2CH00-1CG0 | SIGNAL CABLE, PREASSEMBLED, | 434.96
6FX8002-2CH00-1CJ0 | SIGNAL CABLE, PREASSEMBLED, | 457.16
6FX8002-2CH00-1CK0 | SIGNAL CABLE, PREASSEMBLED, | 468.07
6FX8002-2CH00-1DA0 | SIGNAL CABLE, PREASSEMBLED, | 477.97
6FX8002-2CH00-1EJ0 | SIGNAL CABLE, PREASSEMBLED, | 676.84
6FX8002-2CH00-1EK0 | SIGNAL CABLE, PREASSEMBLED, | 687.75
6FX8002-2CH00-1FA0 | SIGNAL CABLE, PREASSEMBLED, | 697.65
6FX8002-2CH00-1FK0 | SIGNAL CABLE, PREASSEMBLED, | 796.42
6FX8002-4AA21-1AC0 | SIGNAL CABLE, PREASSEMBLED, | 94.87
6FX8002-4AA21-1AC5 | SIGNAL CABLE, PREASSEMBLED, | 101.18
6FX8002-4AA21-1AD0 | SIGNAL CABLE, PREASSEMBLED, | 101.18
6FX8002-4AA21-1AD5 | SIGNAL CABLE, PREASSEMBLED, | 107.48
6FX8002-4AA21-1BJ0 | SIGNAL CABLE, PREASSEMBLED, | 195.4
6FX8002-4AA21-1BK0 | SIGNAL CABLE, PREASSEMBLED, | 201.63
6FX8002-4AA21-1CA0 | SIGNAL CABLE, PREASSEMBLED, | 208.09
6FX8002-4AA21-1CB0 | SIGNAL CABLE, PREASSEMBLED, | 214.42
6FX8002-5CG31-1AC0 | POWER CABLE, PREASSEMBLED | 243.51
6FX8002-2EQ20-1CG0 | SIGNAL CABLE PREASSAMBLED | 442.17
6FX8002-2EQ20-1DG5 | SIGNAL CABLE PREASSAMBLED | 556.15
6FX8002-2EQ24-1AG0 | SIGNAL CABLE PREASSAMBLED | 306.66
6FX8002-2EQ31-1AF0 | SIGNAL CABLE, PREASSEMBLED, | 204.25
6FX8002-5CA48-1AF0 | POWER CABLE, PREASSEMBLED EXT. | 495.1
6FX8002-5CA48-1AG0 | POWER CABLE, PREASSEMBLED EXT. | 514.05
6FX8002-5CA48-1AH0 | POWER CABLE, PREASSEMBLED EXT. | 532.99
6FX8002-5CA48-1AH5 | POWER CABLE, PREASSEMBLED EXT. | 552.03
6FX8002-5CA58-1AG0 | POWER CABLE, PREASSEMBLED EXT. | 553.15
6FX8002-5CA58-1AH3 | POWER CABLE, PREASSEMBLED EXT. | 600.38
6FX8002-5CA58-1AJ0 | POWER CABLE, PREASSEMBLED EXT. | 600.31
6FX8002-5CA58-1AJ3 | POWER CABLE, PREASSEMBLED EXT. | 623.94
6FX8002-5CA58-1EA0 | POWER CABLE, PREASSEMBLED EXT. | 1355.08
6FX8002-5CA58-1FA0 | POWER CABLE, PREASSEMBLED EXT. | 1590.95
6FX8002-5CA68-1AA5 | POWER CABLE, PREASSEMBLED EXT. | 475.47
6FX8002-5CA68-1AB0 | POWER CABLE, PREASSEMBLED EXT. | 475.47
6FX8002-5CA68-1AC0 | POWER CABLE, PREASSEMBLED EXT. | 508.99
6FX8002-2EQ20-1AE0 | SIGNAL CABLE PREASSAMBLED | 214.24
6FX8002-2EQ20-1AF0 | SIGNAL CABLE PREASSAMBLED | 224.59
6FX8002-2EQ20-1AG0 | SIGNAL CABLE PREASSAMBLED | 234.98
6FX8002-2EQ20-1AH0 | SIGNAL CABLE PREASSAMBLED | 245.34
6FX8002-5CS13-1CA0 | POWER CABLE, PREASSEMBLED | 1628.73
6FX8002-5CS13-1CF0 | POWER CABLE, PREASSEMBLED | 1806.1
6FX8002-5CS13-1DA0 | POWER CABLE, PREASSEMBLED | 1982.47
6FX8002-5CS13-1FA0 | POWER CABLE, PREASSEMBLED | 2690.14
6FX8002-5CS14-1CB0 | POWER CABLE, PREASSEMBLED | 1155.27
6FX8002-5CS14-1CE0 | POWER CABLE, PREASSEMBLED | 1243.32
6FX8002-5CS14-1CF0 | POWER CABLE, PREASSEMBLED | 1272.68
6FX8002-5CS14-1DA0 | POWER CABLE, PREASSEMBLED | 1419.6
6FX8002-5CS14-1DA5 | POWER CABLE, PREASSEMBLED | 1449
6FX8002-5CS21-1BD0 | POWER CABLE, PREASSEMBLED | 527.37
6FX8002-5CS21-1BE0 | POWER CABLE, PREASSEMBLED | 540.74
6FX8002-5CS21-1BF0 | POWER CABLE, PREASSEMBLED | 554.17
6FX8002-5CS21-1BG0 | POWER CABLE, PREASSEMBLED | 567.59
6FX8002-5CS21-1EF0 | POWER CABLE, PREASSEMBLED | 958.42
6FX8002-5CS21-1FA0 | POWER CABLE, PREASSEMBLED | 1025.27
6FX8002-5DA38-1AC5 | POWER CABLE, PREASSEMBLED EXT. | 472.07
6FX8002-5DA38-1AC6 | POWER CABLE, PREASSEMBLED EXT. | 472.07
3WA9111-0AQ68 | Accessory Air Circuit Breaker 3WA | 8670.06
3WA9111-0AQ72 | Accessory Air Circuit Breaker 3WA | 15583.42
3WA9111-0AS10 | Accessory Air Circuit Breaker 3WA | 74.78
3WA9111-0AS12 | Accessory Air Circuit Breaker 3WA | 170.56
3WA9111-0AS31 | Accessory Air Circuit Breaker 3WA | 196.07
3WA9111-0AS33 | Accessory Air Circuit Breaker 3WA | 296.94
3WA9111-0AS42 | Accessory Air Circuit Breaker 3WA | 270.88
3WA9111-0AV13 | Accessory Air Circuit Breaker 3WA | 46.87
3WA9111-0AV22 | Accessory Air Circuit Breaker 3WA | 46.87
3WA9111-0AV31 | Accessory Air Circuit Breaker 3WA | 136.57
3WA9111-0AV33 | Accessory Air Circuit Breaker 3WA | 702.64
3WA9111-0AW31 | Accessory Air Circuit Breaker 3WA | 112.2
3WA9111-0AX12 | Accessory Air Circuit Breaker 3WA | 30.55
3WA9111-0AX31 | Accessory Air Circuit Breaker 3WA | 136.57
3WA9111-0BA22 | Accessory Air Circuit Breaker 3WA | 266.33
6ES7672-8FD02-0YG0 | SIMATIC Failsafe SW Ctrl CPU 1508S F DL | 4919.44
6ES7677-2DB43-0GB1 | CPU1515SP PC2 - IndOS | 3974.3
3WA9111-1AS31 | Accessory Air Circuit Breaker 3WA | 386.95
3WA9111-1AS41 | Accessory Air Circuit Breaker 3WA | 460.76
3WA9111-1AS61 | Accessory Air Circuit Breaker 3WA | 460.76
3WA9111-1AS71 | Accessory Air Circuit Breaker 3WA | 534.58
3WA9111-1AY35 | Accessory Air Circuit Breaker 3WA | 1108.3
3WA9111-1AY41 | Accessory Air Circuit Breaker 3WA | 1733.46
3WA9111-1AY50 | Accessory Air Circuit Breaker 3WA | 4741.85
3WA9111-1AY60 | Accessory Air Circuit Breaker 3WA | 1342.03
3WA9111-1AY71 | Accessory Air Circuit Breaker 3WA | 2281.46
3WA9111-1AY80 | Accessory Air Circuit Breaker 3WA | 6274.02
3WA9111-1EB04 | Accessory Air Circuit Breaker 3WA | 107.66
3WA9111-1EB06 | Accessory Air Circuit Breaker 3WA | 107.66
3WA9111-1EB20 | Accessory Air Circuit Breaker 3WA | 107.66
3WA9111-1EB30 | Accessory Air Circuit Breaker 3WA | 107.66
3WA9111-1EB71 | Accessory Air Circuit Breaker 3WA | 107.66
3WA9111-1EB73 | Accessory Air Circuit Breaker 3WA | 107.66
3WA9111-1EG05 | Accessory Air Circuit Breaker 3WA | 674.33
3WA9111-1EG07 | Accessory Air Circuit Breaker 3WA | 674.33
3WA9111-1EG25 | Accessory Air Circuit Breaker 3WA | 674.33
3WA9111-1EG32 | Accessory Air Circuit Breaker 3WA | 674.33
6FX5002-2CA20-1AB0 | SIGNAL CABLE PREASSAMBLED | 185.92
6FX5002-2CA20-1AD0 | SIGNAL CABLE PREASSAMBLED | 204.98
6FX5002-2CA20-1CA0 | SIGNAL CABLE PREASSAMBLED | 366.95
6FX5002-2CA20-1CJ0 | SIGNAL CABLE PREASSAMBLED | 443.17
6FX5002-2CA31-1AD7 | SIGNAL CABLE, PREASSEMBLED, | 150.56
6FX5002-2CA31-1AE5 | SIGNAL CABLE, PREASSEMBLED, | 158.49
6FX5002-2CA31-1AH5 | SIGNAL CABLE, PREASSEMBLED, | 182.07
6FX5002-2CA31-1AJ5 | SIGNAL CABLE, PREASSEMBLED, | 190.12
6FX5002-2CA31-1BE0 | SIGNAL CABLE, PREASSEMBLED, | 229.71
6FX5002-2CA31-1BH0 | SIGNAL CABLE, PREASSEMBLED, | 253.28
6FX5002-2CF02-1AC0 | SIGNAL CABLE, PREASSEMBLED | 139.05
6FX5002-2CF02-1AD0 | SIGNAL CABLE, PREASSEMBLED | 145.68
6FX5002-2CF02-1AG5 | SIGNAL CABLE, PREASSEMBLED | 172.16
6FX5002-2CF02-1AJ0 | SIGNAL CABLE, PREASSEMBLED | 178.74
6FX5002-2CF02-1BA0 | SIGNAL CABLE, PREASSEMBLED | 191.94
6FX5002-2CF02-1BF0 | SIGNAL CABLE, PREASSEMBLED | 225
6FX5002-2CF02-1BH0 | SIGNAL CABLE, PREASSEMBLED | 238.42
6FX5002-2CA12-1AD0 | SIGNAL CABLE, PREASSEMBLED | 101.62
6FX5002-2CA12-1AG0 | SIGNAL CABLE, PREASSEMBLED | 120.69
6FX5002-2CA12-1DD0 | SIGNAL CABLE, PREASSEMBLED | 292.16
6FX5002-2EQ31-1FA0 | SIGNAL CABLE, PREASSEMBLED | 497.85
6FX5002-2CH00-1AB0 | SIGNAL CABLE, PREASSEMBLED | 135.88
6FX5002-2CH00-1AF1 | SIGNAL CABLE, PREASSEMBLED | 168.96
6FX5002-2CH00-1AJ0 | SIGNAL CABLE, PREASSEMBLED | 182.21
6FX8002-5CA58-1AB0 | POWER CABLE, PREASSEMBLED EXT. | 435.23
6FX8002-5CA58-1BD5 | POWER CABLE, PREASSEMBLED EXT. | 741.88
6FX8002-5CA58-1BD7 | POWER CABLE, PREASSEMBLED EXT. | 741.88
6FX8002-5CA58-1BE0 | POWER CABLE, PREASSEMBLED EXT. | 741.85
6FX8002-5CA58-1BE4 | POWER CABLE, PREASSEMBLED EXT. | 765.49
6FX8002-5CA68-1AG0 | POWER CABLE, PREASSEMBLED EXT. | 643.86
6FX8002-5CA68-1AG5 | POWER CABLE, PREASSEMBLED EXT. | 677.64
6FX8002-5CA68-1AH0 | POWER CABLE, PREASSEMBLED EXT. | 677.59
6FX8002-5CA68-1AJ0 | POWER CABLE, PREASSEMBLED EXT. | 709.9
6FX8002-5CS11-1DA0 | POWER CABLE, PREASSEMBLED | 747.91
6FX8002-5CS11-1FA0 | POWER CABLE, PREASSEMBLED | 1060.12
6FX8002-5CS11-1HA0 | POWER CABLE, PREASSEMBLED | 1372.34
6FX8002-5CS11-1HF0 | POWER CABLE, PREASSEMBLED | 1450.47
6FX8002-5CS13-1AF0 | POWER CABLE, PREASSEMBLED | 1096.16
6FX8002-5CS14-1BA0 | POWER CABLE, PREASSEMBLED | 832.22
6FX8002-5CS14-1BB0 | POWER CABLE, PREASSEMBLED | 861.6
6FX8002-5CS14-1BC0 | POWER CABLE, PREASSEMBLED | 890.95
6FX8002-5CS14-1BE0 | POWER CABLE, PREASSEMBLED | 949.67
6FX8002-5CS21-1AF0 | POWER CABLE, PREASSEMBLED | 419.63
6FX8002-5CS21-1AG0 | POWER CABLE, PREASSEMBLED | 433.04
6FX8002-5CS21-1AH0 | POWER CABLE, PREASSEMBLED | 446.43
6FX8002-5CS21-1AJ0 | POWER CABLE, PREASSEMBLED | 460.04
6FX8002-5CS21-1CC0 | POWER CABLE, PREASSEMBLED | 647.35
6FX8002-5CS21-1CD0 | POWER CABLE, PREASSEMBLED | 661.01
6FX8002-5CS21-1CF0 | POWER CABLE, PREASSEMBLED | 687.83
6FX8002-5CS21-1CK0 | POWER CABLE, PREASSEMBLED | 741.73
6FX8002-5DA38-1AG0 | POWER CABLE, PREASSEMBLED EXT. | 530.24
6FX8002-5DA38-1AG2 | POWER CABLE, PREASSEMBLED EXT. | 549.55
6FX8002-5DA38-1AH0 | POWER CABLE, PREASSEMBLED EXT. | 549.42
6FX8002-5DA38-1AJ0 | POWER CABLE, PREASSEMBLED EXT. | 569.04
6AG4142-5BC20-1AA0 | SIMATIC IPC BX-39A | 4798.69
6AG4142-5FC10-1BB0 | SIMATIC IPC BX-39A | 4815.17
6AG4142-5GB10-1BA0 | SIMATIC IPC BX-39A | 4356.71
6AG4142-5JF20-1BA0 | SIMATIC IPC BX-39A | 6803.25
6AG4142-7JK11-2BA0 | SIMATIC IPC BX-39A | 6675.91
6AU1400-2QA20-0AA0-ZC01 | SIMOTION D, CF CARD 2 GB für D4X5-2 | 1676.91
6AU1400-2QA20-0AA0-ZC01L01 | SIMOTION D, CF CARD 2 GB für D4X5-2 | 2353.12
6AU1400-2QA20-0AA0-ZC04H00 | SIMOTION D, CF CARD 2 GB für D4X5-2 | 5667.63
6AU1810-1CA55-0XK5 | SIMOTION SCOUT SA V5.5 UPGR. LICENSE DL | 755.25
6AU1810-1CA55-1XA0 | SIMOTION SCOUT SA V5.5 SP1 DVD | 5440.12
6AU1810-1CA55-1XE0 | SIMOTION SCOUT SA V5.5 SP1 UPGRADE DVD | 755.25
6AU1810-1CA55-1XG7 | SIMOTION SCOUT SA V5.5 SP1 SOFTWARE DL | 112.2
6AU1810-1CA55-1XT7 | SIMOTION SCOUT SA V5.5 SP1 TRAILLIZ DVD | 125.68
6FX8002-5DN41-1CC0 | POWER CABLE PREASSEMBLED | 915.37
6FX8002-5DN41-1CD0 | POWER CABLE PREASSEMBLED | 939.86
6FX8002-5DN41-1CF0 | POWER CABLE PREASSEMBLED | 988.89
6FX8002-5DN41-1DA0 | POWER CABLE PREASSEMBLED | 1111.49
6FX8002-5DN51-1DD0 | POWER CABLE PREASSEMBLED | 1398.14
6FX8002-5DN51-1EA0 | POWER CABLE PREASSEMBLED | 1613.45
6FX8002-5DN51-1EF0 | POWER CABLE PREASSEMBLED | 1767.2
6FX8002-5DN51-1FA0 | POWER CABLE PREASSEMBLED | 1920.97
6FX8002-5DS01-1AE0 | POWER CABLE, PREASSEMBLED | 365.22
6FX8002-5DS01-1AE1 | POWER CABLE, PREASSEMBLED | 382.74
6FX8002-5DS01-1AF0 | POWER CABLE, PREASSEMBLED | 382.84
6FX8002-5DS01-1AF6 | POWER CABLE, PREASSEMBLED | 400.36
6FX8002-5DS01-1BA4 | POWER CABLE, PREASSEMBLED | 487.71
6FX8002-5DS01-1BA5 | POWER CABLE, PREASSEMBLED | 487.71
6FX8002-5DS01-1BB0 | POWER CABLE, PREASSEMBLED | 487.71
6FX8002-5DS01-1BB5 | POWER CABLE, PREASSEMBLED | 505.23
6FX8002-5CS01-1AF0 | POWER CABLE, PREASSEMBLED | 343.4
6FX8002-5CS13-1BF0 | POWER CABLE, PREASSEMBLED | 1449.97
6FX8002-5CS14-1AD0 | POWER CABLE, PREASSEMBLED | 626.6
6FX8002-5CS14-1AF0 | POWER CABLE, PREASSEMBLED | 685.35
6FX8002-5CS14-1BF0 | POWER CABLE, PREASSEMBLED | 979.02
6FX8002-5CS14-1CA0 | POWER CABLE, PREASSEMBLED | 1125.88
6FX8002-5CS14-1JA0 | POWER CABLE, PREASSEMBLED | 2887.94
6FX8002-5CS21-1AE0 | POWER CABLE, PREASSEMBLED | 406.17
6FX8002-5CS21-1AK0 | POWER CABLE, PREASSEMBLED | 473.51
6FX8002-5CS21-1BB0 | POWER CABLE, PREASSEMBLED | 500.3
6FX8002-5CS21-1BJ0 | POWER CABLE, PREASSEMBLED | 594.61
6FX8002-5CS21-1CA0 | POWER CABLE, PREASSEMBLED | 620.54
6FX8002-5CS21-1DF0 | POWER CABLE, PREASSEMBLED | 824.29
6FX8002-5CS21-1EA0 | POWER CABLE, PREASSEMBLED | 891.14
6FX8002-5DA38-1AD0 | POWER CABLE, PREASSEMBLED EXT. | 471.96
6FX8002-5DA38-1AE6 | POWER CABLE, PREASSEMBLED EXT. | 510.71
6FX8002-5DA38-1AK0 | POWER CABLE, PREASSEMBLED EXT. | 588.3
6AG4141-7GC06-0GA0 | SIMATIC IPC427E (MicroBOX PC) | 6123.07
6AG4142-3JA10-1BA0 | SIMATIC IPC BX-39A | 4043.6
6AG4142-5BC10-0AB0 | SIMATIC IPC BX-39A | 4266.83
6AG4142-5KC20-1AB0 | SIMATIC IPC BX-39A | 5224.16
6AG4142-7AC10-2AA0 | SIMATIC IPC BX-39A | 5180.71
6AG4142-7DC11-2AB0 | SIMATIC IPC BX-39A | 5640.66
6AG4142-7JF22-0BA0 | SIMATIC IPC BX-39A | 7766.58
6AU1400-2QA20-0AA0-ZG02 | SIMOTION D, CF CARD 2 GB für D4X5-2 | 2360.87
6AU1400-2QA20-0AA0-ZP03 | SIMOTION D, CF CARD 2 GB für D4X5-2 | 2445.44
6AU1810-1BA55-1XE0 | SIMOTION SCOUT V5.5 SP1 UPGRADE DVD | 674.35
6AU1810-1BA55-1XT7 | SIMOTION SCOUT V5.5 SP1 TRAILLIZ DVD | 112.2
6AU1810-1HA34-0XF0 | SINAMICS DCC V3.4 Upgrade License Key | 280.72
6AV2105-0DA08-0AH0 | WinCC Runtime Prof 512, V18 DL | 5687.87
6FX8002-5DN41-1BJ0 | POWER CABLE PREASSEMBLED | 817.37
6FX8002-5DN41-1CB0 | POWER CABLE PREASSEMBLED | 890.84
6FX8002-5DN41-1DC0 | POWER CABLE PREASSEMBLED | 1160.5
6FX8002-5DN41-1EA0 | POWER CABLE PREASSEMBLED | 1356.57
6FX8002-5DN51-1BF0 | POWER CABLE PREASSEMBLED | 844.53
6FX8002-5DN51-1CF0 | POWER CABLE PREASSEMBLED | 1152.11
6FX8002-5DN51-1HF0 | POWER CABLE PREASSEMBLED | 2689.85
6FX8002-5DN54-1AD5 | POWER CABLE PREASSEMBLED | 365.83
6FX8002-5DN54-1CB0 | POWER CABLE PREASSEMBLED | 888.68
6FX8002-5DN54-1EA0 | POWER CABLE PREASSEMBLED | 1473.01
6FX8002-5DS01-1AD5 | POWER CABLE, PREASSEMBLED | 365.17
6FX8002-5DS01-1AG0 | POWER CABLE, PREASSEMBLED | 400.16
6FX8002-5DS01-1AH0 | POWER CABLE, PREASSEMBLED | 417.7
6FX8002-5DS01-1AK4 | POWER CABLE, PREASSEMBLED | 470.11
6FX8002-5DS01-1BA0 | POWER CABLE, PREASSEMBLED | 470.22
6FX8002-5DS01-1BB8 | POWER CABLE, PREASSEMBLED | 505.23
6FX8002-5DS01-1BC5 | POWER CABLE, PREASSEMBLED | 522.64
6FX8002-5CS01-1AB0 | POWER CABLE, PREASSEMBLED | 289.55
6FX8002-5CS01-1AD0 | POWER CABLE, PREASSEMBLED | 316.6
6FX8002-5CS01-1AE0 | POWER CABLE, PREASSEMBLED | 329.99
6FX8002-5CS01-1AH5 | POWER CABLE, PREASSEMBLED | 383.66
6FX8002-5CS01-1AJ5 | POWER CABLE, PREASSEMBLED | 397.28
6FX8002-5CS01-1BA5 | POWER CABLE, PREASSEMBLED | 424.11
6FX8002-5CS01-1BB0 | POWER CABLE, PREASSEMBLED | 424.11
6FX8002-5CS01-1BD0 | POWER CABLE, PREASSEMBLED | 451.16
6FX8002-5CS01-1BE0 | POWER CABLE, PREASSEMBLED | 464.55
6FX8002-5CS01-1BH5 | POWER CABLE, PREASSEMBLED | 518.23
6FX8002-5CS01-1BJ5 | POWER CABLE, PREASSEMBLED | 531.84
6FX8002-5CS01-1CB3 | POWER CABLE, PREASSEMBLED | 571.21
6FX8002-5CS01-1CD0 | POWER CABLE, PREASSEMBLED | 584.82
6FX8002-5CS01-1DA0 | POWER CABLE, PREASSEMBLED | 680.81
6FX8002-5CS01-1DC0 | POWER CABLE, PREASSEMBLED | 707.6
6FX8002-5CS23-1AF0 | POWER CABLE, PREASSEMBLED | 977.23
6AG4142-3AC22-1AB0 | SIMATIC IPC BX-39A | 5242.15
6AG4142-3BB10-0BA0 | SIMATIC IPC BX-39A | 3622.61
6AG4142-3BC10-0AA0 | SIMATIC IPC BX-39A | 3910.27
6AG4142-3BC10-1BB0 | SIMATIC IPC BX-39A | 4374.7
6AG4142-7AF22-0AA0 | SIMATIC IPC BX-39A | 7306.65
6AG4142-7AF22-0BA0 | SIMATIC IPC BX-39A | 7392.04
6AG4142-7BJ10-2BB0 | SIMATIC IPC BX-39A | 6319.33
6AG4142-7CC10-0AA0 | SIMATIC IPC BX-39A | 4774.72
6AG4142-7CF20-2BB0 | SIMATIC IPC BX-39A | 7288.66
6AU1660-4AA20-0AA0 | SIMOCRANE Basic Technology pac. V3.0 | 17341.35
6AU1810-1BA55-0XH5 | SIMOTION SCOUT V5.5 FULL LICENSE DL | 4806.34
6AU1810-1BA55-0XK5 | SIMOTION SCOUT V5.5 UPGRADE LICENSE DL | 755.25
6AU1810-1BA55-1XA0 | SIMOTION SCOUT V5.5 SP1 DVD | 4806.34
6AV2105-0FA08-0AA0 | WinCC Runtime Professional 2048, V18 | 7701.79
6FX8002-5DN41-1BE0 | POWER CABLE PREASSEMBLED | 719.3
6FX8002-5DN41-1BF0 | POWER CABLE PREASSEMBLED | 743.79
6FX8002-5DN41-1BG0 | POWER CABLE PREASSEMBLED | 768.3
6FX8002-5DN41-1GF0 | POWER CABLE PREASSEMBLED | 1969.35
6FX8002-5DN51-1AF0 | POWER CABLE PREASSEMBLED | 536.98
6FX8002-5DN51-1AG0 | POWER CABLE PREASSEMBLED | 567.77
6FX8002-5DN51-1AH0 | POWER CABLE PREASSEMBLED | 598.47
6FX8002-5DN51-1BA0 | POWER CABLE PREASSEMBLED | 690.76
6FX8002-5DN54-1AF5 | POWER CABLE PREASSEMBLED | 427.32
6FX8002-5DN54-1BA0 | POWER CABLE PREASSEMBLED | 550.33
6FX8002-5DN54-1BF0 | POWER CABLE PREASSEMBLED | 704.1
6FX8002-5DN54-1BH0 | POWER CABLE PREASSEMBLED | 765.59
6FX8002-5DS01-1AJ0 | POWER CABLE, PREASSEMBLED | 435.23
6FX8002-5DS01-1AJ5 | POWER CABLE, PREASSEMBLED | 452.75
6FX8002-5DS01-1AJ7 | POWER CABLE, PREASSEMBLED | 452.75
6FX8002-5DS01-1AJ8 | POWER CABLE, PREASSEMBLED | 452.75
6FX8002-5CS01-1AB5 | POWER CABLE, PREASSEMBLED | 302.97
6FX8002-5CS01-1AC0 | POWER CABLE, PREASSEMBLED | 302.94
6FX8002-5CS01-1AC5 | POWER CABLE, PREASSEMBLED | 316.36
6FX8002-5CS01-1AC6 | POWER CABLE, PREASSEMBLED | 316.36
6FX8002-5CS01-1AJ8 | POWER CABLE, PREASSEMBLED | 397.28
6FX8002-5CS01-1AK0 | POWER CABLE, PREASSEMBLED | 397.31
6FX8002-5CS01-1AK2 | POWER CABLE, PREASSEMBLED | 410.73
6FX8002-5CS01-1AK4 | POWER CABLE, PREASSEMBLED | 410.73
6FX8002-5CS01-1AK5 | POWER CABLE, PREASSEMBLED | 410.73
6FX8002-5CS01-1BE6 | POWER CABLE, PREASSEMBLED | 477.97
6FX8002-5CS01-1BF0 | POWER CABLE, PREASSEMBLED | 477.97
6FX8002-5CS01-1BF5 | POWER CABLE, PREASSEMBLED | 491.4
6FX8002-5CS01-1BG5 | POWER CABLE, PREASSEMBLED | 504.82
6FX8002-5CS01-1CE0 | POWER CABLE, PREASSEMBLED | 598.19
6FX8002-5CS01-1CF0 | POWER CABLE, PREASSEMBLED | 611.64
6FX8002-5CS01-1CG0 | POWER CABLE, PREASSEMBLED | 625.06
6FX8002-5CS01-1CJ0 | POWER CABLE, PREASSEMBLED | 652.06
6FX8002-5CS23-1BC0 | POWER CABLE, PREASSEMBLED | 1273.27
6FX8002-5CS23-1BD0 | POWER CABLE, PREASSEMBLED | 1315.57
6FX8002-5CS23-1BE0 | POWER CABLE, PREASSEMBLED | 1358.16
6FX8002-5CS23-1BF0 | POWER CABLE, PREASSEMBLED | 1400.42
6AV6371-1KG08-0AX3 | WinCC/ProAgent Upgr V7.3/7.4->V8.0 DL | 383.11
6AV6371-2BG18-0AX0 | WinCC/Powerp RC 512/2048 V8.0 | 3041.94
6AV6371-2BM08-0AJ0 | WinCC/Powerp RT 2048/8192 V8.0 DL | 1404.75
6AV6371-2BM08-0AX0 | WinCC/Powerp RT 2048/8192 V8.0 | 1578.37
6AV6371-2BM18-0AJ0 | WinCC/Powerp RC 2048/8192 V8.0 DL | 2878.37
6AV6371-2BR08-0AJ0 | WinCC/Powerp RT 153600/262144 V8.0 DL | 6979.26
6AV6371-2BR08-0AX0 | WinCC/Powerp RT 153600/262144 V8.0 | 7845.93
6AV6371-2BR18-0AJ0 | WinCC/Powerp RC 153600/262144 V8.0 DL | 6455.52
6AV6371-2BR18-0AX0 | WinCC/Powerp RC 153600/262144 V8.0 | 7260.49
6AV6372-2DF07-4AH3 | Energy Manager Powerpack 7.4 DL | 5534.04
6AV6372-2DF07-4AX0 | SIMATIC Energy Manager PRO V7.4 | 11289.05
6FX5002-2CH00-1CA0 | SIGNAL CABLE, PREASSEMBLED | 261.76
6FX5002-2CH00-1CJ0 | SIGNAL CABLE, PREASSEMBLED | 314.72
6FX5002-2CH00-1EG0 | SIGNAL CABLE, PREASSEMBLED | 432.66
6FX5002-2CH00-1GA0 | SIGNAL CABLE, PREASSEMBLED | 526.99
6FX5002-2CH00-1GF0 | SIGNAL CABLE, PREASSEMBLED | 560.07
6FX5002-2CH00-2AB0 | SIGNAL CABLE, PREASSEMBLED | 797.23
6FX5002-2XQ10-1BA0 | SIGNAL CABLE, PREASSEMBLED | 212.66
6FX5002-5CA05-1AF0 | POWER CABLE, PREASSEMBLED,EXT. | 256.63
6FX5002-5CA05-1AH0 | POWER CABLE, PREASSEMBLED,EXT. | 265.9
6FX5002-5CA23-1AD0 | POWER CABLE PREASSEMBLED | 869.39
6FX5002-5CA23-1AF0 | POWER CABLE PREASSEMBLED | 918.44
6FX5002-5CN16-1AH2 | POWER CABLE PREASSEMBLED | 242.44
6FX5002-5CN21-1AH0 | POWER CABLE PREASSEMBLED | 366.13
6FX5002-5CN31-1AK0 | POWER CABLE PREASSEMBLED | 393.22
6FX5002-5CN31-1BA5 | POWER CABLE PREASSEMBLED | 406.56
6FX5002-5CN31-1DC0 | POWER CABLE PREASSEMBLED | 546.41
6FX5002-5DN06-1DK0 | POWER CABLE PREASSEMBLED | 466.93
6FX5002-5DN11-1BA0 | POWER CABLE PREASSEMBLED | 380.92
6FX5002-5DN11-1DA0 | POWER CABLE PREASSEMBLED | 585.86
6FX5002-5DN64-1AH0 | POWER CABLE PREASSEMBLED | 408.25
6FX5002-5DN64-1EA0 | POWER CABLE PREASSEMBLED | 1144.65
6FX5002-5DQ15-1DE0 | POWER CABLE EXTENSION | 591.61
6FX5002-5DQ38-1BA0 | POWER CABLE PREASSEMBLED | 486.3
6FX5002-5DS01-1AB5 | POWER CABLE, PREASSEMBLED | 295.01
6FX5002-5DS01-1AC0 | POWER CABLE, PREASSEMBLED | 295
6FX5002-5DS01-1AD0 | POWER CABLE, PREASSEMBLED | 303.23
6FX5002-5DS01-1AD2 | POWER CABLE, PREASSEMBLED | 311.49
6FX5002-5DS01-1AF0 | POWER CABLE, PREASSEMBLED | 319.66
6FX5002-5DS01-1AF5 | POWER CABLE, PREASSEMBLED | 327.93
6FX5002-5DS01-1AH0 | POWER CABLE, PREASSEMBLED | 336.29
6FX5002-5DS01-1AJ5 | POWER CABLE, PREASSEMBLED | 352.9
6FX5002-5DS01-1BD0 | POWER CABLE, PREASSEMBLED | 385.77
6FX5002-5DS01-1BE2 | POWER CABLE, PREASSEMBLED | 402.38
6FX5002-2DC10-1JK0 | SIGNAL CABLE, PREASSEMBLED | 745.3
6FX5002-2DC10-1KF0 | SIGNAL CABLE, PREASSEMBLED | 788.57
6FX5002-2DC20-1AB0 | SIGNAL CABLE, PREASSEMBLED | 137.08
6FX5002-2DC20-1AB5 | SIGNAL CABLE, PREASSEMBLED | 144.19
6FX5002-2DC20-1AC4 | SIGNAL CABLE, PREASSEMBLED | 151.32
6FX5002-2DC20-1AC6 | SIGNAL CABLE, PREASSEMBLED | 151.32
6FX5002-2DC20-1AD6 | SIGNAL CABLE, PREASSEMBLED | 158.4
6FX5002-2DC20-1AE0 | SIGNAL CABLE, PREASSEMBLED | 158.4
6FX5002-2DC20-1AK0 | SIGNAL CABLE, PREASSEMBLED | 194.03
6FX5002-2DC20-1BC0 | SIGNAL CABLE, PREASSEMBLED | 215.19
6FX5002-2DC20-1BK0 | SIGNAL CABLE, PREASSEMBLED | 265.01
6FX5002-2DC20-1CC0 | SIGNAL CABLE, PREASSEMBLED | 286.47
6FX5002-2DC20-1DG0 | SIGNAL CABLE, PREASSEMBLED | 385.74
6FX5002-2DC20-1EB0 | SIGNAL CABLE, PREASSEMBLED | 421.52
6FX5002-2DC20-1GF0 | SIGNAL CABLE, PREASSEMBLED | 591.11
6FX5002-2DC20-1KD0 | SIGNAL CABLE, PREASSEMBLED | 791.85
6FX5002-2DC30-1AG0 | DRIVE-CLIQ CABLE, PREASSEMBLED | 162.67
6FX5002-5CG10-1EA0 | POWER CABLE PREASSEMBLED | 311.54
6FX5002-5CG10-1JA0 | POWER CABLE PREASSEMBLED | 496.46
6FX5002-5CG11-1JH0 | POWER CABLE, PREASSEMBLED | 675.45
6FX5002-5CG12-1AB0 | POWER CABLE PREASSEMBLED | 133.48
6FX5002-5CG13-1BE0 | POWER CABLE PREASSEMBLED | 958.76
6FX5002-5CG13-1BH0 | POWER CABLE PREASSEMBLED | 1013.08
6FX5002-5CG21-1AC0 | POWER CABLE, PREASSEMBLED | 229.67
6FX5012-5CS01-1AC7 | POWER CABLE, PREASSEMBLED | 274.59
6FX5012-5CS01-1AD2 | POWER CABLE, PREASSEMBLED | 279.63
6FX5012-5DN01-1BF0 | POWER CABLE PREASSEMBLED | 394.41
6FX7002-5EA31-1BB0 | POWER CABLE, PREASSEMBLED | 494.4
6FX7002-5EA41-1AG0 | POWER CABLE, PREASSEMBLED | 396.16
6FX8002-5CS01-1AG0 | POWER CABLE, PREASSEMBLED | 356.84
6FX8002-5CS01-1AG4 | POWER CABLE, PREASSEMBLED | 370.26
6FX8002-5CS01-1AG5 | POWER CABLE, PREASSEMBLED | 370.26
6FX8002-5CS01-1BB5 | POWER CABLE, PREASSEMBLED | 437.53
6FX8002-5CS01-1BC0 | POWER CABLE, PREASSEMBLED | 437.48
6FX8002-5CS01-1BC2 | POWER CABLE, PREASSEMBLED | 450.9
6FX8002-5CS01-1BC5 | POWER CABLE, PREASSEMBLED | 450.9
6FX8002-5CS01-1BK0 | POWER CABLE, PREASSEMBLED | 531.87
6FX8002-5CS01-1BK3 | POWER CABLE, PREASSEMBLED | 545.29
6FX8002-5CS01-1BK5 | POWER CABLE, PREASSEMBLED | 545.29
6FX8002-5CS01-1CA0 | POWER CABLE, PREASSEMBLED | 544.35
6FX8002-5CS01-1CA1 | POWER CABLE, PREASSEMBLED | 557.77
6FX8002-5CS01-1DD0 | POWER CABLE, PREASSEMBLED | 721.28
6FX8002-5CS01-1DF0 | POWER CABLE, PREASSEMBLED | 748.1
6FX8002-5CS01-1DH0 | POWER CABLE, PREASSEMBLED | 774.93
6FX8002-5CS01-1EA0 | POWER CABLE, PREASSEMBLED | 814.92
6AV6371-1KV18-0BX4 | WinCC/Audit RC Upgr V7.5 -> V8.0 DL | 872.41
6AV6371-2BD08-0AJ0 | WinCC/Powerp RT 128/512 V8.0 DL | 1980.14
6AV6371-2BD08-0AX0 | WinCC/Powerp RT 128/512 V8.0 | 2228.36
6AV6371-2BD18-0AJ0 | WinCC/Powerp RC 128/512 V8.0 DL | 3891.4
6AV6371-2BP08-0AJ0 | WinCC/Powerp RT 65536/102400 V8.0 DL | 4185.55
6AV6371-2BP08-0AX0 | WinCC/Powerp RT 65536/102400 V8.0 | 4709.27
6AV6371-2BP18-0AJ0 | WinCC/Powerp RC 65536/102400 V8.0 DL | 1411.92
6AV6371-2BP18-0AX0 | WinCC/Powerp RC 65536/102400 V8.0 | 1589.85
6AV6372-1DC08-0AX4 | WinCC/Calendar Opt Upgr V7.5 -> V8.0 | 213.8
6AV6372-1DD08-0AX0 | WinCC/Event Notifier V8.0 | 2944.38
6AV6372-1DF07-4AH0 | SIMATIC Energy Manager Basic V7.4 DL | 5534.04
6AV6372-1DF07-4AX0 | SIMATIC Energy Manager Basic V7.4 | 5642.9
6AV6372-2DF07-4HH4 | Energy Manager V7.4, Upgr.<=5000 Tags DL | 19547.38
6AV6372-2DF07-4HX4 | Energy Manager V7.4, Upgr. <= 5000 Tags | 19939.09
6AV6372-2DF07-4CH4 | Energy Manager V7.4, Upgr. <= 50 Tags DL | 3910.06
6AV6372-2DF17-4AX0 | SIMATIC EnMBasic/PRO V7.4, Trial | 92.61
6FX8002-5DX28-1AG0 | POWER CABLE, PREASSEMBLED EXT. | 2111.22
6FX8002-5DX28-1AH0 | POWER CABLE, PREASSEMBLED EXT. | 2169.03
6FX8002-5DX28-1AJ0 | POWER CABLE, PREASSEMBLED EXT. | 2226.82
6FX8002-5DX28-1AK0 | POWER CABLE, PREASSEMBLED EXT. | 2284.63
6FX8008-1BA35-1EK0 | POWER CABLE, SOLD BY THE METER, | 6679.43
6FX8008-1BA35-1FB0 | POWER CABLE, SOLD BY THE METER, | 6958.56
6FX8008-1BA35-1FC0 | POWER CABLE, SOLD BY THE METER, | 7093.35
6FX8008-1BA35-1FD0 | POWER CABLE, SOLD BY THE METER, | 7229.76
6FX8008-1BA35-1FE0 | POWER CABLE, SOLD BY THE METER, | 7366.21
6FX8008-1BA41-1CF0 | POWER CABLE,SOLD BY THE METER, | 811.39
6FX8008-1BA41-1DA0 | POWER CABLE,SOLD BY THE METER, | 968.89
6FX8008-1BA41-2AA0 | POWER CABLE,SOLD BY THE METER, | 3204.95
6FX8008-1BA41-2DJ0 | POWER CABLE,SOLD BY THE METER, | 4414.34
6FX8008-1BA50-1BH0 | POWER CABLE, SOLD BY THE METER, | 3277.39
6FX8008-1BA50-1BJ0 | POWER CABLE, SOLD BY THE METER, | 3469.31
6FX8008-1BA50-1CA0 | POWER CABLE, SOLD BY THE METER, | 3846.2
6FX8008-1BA50-1CB0 | POWER CABLE, SOLD BY THE METER, | 4037.18
6FX8008-1BA50-1CH0 | POWER CABLE, SOLD BY THE METER, | 5182.79
6FX8008-1BA50-2AA0 | POWER CABLE, SOLD BY THE METER, | 19131.28
6FX8008-1BA50-2AF0 | POWER CABLE, SOLD BY THE METER, | 20086.32
6FX8008-1BA51-1BC0 | POWER CABLE, SOLD BY THE METER | 553.48
6GK1704-1CW00-3AP0 | IE SOFTNET-S7 Software Update Service DL | 806.61
6GK1704-1CW18-0AA0 | SOFTNET-IE S7 V18 | 2237.86
6GK1704-1CW18-0AC0 | SIMATIC NET SOFTNET-IE S7 Power Pack V18 | 1427.33
6GK1704-1CW18-0AK0 | SOFTNET-IE S7 V18 DL | 1861.25
6GK1704-5SW18-0AA0 | SOFTNET-PB DP-SLAVE V18 | 420.29
6FX8002-5CS23-1BA0 | POWER CABLE, PREASSEMBLED | 1188.64
6AV6371-1KV08-0BX3 | WinCC/Audit RT Upgr V7.3/7.4->V8.0 DL | 262.58
6AV6371-1KV18-0BX3 | WinCC/Audit RC Upgr V7.3/7.4->V8.0 DL | 1307.17
6AV6371-2BD18-0AX0 | WinCC/Powerp RC 128/512 V8.0 | 4376.39
6AV6371-2BG08-0AX0 | WinCC/Powerp RT 512/2048 V8.0 | 1463.58
6AV6371-2BN08-0AJ0 | WinCC/Powerp. RT 8192/65536 V8.0 DL | 1919.87
6AV6371-2BN18-0AJ0 | WinCC/Powerp RC 8192/65536 V8.0 DL | 2442.16
6AV6371-2BQ08-0AX0 | WinCC/Powerp RT 102400/153600 V8.0 | 4905.86
6AV6371-2BQ18-0AX0 | WinCC/Powerp RC 102400/153600 V8.0 | 1377.49
6AV6371-2BS08-0AJ0 | WinCC/Powerp RT 262144/500000 V8.0 DL | 32571.78
6AV6372-1DC08-0AX0 | WinCC/Calender Scheduler V8.0 | 1472.19
6AV6372-1HD08-0AX0 | WinCC/Event Notifier V8.0 DL | 2617.23
6AV6372-1KC08-0AX4 | WinCC/Calendar Opt Upgr V7.5->V8.0 DL | 189.41
6AV6372-2DF07-4DX4 | Energy Manager V7.4, Upgr. <= 100 Tags | 5814.14
6AV6372-2DF07-4FX4 | Energy Manager V7.4, Upgr. <= 500 Tags | 11631.14
6AV6372-2DF67-4MH0 | SIMATIC EnMPRO V7.4 Consumer Master DL | 11066.45
6AV6372-2DF77-4XH4 | Energy Manager V7.4, Upgr. >5000 Tags DL | 26063.17
6FX8002-5DX28-1AC0 | POWER CABLE, PREASSEMBLED EXT. | 1879.95
6FX8002-5DX28-1AE0 | POWER CABLE, PREASSEMBLED EXT. | 1995.6
6FX8002-5DX28-1BB0 | POWER CABLE, PREASSEMBLED EXT. | 2400.24
6FX8002-5DX28-1BD0 | POWER CABLE, PREASSEMBLED EXT. | 2515.84
6FX8008-1BA35-1DA0 | POWER CABLE, SOLD BY THE METER, | 4094.13
6FX8008-1BA35-1EA0 | POWER CABLE, SOLD BY THE METER, | 5458.43
6FX8008-1BA35-1FG0 | POWER CABLE, SOLD BY THE METER, | 7636.76
6FX8008-1BA35-1FJ0 | POWER CABLE, SOLD BY THE METER, | 7909.6
6FX8008-1BA35-1HB0 | POWER CABLE, SOLD BY THE METER, | 9664.07
6FX8008-1BA35-2AA0 | POWER CABLE, SOLD BY THE METER, | 13598.19
6FX8008-1BA41-3AA0 | POWER CABLE,SOLD BY THE METER, | 6396.12
6FX8008-1BA50-1AF0 | POWER CABLE, SOLD BY THE METER, | 985.79
6FX8008-1BA50-1BD0 | POWER CABLE, SOLD BY THE METER, | 2514.31
6FX8008-1BA50-1BF0 | POWER CABLE, SOLD BY THE METER, | 2895.84
6FX8008-1BA50-1CF0 | POWER CABLE, SOLD BY THE METER, | 4801.23
6FX8008-1BA50-1DB0 | POWER CABLE, SOLD BY THE METER, | 5956.56
6FX8008-1BA50-1EA0 | POWER CABLE, SOLD BY THE METER, | 7684.83
6FX8008-1BA50-1EG0 | POWER CABLE, SOLD BY THE METER, | 8831.8
6FX8008-1BA50-1GE0 | POWER CABLE, SOLD BY THE METER, | 12265.72
6FX8008-1BA51-1BE0 | POWER CABLE, SOLD BY THE METER | 643.15
6FX8012-5DA58-1BE0 | POWER CABLE, PREASSEMBLED EXT. | 845.38
6GK1704-0HB18-0AK0 | SOFTNET-IE S7 REDCONNECT V18 DL | 6840.49
6GK1704-1BW18-0AK0 | SOFTNET-IE S7 EXTENDED V18 DL | 8378.35
6GK1704-1CW18-0AK1 | POWERPACK SOFTNET-IE S7 V18 DL | 1183.06
6GK1704-1LW18-0AA0 | SOFTNET-IE S7 LEAN V18 | 825.54
6GK1704-5CW00-3AK0 | PB SOFTNET-S7 Edition 2006 Upgrade DL | 252.45
6GK1704-5DW00-3AP0 | PB SOFTNET-DP SUS DL | 679.94
6GK1704-5DW18-0AK0 | SOFTNET-PB DP EDITION V18 DL | 664.54
6GK1706-1NW18-0AK0 | IE SNMP OPC-SERVER Basic V18 DL | 1329.08
6GK1706-1NX00-3AP0 | IE SNMP OPC-SERVER EXT. SUS DL | 992.99
6GK1711-1EW18-0AK0 | SOFTNET-IE RNA V18 DL | 637.23
6GK1713-5CB18-0AA0 | HARDNET-PB S7 V18 | 1042.53
6GK1713-5DB00-3AK0 | PB DP-5613 Edition 2006 Upgrade DL | 252.45
6DL8913-0KL10-0AB5 | SIMIT V11.1 VC FULL (5 CTRL) | 64363.87
6DL8913-0KL10-0AH5 | SIMIT V11.1 VC FULL (5 CTRL) DL | 55997.45
6DL8913-0PL10-0AE5 | SIMIT 5 VC UG V11.0-> V11.1 (300) | 2254.47
6DL8913-0PL10-0AK5 | SIMIT 5 VC UG V11.0-> V11.1 (300) DL | 2110.18
6DL8913-0RL10-0AH5 | SIMIT V11.1 VC ENTRY / SIS (5 CTRL) DL | 19713.74
6DL8913-0SL10-0AB5 | SIMIT V11.1 VC PCS neo (1 CTRL) | 1567.69
6DL8913-0TL10-0AK5 | SIMIT SP V11.1 UG PLAY.S V11.0->V11.1 DL | 653.21
6AV6372-2DF07-4AX3 | Energy Manager Powerpack V7.4 | 5642.9
6AV6372-2DF07-4CX4 | Energy Manager V7.4, Upgr. <= 50 Tags | 3987.54
6AV6372-2DG08-0AA0 | WinCC/PerfMon V8.0 Basic Pack | 4716.45
6FX8002-5DX18-1AK0 | POWER CABLE, PREASSEMBLED EXT. | 2092.71
6FX8002-5DX18-1BA0 | POWER CABLE, PREASSEMBLED EXT. | 2138.97
6FX8002-5DX18-1BF0 | POWER CABLE, PREASSEMBLED EXT. | 2366.01
6FX8002-5DX28-1BE0 | POWER CABLE, PREASSEMBLED EXT. | 2573.71
6FX8002-5DX28-1BF0 | POWER CABLE, PREASSEMBLED EXT. | 2631.51
6FX8002-5DX28-1BG0 | POWER CABLE, PREASSEMBLED EXT. | 2689.33
6FX8002-5DX28-1CA0 | POWER CABLE, PREASSEMBLED EXT. | 2920.55
6FX8008-1BA35-1GC0 | POWER CABLE, SOLD BY THE METER, | 8434.56
6FX8008-1BA35-1GD0 | POWER CABLE, SOLD BY THE METER, | 8570.99
6FX8008-1BA35-1GJ0 | POWER CABLE, SOLD BY THE METER, | 9250.83
6FX8008-1BA35-1GK0 | POWER CABLE, SOLD BY THE METER, | 9384.99
6FX8008-1BA50-1AH0 | POWER CABLE, SOLD BY THE METER, | 1367.36
6FX8008-1BA50-1AJ0 | POWER CABLE, SOLD BY THE METER, | 1559.25
6FX8008-1BA50-1AK0 | POWER CABLE, SOLD BY THE METER, | 1751.2
6FX8008-1BA50-1BA0 | POWER CABLE, SOLD BY THE METER, | 1940.81
6FX8008-1BA50-1BB0 | POWER CABLE, SOLD BY THE METER, | 2131.79
6FX8008-1BA50-1DD0 | POWER CABLE, SOLD BY THE METER, | 6339.09
6FX8008-1BA50-1DE0 | POWER CABLE, SOLD BY THE METER, | 6531.01
6FX8008-1BA50-1DG0 | POWER CABLE, SOLD BY THE METER, | 6912.53
6FX8008-1BA50-1DH0 | POWER CABLE, SOLD BY THE METER, | 7102.17
6FX8012-5DN01-1AK5 | POWER CABLE, PREASSEMBLED | 470.22
6FX8012-5DN01-1BB5 | POWER CABLE, PREASSEMBLED | 505.23
6FX8012-5DN01-1BC0 | POWER CABLE, PREASSEMBLED | 505.25
6GK1700-0AA18-0AA0 | Software DVD PC/Windows V18 | 125.13
6GK1704-5CW00-3AP0 | PB SOFTNET-S7 Software Update Service DL | 679.94
6GK1704-5CW18-0AA0 | SOFTNET-PB S7 V18 | 1042.53
6GK1704-5CW18-0AK0 | SOFTNET-PB S7 V18 DL | 867.85
6GK1704-5DW00-3AK0 | PB SOFTNET-DP Edition 2006 Upgrade DL | 252.45
6GK1706-1NX18-0AA0 | IE SNMP OPC-SERVER EXTENDED V18 | 2993.81
6GK1706-1NX18-0AK0 | IE SNMP OPC-SERVER EXTENDED V18 DL | 2490.31
6GK1711-1EW00-3AP0 | IE SOFTNET RNA SUS DL | 262.08
6GK1711-1EW18-0AA0 | SOFTNET-IE RNA V18 | 769.61
6DL8913-0NL10-0AB5 | SIMIT V11.1 VC 300 (1 CTRL) | 2758.45
6DL8913-0NL10-0AE5 | SIMIT 1 VC UG V11.0-> V11.1 (300) | 574.79
6DL8913-0NL10-0AH5 | SIMIT V11.1 VC 300 (1 CTRL) DL | 2409.93
6DL8913-0NL10-0AK5 | SIMIT 1 VC UG V11.0-> V11.1 (300) DL | 510.12
6DL8913-0SL10-0AH5 | SIMIT V11.1 VC PCS neo (1 CTRL) DL | 1372.34
6DL8913-0TL10-0AB5 | SIMIT SP V11.1 PLAYER S | 2101.67
6DL8913-0TL10-0AE5 | SIMIT SP V11.1 UG PLAY.S V11.0->V11.1 | 746.53
6DL8913-0TL10-0AH5 | SIMIT SP V11.1 PLAYER S DL | 1838.96
6DL8913-0WL10-0AK5 | SIMIT SP V11.1 UG PLAY.XL V11.0>V11.1 DL | 6532.06
6FX8002-5DN01-1BC8 | POWER CABLE, PREASSEMBLED | 522.73
6FX8002-5DN01-1BD0 | POWER CABLE, PREASSEMBLED | 522.76
6FX8002-5DN01-1BD1 | POWER CABLE, PREASSEMBLED | 540.25
6FX8002-5DN01-1BE0 | POWER CABLE, PREASSEMBLED | 540.24
6FX8002-5DN01-1CC0 | POWER CABLE, PREASSEMBLED | 680.26
6FX8002-5DN01-1CE0 | POWER CABLE, PREASSEMBLED | 715.27
6FX8002-5DN01-1CF0 | POWER CABLE, PREASSEMBLED | 732.8
6FX8002-5DN01-1CG0 | POWER CABLE, PREASSEMBLED | 750.28
6FX8002-5DN05-1AC0 | POWER CABLE PREASSEMBLED EXT. | 294.91
6FX8002-5DN05-1AC2 | POWER CABLE PREASSEMBLED EXT. | 311.7
6FX8002-5DN05-1AC5 | POWER CABLE PREASSEMBLED EXT. | 311.7
6FX8002-5DN05-1AD0 | POWER CABLE PREASSEMBLED EXT. | 311.67
6FX8002-5DN05-1BH0 | POWER CABLE PREASSEMBLED EXT. | 546.73
6FX8002-5DN05-1CF0 | POWER CABLE PREASSEMBLED EXT. | 681.06
6FX8002-5DN05-1DA5 | POWER CABLE PREASSEMBLED EXT. | 781.75
6FX7002-5EA41-1AJ0 | POWER CABLE, PREASSEMBLED | 450.9
6FX7002-5EA41-1BD0 | POWER CABLE, PREASSEMBLED | 586.17
6FX7002-5EA41-1CA0 | POWER CABLE, PREASSEMBLED | 781.38
6FX7002-5EA41-1CF0 | POWER CABLE, PREASSEMBLED | 918.76
6FX7002-5EA48-1AD0 | POWER CABLE, PREASSEMBLED | 456.74
6FX7002-5EA48-1AF0 | POWER CABLE, PREASSEMBLED | 511.53
6FX7002-5EA48-1BC0 | POWER CABLE, PREASSEMBLED | 702.27
6FX7002-5EA48-1BE0 | POWER CABLE, PREASSEMBLED | 757.13
6FX7002-5EA51-1BA0 | POWER CABLE, PREASSEMBLED | 543.4
6FX7002-5EA51-1CA0 | POWER CABLE, PREASSEMBLED | 848.6
6FX7002-5EA61-1CF0 | POWER CABLE, PREASSEMBLED | 1271.82
6FX7002-5EA61-1CK0 | POWER CABLE, PREASSEMBLED | 1433.7
6FX7008-1BC41-1FA0 | POWER CABLE,SOLD BY THE METER, | 1821.61
6FX7008-1BC51-1AF0 | POWER CABLE,SOLD BY THE METER, | 252.53
6FX5008-1BB25-1AF0 | POWER CABLE, SOLD BY THE METER | 225.34
6FX5008-1BB25-1AJ0 | POWER CABLE, SOLD BY THE METER | 347.18
6FX5008-1BB25-1CA0 | POWER CABLE, SOLD BY THE METER | 837.42
6FX5008-1BB25-1CF0 | POWER CABLE, SOLD BY THE METER | 1041.59
6FX5008-1BB25-1EF0 | POWER CABLE, SOLD BY THE METER | 1860.24
6FX5008-1BB25-1GA0 | POWER CABLE, SOLD BY THE METER | 2472.36
6FX5008-1BB25-3AA0 | POWER CABLE, SOLD BY THE METER | 8183.97
6FX5008-1BB31-1AD0 | POWER CABLE, SOLD BY THE METER | 45.46
6FX5008-1BB31-1CA0 | POWER CABLE, SOLD BY THE METER | 238.77
6FX5008-1BB31-1DA0 | POWER CABLE, SOLD BY THE METER | 351.38
6FX5008-1BB31-3AA0 | POWER CABLE, SOLD BY THE METER | 2284.54
6FX5008-1BB35-1AD0 | POWER CABLE, SOLD BY THE METER | 201.16
6FX5008-1BB35-1BB0 | POWER CABLE, SOLD BY THE METER | 669.84
6FX5008-1BB35-1BD0 | POWER CABLE, SOLD BY THE METER | 787.31
6FX5008-1BB35-1CD0 | POWER CABLE, SOLD BY THE METER | 1373.39
6FX5008-1BB35-1CF0 | POWER CABLE, SOLD BY THE METER | 1490.36
6FX5008-1BB35-1FF0 | POWER CABLE, SOLD BY THE METER | 3248.72
6FX5008-1BB35-1GA0 | POWER CABLE, SOLD BY THE METER | 3546.75
6FX5008-1BB35-3AJ0 | POWER CABLE, SOLD BY THE METER | 12218.02
6FX5008-1BB41-1AD0 | POWER CABLE, SOLD BY THE METER | 55.43
6FX8002-2CA31-2AA0 | SIGNAL CABLE, PREASSEMBLED, | 1247.98
6FX8002-2CA31-2EA0 | SIGNAL CABLE, PREASSEMBLED, | 1687.35
6FX8002-2CA34-1AD0 | SIGNAL CABLE, PREASSEMBLED EXT. | 204.93
6FX8002-2CA34-1AD4 | SIGNAL CABLE, PREASSEMBLED EXT. | 215.92
6FX8002-2CA34-1AF0 | SIGNAL CABLE, PREASSEMBLED EXT. | 226.86
6FX8002-2CA34-1AG0 | SIGNAL CABLE, PREASSEMBLED EXT. | 237.72
6FX8002-2CA34-1AK0 | SIGNAL CABLE, PREASSEMBLED EXT. | 270.83
6FX8002-2CA34-1BB0 | SIGNAL CABLE, PREASSEMBLED EXT. | 292.9
6FX8002-2CA34-1BJ0 | SIGNAL CABLE, PREASSEMBLED EXT. | 369.77
6FX8002-2CA34-1CA0 | SIGNAL CABLE, PREASSEMBLED EXT. | 391.75
6FX8002-2CA34-1CG0 | SIGNAL CABLE, PREASSEMBLED EXT. | 457.44
6FX8002-2CA34-1CK0 | SIGNAL CABLE, PREASSEMBLED EXT. | 490.51
6FX8002-2CA34-1GF0 | SIGNAL CABLE, PREASSEMBLED EXT. | 885.88
6FX8002-2CA38-1AD0 | SIGNAL CABLE, PREASS. EXTENSION | 205.02
6FX8002-2CD24-1BF0 | SIGNAL CABLE, PREASSEMBLED | 242.79
6FX8002-2CD24-1DF0 | SIGNAL CABLE, PREASSEMBLED | 409.03
6FX8002-2DC00-1AC5 | SIGNAL CABLE, PREASSEMBLED | 150.64
6FX8002-2DC00-1AD0 | SIGNAL CABLE, PREASSEMBLED | 150.64
6FX8002-2DC00-1AD5 | SIGNAL CABLE, PREASSEMBLED | 162.31
6FX8002-2DC00-1AG0 | SIGNAL CABLE, PREASSEMBLED | 185.7
6FX8002-2DC00-1AK0 | SIGNAL CABLE, PREASSEMBLED | 220.72
6FX8002-2DC00-1CA0 | SIGNAL CABLE, PREASSEMBLED | 349.16
6FX8002-2DC00-1CB3 | SIGNAL CABLE, PREASSEMBLED | 372.5
6FX8002-2DC00-1CJ0 | SIGNAL CABLE, PREASSEMBLED | 442.57
6FX8002-2DC00-1DC0 | SIGNAL CABLE, PREASSEMBLED | 489.33
6GK1704-5SW18-0AK0 | SOFTNET-PB DP-SLAVE V18 DL | 350.68
6GK1706-1NW00-3AP0 | IE SNMP OPC-SERVER BASIC SUS DL | 784.78
6GK1706-1NW18-0AA0 | IE SNMP OPC-SERVER BASIC V18 | 1595.17
6GK1713-5DB18-0AA0 | HARDNET-PB DP V18 | 798.28
6GK1713-5DB18-0AK0 | HARDNET-PB DP V18 DL | 664.54
6GK1716-0HB00-3AP0 | S7-REDCONNECT SUS DL | 1209.91
6GK1716-0HB18-0AA0 | HARDNET-IE S7 REDCONNECT V18 | 3692.48
6DL8913-0QL10-0AB5 | SIMIT V11.1 VC ENTRY / SIS (1 CTRL) | 5516.91
6DL8913-0QL10-0AE5 | SIMIT 1VC UG V11.0->V11.1 (ENTRY/SIS) | 1163.3
6DL8913-0QL10-0AH5 | SIMIT V11.1 VC ENTRY / SIS (1 CTRL) DL | 4828.61
6DL8913-0QL10-0AK5 | SIMIT 1VC UG V11.0->V11.1 (ENTRY/SIS) DL | 1015.26
6DL8913-0RL10-0AB5 | SIMIT V11.1 VC ENTRY / SIS (5 CTRL) | 22619.3
6DL8913-0UL10-0AK5 | SIMIT SP V11.1 UG PLAY.M V11.0->V11.1 DL | 2057.92
6DL8913-0VL10-0AB5 | SIMIT SP V11.1 PLAYER L | 13333.39
6DL8913-0VL10-0AE5 | SIMIT SP V11.1 UG PLAY.L V11.0->V11.1 | 4736.66
6DL8913-0VL10-0AH5 | SIMIT SP V11.1 PLAYER L DL | 11585.5
6FX8002-5CR41-1CG0 | POWER CABLE, PREASSEMBLED | 1028.07
6FX8002-5CR41-1DA0 | POWER CABLE, PREASSEMBLED | 1142.98
6FX8002-5CR52-2AA0 | POWER CABLE, PREASSEMBLED | 4556.74
6FX8002-5CS01-1AA0 | POWER CABLE, PREASSEMBLED | 276.13
6FX8002-5DN01-1BH0 | POWER CABLE, PREASSEMBLED | 592.75
6FX8002-5DN01-1BJ0 | POWER CABLE, PREASSEMBLED | 610.25
6FX8002-5DN01-1BK0 | POWER CABLE, PREASSEMBLED | 627.78
6FX8002-5DN01-1BK5 | POWER CABLE, PREASSEMBLED | 645.29
6FX8002-5DN01-1DC0 | POWER CABLE, PREASSEMBLED | 855.29
6FX8002-5DN01-1DF0 | POWER CABLE, PREASSEMBLED | 907.84
6FX8002-5DN01-1EA0 | POWER CABLE, PREASSEMBLED | 995.32
6FX8002-5DN01-1EB0 | POWER CABLE, PREASSEMBLED | 1012.84
6FX8002-5DN05-1AE5 | POWER CABLE PREASSEMBLED EXT. | 345.28
6FX8002-5DN05-1AF0 | POWER CABLE PREASSEMBLED EXT. | 345.28
6FX8002-5DN05-1AF5 | POWER CABLE PREASSEMBLED EXT. | 362.06
6FX8002-5DN05-1AG0 | POWER CABLE PREASSEMBLED EXT. | 362.07
6FX8002-5DN41-1AB2 | POWER CABLE PREASSEMBLED | 425.1
6FX8002-5DN41-1AC0 | POWER CABLE PREASSEMBLED | 425.15
6FX8002-5DN41-1AC3 | POWER CABLE PREASSEMBLED | 449.64
6FX8002-5DN41-1AC4 | POWER CABLE PREASSEMBLED | 449.64
6AV2154-2MB31-8AB0 | Unified PC RT 2.5k UG V16..V17->V18 | 1394.7
6AV2154-2MB31-8LA0 | Unified PC RT 2.5k UG V16..V17->V18 DL | 1245.47
6AV2154-3DB01-8AA0 | WinCC Unified PC RT 150 V18 | 1073.29
6AV2155-1EV01-8AA0 | WinCC Unified V18 PC RT 500+1CL, Package | 4941.73
6AV2155-1EW01-8AA0 | WinCC Unified V18 PC RT 500+2CL, Package | 7736.87
6AV2155-1FB01-8AA0 | WinCC Unified V18 PC RT 5k, Package | 5723.74
6AV2155-1GB01-8AA0 | WinCC Unified V18 PC RT 50k, Package | 10015.46
6AV6371-1GC08-0AX0 | SIMATIC WinCC/ODK V8.0 DL | 2094.93
6AV6371-1HA08-0AX0 | WinCC/Server V8.0 DL | 5121.09
6AV6371-1HB08-0AX0 | WinCC/User Archives V8.0 DL | 1266.99
6AV6371-1HF08-0AX0 | WinCC/Redundancy V8.0 DL | 5321.97
6AV6371-1JV38-0AX0 | WinCC/Audit RT Server PP V8.0 DL | 1188.08
6FX8002-5DS51-1FA0 | POWER CABLE, PREASSEMBLED | 1920.97
6FX8002-5DS51-1FH0 | POWER CABLE, PREASSEMBLED | 2136.23
6FX8002-5DS51-1GA0 | POWER CABLE, PREASSEMBLED | 2228.56
6FX8002-5DS51-1CH0 | POWER CABLE, PREASSEMBLED | 1213.59
6FX8002-5DS54-1FA0 | POWER CABLE, PREASSEMBLED | 1780.54
6FX8002-5DS61-1AA0 | POWER CABLE, PREASSEMBLED | 397.5
6FX8002-5DS61-1AF0 | POWER CABLE, PREASSEMBLED | 613.7
6FX8002-5DS61-1BA0 | POWER CABLE, PREASSEMBLED | 829.95
6FX8002-5DS61-1FA0 | POWER CABLE, PREASSEMBLED | 2559.66
6FX8002-5DS61-1FF0 | POWER CABLE, PREASSEMBLED | 2775.86
6FX8002-5DS61-1GA0 | POWER CABLE, PREASSEMBLED | 2987.41
6FX8002-5DS61-1GF0 | POWER CABLE, PREASSEMBLED | 3203.6
6FX8002-5DN05-1DG0 | POWER CABLE PREASSEMBLED EXT. | 865.72
6FX8002-5DN41-1BA0 | POWER CABLE PREASSEMBLED | 621.24
6AV2154-2GB01-8BA0 | WinCC Unified PC RT 100k V18 ASIA | 17887.22
6AV2154-2GB01-8LA0 | WinCC Unified PC RT 100k V18 DL | 15970.22
6AV2154-2GB31-8AA0 | Unified PC RT 100k UG V16..V17->V18 | 5366.46
6AV2154-3JR01-8AB0 | Unified Collaboration 3x1 V18 | 6439.75
6AV2154-3JR01-8LB0 | Unified Collaboration 3x1 V18 DL | 5749.57
6AV2155-0HM01-7LB0 | SIMATIC CFL V1.1 (1 HMI RT) Promo DL | 290.65
6AV2155-0LM01-7LA0 | SIMATIC Live Link V1.0 DL - PROMOTION | 2359.64
6AV6371-1DV08-0AX0 | WinCC/Audit RT V8.0 | 1334.43
6AV6371-1DV08-0BX3 | WinCC/Audit RT Upgr V7.3/7.4 -> V8.0 | 295.58
6AV6371-1DV08-0BX4 | WinCC/Audit RT Upgr V7.5 -> V8.0 | 196.57
6AV6371-1DV18-0AX0 | WinCC/Audit RC V8.0 | 11770.33
6AV6371-1DV18-0BX3 | WinCC/Audit RC Upgr V7.3/7.4 -> V8.0 | 1472.19
6AV6371-1HQ10-0EX0 | WinCC/Arch. V8.0, 30000 Arch.Tags DL | 32412.52
6AV6371-1HR08-0AX0 | WinCC/Connectivity Pack V8.0 DL | 1726.16
6AV6371-1HR18-0AX0 | WinCC/Connectivity Station V8.0 DL | 4885.77
6AV6371-1HV08-0AX0 | WinCC/Audit RT V8.0 DL | 1188.08
6FX8002-5DS54-1CA0 | POWER CABLE, PREASSEMBLED | 857.9
6FX8002-5DS54-1CC0 | POWER CABLE, PREASSEMBLED | 919.44
6FX8002-5DS54-1CD0 | POWER CABLE, PREASSEMBLED | 950.19
6FX8002-5DS54-1CE0 | POWER CABLE, PREASSEMBLED | 980.95
6FX8002-5DS61-1CA0 | POWER CABLE, PREASSEMBLED | 1262.38
6FX8002-5DS61-1CC0 | POWER CABLE, PREASSEMBLED | 1348.89
6FX8002-5DS61-1CE0 | POWER CABLE, PREASSEMBLED | 1435.35
6FX8002-5DS61-1CF0 | POWER CABLE, PREASSEMBLED | 1478.57
6FX8002-5DS61-1KA0 | POWER CABLE, PREASSEMBLED | 4282.37
6FX8002-5DS61-1KF0 | POWER CABLE, PREASSEMBLED | 4498.59
6FX8002-5DS64-1BA0 | POWER CABLE, PREASSEMBLED | 702.98
6FX8002-5DS64-1BE0 | POWER CABLE, PREASSEMBLED | 875.97
6FX8002-5DS64-1EA0 | POWER CABLE, PREASSEMBLED | 2000.27
6FX8002-5DS64-1JB0 | POWER CABLE, PREASSEMBLED | 3782.43
6FX8002-5DX18-1AC0 | POWER CABLE, PREASSEMBLED EXT. | 1774.1
6FX8002-5DX18-1AD0 | POWER CABLE, PREASSEMBLED EXT. | 1819.64
6FX8002-5DA05-1BA0 | POWER CABLE, PREASSEMBLED EXT. | 429.22
6FX8002-5DA05-1BB0 | POWER CABLE, PREASSEMBLED EXT. | 445.99
6FX8002-5DA05-1BC0 | POWER CABLE, PREASSEMBLED EXT. | 462.75
6FX8002-5DA05-1BC5 | POWER CABLE, PREASSEMBLED EXT. | 479.53
6FX8002-5DA05-1CD0 | POWER CABLE, PREASSEMBLED EXT. | 646.81
6FX8002-5DA05-1CE0 | POWER CABLE, PREASSEMBLED EXT. | 663.65
6FX8002-5DA05-1CF0 | POWER CABLE, PREASSEMBLED EXT. | 680.55
6FX8002-5DA05-1CG0 | POWER CABLE, PREASSEMBLED EXT. | 697.46
6FX8002-5DA05-1DA0 | POWER CABLE, PREASSEMBLED EXT. | 763.13
6FX8002-5DA15-1AH7 | POWER CABLE, PREASSEMBLED EXT. | 418.51
6FX8002-5DA15-1AJ0 | POWER CABLE, PREASSEMBLED EXT. | 418.77
6FX8002-5DA15-1AK0 | POWER CABLE, PREASSEMBLED EXT. | 438.04
6FX8002-5DA15-1BA0 | POWER CABLE, PREASSEMBLED EXT. | 457.24
6FX8002-5DA15-1CD0 | POWER CABLE, PREASSEMBLED EXT. | 710.15
6FX8002-5DA15-1CE0 | POWER CABLE, PREASSEMBLED EXT. | 729.58
6FX8002-5DA15-1CF0 | POWER CABLE, PREASSEMBLED EXT. | 749.04
6FX8002-5DA15-1CG0 | POWER CABLE, PREASSEMBLED EXT. | 768.43
6FX8002-5DA28-1AF5 | POWER CABLE, PREASSEMBLED EXT. | 510.01
6FX8002-5DA28-1AG0 | POWER CABLE, PREASSEMBLED EXT. | 510.12
6FX8002-5DA28-1AH0 | POWER CABLE, PREASSEMBLED EXT. | 526.74
6FX8002-5DA28-1AH5 | POWER CABLE, PREASSEMBLED EXT. | 543.53
6DL2804-1DE52 | EX-DEV_DUST_950x450x230_M16_110CE_BU | 7050.47
6DL2804-1DE60 | EX-DEV_DUST_950x450x230_M20_95CE_BK | 7050.47
6DL2804-1DE61 | EX-DEV_DUST_950x450x230_M20_95CE_MET | 8045.84
6DL2804-1DE62 | EX-DEV_DUST_950x450x230_M20_95CE_BU | 7050.47
6DL8913-0UL10-0AE5 | SIMIT SP V11.1 UG PLAY.M V11.0->V11.1 | 2351.53
6DL8913-0WL10-0AB5 | SIMIT SP V11.1 PLAYER XL | 21332.03
6DL8913-0WL10-0AH5 | SIMIT SP V11.1 PLAYER XL DL | 18389.68
6FX8002-5CR41-1BD7 | POWER CABLE, PREASSEMBLED | 683.32
6FX8002-5CR41-1CD0 | POWER CABLE, PREASSEMBLED | 941.85
6FX8002-5CS01-1AA1 | POWER CABLE, PREASSEMBLED | 289.55
6FX8002-5DN01-1BB8 | POWER CABLE, PREASSEMBLED | 505.23
6FX8002-5DN01-1BE6 | POWER CABLE, PREASSEMBLED | 557.72
6FX8002-5DN01-1BG0 | POWER CABLE, PREASSEMBLED | 575.24
6FX8002-5DN01-1CA2 | POWER CABLE, PREASSEMBLED | 662.74
6FX8002-5DN01-1CB0 | POWER CABLE, PREASSEMBLED | 662.74
6FX8002-5DN01-1CJ0 | POWER CABLE, PREASSEMBLED | 785.28
6FX8002-5DN01-1DA0 | POWER CABLE, PREASSEMBLED | 820.29
6FX8002-5DN01-1EG0 | POWER CABLE, PREASSEMBLED | 1100.36
6FX8002-5DN01-1HC0 | POWER CABLE, PREASSEMBLED | 1555.54
6FX8002-5DN05-1AD5 | POWER CABLE PREASSEMBLED EXT. | 328.46
6FX8002-5DN05-1AE3 | POWER CABLE PREASSEMBLED EXT. | 345.28
6FX8002-5DN05-1AH0 | POWER CABLE PREASSEMBLED EXT. | 378.85
6FX8002-5DN05-1BA0 | POWER CABLE PREASSEMBLED EXT. | 429.22
6FX8002-5DN05-1EG0 | POWER CABLE PREASSEMBLED EXT. | 1033.6
6FX8002-5DN36-1EF0 | POWER CABLE PREASSEMBLED | 1006.15
6FX8002-5DN41-1AH0 | POWER CABLE PREASSEMBLED | 547.71
6FX8002-5DN41-1AK0 | POWER CABLE PREASSEMBLED | 596.75
6AV2154-2GB31-8LA0 | Unified PC RT 100k UG V16..V17->V18 DL | 4791.07
6AV2154-2MB01-8BA0 | WinCC Unified PC RT 2.5k V18 ASIA | 4650.44
6AV2154-3DB01-8BA0 | WinCC Unified PC RT 150 V18 ASIA | 1073.29
6AV2154-3DB31-8AA0 | Unified PC RT 150 UG V16..V17->V18 | 322.85
6AV2155-0XS01-8LA0 | WinCC Unified V18 PC RT maximum DL | 44445.43
6AV2155-1EB01-8AA0 | WinCC Unified V18 PC RT 500, Package | 2146.58
6AV2155-1SL01-8LA0 | WinCC Unified V18 PIOpt SES+LCS MP DL | 2697.58
6AV6371-1DR08-0AX0 | WinCC/Connectivity Pack V8.0 | 1941.39
6AV6371-1DV18-0BX4 | WinCC/Audit RC Upgr V7.5 -> V8.0 | 981.46
6AV6371-1DV38-0AX0 | WinCC/Audit RT Server V8.0 | 2670.3
6AV6371-1HQ10-0AX0 | WinCC/Arch. V8.0, 1500 Arch.Tags DL | 3821.08
6AV6371-1HQ10-0CX0 | WinCC/Arch. V8.0, 10000 Arch.Tags DL | 19940.54
6AV6371-1HV18-0AX0 | WinCC/Audit RC V8.0 DL | 10467.45
6AV6371-1HV38-0AX0 | WinCC/Audit RT Server V8.0 DL | 2377.59
6FX8002-5DS51-1JB0 | POWER CABLE, PREASSEMBLED | 2865.16
6FX8002-5DS54-1BE0 | POWER CABLE, PREASSEMBLED | 673.37
6FX8002-5DS54-1DF0 | POWER CABLE, PREASSEMBLED | 1319.2
6FX8002-5DS54-1EA0 | POWER CABLE, PREASSEMBLED | 1473.01
6FX8002-5DS61-1BB0 | POWER CABLE, PREASSEMBLED | 873.17
6FX8002-5DS61-1BF0 | POWER CABLE, PREASSEMBLED | 1046.13
6FX8002-5DS61-1BJ0 | POWER CABLE, PREASSEMBLED | 1176.82
6FX8002-5DS61-1DA0 | POWER CABLE, PREASSEMBLED | 1694.79
6FX8002-5DS61-1EA0 | POWER CABLE, PREASSEMBLED | 2127.23
6FX8002-5DS61-1HF0 | POWER CABLE, PREASSEMBLED | 3642.97
6FX8002-5DS61-1JF0 | POWER CABLE, PREASSEMBLED | 4082.37
6FX8002-5DS64-1BF0 | POWER CABLE, PREASSEMBLED | 919.18
6FX8002-5DS64-1BJ0 | POWER CABLE, PREASSEMBLED | 1049.87
6FX8002-5DS64-1CA0 | POWER CABLE, PREASSEMBLED | 1135.41
6FX8002-5DS64-1CJ0 | POWER CABLE, PREASSEMBLED | 1482.3
6FX8002-5DS64-1DA0 | POWER CABLE, PREASSEMBLED | 1567.82
6FX8002-5DX18-1AG0 | POWER CABLE, PREASSEMBLED EXT. | 1954
6FX8002-5DX18-1AH0 | POWER CABLE, PREASSEMBLED EXT. | 2000.22
6FX8002-5DA05-1AJ0 | POWER CABLE, PREASSEMBLED EXT. | 395.67
6FX8002-5DA05-1AK5 | POWER CABLE, PREASSEMBLED EXT. | 429.09
6FX8002-5DA05-1BD0 | POWER CABLE, PREASSEMBLED EXT. | 479.41
6FX8002-5DA05-1BF0 | POWER CABLE, PREASSEMBLED EXT. | 513.15
6FX8002-5DA05-1CA0 | POWER CABLE, PREASSEMBLED EXT. | 596.62
6FX8002-5DS64-1CC0 | POWER CABLE, PREASSEMBLED | 1221.92
6FX8002-5DS64-1CD0 | POWER CABLE, PREASSEMBLED | 1265.11
6FX8002-5DS64-1CF0 | POWER CABLE, PREASSEMBLED | 1351.61
6FX8002-5DS64-1CG0 | POWER CABLE, PREASSEMBLED | 1394.38
6FX8002-5DX18-1AH5 | POWER CABLE, PREASSEMBLED EXT. | 2045.76
6FX8002-5DX18-1AJ0 | POWER CABLE, PREASSEMBLED EXT. | 2046.47
6FX8002-5DX18-1AJ5 | POWER CABLE, PREASSEMBLED EXT. | 2092.02
6FX8002-5DA05-1AG5 | POWER CABLE, PREASSEMBLED EXT. | 378.96
6FX8002-5DA05-1AH0 | POWER CABLE, PREASSEMBLED EXT. | 378.77
6FX8002-5DA05-1BG5 | POWER CABLE, PREASSEMBLED EXT. | 546.83
6FX8002-5DA05-1BH0 | POWER CABLE, PREASSEMBLED EXT. | 546.65
6FX8002-5DA05-1BH1 | POWER CABLE, PREASSEMBLED EXT. | 563.44
6FX8002-5DA05-1BJ0 | POWER CABLE, PREASSEMBLED EXT. | 563.56
6FX8002-5DA15-1AC0 | POWER CABLE, PREASSEMBLED EXT. | 302.48
6FX8002-5DA15-1AC6 | POWER CABLE, PREASSEMBLED EXT. | 321.82
6FX8002-5DA15-1AD0 | POWER CABLE, PREASSEMBLED EXT. | 321.69
6FX8002-5DA15-1AE0 | POWER CABLE, PREASSEMBLED EXT. | 341.12
6FX8002-5DA15-1BC6 | POWER CABLE, PREASSEMBLED EXT. | 515.39
6FX8002-5DA15-1BD0 | POWER CABLE, PREASSEMBLED EXT. | 515.28
6FX8002-5DA15-1BE0 | POWER CABLE, PREASSEMBLED EXT. | 534.71
6FX8002-5DA15-1BF0 | POWER CABLE, PREASSEMBLED EXT. | 554.17
6FX8002-5DA15-1BG0 | POWER CABLE, PREASSEMBLED EXT. | 573.56
6FX8002-5DA20-1AJ0 | POWER CABLE, PREASSEMBLED | 414.7
6FX8002-5DA20-1AK0 | POWER CABLE, PREASSEMBLED | 432.22
6FX8002-5DA20-1BA0 | POWER CABLE, PREASSEMBLED | 449.74
6FX8002-5DA20-1CC0 | POWER CABLE, PREASSEMBLED | 659.68
6DL2804-1AD61 | EX-DEV_GAS_650x450x230_M20_60CE_MET | 6303.95
6DL2804-1AE60 | EX-DEV_GAS_950x450x230_M20_95CE_BK | 6967.52
6DL2804-1AE61 | EX-DEV_GAS_950x450x230_M20_95CE_MET | 7962.89
6DL2804-1DD31 | EX-DEV_DUST_650x450x230_M16_39CE_MET | 6055.13
6DL4160-1PF00-0XX0 | DIN RAIL 4160-P9 for SIMATIC S7-4100 | 182.78
6DL8913-0CL10-0AD5 | SIMIT SP V11.1 CONV. PACK ENG. M -> L | 11757.7
6DL8913-0CL10-0AE5 | SIMIT SP V11.1 UG ENG. L V11.0->V11.1 | 11757.7
6DL8913-0CL10-0AH5 | SIMIT SP V11.1 ENGINEERING L DL | 28964.63
6DL8913-0CL10-0AJ5 | SIMIT SP V11.1 CONV. PACK ENG. M -> L DL | 10288.28
6DL8913-0CL10-0AK5 | SIMIT SP V11.1 UG ENG. L V11.0->V11.1 DL | 10288.28
6FX8012-5CS01-1AD0 | POWER CABLE, PREASSEMBLED | 316.6
6FX8012-5CS01-1AE8 | POWER CABLE, PREASSEMBLED | 343.4
6FX8012-5CS01-1AF0 | POWER CABLE, PREASSEMBLED | 343.4
6FX8012-5CS01-1AG4 | POWER CABLE, PREASSEMBLED | 370.26
6FX8012-5CS01-1CG0 | POWER CABLE, PREASSEMBLED | 625.06
6FX8012-5CS01-1DA0 | POWER CABLE, PREASSEMBLED | 680.81
6FX8012-5CS01-1DF0 | POWER CABLE, PREASSEMBLED | 748.1
6FX8012-5CS01-1EB0 | POWER CABLE, PREASSEMBLED | 828.38
6FX8012-5CS31-1AH0 | POWER CABLE, PREASSEMBLED | 464.08
6FX8012-5CS31-1BA0 | POWER CABLE, PREASSEMBLED | 510.97
6FX8012-5CS31-1DF0 | POWER CABLE, PREASSEMBLED | 902.26
6FX8012-5CS41-1DD5 | POWER CABLE, PREASSEMBLED | 1038.38
6FX8012-5CS51-1AD5 | POWER CABLE, PREASSEMBLED | 461.03
6FX8012-5DA05-1AF0 | POWER CABLE, PREASSEMBLED EXT. | 345.28
6FX8012-5DA05-1BD0 | POWER CABLE, PREASSEMBLED EXT. | 479.41
6FX8012-5DA05-1BF0 | POWER CABLE, PREASSEMBLED EXT. | 513.15
6FX8012-5DA38-1AG0 | POWER CABLE, PREASSEMBLED EXT. | 530.24
6FX8002-5CG12-1AF0 | POWER CABLE PREASSEMBLED | 208.82
6FX8002-5CN41-1BJ0 | POWER CABLE PREASSEMBLED | 717.15
6FX8002-5CN41-1BJ5 | POWER CABLE PREASSEMBLED | 737.13
6FX8002-5CN41-1CA0 | POWER CABLE PREASSEMBLED | 757.13
6FX8002-5CN41-1CB0 | POWER CABLE PREASSEMBLED | 777.11
6FX8002-5DA68-1BD0 | POWER CABLE, PREASSEMBLED EXT. | 993.38
6FX8002-5DA05-1CC0 | POWER CABLE, PREASSEMBLED EXT. | 630.15
6FX8002-5DA05-1EG0 | POWER CABLE, PREASSEMBLED EXT. | 1032.79
6FX8002-5DA15-1AB0 | POWER CABLE, PREASSEMBLED EXT. | 282.99
6FX8002-5DA15-1AF0 | POWER CABLE, PREASSEMBLED EXT. | 360.58
6FX8002-5DA15-1AH0 | POWER CABLE, PREASSEMBLED EXT. | 399.17
6FX8002-5DA15-1BB0 | POWER CABLE, PREASSEMBLED EXT. | 476.58
6FX8002-5DA15-1BC0 | POWER CABLE, PREASSEMBLED EXT. | 496.07
6FX8002-5DA15-1BJ0 | POWER CABLE, PREASSEMBLED EXT. | 612.37
6FX8002-5DA15-1CC0 | POWER CABLE, PREASSEMBLED EXT. | 690.94
6FX8002-5DA15-1DA0 | POWER CABLE, PREASSEMBLED EXT. | 844.06
6FX8002-5DA20-1AF0 | POWER CABLE, PREASSEMBLED | 362.2
6FX8002-5DA28-1AC5 | POWER CABLE, PREASSEMBLED EXT. | 459.61
6FX8002-5DA28-1AE0 | POWER CABLE, PREASSEMBLED EXT. | 476.33
6FX8002-5DA28-1AJ7 | POWER CABLE, PREASSEMBLED EXT. | 560.43
6FX8002-5DA28-1BA5 | POWER CABLE, PREASSEMBLED EXT. | 593.96
6DL2804-1DD42 | EX-DEV_DUST_650x450x230_M20_36CE_BU | 5640.38
6DL2804-1DD52 | EX-DEV_DUST_650x450x230_M16_65CE_BU | 5723.31
6DL2804-2AE32 | EX-DEV_PNE_GAS_950x450x230_M16_66CE_BU | 7465.22
6DL2804-2AE61 | EX-DEV_PNE_GAS_950x450x230_M20_95CE_MET | 8626.48
6DL8913-0BL10-0AJ5 | SIMIT SP V11.1 CONV. PACK ENG. S -> M DL | 6859.29
6DL8913-0BL10-1AB5 | SIMIT SP V11.1 ENGINEERING M + DONGLE | 14895.64
6DL8913-0DL10-0AB5 | SIMIT SP V11.1 ENGINEERING XL | 53330.08
6DL8913-0DL10-0AE5 | SIMIT SP V11.1 UG ENG.XL V11.0->V11.1 | 18942.98
6DL8913-0JL10-0AK5 | SIMIT 1 VC UG V11.0-> V11.1 (FULL) DL | 2881.58
6FX8012-5CS01-1AC6 | POWER CABLE, PREASSEMBLED | 316.36
6FX8012-5CS01-1AH0 | POWER CABLE, PREASSEMBLED | 370.23
6FX8012-5CS01-1AJ0 | POWER CABLE, PREASSEMBLED | 383.86
6FX8012-5CS01-1CA0 | POWER CABLE, PREASSEMBLED | 544.35
6FX8012-5CS01-1CF0 | POWER CABLE, PREASSEMBLED | 611.64
6FX8012-5CS11-1AK5 | POWER CABLE, PREASSEMBLED | 434.96
6FX8012-5CS21-1DC0 | POWER CABLE, PREASSEMBLED | 783.81
6FX8012-5CS21-1EB0 | POWER CABLE, PREASSEMBLED | 904.56
6FX8012-5CS31-1AC6 | POWER CABLE, PREASSEMBLED | 401.55
6FX8012-5CS51-1AG0 | POWER CABLE, PREASSEMBLED | 511.03
6FX8012-5CS51-1BF0 | POWER CABLE, PREASSEMBLED | 733.52
6FX8012-5CX28-1BE0 | POWER CABLE, PREASSEMBLED EXT. | 2348.02
6FX8012-5DA05-1AD0 | POWER CABLE, PREASSEMBLED EXT. | 311.54
6FX8012-5DA38-1AH0 | POWER CABLE, PREASSEMBLED EXT. | 549.42
6FX8012-5DA38-1BB0 | POWER CABLE, PREASSEMBLED EXT. | 626.83
6FX8012-5DA38-1BJ0 | POWER CABLE, PREASSEMBLED EXT. | 762.64
6ES7661-0AP40-1CB2 | Process Control System IPC647E | 7724.64
6ES7661-0EA00-1CG1 | Process Control System IPC647E | 7063.94
6FX8002-5CG13-1AH0 | POWER CABLE, PREASSEMBLED | 1010.54
6FX8002-5CG21-1BA0 | POWER CABLE, PREASSEMBLED | 342.01
6FX8002-5CN41-1BF0 | POWER CABLE PREASSEMBLED | 657.15
6FX8002-5CN41-1BG5 | POWER CABLE PREASSEMBLED | 697.12
6FX8002-5DA68-1BF0 | POWER CABLE, PREASSEMBLED EXT. | 1075.74
6FX8002-5DA68-1BH0 | POWER CABLE, PREASSEMBLED EXT. | 1158.52
6FX8002-5DA68-1DK0 | POWER CABLE, PREASSEMBLED EXT. | 2069.54
6FX8002-5DF10-1AB0 | POWER CABLE, PREASSEMBLED | 172.67
6FX8002-5DG33-1CA0 | POWER CABLE, PREASSEMBLED | 3061.62
6FX8002-5DG33-1CF0 | POWER CABLE, PREASSEMBLED | 3556.44
6FX8002-5DG41-1BB0 | POWER CABLE, PREASSEMBLED | 579.91
6FX8002-5DG41-1BH0 | POWER CABLE, PREASSEMBLED | 751.67
6FX8002-5DG43-1DB0 | POWER CABLE, PREASSEMBLED | 5025.55
6FX8002-5DG51-1BD0 | POWER CABLE, PREASSEMBLED | 633.44
6FX8002-5DG53-1BF0 | POWER CABLE, PREASSEMBLED | 4030.52
6FX8002-5DG61-1AJ0 | POWER CABLE, PREASSEMBLED | 672.05
6FX8002-5DN01-1AE0 | POWER CABLE, PREASSEMBLED | 365.15
6FX8002-2DC00-1DF0 | SIGNAL CABLE, PREASSEMBLED | 524.4
6FX8002-2DC00-1EJ0 | SIGNAL CABLE, PREASSEMBLED | 676.13
6FX8002-2DC00-1GF0 | SIGNAL CABLE, PREASSEMBLED | 874.78
6FX8002-2DC10-1AB0 | SIGNAL CABLE, PREASSEMBLED | 138.19
6FX8002-2DC10-1AC0 | SIGNAL CABLE, PREASSEMBLED | 146.7
6FX8002-2DC10-1AD8 | SIGNAL CABLE, PREASSEMBLED | 163.64
6FX8002-2DC10-1AE2 | SIGNAL CABLE, PREASSEMBLED | 172.21
6FX8002-2CH00-1AB5 | SIGNAL CABLE, PREASSEMBLED, | 171.61
6FX8002-2CH00-1AD0 | SIGNAL CABLE, PREASSEMBLED, | 182.46
6FX8002-2CH00-1AJ8 | SIGNAL CABLE, PREASSEMBLED, | 248.47
6FX8002-2CH00-1AK5 | SIGNAL CABLE, PREASSEMBLED, | 259.37
6FX8002-2EQ10-2AA0 | SIGNAL CABLE, PREASSEMBLED, | 1247.77
6FX8002-2EQ10-2CA0 | SIGNAL CABLE, PREASSEMBLED, | 1467.46
6FX8002-2EQ14-1AB5 | SIGNAL CABLE, PREASSEMBLED EXT. | 196.39
6FX8002-2EQ14-1AB7 | SIGNAL CABLE, PREASSEMBLED EXT. | 196.39
6FX8002-2EQ14-1AE0 | SIGNAL CABLE, PREASSEMBLED EXT. | 218.34
6FX8002-2EQ14-1AE6 | SIGNAL CABLE, PREASSEMBLED EXT. | 229.33
6FX8002-2EQ14-1AH0 | SIGNAL CABLE, PREASSEMBLED EXT. | 251.4
6FX8002-2EQ14-1AJ0 | SIGNAL CABLE, PREASSEMBLED EXT. | 262.24
6FX8002-2EQ14-1BA5 | SIGNAL CABLE, PREASSEMBLED EXT. | 295.22
6FX8002-2EQ14-1BB5 | SIGNAL CABLE, PREASSEMBLED EXT. | 306.23
6FX8002-2EQ14-1BF0 | SIGNAL CABLE, PREASSEMBLED EXT. | 339.01
6FX8002-2EQ14-1BH0 | SIGNAL CABLE, PREASSEMBLED EXT. | 361.23
6FX8002-2EQ14-1CE0 | SIGNAL CABLE, PREASSEMBLED EXT. | 438.02
6FX8002-2EQ14-1CG0 | SIGNAL CABLE, PREASSEMBLED EXT. | 459.75
6FX8002-2EQ14-1CH0 | SIGNAL CABLE, PREASSEMBLED EXT. | 471.08
6FX8002-2EQ16-1BE0 | SIGNAL CABLE, PREASSEMBLED | 298.3
6FX5002-2EQ20-1BF0 | SIGNAL CABLE PREASSAMBLED | 315.67
6FX5002-2EQ20-1DA0 | SIGNAL CABLE PREASSAMBLED | 458.62
6FX5002-5CS64-1AF0 | POWER CABLE, PREASSEMBLED | 309.87
6FX5002-5CS64-1BF0 | POWER CABLE, PREASSEMBLED | 498.83
6FX5002-5DG33-1BA0 | POWER CABLE, PREASSEMBLED | 1463.79
6FX5002-5DG33-1BK0 | POWER CABLE, PREASSEMBLED | 1843.01
6FX5002-5DG42-1AC0 | POWER CABLE PREASSEMBLED | 247.69
6FX5002-5DG52-1CF0 | POWER CABLE PREASSEMBLED | 620.33
6FX5002-5DN01-1AB5 | POWER CABLE PREASSEMBLED | 287.05
6FX5002-5DN01-1AC2 | POWER CABLE PREASSEMBLED | 295.3
6FX5002-5DN01-1AF0 | POWER CABLE PREASSEMBLED | 311.85
6FX5002-5DN01-1AG0 | POWER CABLE PREASSEMBLED | 320.07
6FX5002-5DN01-1BC0 | POWER CABLE PREASSEMBLED | 369.59
6FX5002-5DN01-1BE0 | POWER CABLE PREASSEMBLED | 386.13
6FX5002-5DN01-1DE0 | POWER CABLE PREASSEMBLED | 551.27
6FX5002-5DN01-1EA0 | POWER CABLE PREASSEMBLED | 600.77
6FX5002-5DN01-1HG0 | POWER CABLE PREASSEMBLED | 897.98
6FX5002-5DN01-1JA0 | POWER CABLE PREASSEMBLED | 930.98
6FX5002-5DN05-1BF0 | POWER CABLE PREASSEMBLED | 363.78
6FX5002-5DN06-1DE0 | POWER CABLE PREASSEMBLED | 434.39
6FX5012-2CF02-1EA0 | SIGNAL CABLE, PREASSEMBLED | 389.45
6FX5012-2CF02-1EE0 | SIGNAL CABLE, PREASSEMBLED | 415.85
6FX5012-2CF02-1FC0 | SIGNAL CABLE, PREASSEMBLED | 469.72
6FX5012-2CF02-1FF0 | SIGNAL CABLE, PREASSEMBLED | 489.52
6FX5012-2CF02-1FK0 | SIGNAL CABLE, PREASSEMBLED | 515.94
6FX5012-2CF02-1HF0 | SIGNAL CABLE, PREASSEMBLED | 623.65
6FX5012-2CF02-1CH0 | SIGNAL CABLE, PREASSEMBLED | 304.78
6FX5012-2EQ10-1CE0 | SIGNAL CABLE, PREASSEMBLED | 299.27
6FX5012-2EQ10-1DA0 | SIGNAL CABLE, PREASSEMBLED | 344.77
6FX5012-2EQ10-1EG0 | SIGNAL CABLE, PREASSEMBLED | 467.37
6FX5012-2EQ10-1FA0 | SIGNAL CABLE, PREASSEMBLED | 497.85
6FX5012-2CH00-1BA0 | SIGNAL CABLE, PREASSEMBLED | 195.4
6FX5012-5CA05-1AD0 | POWER CABLE, PREASSEMBLED,EXT. | 247.4
6FX5012-5CA28-1AD0 | POWER CABLE, PREASSEMBLED,EXT. | 388.46
6DL8913-0BL10-0AB5 | SIMIT SP V11.1 ENGINEERING M | 16550.72
6DL8913-0BL10-0AD5 | SIMIT SP V11.1 CONV. PACK ENG. S -> M | 7838.47
6DL8913-0BL10-0AE5 | SIMIT SP V11.1 UG ENG. M V11.0->V11.1 | 5878.85
6DL8913-0BL10-0AH5 | SIMIT SP V11.1 ENGINEERING M DL | 14482.31
6DL8913-0DL10-0AJ5 | SIMIT SP V11.1 CONV. PACK ENG.L -> XL DL | 12346.22
6DL8913-0DL10-0AK5 | SIMIT SP V11.1 UG ENG.XL V11.0->V11.1 DL | 16460.8
6DL8913-0JL10-0AB5 | SIMIT V11.1 VC FULL (1 CTRL) | 15631.23
6DL8913-0JL10-0AE5 | SIMIT 1 VC UG V11.0-> V11.1 (FULL) | 3266.02
6FX8012-5CS01-1AK5 | POWER CABLE, PREASSEMBLED | 410.73
6FX8012-5CS01-1BA0 | POWER CABLE, PREASSEMBLED | 410.7
6FX8012-5CS01-1BB0 | POWER CABLE, PREASSEMBLED | 424.11
6FX8012-5CS01-1BE0 | POWER CABLE, PREASSEMBLED | 464.55
6FX8012-5CS01-1BG0 | POWER CABLE, PREASSEMBLED | 491.4
6FX8012-5CS21-1DE0 | POWER CABLE, PREASSEMBLED | 810.87
6FX8012-5CS21-1DF0 | POWER CABLE, PREASSEMBLED | 824.29
6FX8012-5CS21-1DH0 | POWER CABLE, PREASSEMBLED | 851.11
6FX8012-5CS21-1DJ0 | POWER CABLE, PREASSEMBLED | 864.74
6FX8012-5CS51-1DF0 | POWER CABLE, PREASSEMBLED | 1230.69
6FX8012-5CS61-1BA5 | POWER CABLE, PREASSEMBLED | 767.58
6FX8012-5CS61-1CF0 | POWER CABLE, PREASSEMBLED | 1265.73
6FX8012-5CX28-1BA0 | POWER CABLE, PREASSEMBLED EXT. | 2155.17
6FX8012-5DA48-1AF0 | POWER CABLE, PREASSEMBLED EXT. | 531.18
6FX8012-5DA48-1BA0 | POWER CABLE, PREASSEMBLED EXT. | 647.48
6FX8012-5DA48-1BB0 | POWER CABLE, PREASSEMBLED EXT. | 670.83
6FX8012-5DA58-1AC0 | POWER CABLE, PREASSEMBLED EXT. | 493.03
6ES7661-0AA02-1CB2 | Process Control System IPC647E | 8335.89
6ES7661-0AA11-1CB2 | Process Control System IPC647E | 8592.09
6FX8002-5CG21-1CF0 | POWER CABLE, PREASSEMBLED | 534.43
6FX8002-5CG21-1DD0 | POWER CABLE, PREASSEMBLED | 638.25
6FX8002-5CG22-1AG0 | POWER CABLE PREASSEMBLED | 290.73
6FX8002-5CG22-1BA0 | POWER CABLE PREASSEMBLED | 342.29
6FX8002-5DA68-1BK0 | POWER CABLE, PREASSEMBLED EXT. | 1241.7
6FX8002-5DA68-1CE0 | POWER CABLE, PREASSEMBLED EXT. | 1446.19
6FX8002-5DA68-1CF0 | POWER CABLE, PREASSEMBLED EXT. | 1487.36
6FX8002-5DA68-1CG0 | POWER CABLE, PREASSEMBLED EXT. | 1528.51
6FX8002-5DG33-1DA0 | POWER CABLE, PREASSEMBLED | 4062.93
6FX8002-5DG33-1EA0 | POWER CABLE, PREASSEMBLED | 5034.11
6FX8002-5DG33-1FA0 | POWER CABLE, PREASSEMBLED | 6028.44
6FX8002-5DG41-1AF0 | POWER CABLE, PREASSEMBLED | 408.13
6FX8002-5DG51-1BJ0 | POWER CABLE, PREASSEMBLED | 779.29
6FX8002-5DG51-1CG0 | POWER CABLE, PREASSEMBLED | 1010.05
6FX8002-5DG51-1DD0 | POWER CABLE, PREASSEMBLED | 1216.14
6FX8002-5DG51-1EA0 | POWER CABLE, PREASSEMBLED | 1422.17
6FX8002-5DN01-1AH0 | POWER CABLE, PREASSEMBLED | 417.7
6FX8002-5DN01-1AH5 | POWER CABLE, PREASSEMBLED | 435.18
6FX8002-5DN01-1AH6 | POWER CABLE, PREASSEMBLED | 435.18
6FX8002-5DN01-1AJ0 | POWER CABLE, PREASSEMBLED | 435.17
6AV2153-2GB01-8AA5 | WinCC Unified PC ES 100k V18 | 8499.29
6AV2153-2GB01-8LA5 | WinCC Unified PC ES 100k V18 DL | 7233.57
6AV2153-2GB31-8AA5 | Unified PC ES 100kPT UG V16..V17->V18 | 3472.18
6AV2153-2GB31-8LA5 | Unified PC ES 100kPT UG V16..V17->V18 DL | 2893.75
6AV2154-0XB31-8LA0 | Unified PC RT max UG V16..V17->V18 DL | 7665.13
6AV2154-1EB01-8AA0 | WinCC Unified PC RT 500 V18 | 2683.22
6AV2154-1EB01-8BA0 | WinCC Unified PC RT 500 V18 ASIA | 2683.22
6AV2154-1EB01-8LA0 | WinCC Unified PC RT 500 V18 DL | 2396.25
6AV2154-1EB31-8AB0 | Unified PC RT 500 UG V16..V17->V18 | 804.97
6AV2154-2EB01-8BA0 | WinCC Unified PC RT 1k V18 ASIA | 3577.15
6AV2154-2EB01-8LA0 | WinCC Unified PC RT 1k V18 DL | 3194.04
6AV2154-2EB31-8AB0 | Unified PC RT 1k UG V16..V17->V18 | 1073.29
6FX8002-5DF10-1BA0 | POWER CABLE, PREASSEMBLED | 323.76
6FX8002-5DG33-1BE0 | POWER CABLE, PREASSEMBLED | 2465.01
6FX8002-5DG33-1BF0 | POWER CABLE, PREASSEMBLED | 2564.41
6FX8002-5DG33-1BG0 | POWER CABLE, PREASSEMBLED | 2661.6
6FX8002-5DG41-1CA0 | POWER CABLE, PREASSEMBLED | 837.55
6FX8002-5DG41-1CF0 | POWER CABLE, PREASSEMBLED | 980.7
6FX8002-5DG42-1AC0 | POWER CABLE PREASSEMBLED | 322.27
6FX8002-5DG43-1CD0 | POWER CABLE, PREASSEMBLED | 4005.12
6FX8002-5DG62-1AF0 | POWER CABLE PREASSEMBLED | 526.41
6FX8002-5DN01-1AB0 | POWER CABLE, PREASSEMBLED | 312.66
6FX8002-5DN01-1AC0 | POWER CABLE, PREASSEMBLED | 330.16
6FX8002-5DN01-1AC7 | POWER CABLE, PREASSEMBLED | 347.68
6FX8002-5DN01-1BB0 | POWER CABLE, PREASSEMBLED | 487.71
6FX8002-5DN01-1BB3 | POWER CABLE, PREASSEMBLED | 505.23
6AV2153-0XB01-8LA5 | WinCC Unified PC ES max. V18 DL | 10850.35
6AV2153-0XB31-8AA5 | Unified PC ES maxPT UG V16..V17->V18 | 5207.45
6AV2154-0BS01-8AA0 | WinCC Unified DB Storage V18 | 3577.15
6AV2154-0BS01-8LA0 | WinCC Unified DB Storage V18 DL | 3194.04
6AV2154-0BS31-8AA0 | Unified DB Storage UG V16..V17->V18 | 1432.01
6AV2154-0BS31-8LA0 | Unified DB Storage UG V16..V17->V18 DL | 1277.04
6AV2154-1FB31-8AA0 | Unified PC RT 5k UG V16..V17->V18 | 2146.58
6AV2154-1FB31-8LA0 | Unified PC RT 5k UG V16..V17->V18 DL | 1917
6AV2154-1GB01-8AA0 | WinCC Unified PC RT 50k V18 | 12520.76
6AV2154-1GB01-8BA0 | WinCC Unified PC RT 50k V18 ASIA | 12520.76
6AV2154-2FB31-8LA0 | Unified PC RT 10k UG V16..V17->V18 DL | 2396.25
6AV2154-2GB01-8AA0 | WinCC Unified PC RT 100k V18 | 17887.22
6FX8002-5DS11-1BC0 | POWER CABLE, PREASSEMBLED | 540.33
6FX8002-5DS11-1BD0 | POWER CABLE, PREASSEMBLED | 560.67
6FX8002-5DS11-1BD5 | POWER CABLE, PREASSEMBLED | 580.91
6FX8002-5DS11-1CB5 | POWER CABLE, PREASSEMBLED | 742.69
6FX8002-5DS11-1CC0 | POWER CABLE, PREASSEMBLED | 742.69
6FX8002-5DS41-1DA0 | POWER CABLE, PREASSEMBLED | 1113.78
6FX8002-5DS41-1DD0 | POWER CABLE, PREASSEMBLED | 1187.55
6FX8002-5DS41-1JF0 | POWER CABLE, PREASSEMBLED | 2464.49
6FX8002-5DS41-1KA0 | POWER CABLE, PREASSEMBLED | 2586.81
6FX8002-5DS41-1KF0 | POWER CABLE, PREASSEMBLED | 2709.62
6FX8002-5DS41-2AA0 | POWER CABLE, PREASSEMBLED | 2827.3
6FX8002-5DS51-1BJ0 | POWER CABLE, PREASSEMBLED | 935.91
6FX8002-5DS51-1BK0 | POWER CABLE, PREASSEMBLED | 968.27
6FX8002-5DS51-1CA0 | POWER CABLE, PREASSEMBLED | 998.34
6FX8002-5DS51-1CC0 | POWER CABLE, PREASSEMBLED | 1059.87
6FX8002-5DS51-1ED0 | POWER CABLE, PREASSEMBLED | 1705.71
6FX8002-5DS51-1EF0 | POWER CABLE, PREASSEMBLED | 1767.2
6FX8002-5CS31-1BK0 | POWER CABLE, PREASSEMBLED | 651.77
6FX8002-5CS31-1CA0 | POWER CABLE, PREASSEMBLED | 666.86
6FX8002-5CS31-1DE5 | POWER CABLE, PREASSEMBLED | 902.46
6FX8002-5CS31-1DF0 | POWER CABLE, PREASSEMBLED | 902.26
6FX8002-5CS31-1DG0 | POWER CABLE, PREASSEMBLED | 917.98
6FX8002-5CS31-1EA0 | POWER CABLE, PREASSEMBLED | 981.37
6FX8002-5CS31-1KF0 | POWER CABLE, PREASSEMBLED | 1841.1
6FX8002-5CS64-2AA0 | POWER CABLE, PREASSEMBLED | 3776.14
6FX8002-5CX18-1AC0 | POWER CABLE, PREASSEMBLED EXT. | 1748.19
6FX8002-5CX18-1AF0 | POWER CABLE, PREASSEMBLED EXT. | 1859.42
6FX8002-5CX28-1BJ0 | POWER CABLE, PREASSEMBLED EXT. | 2541.35
6FX8002-5CX28-1CF0 | POWER CABLE, PREASSEMBLED EXT. | 2878.97
6FX8002-5DA00-1BA0 | POWER CABLE, PREASSEMBLED | 475.2
6FX8002-5DA00-1BE0 | POWER CABLE, PREASSEMBLED | 556.15
6FX8002-5DA00-1BH0 | POWER CABLE, PREASSEMBLED | 616.91
6FX8002-5DA05-1AD5 | POWER CABLE, PREASSEMBLED EXT. | 328.33
6FX8002-5DA05-1AD7 | POWER CABLE, PREASSEMBLED EXT. | 328.33
6AV2154-2EB31-8LA0 | Unified PC RT 1k UG V16..V17->V18 DL | 958.5
6FX8002-5DS11-1BG5 | POWER CABLE, PREASSEMBLED | 641.54
6FX8002-5DS11-1BH0 | POWER CABLE, PREASSEMBLED | 641.61
6FX8002-5DS11-1BH5 | POWER CABLE, PREASSEMBLED | 661.83
6FX8002-5DS11-1BJ0 | POWER CABLE, PREASSEMBLED | 661.71
6FX8002-5DS41-1EF0 | POWER CABLE, PREASSEMBLED | 1481.72
6FX8002-5DS41-1FA0 | POWER CABLE, PREASSEMBLED | 1604.03
6FX8002-5DS41-1FF0 | POWER CABLE, PREASSEMBLED | 1726.83
6FX8002-5DS41-1GA0 | POWER CABLE, PREASSEMBLED | 1851.46
6FX8002-5DS51-1AH5 | POWER CABLE, PREASSEMBLED | 629.21
6FX8002-5DS51-1AJ0 | POWER CABLE, PREASSEMBLED | 628.35
6FX8002-5DS51-1BA0 | POWER CABLE, PREASSEMBLED | 690.76
6FX8002-5DS51-1BB0 | POWER CABLE, PREASSEMBLED | 721.54
6FX8002-5DS51-1DA0 | POWER CABLE, PREASSEMBLED | 1305.87
6FX8002-5DS51-1DC0 | POWER CABLE, PREASSEMBLED | 1367.4
6FX8002-5DS51-1DE0 | POWER CABLE, PREASSEMBLED | 1428.92
6FX8002-5DS51-1DF0 | POWER CABLE, PREASSEMBLED | 1459.63
6FX8002-5CS31-1CE0 | POWER CABLE, PREASSEMBLED | 729.55
6FX8002-5CS31-1CF0 | POWER CABLE, PREASSEMBLED | 744.99
6FX8002-5CS31-1CG0 | POWER CABLE, PREASSEMBLED | 760.71
6FX8002-5CS31-1CJ0 | POWER CABLE, PREASSEMBLED | 791.97
6FX8002-5CS31-1FK0 | POWER CABLE, PREASSEMBLED | 1277.12
6FX8002-5CS31-1GA0 | POWER CABLE, PREASSEMBLED | 1293.57
6FX8002-5CS31-1GF0 | POWER CABLE, PREASSEMBLED | 1371.71
6FX8002-5CS31-1HA0 | POWER CABLE, PREASSEMBLED | 1448.53
6FX8002-5CS31-1HF0 | POWER CABLE, PREASSEMBLED | 1526.68
6FX8002-5CX28-1AB0 | POWER CABLE, PREASSEMBLED EXT. | 1722.31
6FX8002-5CX28-1AC0 | POWER CABLE, PREASSEMBLED EXT. | 1770.6
6FX8002-5CX28-1AE0 | POWER CABLE, PREASSEMBLED EXT. | 1867.05
6FX8002-5CX28-1AF0 | POWER CABLE, PREASSEMBLED EXT. | 1914.68
6FX8002-5DA05-1AB0 | POWER CABLE, PREASSEMBLED EXT. | 278.11
6FX8002-5DA05-1AB5 | POWER CABLE, PREASSEMBLED EXT. | 294.91
6FX8002-5DA05-1AB6 | POWER CABLE, PREASSEMBLED EXT. | 294.91
6FX8002-5DA05-1AC0 | POWER CABLE, PREASSEMBLED EXT. | 294.85
6AV7261-0CJ13-2AA2 | SIMATIC IPC677E, 19" Multitouch | 6771.79
6AV7261-0GC20-3XA2 | SIMATIC IPC677E, 19" Multitouch | 8042.26
6AV7261-0GJ26-3DA1 | SIMATIC IPC677E, 19" Multitouch | 8340.4
6AV7261-0HD10-3AB0 | SIMATIC IPC677E, 19" Multitouch | 8448.25
6AV7261-1AC10-0AA0 | SIMATIC IPC677E, 22" Multitouch | 6917.12
6AV7886-0AA21-3AB0 | SIMATIC IPC277G, 7" Multitouch | 3297.51
6AV7886-0AB11-2AB0 | SIMATIC IPC277G, 7" Multitouch | 2930.45
6AV7886-0BA11-2AB0 | SIMATIC IPC277G, 10" Multitouch | 3087.76
6AV7886-0BB11-2AB0 | SIMATIC IPC277G, 10" Multitouch | 3257.05
6BK1630-1AA10-0AA0 | SIMATIC MICRO-DRIVE PDC100 boxed | 917.84
6BK1630-1AA60-0AA0 | SIMATIC MICRO-DRIVE PDC600 boxed | 1223.8
6BK1630-1BA00-0AA0 | SIMATIC MICRO-DRIVE PDC1000-V1 boxed | 1631.76
6BK1630-2AA10-0AA0 | SIMATIC MICRO-DRIVE PDC100F boxed | 1142.19
6DL2804-0AE61 | EX-CAB_GAS_950x450x230_M20_95CE_MET | 7465.22
6DL2804-0DD42 | EX-CAB_DUST_650x450x230_M20_36CE_BU | 5308.6
6DL2804-0DD52 | EX-CAB_DUST_650x450x230_M16_65CE_BU | 5391.55
6DL2804-0DD62 | EX-CAB_DUST_650x450x230_M20_60CE_BU | 5391.55
6FX8008-1BB51-1CF0 | POWER CABLE, SOLD BY THE METER | 930.69
6FX8008-1BB51-1CJ0 | POWER CABLE, SOLD BY THE METER | 1040.99
6FX8008-1BB51-1DA0 | POWER CABLE, SOLD BY THE METER | 1115.02
6FX8008-1BB51-1DC0 | POWER CABLE, SOLD BY THE METER | 1188.33
6FX8008-1BB51-1DF0 | POWER CABLE, SOLD BY THE METER | 1298.4
6FX8008-1BB61-1AG0 | POWER CABLE,SOLD BY THE METER, | 302.24
6FX8008-1BB61-1AH0 | POWER CABLE,SOLD BY THE METER, | 350.78
6FX8008-1BB61-1AJ0 | POWER CABLE,SOLD BY THE METER, | 397.03
6FX8002-5DN01-1AG0 | POWER CABLE, PREASSEMBLED | 400.18
6FX8002-5DN01-1AJ7 | POWER CABLE, PREASSEMBLED | 452.69
6FX8002-5DN01-1BA0 | POWER CABLE, PREASSEMBLED | 470.22
6AV2153-2FB01-8AA5 | WinCC Unified PC ES 10k V18 | 3797.14
6AV2153-2FB31-8AA5 | Unified PC ES 10kPT UG V16..V17->V18 | 1519.17
6AV2154-0BP01-8LB0 | WinCC Unified PC Parameter Ctrl. V18 DL | 479.25
6AV2154-0BR01-8LB0 | WinCC Unified Collaboration V18 DL | 2396.25
6AV2154-0XB01-8AA0 | WinCC Unified PC RT max. V18 | 28618.7
6AV2154-0XB01-8LA0 | WinCC Unified PC RT max. V18 DL | 25552.35
6AV2154-1EB31-8LA0 | Unified PC RT 500 UG V16..V17->V18 DL | 718.88
6AV2154-1FB01-8BA0 | WinCC Unified PC RT 5k V18 ASIA | 7154.31
6AV2154-1GB31-8AA0 | Unified PC RT 50k UG V16..V17->V18 | 3756.51
6AV2154-2EB01-8AA0 | WinCC Unified PC RT 1k V18 | 3577.15
6AV2154-2FB01-8AA0 | WinCC Unified PC RT 10k V18 | 8943.61
6AV2154-2FB01-8LA0 | WinCC Unified PC RT 10k V18 DL | 7985.11
6FX8002-5DS11-1BE0 | POWER CABLE, PREASSEMBLED | 580.82
6FX8002-5DS11-1BF0 | POWER CABLE, PREASSEMBLED | 601.17
6FX8002-5DS11-1BK0 | POWER CABLE, PREASSEMBLED | 682.08
6FX8002-5DS11-1CB0 | POWER CABLE, PREASSEMBLED | 722.46
6FX8002-5DS41-1DF0 | POWER CABLE, PREASSEMBLED | 1236.59
6FX8002-5DS41-1DH0 | POWER CABLE, PREASSEMBLED | 1285.84
6FX8002-5DS41-1EA0 | POWER CABLE, PREASSEMBLED | 1358.92
6FX8002-5DS41-1GF0 | POWER CABLE, PREASSEMBLED | 1974.27
6FX8002-5DS41-1HF0 | POWER CABLE, PREASSEMBLED | 2219.38
6FX8002-5DS51-1AE0 | POWER CABLE, PREASSEMBLED | 506.27
6FX8002-5DS51-1AH0 | POWER CABLE, PREASSEMBLED | 598.47
6FX8002-5DS51-1BC0 | POWER CABLE, PREASSEMBLED | 752.3
6FX8002-5DS51-1BE0 | POWER CABLE, PREASSEMBLED | 813.81
6FX8002-5DS51-1BH0 | POWER CABLE, PREASSEMBLED | 906.02
6FX8002-5DS51-1CD0 | POWER CABLE, PREASSEMBLED | 1090.62
6FX8002-5DS51-1CJ0 | POWER CABLE, PREASSEMBLED | 1243.48
6FX8002-5DS51-1DJ0 | POWER CABLE, PREASSEMBLED | 1551
6FX8002-5DS51-1EC0 | POWER CABLE, PREASSEMBLED | 1674.97
6FX8002-5CS31-1CA5 | POWER CABLE, PREASSEMBLED | 682.5
6FX8002-5CS31-1CC0 | POWER CABLE, PREASSEMBLED | 698.04
6FX8002-5CS31-1CD5 | POWER CABLE, PREASSEMBLED | 729.45
6FX8002-5CS31-1DA0 | POWER CABLE, PREASSEMBLED | 824.13
6FX8002-5CS31-1DC0 | POWER CABLE, PREASSEMBLED | 855.31
6FX8002-5CS31-1EG0 | POWER CABLE, PREASSEMBLED | 1075.24
6FX8002-5CS31-1FF0 | POWER CABLE, PREASSEMBLED | 1214.45
6FX8002-5CS31-1JA0 | POWER CABLE, PREASSEMBLED | 1605.76
6FX8002-5CS31-1KA0 | POWER CABLE, PREASSEMBLED | 1762.95
6FX8002-5CX18-1AK0 | POWER CABLE, PREASSEMBLED EXT. | 2007.19
6FX8002-5CX18-1BF0 | POWER CABLE, PREASSEMBLED EXT. | 2231.67
6FX8002-5CX28-1AH0 | POWER CABLE, PREASSEMBLED EXT. | 2011.86
6FX8002-5CX28-1AK0 | POWER CABLE, PREASSEMBLED EXT. | 2106.63
6FX8002-5DA00-1CB0 | POWER CABLE, PREASSEMBLED | 697.8
6FX8002-5DA05-1AA6 | POWER CABLE, PREASSEMBLED EXT. | 278.11
6FX8002-5DA05-1AC5 | POWER CABLE, PREASSEMBLED EXT. | 311.64
6FX8002-5DA05-1AD0 | POWER CABLE, PREASSEMBLED EXT. | 311.54
6FX8002-5DA05-1AF0 | POWER CABLE, PREASSEMBLED EXT. | 345.28
6FX8002-5DA05-1AG2 | POWER CABLE, PREASSEMBLED EXT. | 378.96
6AV7261-1HJ20-3AB0 | SIMATIC IPC677E, 22" Multitouch | 8845.28
6AV7676-4AC00-0AA0 | Accessory for MD-34A | 119.85
6AV7882-0GA30-2EA0 | SIMATIC IPC277E, 19" Multitouch | 4683.33
6AV7886-0DA11-1AA0 | SIMATIC IPC277G, 15" Multitouch | 3171.66
6AV7886-0EB22-2AB0 | SIMATIC IPC277G, 19" Multitouch | 4518.52
6BK1136-6AB01-0CU0 | F-TM ServoDrive HF | 733.84
6BK1136-6SB01-0BU0 | F-TM StepDrive ST | 623.8
6BK1630-2AA60-0AA0 | SIMATIC MICRO-DRIVE PDC600F boxed | 1550.16
6FX5012-5CN01-1BH5 | POWER CABLE PREASSEMBLED | 350.18
6FX5012-5CN01-1DA0 | POWER CABLE PREASSEMBLED | 410.7
6FX5012-5CN31-1BF0 | POWER CABLE PREASSEMBLED | 433.21
6FX5012-5CS01-1AB0 | POWER CABLE, PREASSEMBLED | 264.53
6FX5012-5CS01-1AB4 | POWER CABLE, PREASSEMBLED | 269.57
6FX5002-5DG01-1AB0 | POWER CABLE, PREASSEMBLED | 154.29
6FX5002-5DG01-1AD0 | POWER CABLE, PREASSEMBLED | 169.99
6FX5002-5DG01-1AK0 | POWER CABLE, PREASSEMBLED | 217.36
6FX5002-5DG01-1BB0 | POWER CABLE, PREASSEMBLED | 233.43
6FX5002-5DG01-1BJ0 | POWER CABLE, PREASSEMBLED | 288.59
6FX5002-5DG01-1CA0 | POWER CABLE, PREASSEMBLED | 304.3
6FX5002-5DG01-1DG0 | POWER CABLE, PREASSEMBLED | 429.69
6FX5002-5DG01-1FA0 | POWER CABLE, PREASSEMBLED | 541.84
6FX5002-5DS01-1HA0 | POWER CABLE, PREASSEMBLED | 856.61
6FX5002-5DS01-1HH0 | POWER CABLE, PREASSEMBLED | 914.38
6FX5002-5DS11-1AE0 | POWER CABLE, PREASSEMBLED | 319.4
6FX5002-5DS11-1AK0 | POWER CABLE, PREASSEMBLED | 370.76
6FX5002-5DS11-1BJ0 | POWER CABLE, PREASSEMBLED | 462.78
6FX5002-5DS11-1CD5 | POWER CABLE, PREASSEMBLED | 524.4
6FX5002-5DS14-1EC0 | POWER CABLE, PREASSEMBLED | 1455.64
6FX5008-1BB05-1EA0 | POWER CABLE SOLD BY THE METER | 6904.88
6FX5008-1BB12-1AH0 | POWER CABLE SOLD BY THE METER | 1473.83
6FX5008-1BB12-1BA0 | POWER CABLE SOLD BY THE METER | 2105.48
6FX5008-1BB12-1CE0 | POWER CABLE SOLD BY THE METER | 5053.05
6FX5008-1BB12-1EA0 | POWER CABLE SOLD BY THE METER | 8421.8
6FX8002-2CA31-1BB5 | SIGNAL CABLE, PREASSEMBLED, | 281.45
6FX8002-2CA31-1BD0 | SIGNAL CABLE, PREASSEMBLED, | 292.29
6FX8002-2CA31-1BG0 | SIGNAL CABLE, PREASSEMBLED, | 325.11
6FX8002-2CA31-1BG8 | SIGNAL CABLE, PREASSEMBLED, | 336.1
6FX8002-2CA31-1BJ3 | SIGNAL CABLE, PREASSEMBLED, | 358.31
6FX8002-2CA31-1CA0 | SIGNAL CABLE, PREASSEMBLED, | 369.29
6FX8002-2CA31-1CG0 | SIGNAL CABLE, PREASSEMBLED, | 434.96
6FX8002-2CA31-1CJ0 | SIGNAL CABLE, PREASSEMBLED, | 457.16
6FX8002-2CA31-1DE0 | SIGNAL CABLE, PREASSEMBLED, | 521.89
6FX8002-2CA31-1DG0 | SIGNAL CABLE, PREASSEMBLED, | 543.62
6FX8002-2CA31-1DJ0 | SIGNAL CABLE, PREASSEMBLED, | 565.83
6FX8002-2CA31-1EA0 | SIGNAL CABLE, PREASSEMBLED, | 588.97
6FX8002-2CA31-1EH0 | SIGNAL CABLE, PREASSEMBLED, | 666
6FX8002-2CA31-1FD0 | SIGNAL CABLE, PREASSEMBLED, | 730.5
6FX8002-2CA31-1GF0 | SIGNAL CABLE, PREASSEMBLED, | 861.1
6FX8002-2CA11-1AF0 | SIGNAL CABLE, PREASSEMBLED, | 156.95
6FX8002-2CA11-1AG5 | SIGNAL CABLE, PREASSEMBLED, | 172.96
6FX8002-2CA11-1AJ0 | SIGNAL CABLE, PREASSEMBLED, | 180.75
6FX8002-2CA11-1BE0 | SIGNAL CABLE, PREASSEMBLED, | 227.92
6FX8002-2CG00-1BJ0 | SIGNAL CABLE, PREASSEMBLED, | 253.62
6FX8002-2CG00-1CG0 | SIGNAL CABLE, PREASSEMBLED, | 316.81
6FX8002-2CG00-1DA0 | SIGNAL CABLE, PREASSEMBLED, | 347.59
6FX8002-2CN20-1AF0 | SIGNAL CABLE, PREASSEMBLED | 239.75
6FX8002-2CP00-1AA2 | SIGNAL CABLE, PREASSEMBLED | 87.91
6FX8002-2CP00-1AA5 | SIGNAL CABLE, PREASSEMBLED | 93.92
6FX8002-2CP00-1AD0 | SIGNAL CABLE, PREASSEMBLED | 100.11
6FX8002-2CP00-1AE0 | SIGNAL CABLE, PREASSEMBLED | 113.53
6FX8002-2CQ31-1AD0 | SIGNAL CABLE, PREASSEMBLED, | 182.55
6FX8002-2CQ31-1CF0 | SIGNAL CABLE, PREASSEMBLED, | 424.16
6FX8002-2CR00-1AF0 | SIGNAL CABLE PREASSAMBLED | 155.23
6FX8002-2CR00-1BF0 | SIGNAL CABLE PREASSAMBLED | 231.32
6FX8002-2CT31-1AH0 | SIGNAL CABLE, PREASSEMBLED, | 698.83
6FX8002-2DC00-1AA5 | SIGNAL CABLE, PREASSEMBLED | 127.29
6FX8002-2DC00-1AA7 | SIGNAL CABLE, PREASSEMBLED | 127.29
6FX8002-2EQ10-1BK0 | SIGNAL CABLE, PREASSEMBLED, | 358.01
6FX8002-2EQ10-1CA0 | SIGNAL CABLE, PREASSEMBLED, | 369.08
6FX8002-5DA05-1AE0 | POWER CABLE, PREASSEMBLED EXT. | 328.38
6FX8002-5DA05-1AE3 | POWER CABLE, PREASSEMBLED EXT. | 345.17
6AV7676-1AC00-0AA0 | Desk Docking for MD-34A | 524.37
6AV7676-1AC10-0AA0 | Vehicle Docking for MD-34A | 809.02
6AV7676-3AC00-0AA0 | Accessory, battery Charger for MD-34A | 449.46
6AV7676-3AC10-0AA0 | Accessory battery for MD-34A | 254.69
6AV7886-0SC21-2AB0 | SIMATIC IPC277G, 12" Multitouch, neutral | 4045.09
6AV9681-1AA22-4AH0 | WinCC/Sinumerik Channel DL | 2637.31
6AV9681-1AA22-4AX0 | WinCC/Sinumerik Channel | 2899.89
6BK1136-6AB00-0CU0 | F-TM ServoDrive HF | 851.57
6BK1638-0XA80-0AA0 | SIMATIC PDC Shield-Bracket-Set-90mm | 122.39
6BK1800-0PS00-0AA0 | Power supply SIMATIC IPC127E/ IPC227G | 107.87
6DL1193-6BP00-0BX1 | ET 200SP HA, Ex-BU TYPE X1 | 77.91
6DL1193-6BP00-0DW0 | ET 200SP HA, Ex-BU TYPE W0 | 86.9
6DL2804-1AD60 | EX-DEV_GAS_650x450x230_M20_60CE_BK | 5640.38
6FX8008-1BB51-1BF0 | POWER CABLE, SOLD BY THE METER | 565.32
6FX8008-1BB51-1BG0 | POWER CABLE, SOLD BY THE METER | 602.13
6FX8008-1BB51-1BH0 | POWER CABLE, SOLD BY THE METER | 638.63
6FX8008-1BB51-1HA0 | POWER CABLE, SOLD BY THE METER | 2581.07
6FX8008-1BB51-1HF0 | POWER CABLE, SOLD BY THE METER | 2764.45
6FX8008-1BB51-2AA0 | POWER CABLE, SOLD BY THE METER | 3691.02
6FX8008-1BB51-3AA0 | POWER CABLE, SOLD BY THE METER | 7344.62
6FX8008-1BB61-1BG0 | POWER CABLE,SOLD BY THE METER, | 780.94
6FX8008-1BB61-1BH0 | POWER CABLE,SOLD BY THE METER, | 829.49
6FX8008-1BB61-1BJ0 | POWER CABLE,SOLD BY THE METER, | 875.75
6FX8008-1BB61-1CA0 | POWER CABLE,SOLD BY THE METER, | 970.52
6FX8008-1BB61-1CC0 | POWER CABLE,SOLD BY THE METER, | 1066.03
6FX8008-1BB61-1CH0 | POWER CABLE,SOLD BY THE METER, | 1305.81
6FX8008-1BB61-2AA0 | POWER CABLE,SOLD BY THE METER, | 4802.17
6FX8008-1BB61-3FA0 | POWER CABLE,SOLD BY THE METER, | 11947.58
6FX8012-5CN01-1BF0 | POWER CABLE PREASSEMBLED | 477.97
6FX8012-5CN51-1CA0 | POWER CABLE PREASSEMBLED | 856.69
6FX8012-5CN51-1DA0 | POWER CABLE PREASSEMBLED | 1104.17
6FX8012-5CN51-1DF0 | POWER CABLE PREASSEMBLED | 1227.87
6FX8012-5CN51-1EA0 | POWER CABLE PREASSEMBLED | 1351.53
6ES7512-1SM03-0AB0 | CPU 1512SP F-1 PN, 600KB Prog./2MB Data | 1865.69
6ES7513-1AM03-0AB0 | CPU 1513-1 PN, 600KB Prog., 2,5MB Data | 2690.66
6ES7513-1FM03-0AB0 | CPU 1513F-1 PN, 900KB Prog., 2,5MB data | 3260.39
6ES7513-1RM03-0AB0 | CPU 1513R-1 PN, 600KB program/2,5MB data | 3407.76
6ES7536-1MF00-0AB0 | ET 200MP, F-AI 8xI 0(4)..20mA | 1990.22
6ES7551-1AB01-0AB0 | S7-1500, TM PosInput 2 | 754.47
6ES7554-1AA00-0AB0 | S7-1500, TM FAST | 2274.54
6ES7554-1AA00-5AA0 | S7-1500, TM FAST Debug Connector | 140.07
6ES7558-1AA00-0AB0 | S7-1500, TM MFP | 1990.22
6ES7655-5PX31-1AX0 | SIMATIC CFU DIQ with Alu housing | 2004.84
6ES7655-5PX31-1XX0 | SIMATIC CFU DIQ | 1154.76
6ES7656-5CP30-3EF0 | SIMATIC PCS 7 CPU 410 REDUNDANCY AS | 62824.85
6FX8002-5DA38-1BC0 | POWER CABLE, PREASSEMBLED EXT. | 646.32
6FX8002-5DA38-1BD0 | POWER CABLE, PREASSEMBLED EXT. | 665.53
6FX8002-5DA38-1BE0 | POWER CABLE, PREASSEMBLED EXT. | 684.96
6FX8002-5DA38-1BF0 | POWER CABLE, PREASSEMBLED EXT. | 704.44
6FX8002-5DA48-1AF5 | POWER CABLE, PREASSEMBLED EXT. | 554.55
6FX8002-5DA48-1AG0 | POWER CABLE, PREASSEMBLED EXT. | 554.51
6FX8002-5DA48-1AG5 | POWER CABLE, PREASSEMBLED EXT. | 577.9
6FX8002-5DA48-1AH0 | POWER CABLE, PREASSEMBLED EXT. | 578.09
6FX8002-5DA48-1BK0 | POWER CABLE, PREASSEMBLED EXT. | 858.33
6FX8002-5DA48-1CF0 | POWER CABLE, PREASSEMBLED EXT. | 1000.6
6FX8002-5DA48-1DA0 | POWER CABLE, PREASSEMBLED EXT. | 1116.89
6FX8002-5DA48-1DD0 | POWER CABLE, PREASSEMBLED EXT. | 1187.16
6BK1638-0XA50-0AA0 | SIMATIC PDC Shield-Bracket-Set-50mm | 104.03
6DL1193-6TC00-0DM0 | TERMINALBLOCK, TYP M0, D-SUB, IO-RED | 435.3
6DL1193-6TC00-0DS0 | TERMINALBLOCK, TYP S0, D-SUB, ISOL | 143.28
6DL2804-0DE62 | EX-CAB_DUST_950x450x230_M20_95CE_BU | 6552.81
6DL2804-1AD41 | EX-DEV_GAS_650x450x230_M20_36CE_MET | 5972.19
6FX8008-1BB51-1BJ0 | POWER CABLE, SOLD BY THE METER | 675.64
6FX8008-1BB51-1CA0 | POWER CABLE, SOLD BY THE METER | 747.33
6FX8008-1BB51-1DH0 | POWER CABLE, SOLD BY THE METER | 1371.71
6FX8008-1BB51-1ED0 | POWER CABLE, SOLD BY THE METER | 1590.43
6FX8008-1BB61-1AB0 | POWER CABLE,SOLD BY THE METER, | 63.37
6FX8008-1BB61-1AF0 | POWER CABLE,SOLD BY THE METER, | 253.64
6FX8008-1BB61-1BA0 | POWER CABLE,SOLD BY THE METER, | 494.21
6FX8008-1BB61-1BD0 | POWER CABLE,SOLD BY THE METER, | 637.57
6FX8008-1BB61-1CD0 | POWER CABLE,SOLD BY THE METER, | 1113.91
6FX8008-1BB61-1CG0 | POWER CABLE,SOLD BY THE METER, | 1257.27
6FX8008-1BB61-1EA0 | POWER CABLE,SOLD BY THE METER, | 1927.87
6FX8008-1BB61-1HF0 | POWER CABLE,SOLD BY THE METER, | 3606.62
6FX8012-5CN01-1BF5 | POWER CABLE PREASSEMBLED | 491.4
6FX8012-5CN05-1AB2 | POWER CABLE PREASSEMBLED EXT. | 273.15
6FX8012-5CN41-1JA0 | POWER CABLE PREASSEMBLED | 1957.22
6FX8012-5CN51-1AD5 | POWER CABLE PREASSEMBLED | 460.76
6FX8012-5CN51-1FA0 | POWER CABLE PREASSEMBLED | 1599.01
6GK6000-8RA00-1HA1 | RUGGEDCOM CLP CC 2GB USB Flash Drive | 342.16
6ES7511-1TL03-0AB0 | CPU 1511T-1PN, 450KB Prog., 1.5MB Data | 1781.58
6ES7512-1DM03-0AB0 | CPU 1512SP-1 PN, 400KB Prog., 2MB Data | 1466.11
6ES7514-2DN03-0AB0 | CPU 1514SP-2 PN, 600KB Prog.,3,5MB Data | 3348.51
6ES7514-2VN03-0AB0 | CPU 1514SP T-2 PN, 900KB Prg., 3,5MB Dat | 3815.31
6ES7516-3AP03-0AB0 | CPU 1516-3 PN/DP, 2MB Prog., 7,5MB Data | 6368.85
6ES7531-7TF00-0AB0 | S7-1500, AI 8xHART HF | 1364.72
6ES7647-0JB02-0YA2 | SIMATIC IPC520A | 2696.74
6ES7653-2CD00-0XB0 | System Expansion Card PO 500M | 5036.89
6ES7653-2DP01-0XB0 | System Expansion Card 8MB & R1 Lic. | 12431.93
6FX8002-5CA68-1BA0 | POWER CABLE, PREASSEMBLED EXT. | 779.33
6FX8002-5CA68-1BG0 | POWER CABLE, PREASSEMBLED EXT. | 981.5
6FX8002-5CE04-1BA0 | POWER CABLE, PREASSEMBLED | 422.88
6FX8002-5DA38-1BA5 | POWER CABLE, PREASSEMBLED EXT. | 626.83
6FX8002-5DA38-1BG0 | POWER CABLE, PREASSEMBLED EXT. | 723.81
6FX8002-5DA38-1BK0 | POWER CABLE, PREASSEMBLED EXT. | 781.88
6FX8002-5DA48-1AD0 | POWER CABLE, PREASSEMBLED EXT. | 484.19
6FX8002-5DA48-1AE0 | POWER CABLE, PREASSEMBLED EXT. | 507.56
6FX8002-5DA48-1AK0 | POWER CABLE, PREASSEMBLED EXT. | 624.79
6FX8002-5DA48-1BA0 | POWER CABLE, PREASSEMBLED EXT. | 647.48
6FX8002-5DA48-1BE0 | POWER CABLE, PREASSEMBLED EXT. | 741.12
6FX8002-5DA48-1BG0 | POWER CABLE, PREASSEMBLED EXT. | 788.09
6FX8002-5DA58-1AD0 | POWER CABLE, PREASSEMBLED EXT. | 522.42
6FX8002-5DA58-1AF0 | POWER CABLE, PREASSEMBLED EXT. | 580.91
6FX8002-5DA58-1AK0 | POWER CABLE, PREASSEMBLED EXT. | 696.05
6FX8002-5DA58-1BB0 | POWER CABLE, PREASSEMBLED EXT. | 757.78
6FX8002-5DA58-1BD7 | POWER CABLE, PREASSEMBLED EXT. | 845.49
6FX8002-5DA58-1BF0 | POWER CABLE, PREASSEMBLED EXT. | 874.58
6FX8002-5DA68-1AF5 | POWER CABLE, PREASSEMBLED EXT. | 705.29
6FX8002-5DA68-1AH0 | POWER CABLE, PREASSEMBLED EXT. | 746.9
6AV2105-0FA18-0AA0 | WinCC Runtime Prof 2048, Asia V18 | 7701.79
6AV2105-0HA08-0AH0 | WinCC Runtime Prof 4096, V18 DL | 7696.7
6AV2105-0MA08-0AA0 | WinCC Runtime Professional 65536 V18 | 11380.02
6AV2105-0MA18-0AA0 | WinCC Runtime Prof 65536, Asia V18 | 11380.02
6AV2105-0TA08-0AA0 | WinCC Runtime Prof 262144, V18 | 28531.1
6AV2105-0TA18-0AA0 | WinCC Runtime Prof 262144, Asia V18 | 28531.1
6FX8002-2EQ10-1CD0 | SIGNAL CABLE, PREASSEMBLED, | 401.93
6FX8002-2EQ10-1CE0 | SIGNAL CABLE, PREASSEMBLED, | 413.01
6FX8002-2EQ10-1CF0 | SIGNAL CABLE, PREASSEMBLED, | 423.85
6FX8002-2EQ10-1CJ5 | SIGNAL CABLE, PREASSEMBLED, | 467.95
6FX8002-2EQ10-1DA0 | SIGNAL CABLE, PREASSEMBLED, | 477.76
6FX8002-2EQ10-1DH0 | SIGNAL CABLE, PREASSEMBLED, | 554.77
6FX8002-2EQ10-1DK0 | SIGNAL CABLE, PREASSEMBLED, | 576.52
6FX8002-2EQ10-1EF8 | SIGNAL CABLE, PREASSEMBLED, | 654.56
6FX8002-2EQ10-1EH0 | SIGNAL CABLE, PREASSEMBLED, | 665.79
6FX8002-2EQ10-1FC0 | SIGNAL CABLE, PREASSEMBLED, | 719.38
6FX8002-2EQ10-1FE0 | SIGNAL CABLE, PREASSEMBLED, | 741.36
6FX8002-2EQ10-1GB0 | SIGNAL CABLE, PREASSEMBLED, | 817.1
6FX8002-2EQ10-1GC0 | SIGNAL CABLE, PREASSEMBLED, | 828.05
6FX8002-2EQ10-1HG0 | SIGNAL CABLE, PREASSEMBLED, | 985.09
6FX8002-2EQ10-1JA0 | SIGNAL CABLE, PREASSEMBLED, | 1028.07
6FX8002-5CN05-1AF0 | POWER CABLE PREASSEMBLED EXT. | 311.83
6FX8002-5CN05-1AG1 | POWER CABLE PREASSEMBLED EXT. | 337.57
6FX8002-5CN05-1BF0 | POWER CABLE PREASSEMBLED EXT. | 440.68
6FX8002-5CN06-1AC2 | POWER CABLE PREASSEMBLED | 243.25
6FX8002-5CN11-1BA0 | POWER CABLE PREASSEMBLED | 435.1
6FX8002-5CN11-1BD0 | POWER CABLE PREASSEMBLED | 482.1
6FX8002-5CN11-1BJ0 | POWER CABLE PREASSEMBLED | 560.35
6FX8002-5CS01-1EK0 | POWER CABLE, PREASSEMBLED | 936.12
6FX8002-5CS01-1CH0 | POWER CABLE, PREASSEMBLED | 638.46
6FX8002-5CS01-1JA0 | POWER CABLE, PREASSEMBLED | 1353.7
6FX8002-5CS11-1AE0 | POWER CABLE, PREASSEMBLED | 341.18
6FX8002-5CS11-1AF5 | POWER CABLE, PREASSEMBLED | 372.29
6FX8002-5CS11-1BA5 | POWER CABLE, PREASSEMBLED | 450.4
6FX8002-5CS11-1BC0 | POWER CABLE, PREASSEMBLED | 465.96
6FX8002-5CS11-1BJ0 | POWER CABLE, PREASSEMBLED | 559.88
6FX8002-5CS11-1CA0 | POWER CABLE, PREASSEMBLED | 590.67
6FX8002-5CN41-1CF0 | POWER CABLE PREASSEMBLED | 857.16
6FX8002-5CN41-1DA0 | POWER CABLE PREASSEMBLED | 957.17
6FX8002-5CN51-1AH0 | POWER CABLE PREASSEMBLED | 535.07
6FX8002-5CN51-1BA0 | POWER CABLE PREASSEMBLED | 609.32
6FX8002-5CN51-1DA0 | POWER CABLE PREASSEMBLED | 1104.17
6FX8002-5CN51-1DD0 | POWER CABLE PREASSEMBLED | 1178.36
6FX8002-5CN51-1CH0 | POWER CABLE PREASSEMBLED | 1029.91
6FX8002-5CN54-1AH0 | POWER CABLE PREASSEMBLED | 401.68
6FX8002-5CN54-1BE0 | POWER CABLE PREASSEMBLED | 574.95
6FX8002-5CN54-1BG0 | POWER CABLE PREASSEMBLED | 624.38
6FX8002-5CN54-1EA0 | POWER CABLE PREASSEMBLED | 1218.13
6FX8002-5CN54-1FD0 | POWER CABLE PREASSEMBLED | 1539.82
6FX8002-5CQ48-1AF0 | POWER CABLE EXTENSION | 495.1
6FX8002-5CQ48-1BD0 | POWER CABLE EXTENSION | 647.09
6FX8002-5CQ58-1BB0 | POWER CABLE EXTENSION | 671.12
6FX8002-5CR21-1DA0 | POWER CABLE, PREASSEMBLED | 792.43
6FX5002-2DC42-1AE2 | SIGNAL CABLE, PREASSEMBLED | 183.43
6FX5002-2DC42-1AG0 | SIGNAL CABLE, PREASSEMBLED | 191.05
6FX5002-2EN20-1AF0 | SIGNAL CABLE, PREASSEMBLED | 230.52
6FX5002-2EQ10-1AB5 | SIGNAL CABLE, PREASSEMBLED | 131.58
6FX5002-5CS31-1BB0 | POWER CABLE, PREASSEMBLED | 406.56
6FX5002-5CS31-1BE0 | POWER CABLE, PREASSEMBLED | 426.5
6FX5002-5CS31-1BG0 | POWER CABLE, PREASSEMBLED | 439.93
6FX5002-5CS51-1AB5 | POWER CABLE, PREASSEMBLED | 362.56
6FX5002-5CS51-1AE0 | POWER CABLE, PREASSEMBLED | 387.03
6FX5002-5CS51-1CC0 | POWER CABLE, PREASSEMBLED | 607.62
6FX5002-5CS51-1DA0 | POWER CABLE, PREASSEMBLED | 705.66
6FX5002-5CS52-1AD0 | POWER CABLE, PREASSEMBLED | 241.95
6FX5002-5CS52-1AF0 | POWER CABLE, PREASSEMBLED | 266.49
6FX5002-5CS52-1AH0 | POWER CABLE, PREASSEMBLED | 290.99
6FX5002-5CS52-1DA0 | POWER CABLE, PREASSEMBLED | 572.83
6FX8008-1BB61-1AK0 | POWER CABLE,SOLD BY THE METER, | 445.59
6FX8008-1BB61-1DA0 | POWER CABLE,SOLD BY THE METER, | 1449.19
6FX8008-1BB61-1DE0 | POWER CABLE,SOLD BY THE METER, | 1640.43
6FX8008-1BB61-1DF0 | POWER CABLE,SOLD BY THE METER, | 1687.32
6FX8008-1BB61-1DG0 | POWER CABLE,SOLD BY THE METER, | 1735.9
6FX8012-5CN31-1AC0 | POWER CABLE PREASSEMBLED | 385.98
6FX8012-5CN31-1AE5 | POWER CABLE PREASSEMBLED | 432.95
6FX8012-5CN31-1BC0 | POWER CABLE PREASSEMBLED | 542.57
6FX8012-5CN31-1CF0 | POWER CABLE PREASSEMBLED | 746.03
6FX8012-5CN41-1BG5 | POWER CABLE PREASSEMBLED | 697.12
6ES7510-1SK03-0AB0 | CPU1510SP F-1 PN, 300KB Prog., 1MB Data | 1346.08
6ES7511-1AL03-0AB0 | CPU 1511-1PN, 300KB Prog., 1,5MB Data | 1207.82
6ES7515-2AN03-0AB0 | CPU 1515-2 PN, 1MB Prog., 4,5MB Data | 3936.47
6ES7515-2FN03-0AB0 | CPU 1515F-2 PN, 1,5MB Prog.,4,5MB Data | 4527.47
6ES7515-2RN03-0AB0 | CPU 1515R-2 PN, 1MB program/ 4,5MB data | 5161.01
6ES7515-2TN03-0AB0 | CPU 1515T-2 PN, 1.5MB Progr, 4.5MB Data | 4970.04
6ES7647-0JB02-1YA2 | SIMATIC IPC520A | 2696.74
6ES7647-8BA11-8CA1 | SIMATIC IPC227E (Nanobox PC) | 2298.21
6ES7647-8BB22-8EA2 | SIMATIC IPC227E (Nanobox PC) | 2415.08
6ES7647-8BB32-7CA1 | SIMATIC IPC227E (Nanobox PC) | 2978.39
6FX8002-5CA68-1BJ0 | POWER CABLE, PREASSEMBLED EXT. | 1047.57
6FX8002-5CA68-1CA0 | POWER CABLE, PREASSEMBLED EXT. | 1114.64
6FX8002-5CA68-1CF0 | POWER CABLE, PREASSEMBLED EXT. | 1283.2
6FX8002-5CA68-1DA0 | POWER CABLE, PREASSEMBLED EXT. | 1454.52
6FX8002-5CA68-1FA8 | POWER CABLE, PREASSEMBLED EXT. | 2165.85
6FX8002-5DA38-1CD0 | POWER CABLE, PREASSEMBLED EXT. | 860.4
6FX8002-5DA38-1CE0 | POWER CABLE, PREASSEMBLED EXT. | 879.83
6FX8002-5DA38-1CF0 | POWER CABLE, PREASSEMBLED EXT. | 899.31
6FX8002-5DA48-1AC0 | POWER CABLE, PREASSEMBLED EXT. | 460.85
6FX8002-5DA48-1BB5 | POWER CABLE, PREASSEMBLED EXT. | 694.2
6FX8002-5DA48-1BC0 | POWER CABLE, PREASSEMBLED EXT. | 694.39
6FX8002-5DA48-1BC5 | POWER CABLE, PREASSEMBLED EXT. | 717.78
6FX8002-5DA48-1BD0 | POWER CABLE, PREASSEMBLED EXT. | 717.73
6FX8002-5DA58-1AG0 | POWER CABLE, PREASSEMBLED EXT. | 609.97
6FX8002-5DA58-1AG5 | POWER CABLE, PREASSEMBLED EXT. | 639.37
6FX8002-5DA58-1AH0 | POWER CABLE, PREASSEMBLED EXT. | 639.37
6FX8002-5DA58-1AJ0 | POWER CABLE, PREASSEMBLED EXT. | 668.27
6FX8002-5DA58-1BH0 | POWER CABLE, PREASSEMBLED EXT. | 933.05
6FX8002-5DA58-1CF0 | POWER CABLE, PREASSEMBLED EXT. | 1163.64
6FX8002-5DA58-1DK0 | POWER CABLE, PREASSEMBLED EXT. | 1572.41
6FX8002-5DA68-1AC0 | POWER CABLE, PREASSEMBLED EXT. | 540.12
6AV2105-0HA18-0AA0 | WinCC Runtime Prof 4096, Asia V18 | 8500.84
6AV2105-0KA08-0AA0 | WinCC Runtime Professional 8192, V18 | 9254.81
6AV2105-0KA08-0AH0 | WinCC Runtime Prof 8192, V18 DL | 8381.14
6AV2105-0KA18-0AA0 | WinCC Runtime Prof 8192, Asia V18 | 9254.81
6AV2105-3BB08-0AK0 | UG WinCC RT Prof 128 V16/17->V18 DL | 1470.75
6AV2105-3DD08-0AE0 | UG WinCC RT Prof 512 V16/17-> V18 | 2512.77
6AV2105-3DD08-0AK0 | UG WinCC RT Prof 512 V16/17->V18 DL | 2277.16
6AV2105-3FF08-0AE0 | UG WinCC RT Prof 2048 V16/17->V18 | 3082.12
6AV2128-3XB40-0AX0 | SIMATIC HMI MTP2200 Unified Comfort Hyg | 7067.94
6AV2128-3XB57-0AX0 | SIMATIC HMI MTP2200 Unified Comfort PRO | 7292.57
6AV2128-3XB57-0BX0 | SIMATIC HMI MTP2200 Unified Comfort PRO | 7292.57
6AV2128-3XB57-1BX0 | SIMATIC HMI MTP2200 Unified Comfort PRO | 7292.57
6AV2128-3XB70-0AX0 | SIMATIC HMI MTP2200 UCP Hyg Neutral | 7206.18
6FX8002-5DS01-1BD3 | POWER CABLE, PREASSEMBLED | 540.24
6FX8002-5DS01-1BE0 | POWER CABLE, PREASSEMBLED | 540.3
6FX8002-5DS01-1BF0 | POWER CABLE, PREASSEMBLED | 557.92
6FX8002-5DA58-1BB8 | POWER CABLE, PREASSEMBLED EXT. | 787.18
6FX8002-5DA58-1BC0 | POWER CABLE, PREASSEMBLED EXT. | 786.69
6FX8002-5DA58-1BD0 | POWER CABLE, PREASSEMBLED EXT. | 816.09
6FX8002-5DA58-1BD5 | POWER CABLE, PREASSEMBLED EXT. | 845.49
6FX8002-5DA68-1AK0 | POWER CABLE, PREASSEMBLED EXT. | 830.09
6FX8002-5DA68-1AK5 | POWER CABLE, PREASSEMBLED EXT. | 871.24
6FX8002-5DA68-1BA0 | POWER CABLE, PREASSEMBLED EXT. | 869.46
6FX8002-5DA68-1BC0 | POWER CABLE, PREASSEMBLED EXT. | 951.74
6AV2105-0PA08-0AH0 | WinCC Runtime Prof 102400, V18 DL | 14453.55
6AV2105-0PA18-0AA0 | WinCC Runtime Prof 102400, Asia V18 | 15968.68
6AV2105-0RA08-0AA0 | WinCC Runtime Prof 153600, V18 | 20782.83
6AV2105-0RA08-0AH0 | WinCC Runtime Prof 153600, V18 DL | 18812.71
6AV2105-0RA18-0AA0 | WinCC Runtime Prof 153600, Asia V18 | 20782.83
6AV2105-3KK08-0AK0 | UG WinCC RT Prof 8192 V16/17->V18 DL | 3351.88
6AV2105-3MM08-0AE0 | UG WinCC RT Prof 64k-max V16/17->V18 | 4553.43
6AV2105-3MM08-0AK0 | UG WinCC RT Prof64k-max V16/17->V18DL | 4122.41
6AV2107-0DB08-0AA0 | WinCC Runtime Prof Client V18 | 3868.5
6AV2151-0XB31-8LA5 | Unified Comfort ES UG V16..V17->V18 DL | 505.31
6AV2151-1JM00-0AB0 | Unified Panel Monitor 1 Client | 506.51
6AV2151-1JM00-0LB0 | Unified Panel Monitor 1 Client DL | 451.99
6AV2151-1JW00-0AB0 | Unified Panel Operate 1 Client | 1518.1
6FX8002-5DS01-1BK3 | POWER CABLE, PREASSEMBLED | 645.17
6FX8002-5DS01-1CA0 | POWER CABLE, PREASSEMBLED | 644.35
6FX8002-5DS01-1CB0 | POWER CABLE, PREASSEMBLED | 661.87
6FX8002-5DS01-1CC0 | POWER CABLE, PREASSEMBLED | 679.27
6FX8002-5DS01-1DD0 | POWER CABLE, PREASSEMBLED | 872.62
6FX8002-5DS01-1DE0 | POWER CABLE, PREASSEMBLED | 890.16
6FX8002-5DS01-1DF0 | POWER CABLE, PREASSEMBLED | 907.79
6FX8002-5DS01-1DG0 | POWER CABLE, PREASSEMBLED | 925.1
6FX8002-5DS01-1HF0 | POWER CABLE, PREASSEMBLED | 1608.42
6FX8002-5DS01-1CH0 | POWER CABLE, PREASSEMBLED | 766.9
6FX8002-5DS01-1JA0 | POWER CABLE, PREASSEMBLED | 1696.49
6FX8002-5DS01-1JF0 | POWER CABLE, PREASSEMBLED | 1784.18
6FX8002-5DS11-1AK5 | POWER CABLE, PREASSEMBLED | 499.98
6FX8002-5DS11-1BA0 | POWER CABLE, PREASSEMBLED | 499.86
6FX8002-5DS11-1BA5 | POWER CABLE, PREASSEMBLED | 520.11
6FX8002-5DS11-1BB0 | POWER CABLE, PREASSEMBLED | 520.11
6FX8002-5CS23-1FA0 | POWER CABLE, PREASSEMBLED | 2883.6
6FX8002-5CS23-1HA0 | POWER CABLE, PREASSEMBLED | 3725.33
6FX8002-5CS23-1CH0 | POWER CABLE, PREASSEMBLED | 1907.74
6FX8002-5CS23-1KA0 | POWER CABLE, PREASSEMBLED | 4580.87
6FX8002-5CS23-2AA0 | POWER CABLE, PREASSEMBLED | 4997.19
6FX8002-5CS24-1DK0 | POWER CABLE, PREASSEMBLED(1FT/1FK) | 1717.07
6FX8002-5CS24-1EB0 | POWER CABLE, PREASSEMBLED(1FT/1FK) | 1794.73
6FX8002-5CS24-1EF0 | POWER CABLE, PREASSEMBLED(1FT/1FK) | 1950.19
6FX8002-5CS24-1FA0 | POWER CABLE, PREASSEMBLED(1FT/1FK) | 2144.41
6FX8002-5CS31-1AF2 | POWER CABLE, PREASSEMBLED | 448.49
6FX8002-5CS31-1AF5 | POWER CABLE, PREASSEMBLED | 448.49
6FX8002-5CS31-1AG0 | POWER CABLE, PREASSEMBLED | 448.57
6FX8002-5CS31-1AG4 | POWER CABLE, PREASSEMBLED | 464.21
6FX8002-5CS31-1BE0 | POWER CABLE, PREASSEMBLED | 573.65
6FX8002-5CS31-1BF0 | POWER CABLE, PREASSEMBLED | 589.1
6FX8002-5CS31-1BG0 | POWER CABLE, PREASSEMBLED | 604.82
6FX8002-5CS31-1BG5 | POWER CABLE, PREASSEMBLED | 620.46
6AV7231-0CC32-2CA0 | SIMATIC IPC377G | 3116.22
6AV7231-0DA21-2CA0 | SIMATIC IPC377G | 3171.66
6AV7231-0DC31-2BA0 | SIMATIC IPC377G | 3129.7
6AV7231-0DC41-2BA0 | SIMATIC IPC377G | 3502.75
6AV7251-3GA05-0DA0 | SIMATIC IPC477E PRO, 19 MTouch | 6247.42
6AV7251-5DC05-0DA0 | SIMATIC IPC477E PRO, 15 MTouch | 6728.34
6AV2105-3HH08-0AE0 | UG WinCC RT Prof 4096 V16/17->V18 | 3402.04
6AV2105-3KK08-0AE0 | UG WinCC RT Prof 8192 V16/17->V18 | 3702.2
6AV2107-0DB08-0AH0 | WinCC Runtime Prof Client V18 DL | 3502.54
6AV2128-3XB27-0BX0 | SIMATIC HMI MTP2200 Unified Comfort PRO | 7157.51
6AV2145-6KM00-0AA0 | IWP10F Mobile WebClient | 5212.83
6AV2151-0XB01-8LA5 | WinCC Unified Comfort ES V18 DL | 1264.09
6FX8002-5DS01-1BD0 | POWER CABLE, PREASSEMBLED | 522.73
6FX8002-5DS01-1BG3 | POWER CABLE, PREASSEMBLED | 592.73
6FX8002-5DS01-1BH0 | POWER CABLE, PREASSEMBLED | 592.78
6FX8002-5DS01-1BK0 | POWER CABLE, PREASSEMBLED | 627.67
6FX8002-5DS01-1CC3 | POWER CABLE, PREASSEMBLED | 696.76
6FX8002-5DS01-1CD0 | POWER CABLE, PREASSEMBLED | 696.87
6FX8002-5DS01-1DA0 | POWER CABLE, PREASSEMBLED | 820.09
6FX8002-5DS01-1DC0 | POWER CABLE, PREASSEMBLED | 855
6FX8002-5DS01-1DH0 | POWER CABLE, PREASSEMBLED | 942.65
6FX8002-5DS01-1EA0 | POWER CABLE, PREASSEMBLED | 995.81
6FX8002-5DS01-1ED0 | POWER CABLE, PREASSEMBLED | 1048.33
6FX8002-5DS01-1FF0 | POWER CABLE, PREASSEMBLED | 1259.23
6FX8002-5DS01-1GF0 | POWER CABLE, PREASSEMBLED | 1432.66
6FX8002-5DS01-1KF0 | POWER CABLE, PREASSEMBLED | 1957.6
6FX8002-5DS06-1AE6 | POWER CABLE PREASSEMBLED | 294.93
6FX8002-5DS11-1AG5 | POWER CABLE, PREASSEMBLED | 439.22
6FX8002-5DS11-1AH5 | POWER CABLE, PREASSEMBLED | 459.49
6FX8002-5DS11-1AK0 | POWER CABLE, PREASSEMBLED | 479.74
6FX8002-5CS23-1BH5 | POWER CABLE, PREASSEMBLED | 1526.9
6FX8002-5CS23-1CB0 | POWER CABLE, PREASSEMBLED | 1654.13
6FX8002-5CS23-1DJ0 | POWER CABLE, PREASSEMBLED | 2374.86
6FX8002-5CS23-1EJ0 | POWER CABLE, PREASSEMBLED | 2800.38
6FX8002-5CS24-1AH5 | POWER CABLE, PREASSEMBLED(1FT/1FK) | 512.72
6FX8002-5CS24-1BA0 | POWER CABLE, PREASSEMBLED(1FT/1FK) | 590.43
6FX8002-5CS24-1BK0 | POWER CABLE, PREASSEMBLED(1FT/1FK) | 940.07
6FX8002-5CS24-1CB0 | POWER CABLE, PREASSEMBLED(1FT/1FK) | 1017.8
6FX8002-5CS31-1AA0 | POWER CABLE, PREASSEMBLED | 354.72
6FX8002-5CS31-1AB5 | POWER CABLE, PREASSEMBLED | 385.98
6FX8002-5CS31-1AD8 | POWER CABLE, PREASSEMBLED | 417.29
6FX8002-5CS31-1AF0 | POWER CABLE, PREASSEMBLED | 432.85
6FX8002-5CS31-1AG5 | POWER CABLE, PREASSEMBLED | 464.21
6FX8002-5CS31-1AH6 | POWER CABLE, PREASSEMBLED | 479.74
6FX8002-5CS31-1BB0 | POWER CABLE, PREASSEMBLED | 526.61
6FX8002-5CS31-1BD0 | POWER CABLE, PREASSEMBLED | 557.92
6FX8002-5CS31-1BJ0 | POWER CABLE, PREASSEMBLED | 636.07
6AV6382-2FA08-0AV0 | WinCC Package RT 65536, V8.0 Asia | 9232.03
6AV6646-1BA20-0NA1 | SIMATIC ITC1900 V3 | 3112.23
6AV7242-1NC20-1AA0 | SIMATIC IPC PX-39A 22" MT (1920x1080) Ne | 6776.28
6AV7242-3CC20-1BA0 | SIMATIC IPC PX-39A 22" MT (1920 x 1080) | 7360.58
6AV7242-7LD20-2BB2 | SIMATIC IPC PX-39A 15" MT (1920x1080) Ne | 8765.87
6AV7251-1JC07-0FA0 | SIMATIC IPC477E PRO, 22 MTouch | 7510.4
6AV7251-5GB37-0FA0 | SIMATIC IPC477E PRO, 19 MTouch | 7206.26
6AV7251-5GH35-0FA8 | SIMATIC IPC477E PRO, 19 MTouch | 7919.39
6AV7252-3CF02-1BA0 | SIMATIC IPC PX-39A PRO 19" MT | 9502.99
6AV7252-3GC10-0BA0 | SIMATIC IPC PX-39A PRO 24" MT | 8289.46
6FX8008-1BA51-1BH0 | POWER CABLE, SOLD BY THE METER | 778.22
6FX8008-1BA51-1CE0 | POWER CABLE, SOLD BY THE METER | 1091.77
6FX8008-1BA61-1BA0 | POWER CABLE, SOLD BY THE METER | 643.59
6FX8008-1BA61-1BH0 | POWER CABLE, SOLD BY THE METER | 1082.98
6FX8008-1BB31-1BA0 | POWER CABLE,SOLD BY THE METER, | 220.65
6FX8008-1BB31-1BE0 | POWER CABLE,SOLD BY THE METER, | 303.89
6FX8008-1BB31-1CD0 | POWER CABLE,SOLD BY THE METER, | 491.45
6FX8008-1BB31-1CF0 | POWER CABLE,SOLD BY THE METER, | 533.06
6FX5002-5CS52-1EA0 | POWER CABLE, PREASSEMBLED | 695.38
6FX5002-5CS54-1BF0 | POWER CABLE, PREASSEMBLED | 397.73
6FX5002-5CS54-2AA0 | POWER CABLE, PREASSEMBLED | 1439.47
6FX5002-5CS61-1BA0 | POWER CABLE, PREASSEMBLED | 543.66
6FX5002-5CS61-1BF0 | POWER CABLE, PREASSEMBLED | 638.29
6FX5002-5CS61-1EA0 | POWER CABLE, PREASSEMBLED | 1110.88
6FX5002-5CS61-1FA0 | POWER CABLE, PREASSEMBLED | 1300.49
6FX5002-5CS61-1JA0 | POWER CABLE, PREASSEMBLED | 1867.02
6FX5002-5CS61-1KA0 | POWER CABLE, PREASSEMBLED | 2054.3
6FX5002-5DS64-1BD0 | POWER CABLE, PREASSEMBLED | 542.07
6FX5002-5DS64-1CA0 | POWER CABLE, PREASSEMBLED | 698.35
6FX5002-5DX48-1DA0 | POWER CABLE PREASSEMBLED, | 3618.92
6FX5002-5ME00-1AC0 | POWER CABLE, PREASSEMBLED | 258.66
6FX5002-8QE08-1AJ0 | ONE-CABLE-CONNECTION EXTENSION | 309.74
6FX5002-8QE21-1AC0 | ONE-CABLE-CONNECTION EXTENSION | 330.65
6FX5002-8QE21-1AK0 | ONE-CABLE-CONNECTION EXTENSION | 515.44
6FX5002-8QE21-1BB0 | ONE-CABLE-CONNECTION EXTENSION | 568.26
6FX5002-8QE21-1BG0 | ONE-CABLE-CONNECTION EXTENSION | 700.26
6FX5002-8QE21-1BJ0 | ONE-CABLE-CONNECTION EXTENSION | 753.08
6FX5002-8QE21-1CF0 | ONE-CABLE-CONNECTION EXTENSION | 937.82
6FX5002-8QE21-1CJ0 | ONE-CABLE-CONNECTION EXTENSION | 1017.05
6FX5002-8QE21-1DF0 | ONE-CABLE-CONNECTION EXTENSION | 1201.81
6FX5002-8QE21-1DH0 | ONE-CABLE-CONNECTION EXTENSION | 1254.63
6FX5002-8QE21-1EC0 | ONE-CABLE-CONNECTION EXTENSION | 1386.65
6FX5002-8QE21-1EE0 | ONE-CABLE-CONNECTION EXTENSION | 1439.43
6FX5012-2CF02-1AJ0 | SIGNAL CABLE, PREASSEMBLED | 178.74
6FX5012-2CF02-1BH0 | SIGNAL CABLE, PREASSEMBLED | 238.42
6FX5012-2CF02-1CK0 | SIGNAL CABLE, PREASSEMBLED | 317.78
6FX5002-5CS12-1CC0 | POWER CABLE, PREASSEMBLED | 346.94
6FX5002-5CS12-1EA0 | POWER CABLE, PREASSEMBLED | 466.12
6FX5002-5CS12-1FA0 | POWER CABLE, PREASSEMBLED | 533.17
6FX5002-5CS13-1AJ0 | POWER CABLE, PREASSEMBLED | 1015.32
6FX5002-5CS13-1BA0 | POWER CABLE, PREASSEMBLED | 1053.03
6FX5002-5DA05-1AC0 | POWER CABLE, PREASSEMBLED, EXT. | 260.91
6FX5002-5DA05-1AE0 | POWER CABLE, PREASSEMBLED, EXT. | 276.84
6FX5002-5DA05-1BC0 | POWER CABLE, PREASSEMBLED, EXT. | 340.05
6FX5002-5DA05-1BG0 | POWER CABLE, PREASSEMBLED, EXT. | 371.65
6FX5002-5DA20-1AB5 | POWER CABLE, PREASSEMBLED | 291.45
6FX5002-5DA20-1AF0 | POWER CABLE, PREASSEMBLED | 317.96
6FX5002-5DA20-1BF0 | POWER CABLE, PREASSEMBLED | 406.19
6FX5002-5DA20-1CA0 | POWER CABLE, PREASSEMBLED | 450.32
6FX5002-5DA30-1AC0 | POWER CABLE, PREASSEMBLED | 172.36
6FX5002-5DA30-1AD0 | POWER CABLE, PREASSEMBLED | 179.23
6FX5002-5DA30-1BF0 | POWER CABLE, PREASSEMBLED | 262.08
6FX5002-5DA30-1CF0 | POWER CABLE, PREASSEMBLED | 331.07
6FX5002-5DA68-1BA0 | POWER CABLE PREASSEMBLED, EXT. | 565.63
6FX5002-5DA88-1AF0 | POWER CABLE, PREASSEMBLED EXT. | 271.25
6FX8002-2CA11-1CJ0 | SIGNAL CABLE, PREASSEMBLED, | 338.48
6FX8002-2CA11-1DA0 | SIGNAL CABLE, PREASSEMBLED, | 353.53
6FX8002-2CA11-1DC0 | SIGNAL CABLE, PREASSEMBLED, | 369.32
6FX8002-2CA11-1DH0 | SIGNAL CABLE, PREASSEMBLED, | 408.83
6FX8002-2CA11-1EA0 | SIGNAL CABLE, PREASSEMBLED, | 432.1
6FX8002-2CA11-1CH0 | SIGNAL CABLE, PREASSEMBLED, | 330.68
6FX8002-2CA12-2AA0 | SIGNAL CABLE PREASSEMBLED | 849.98
6FX8002-2CA20-1CF0 | SIGNAL CABLE PREASSAMBLED | 435.36
6FX8002-2CA24-1BA0 | SIGNAL CABLE PREASSAMBLED | 356.29
6FX8002-2CA24-1BJ0 | SIGNAL CABLE PREASSAMBLED | 446.2
6FX8002-2CA31-1AC2 | SIGNAL CABLE, PREASSEMBLED, | 182.55
6FX8002-2CA31-1AC8 | SIGNAL CABLE, PREASSEMBLED, | 182.55
6FX8002-2CA31-1AE0 | SIGNAL CABLE, PREASSEMBLED, | 193.54
6AV7251-5EC04-0GA0 | SIMATIC IPC477E PRO, 19 MTouch | 8445.27
6AV7251-5FG05-0FA0 | SIMATIC IPC477E PRO, 19 MTouch | 7162.81
6AV7261-0AC10-0AA0 | SIMATIC IPC677E, 19" Multitouch | 6263.91
6AV7261-0CC16-2AA0 | SIMATIC IPC677E, 19" Multitouch | 6722.35
6FX8008-1BA61-1FA0 | POWER CABLE, SOLD BY THE METER | 3138.71
6FX8008-1BA61-1GA0 | POWER CABLE, SOLD BY THE METER | 3786.19
6FX8008-1BA61-2AA0 | POWER CABLE, SOLD BY THE METER | 6283.55
6FX8008-1BB31-1AD0 | POWER CABLE,SOLD BY THE METER, | 75.2
6FX8008-1BB31-1AF0 | POWER CABLE,SOLD BY THE METER, | 116.82
6FX8008-1BB31-1CJ0 | POWER CABLE,SOLD BY THE METER, | 595.29
6FX8008-1BB31-1CK0 | POWER CABLE,SOLD BY THE METER, | 616.08
6FX8008-1BB31-1DA0 | POWER CABLE,SOLD BY THE METER, | 637.1
6FX8008-1BB31-1DC0 | POWER CABLE,SOLD BY THE METER, | 678.71
6FX8008-1BB41-1AK0 | POWER CABLE,SOLD BY THE METER, | 244.49
6FX8008-1BB41-1BA0 | POWER CABLE,SOLD BY THE METER, | 272.21
6FX8008-1BB41-1BB0 | POWER CABLE,SOLD BY THE METER, | 298.12
6FX8008-1BB41-1BC0 | POWER CABLE,SOLD BY THE METER, | 323.79
6FX8008-1BB41-1CH0 | POWER CABLE,SOLD BY THE METER, | 709.55
6FX8008-1BB41-2AA0 | POWER CABLE,SOLD BY THE METER, | 2603.13
6FX8008-1BB41-3AA0 | POWER CABLE,SOLD BY THE METER, | 5169.9
6FX8008-1BB51-1AB0 | POWER CABLE, SOLD BY THE METER | 51.07
6FX8008-1BB51-1BE0 | POWER CABLE, SOLD BY THE METER | 528.58
6GK1716-0HB18-0AC0 | HARDNET-IE S7 REDCONNECT PP V18 | 1902.19
6GK1716-0HB18-0AK0 | HARDNET-IE S7 REDCONNECT V18 DL | 3077.06
6GK1716-0HB18-0AK1 | HARDNET-IE S7 POW.P. RED V18 DL | 1581.54
6GK6000-8FG50-2AA1 | RUGGEDCOM MEDIA MODULE FG50, CC | 1036.83
6GK6000-8FG51-1AA1 | RUGGEDCOM MEDIA MODULE 1FG51, CC | 1368.63
6GK6000-8FG51-2AA1 | RUGGEDCOM MEDIA MODULE FG51, CC | 1907.76
6GK6000-8FG52-1AA1 | RUGGEDCOM MEDIA MODULE 1FG52, CC | 1617.47
6GK6000-8FX01-2AA1 | RUGGEDCOM MEDIA MODULE FX01, CC | 1254.6
6GK6000-8FX01-2CA1 | RUGGEDCOM MEDIA MODULE FXA01, CC | 1389.34
6GK6000-8FX02-2AA1 | RUGGEDCOM MEDIA MODULE FX02, CC | 1254.6
6GK6000-8FX02-2AB1 | RUGGEDCOM MEDIA MODULE FXA02, CC | 1213.11
6GK6000-8FX11-2AB1 | RUGGEDCOM MEDIA MODULE FXA11, CC | 1233.85
6GK6000-8FX18-2AA1 | RUGGEDCOM MEDIA MODULE FX09, CC | 5039.03
6GK6000-8HC05-0AA0 | RUGGEDCOM RST2228 PLUG. CONN. KIT | 89.15
6GK6000-8HC06-0AA0 | RUGGEDCOM RST2228 SCREW CONN. KIT | 165.89
6GK6000-8HC10-0AA0 | RUGGEDCOM RS900 series CONN. DUST COVER | 70.52
6GK6000-8MR11-0AA0 | RUGGEDCOM MOUNTING RSG900C and RSG900R | 151.35
6GK6000-8MR20-0AA0 | RUGGEDCOM MOUNTING RST916P and RST916C | 199.07
6EP3332-3SB00-0AX0 | SITOP PSU4200/1AC/24VDC/3A | 78.33
6EP3333-3SB00-0AX0 | SITOP PSU4200/1AC/24VDC/5A | 105.25
6EP3334-3SB00-0AX0 | SITOP PSU4200/1AC/24VDC/10A | 144.42
6EP3336-3SB00-0AX0 | SITOP PSU4200/1AC/24VDC/20A | 210.51
6GK6021-0AS13-3DB0-ZA03 | RUGGEDCOM RSG2100NC | 5605.52
6FX8002-5DA28-1BE0 | POWER CABLE, PREASSEMBLED EXT. | 644.22
6FX8002-5DA28-1BE3 | POWER CABLE, PREASSEMBLED EXT. | 661.01
6FX8002-5DA28-1BF0 | POWER CABLE, PREASSEMBLED EXT. | 661.12
6FX8002-5DA28-1BG0 | POWER CABLE, PREASSEMBLED EXT. | 678.01
6FX8002-5DN11-1AF0 | POWER CABLE PREASSEMBLED | 398.83
6FX8002-5DN11-1AG0 | POWER CABLE PREASSEMBLED | 419.09
6FX8002-5DN11-1AH0 | POWER CABLE PREASSEMBLED | 439.33
6FX8002-5DN11-1AJ0 | POWER CABLE PREASSEMBLED | 459.62
6FX8002-5DN11-1BA0 | POWER CABLE PREASSEMBLED | 500.06
6FX8002-5DN20-1BF0 | POWER CABLE, PREASSEMBLED | 526.64
6FX8002-5DN20-1CG0 | POWER CABLE, PREASSEMBLED | 719.13
6FX8002-5DN21-1AE0 | POWER CABLE PREASSEMBLED | 441.36
6FX8002-5DN21-1AF0 | POWER CABLE PREASSEMBLED | 458.91
6FX8002-5DS01-1BG0 | POWER CABLE, PREASSEMBLED | 575.23
6FX8002-5DS01-1CE5 | POWER CABLE, PREASSEMBLED | 731.91
6FX8002-5DS01-1CF0 | POWER CABLE, PREASSEMBLED | 732.04
6FX8002-5DS01-1CG0 | POWER CABLE, PREASSEMBLED | 749.35
6FX8002-5DS01-1CJ0 | POWER CABLE, PREASSEMBLED | 784.44
6FX8002-5DS01-1EF0 | POWER CABLE, PREASSEMBLED | 1083.5
6FX8002-5DS01-1EG0 | POWER CABLE, PREASSEMBLED | 1100.81
6FX8002-5DS01-1EJ0 | POWER CABLE, PREASSEMBLED | 1135.9
6FX8002-5DS01-1FA0 | POWER CABLE, PREASSEMBLED | 1171.54
6FX8002-5DS06-2AA0 | POWER CABLE PREASSEMBLED | 1605.07
6FX8002-5DS11-1AE0 | POWER CABLE, PREASSEMBLED | 378.49
6FX8002-5DS11-1AF0 | POWER CABLE, PREASSEMBLED | 398.83
6FX8002-5DS11-1AG0 | POWER CABLE, PREASSEMBLED | 418.96
6FX8002-5CS23-1CD0 | POWER CABLE, PREASSEMBLED | 1738.74
6FX8002-5CS23-1CF0 | POWER CABLE, PREASSEMBLED | 1823.58
6FX8002-5CS23-1DA0 | POWER CABLE, PREASSEMBLED | 2034.94
6FX8002-5CS23-1DC0 | POWER CABLE, PREASSEMBLED | 2119.6
6FX8002-5CS24-1BB0 | POWER CABLE, PREASSEMBLED(1FT/1FK) | 629.26
6FX8002-5CS24-1BC0 | POWER CABLE, PREASSEMBLED(1FT/1FK) | 668.12
6FX8002-5CS24-1BD0 | POWER CABLE, PREASSEMBLED(1FT/1FK) | 706.95
6FX8002-5CS24-1BF0 | POWER CABLE, PREASSEMBLED(1FT/1FK) | 784.71
6FX8002-5CS31-1AC0 | POWER CABLE, PREASSEMBLED | 385.9
6FX8002-5CS31-1AC5 | POWER CABLE, PREASSEMBLED | 401.55
6FX8002-5CS31-1AC6 | POWER CABLE, PREASSEMBLED | 401.55
6FX8002-5CS31-1AC7 | POWER CABLE, PREASSEMBLED | 401.55
6FX8002-5CS31-1AD0 | POWER CABLE, PREASSEMBLED | 401.64
6FX8002-5CS31-1AJ5 | POWER CABLE, PREASSEMBLED | 495.46
6FX8002-5CS31-1AK0 | POWER CABLE, PREASSEMBLED | 495.52
6FX8002-5CS31-1AK5 | POWER CABLE, PREASSEMBLED | 511.16
6FX8002-5CS31-1BA0 | POWER CABLE, PREASSEMBLED | 510.97
6AV6382-2FA08-0AX0 | WinCC Package RT 65536, V8.0 | 9232.03
6AV6382-2HA08-0AV0 | WinCC Package RT 8192, V8.0 Asia | 7560.38
6AV6382-2HA08-0AX0 | WinCC Package RT 8192, V8.0 | 7560.38
6AV6646-1BA20-0AA1 | SIMATIC ITC1900 V3 | 2945.43
6AV7242-5AC10-1BB2 | SIMATIC IPC PX-39A 15" MT (1920 x 1080) | 6738.83
6AV7242-5AD10-1AB2 | SIMATIC IPC PX-39A 15" MT (1920 x 1080) | 7368.07
6AV7242-5DB10-1CB0 | SIMATIC IPC PX-39A 24" MT (1920 x 1080) | 7261.69
6AV7242-7AF20-2BB2 | SIMATIC IPC PX-39A 15" MT (1920 x 1080) | 9383.12
6AV7251-7DK08-0GA8 | SIMATIC IPC477E PRO, 15 MTouch | 9098.47
6AV7251-7GK00-0AA0 | SIMATIC IPC477E PRO, 19 MTouch | 7886.45
6AV7251-7HD36-0FA0 | SIMATIC IPC477E PRO, 22 MTouch | 8972.62
6AV7251-7KH06-5GA0 | SIMATIC IPC477E PRO, 22 MTouch | 10610.13
6FX8008-1BA51-1DC0 | POWER CABLE, SOLD BY THE METER | 1450.67
6FX8008-1BA51-1GB0 | POWER CABLE, SOLD BY THE METER | 2742.41
6FX8008-1BA51-1HA0 | POWER CABLE, SOLD BY THE METER | 3160.02
6FX8008-1BA51-3AA0 | POWER CABLE, SOLD BY THE METER | 8987.73
6FX8008-1BB31-1BG0 | POWER CABLE,SOLD BY THE METER, | 345.51
6FX8008-1BB31-1BH0 | POWER CABLE,SOLD BY THE METER, | 366.11
6FX8008-1BB31-1BJ0 | POWER CABLE,SOLD BY THE METER, | 386.94
6FX8008-1BB31-1CA0 | POWER CABLE,SOLD BY THE METER, | 429.01
6FX8008-1BB31-3AA0 | POWER CABLE,SOLD BY THE METER, | 4175.12
6FX8008-1BB41-1AB0 | POWER CABLE,SOLD BY THE METER, | 39.14
6FX8008-1BB41-1AC0 | POWER CABLE,SOLD BY THE METER, | 64.83
6FX8008-1BB41-1AD0 | POWER CABLE,SOLD BY THE METER, | 90.71
6FX8008-1BB41-1AE0 | POWER CABLE,SOLD BY THE METER, | 116.38
6FX8008-1BB41-1BK0 | POWER CABLE,SOLD BY THE METER, | 503.48
6FX8008-1BB41-1CA0 | POWER CABLE,SOLD BY THE METER, | 528.97
6FX8008-1BB41-1CE0 | POWER CABLE,SOLD BY THE METER, | 632.11
6FX8008-1BB41-1CF0 | POWER CABLE,SOLD BY THE METER, | 657.99
6FX8002-2CA31-1AE6 | SIGNAL CABLE, PREASSEMBLED, | 204.56
6FX8002-2CA31-1AG5 | SIGNAL CABLE, PREASSEMBLED, | 226.26
6FX8002-2CA31-1AH0 | SIGNAL CABLE, PREASSEMBLED, | 226.6
6FX8002-2CA31-1AH5 | SIGNAL CABLE, PREASSEMBLED, | 237.62
6FX8002-2CA31-1AK2 | SIGNAL CABLE, PREASSEMBLED, | 259.37
6FX7002-5EA05-1CA0 | POWER CABLE, PREASSEMBLED | 672.92
6FX8002-2AH00-1DA0 | SIGNAL CABLE, PREASSEMBLED, | 338.33
6FX8002-2AH00-1DC0 | SIGNAL CABLE, PREASSEMBLED, | 354.62
6FX8002-2AH00-1GA0 | SIGNAL CABLE, PREASSEMBLED, | 581.14
6FX8002-2AH00-1HG0 | SIGNAL CABLE, PREASSEMBLED, | 713.19
6FX8002-2AH11-1BC0 | SIGNAL CABLE PREASSAMBLED | 231.48
6FX8002-2AH11-1BF0 | SIGNAL CABLE PREASSAMBLED | 262.42
6FX8002-2AH11-1CD0 | SIGNAL CABLE PREASSAMBLED | 344.94
6FX8002-2AH11-1CF0 | SIGNAL CABLE PREASSAMBLED | 365.56
6FX8002-2BA00-1BA0 | SIGNAL CABLE, PREASSEMBLED, | 206.7
6FX8002-2BA00-1BF0 | SIGNAL CABLE, PREASSEMBLED, | 246
6FX8002-2BA00-1DB0 | SIGNAL CABLE, PREASSEMBLED, | 371.65
6FX8002-2BA00-1EF0 | SIGNAL CABLE, PREASSEMBLED, | 481.63
6FX8002-2BA20-1DA0 | SIGNAL CABLE, PREASSEMBLED, | 379.19
6FX8002-2BA20-1FA0 | SIGNAL CABLE, PREASSEMBLED, | 580.41
6FX8002-2BB01-1AF0 | SIGNAL CABLE, PREASSEMBLED, | 82.8
6FX8002-2BB01-1BA0 | SIGNAL CABLE, PREASSEMBLED, | 114.94
6FX8002-2CA11-1AD0 | SIGNAL CABLE, PREASSEMBLED, | 141.27
6FX8002-2CG00-1AC0 | SIGNAL CABLE, PREASSEMBLED, | 127.45
6FX8002-2CG00-1AH0 | SIGNAL CABLE, PREASSEMBLED, | 166.98
6FX8002-2CG00-1AJ0 | SIGNAL CABLE, PREASSEMBLED, | 174.77
6FX8002-2CG00-1BF0 | SIGNAL CABLE, PREASSEMBLED, | 229.81
6FX8002-2CG00-1BH0 | SIGNAL CABLE, PREASSEMBLED, | 245.81
6FX8002-2DC30-1DA0 | DRIVE-CLIQ CABLE, PREASSEMBLED | 403.3
6FX8002-2DC34-1AG0 | DRIVE-CLIQ EXTENSION | 210.75
6FX8002-2EN24-1AC0 | SIGNAL CABLE EXTENSION | 261.72
6FX8002-2EQ10-1AB5 | SIGNAL CABLE, PREASSEMBLED, | 171.4
6FX8002-2EQ10-1AE5 | SIGNAL CABLE, PREASSEMBLED, | 204.35
6FX8002-2EQ10-1AF5 | SIGNAL CABLE, PREASSEMBLED, | 215.19
6FX8002-2EQ10-1AJ0 | SIGNAL CABLE, PREASSEMBLED, | 237.27
6FX8002-2EQ10-1AK0 | SIGNAL CABLE, PREASSEMBLED, | 248.17
6FX8002-2EQ10-1BC5 | SIGNAL CABLE, PREASSEMBLED, | 292.19
6FX8002-2EQ10-1BD5 | SIGNAL CABLE, PREASSEMBLED, | 303.1
6FX8002-2EQ10-1BG5 | SIGNAL CABLE, PREASSEMBLED, | 335.92
6FX8002-5CG31-1DB0 | POWER CABLE, PREASSEMBLED | 670.51
6FX8002-5CG41-1AD0 | POWER CABLE, PREASSEMBLED | 275.37
6FX8002-5CG41-1BB0 | POWER CABLE, PREASSEMBLED | 427.6
6FX8002-5CG51-1BC0 | POWER CABLE, PREASSEMBLED | 506.91
6FX8002-5CG51-1BF0 | POWER CABLE, PREASSEMBLED | 577.62
6FX8002-5CN01-1AC0 | POWER CABLE PREASSEMBLED | 303.05
6FX8002-5CN01-1AD5 | POWER CABLE PREASSEMBLED | 329.95
6FX8002-5CN01-1AG0 | POWER CABLE PREASSEMBLED | 356.89
6FX8002-5CN01-1AH0 | POWER CABLE PREASSEMBLED | 370.32
6FX8002-5CN01-1BB5 | POWER CABLE PREASSEMBLED | 437.53
6FX8002-5CN01-1BC5 | POWER CABLE PREASSEMBLED | 451.03
6FX8002-5CN01-1BF5 | POWER CABLE PREASSEMBLED | 491.4
6FX8002-5CN01-1BG5 | POWER CABLE PREASSEMBLED | 504.89
6FX8002-5CN01-1BJ3 | POWER CABLE PREASSEMBLED | 531.78
6FX8002-5CN01-1BK0 | POWER CABLE PREASSEMBLED | 531.81
6FX8002-5CN01-1CA0 | POWER CABLE PREASSEMBLED | 545.32
6FX8002-5CN01-1CF6 | POWER CABLE PREASSEMBLED | 626.03
6FX8002-5CN01-1DA0 | POWER CABLE PREASSEMBLED | 679.87
6FX8002-5CF10-1AB0 | POWER CABLE, PREASSEMBLED | 139.35
6FX8002-5CF10-1AF0 | POWER CABLE, PREASSEMBLED | 190.9
6FX8002-5CF11-1BA0 | POWER CABLE, PREASSEMBLED | 361.17
6FX8002-5CF12-1BA0 | POWER CABLE, PREASSEMBLED | 408.56
6FX8002-5CG01-1AC0 | POWER CABLE PREASSEMBLED | 160.22
6FX8008-1BB31-1DH0 | POWER CABLE,SOLD BY THE METER, | 782.56
6FX8008-1BB31-1GA0 | POWER CABLE,SOLD BY THE METER, | 1261.47
6FX8008-1BB41-1AF0 | POWER CABLE,SOLD BY THE METER, | 142.26
6FX8008-1BB41-1AH0 | POWER CABLE,SOLD BY THE METER, | 193.82
6FX8008-1BB41-1BF0 | POWER CABLE,SOLD BY THE METER, | 401.25
6FX8008-1BB41-1BJ0 | POWER CABLE,SOLD BY THE METER, | 478.49
6FX8008-1BB41-1CG0 | POWER CABLE,SOLD BY THE METER, | 683.71
6FX8008-1BB41-1DA0 | POWER CABLE,SOLD BY THE METER, | 787.87
6FX8008-1BB41-1DH0 | POWER CABLE,SOLD BY THE METER, | 968.47
6FX8008-1BB51-1AC0 | POWER CABLE, SOLD BY THE METER | 87.61
6FX8008-1BB51-1AE0 | POWER CABLE, SOLD BY THE METER | 160.93
6FX8008-1BB51-1BB0 | POWER CABLE, SOLD BY THE METER | 418.73
6FX8008-1BB51-1BD0 | POWER CABLE, SOLD BY THE METER | 492.04
6GK1716-1CB18-0AA0 | HARDNET-IE S7 V18 | 1930.84
6GK6000-8FG02-1AA1 | RUGGEDCOM MEDIA MODULE 1FG02, CC | 2198.09
6GK6000-8FG04-2AA1 | RUGGEDCOM MEDIA MODULE FG04, CC | 3877.77
6GK6000-8FG05-2AA1 | RUGGEDCOM MEDIA MODULE FG05, CC | 3877.77
6GK6000-8FG53-1AA1 | RUGGEDCOM MEDIA MODULE 1FG53, CC | 2198.09
6GK6000-8FG54-1AA1 | RUGGEDCOM MEDIA MODULE 1FG54, CC | 3608.17
6GK6000-8FL01-2AA1 | RUGGEDCOM MEDIA MODULE FL01, CC | 933.14
6GK6000-8FX01-1AA1 | RUGGEDCOM MEDIA MODULE 1FXA01, CC | 788
6GK6000-8FX04-2AA1 | RUGGEDCOM MEDIA MODULE FX04, CC | 2509.14
6GK6000-8FX05-2CA1 | RUGGEDCOM MEDIA MODULE FXA05, CC | 2509.14
6GK6000-8FX10-2CA1 | RUGGEDCOM MEDIA MODULE FXA10, CC | 5039.03
6GK6000-8FX11-2AA1 | RUGGEDCOM MEDIA MODULE FX11, CC | 1254.6
6GK6000-8HC12-0AA0 | RUGGEDCOM RSG900C/R LO CONN. KIT | 178.32
6GK6000-8HC14-0AA0 | RUGGEDCOM RS900 series LO/MED CONN. KIT | 178.32
6GK6000-8HT03-0AC0 | Screw Terminal Plugs for RX15xx | 922.8
6GK6000-8MA01-0AA0 | RUGGEDCOM RST2228 RACK MOUNTING KIT | 130.64
6EP1333-7CA10 | SITOP PSU100P/1AC/DC24V/5A/IP67/M12L | 424.68
6EP1334-7CA10 | SITOP PSU100P/1AC/DC24V/8A/IP67/M12L | 522.59
6EP3436-3SB00-0AX0 | SITOP PSU4200/3AC/24VDC/20A | 263.13
6DR5025-0EG01-0AA0-ZS11 | SIPART PS2 2-L DA Alu Ex proof | 2847.95
6GK6021-0AS13-3DB0-ZA12B05 | RUGGEDCOM RSG2100NC | 8871.36
6GK6021-0AS13-3DC0 | RUGGEDCOM RSG2100NC | 4833.76
6GK6021-0AS16-6DB0-ZA03 | RUGGEDCOM RSG2100NC | 5605.52
6GK6021-0AS16-6DC0-ZX01 | RUGGEDCOM RSG2100NC | 4833.76
6FX8002-5DA28-1BH1 | POWER CABLE, PREASSEMBLED EXT. | 711.41
6FX8002-5DA28-1BK0 | POWER CABLE, PREASSEMBLED EXT. | 728.14
6FX8002-5DN06-1BC5 | POWER CABLE PREASSEMBLED | 405.31
6FX8002-5DN11-1AD0 | POWER CABLE PREASSEMBLED | 358.31
6FX8002-5DN11-1BD0 | POWER CABLE PREASSEMBLED | 560.83
6FX8002-5DN11-1BF0 | POWER CABLE PREASSEMBLED | 601.37
6FX8002-5DN11-1HF0 | POWER CABLE PREASSEMBLED | 1816.84
6FX8002-5DN20-1BA0 | POWER CABLE, PREASSEMBLED | 439.15
6FX8002-5DN21-1AG0 | POWER CABLE PREASSEMBLED | 476.38
6FX8002-5DN21-1BF0 | POWER CABLE PREASSEMBLED | 633.96
6FX8002-5DN21-1DD0 | POWER CABLE PREASSEMBLED | 949
6FX8002-5DN26-1AB0 | POWER CABLE PREASSEMBLED | 298.14
6FX8002-5DN30-1AF0 | POWER CABLE, PREASSEMBLED | 263.33
6FX8002-5DN30-1BD5 | POWER CABLE, PREASSEMBLED | 420.89
6FX8002-5DN31-1AJ0 | POWER CABLE PREASSEMBLED | 538.21
6FX8002-5DN31-1BF0 | POWER CABLE PREASSEMBLED | 679.94
6GK6090-0AS22-0BA0-ZA05B00 | RUGGEDCOM RS900 | 2432.31
6GK6090-0AS22-0BA0-ZA08B04 | RUGGEDCOM RS900 | 2741.01
6GK6090-0AS22-0BA0-ZA08B07 | RUGGEDCOM RS900 | 2814.14
6GK6090-0AS22-0BA0-ZA12B00 | RUGGEDCOM RS900 | 2432.31
6GK6090-0AS22-0BA0-ZA15B01 | RUGGEDCOM RS900 | 2671.16
6GK6090-0AS22-0BA0-ZA17B00 | RUGGEDCOM RS900 | 2578.54
6GK6090-0AS22-0BA0-ZA25B00 | RUGGEDCOM RS900 | 2578.54
6FX8002-5DN26-1CH0 | POWER CABLE PREASSEMBLED | 656.7
6FX8002-5DN27-1AE0 | POWER CABLE PREASSEMBLED | 256.7
6FX8002-5DN27-1BB0 | POWER CABLE PREASSEMBLED | 353.27
6FX8002-5DN27-1CB0 | POWER CABLE PREASSEMBLED | 491.18
6GK6090-0AS22-0BA0-ZA12B01 | RUGGEDCOM RS900 | 2524.93
6GK6090-0AS22-0BA0-ZA12B05 | RUGGEDCOM RS900 | 2741.01
6GK6090-0AS22-0BA0-ZA12B12 | RUGGEDCOM RS900 | 3642.77
6GK6090-0AS22-0BA0-ZA15B00 | RUGGEDCOM RS900 | 2578.54
6GK6090-0AS22-0BA1-ZA01B07 | RUGGEDCOM RS900 | 3147.22
6GK6090-0AS22-0BA1-ZA17B00 | RUGGEDCOM RS900 | 3309.69
6GK6090-0AS22-0CA0 | RUGGEDCOM RS900 | 1829.51
6GK6090-0AS22-0CA0-ZA00B00 | RUGGEDCOM RS900 | 1829.51
6GK6090-0AS22-0CA0-ZA01B00 | RUGGEDCOM RS900 | 2016.36
6GK6090-0AS23-0AA0-ZA01B01 | RUGGEDCOM RS900 | 2066.73
6GK6090-0AS23-0AA0-ZA01B04 | RUGGEDCOM RS900 | 2282.83
6GK6090-0AS23-0AA0-ZA03B00 | RUGGEDCOM RS900 | 2372.2
6GK6491-6CD00-1AN0 | RUGGEDCOM RST916C | 4370.68
6GK6491-6CD00-3AN0 | RUGGEDCOM RST916C | 4523.42
6GK6491-6PD00-1PN1 | RUGGEDCOM RST916P | 5174.96
6GK7542-5FX10-0XE0 | S7-1500, CP 1542-5 | 972.94
6GK8781-1TD02-0AK1 | SINEC NMS V2.0 Monitoring S 3Y | 19293.87
6GK8781-1TD02-0AK2 | SINEC NMS V2.0 Configuration S 3Y | 8180.61
6GK8781-1TE02-0AK1 | SINEC NMS V2.0 Monitoring S 5Y | 28554.92
6GK8781-1TE02-0AK2 | SINEC NMS V2.0 Configuration S 5Y | 12193.71
6FX8002-5DX48-1AH0 | POWER CABLE, PREASSEMBLED EXT. | 3091.66
6FX8002-5DX48-1AJ0 | POWER CABLE, PREASSEMBLED EXT. | 3216.55
6FX8002-5DX48-1AK0 | POWER CABLE, PREASSEMBLED EXT. | 3341.46
6FX8002-5DX48-1BB0 | POWER CABLE, PREASSEMBLED EXT. | 3594.17
6FX8002-5DX48-1CJ0 | POWER CABLE, PREASSEMBLED EXT. | 5714.01
6FX8002-5DX48-1CK0 | POWER CABLE, PREASSEMBLED EXT. | 5838.9
6FX8002-5DX48-1DA0 | POWER CABLE, PREASSEMBLED EXT. | 5982.23
6FX8002-5DX48-1DC0 | POWER CABLE, PREASSEMBLED EXT. | 6231.96
6FX8002-5DX58-1BG0 | POWER CABLE, PREASSEMBLED EXT. | 5364.82
6FX8002-5DX58-1BJ0 | POWER CABLE, PREASSEMBLED EXT. | 5753.3
6FX8002-5DX58-1CA0 | POWER CABLE, PREASSEMBLED EXT. | 6139.47
6FX8002-5DX58-1CF0 | POWER CABLE, PREASSEMBLED EXT. | 7110.68
6FX8002-5MN05-1BA0 | POWER CABLE EXTENSION | 413.09
6FX8002-5SL50-1AA5 | POWER CABLE, PREFABRICATED | 132.41
6FX8002-5YP02-1AB0 | POWER CABLE, PREASSEMBLED | 285.79
6FX8002-5YP02-1AC0 | POWER CABLE, PREASSEMBLED | 329.99
6FX8002-5YT05-1AH5 | POWER CABLE, PREASSEMBLED | 653.88
6FX8002-5YT05-1AK0 | POWER CABLE, PREASSEMBLED | 689.89
6FX8002-5YT05-1AK5 | POWER CABLE, PREASSEMBLED | 725.96
6FX8002-5YT05-1BA0 | POWER CABLE, PREASSEMBLED | 725.9
6GK5102-1GS00-2AC2 | SCALANCE XCM102 | 332.35
6GK5108-0PA00-2AC2 | SCALANCE XCM108PoE (8 x FE PoE) | 963.8
6GK5108-0RA00-2AC2 | SCALANCE XCM108PoE (8 x Gbit PoE) | 1030.26
6GK5108-2RS00-2AC2 | SCALANCE XCM108PoE (6 x Gbit PoE, 2xSFP) | 897.34
6GK5206-2BD00-2AB2 | SCALANCE XB206-2 (SC, PN) | 928.79
6GK5206-2BF00-2AB2 | SCALANCE XB206-2LD (SC, PN) | 1280.45
6GK5324-8TS00-2AC2 | SCALANCE XC316-8 | 4090.08
6GK5328-4TS00-2AC2 | SCALANCE XC324-4 | 4654.12
6GK5334-3TS00-4AR3 | SCALANCE XR322-12 (2x230V AC) | 5358.5
6GK5334-3TS01-2AR3 | SCALANCE XRM334 (24V DC, 12xFO) | 5076.45
6GK5334-3TS01-4AR3 | SCALANCE XRM334 (2x230V AC, 12xFO) | 5358.5
6GK5424-8TR00-2AC2 | SCALANCE XC416-8 | 5218.2
6ES7822-0AA08-0YA5 | SIMATIC STEP 7 Basic V18 | 661.28
6FX8002-5DS36-1AB5 | POWER CABLE PREASSEMBLED | 319.89
6FX8002-5DS41-1AA0 | POWER CABLE, PREASSEMBLED | 376.13
6FX8002-5DS41-1AB2 | POWER CABLE, PREASSEMBLED | 425.1
6FX8002-5DS41-1AC0 | POWER CABLE, PREASSEMBLED | 425.15
6FX8002-5DS41-1AK0 | POWER CABLE, PREASSEMBLED | 597.14
6FX8002-5DS41-1AK2 | POWER CABLE, PREASSEMBLED | 621.63
6FX8002-5DS41-1BA0 | POWER CABLE, PREASSEMBLED | 621.24
6FX8002-5DS41-1BB0 | POWER CABLE, PREASSEMBLED | 645.74
6FX8002-5DS41-1CJ0 | POWER CABLE, PREASSEMBLED | 1065.25
6FX8002-5DX28-1CF0 | POWER CABLE, PREASSEMBLED EXT. | 3209.62
6FX8002-5DX28-1CK0 | POWER CABLE, PREASSEMBLED EXT. | 3440.84
6FX8002-5DX28-1DA0 | POWER CABLE, PREASSEMBLED EXT. | 3498.65
6FX8002-5DX38-1BB5 | POWER CABLE, PREASSEMBLED EXT. | 3338.25
6FX8002-5DX38-1BC0 | POWER CABLE, PREASSEMBLED EXT. | 3338.18
6FX8002-5DX38-1BD0 | POWER CABLE, PREASSEMBLED EXT. | 3438.52
6FX8002-5DX38-1BE0 | POWER CABLE, PREASSEMBLED EXT. | 3535.68
6GK6090-0AS21-0CA0-ZA00B00 | RUGGEDCOM RS900 | 1829.51
6GK6090-0AS21-0CA0-ZA00B07 | RUGGEDCOM RS900 | 2211.35
6GK6090-0AS21-0CA0-ZA00B09 | RUGGEDCOM RS900 | 3113.1
6GK6090-0AS21-0CA0-ZA01B00 | RUGGEDCOM RS900 | 2016.36
6GK6090-0AS21-0CA0-ZA17B07 | RUGGEDCOM RS900 | 2942.5
6GK6090-0AS21-0CA0-ZA25B00 | RUGGEDCOM RS900 | 2560.67
6GK6090-0AS21-0CA0-ZA25B03 | RUGGEDCOM RS900 | 2869.39
6GK6090-0AS21-0CA0-ZA25B10 | RUGGEDCOM RS900 | 2942.5
6GK6090-0AS22-0BA0-ZA01B00 | RUGGEDCOM RS900 | 2034.24
6GK6090-0AS22-0BA0-ZA01B00W01 | RUGGEDCOM RS900 | 2034.24
6GK6090-0AS22-0BA0-ZA01B01 | RUGGEDCOM RS900 | 2126.84
6GK6090-0AS22-0BA0-ZA01B01W01 | RUGGEDCOM RS900 | 2126.84
6GK6090-0AS22-0BA0-ZA01B02 | RUGGEDCOM RS900 | 2342.94
6GK6090-0AS23-0BA0-ZA14B02 | RUGGEDCOM RS900 | 2537.93
6GK6090-0AS23-0BA0-ZA15B00 | RUGGEDCOM RS900 | 2578.54
6GK6090-0AS23-0BA0-ZA15B00W04 | RUGGEDCOM RS900 | 2578.54
6GK6090-0AS23-0BA0-ZA15B01 | RUGGEDCOM RS900 | 2671.16
6GK6090-0AS23-0BA0-ZA21B00 | RUGGEDCOM RS900 | 3504.68
6GK6090-0AS23-0BA0-ZA21B01 | RUGGEDCOM RS900 | 3597.28
6GK6090-0AS23-0BA0-ZA24B00 | RUGGEDCOM RS900 | 2212.97
6GK6090-0AS23-0BA0-ZA25B00 | RUGGEDCOM RS900 | 2578.54
6GK6297-3WD00-4AB0 | RUGGEDCOM RMM2973-4PFC | 1347.9
6GK6297-3WD00-4AB1 | RUGGEDCOM RMM2973C-4PFC | 1503.42
6GK6297-8SB00-2AA0 | RUGGEDCOM RMM2972-2RNA | 3400.84
6GK6297-8SB00-2AA1 | RUGGEDCOM RMM2972C-2RNA | 3504.48
6XV1870-4BH20 | TP Cord RJ45/RJ45 2 m blue | 33.34
6XV1870-4BH30 | TP Cord RJ45/RJ45 3 m blue | 36.69
6XV1870-4BH40 | TP Cord RJ45/RJ45 4 m blue | 39.9
6XV1870-4BH60 | TP Cord RJ45/RJ45 6 m blue | 45.57
6XV1870-4GN20 | TP Cord RJ45/RJ45 20 m yellow | 91.88
6XV1870-4GN25 | TP Cord RJ45/RJ45 25 m yellow | 108.91
6XV1870-4GN30 | TP Cord RJ45/RJ45 30 m yellow | 125.93
6XV1870-4RE50 | TP Cord RJ45/RJ45 0,5 red | 28.52
6XV1870-4UN15 | TP Cord RJ45/RJ45 15 m grey | 75.56
6XV1870-4UN20 | TP Cord RJ45/RJ45 20 m grey | 91.88
6XV1870-4UN25 | TP Cord RJ45/RJ45 25 m grey | 108.91
6XV1870-4UN30 | TP Cord RJ45/RJ45 30 m grey | 125.93
6FX8042-5CG10-1BF0 | POWER CABLE PREASSEMBLED | 327.78
6FX8042-5CP17-1GA0 | POWER CABLE PREASSEMBLED | 716.65
6FX8042-5CX18-1AB5 | POWER CABLE, PREASSEMBLED EXT. | 1748.61
6FX8042-5CX28-1CC0 | POWER CABLE, PREASSEMBLED EXT. | 2734.89
6GA7200-1AA00-1AA0 | SIMOCRANE CeSAR OHBC V4.8 AC | 47228.43
6GA7200-1AA00-2AA0 | SIMOCRANE CESAR STANDAL.,OHBC,GANTRY-MC | 28677.56
6GA7214-1AB00-0AA1 | SIMOCRANE CMS V4.4 SP5 (UP2) AdvSingle | 33904.06
6GA7214-1AB00-1AA1 | SIMOCRANE CMS V4.4 SP5 (UP2) AdvSingle | 41815.62
6GA7214-1BA00-0AA1 | SIMOCRANE CMS V4.4 SP5 (UP2) LeanSingle | 26842.02
6GA7214-1BB00-0AA1 | SIMOCRANE CMS V4.4 SP5 (UP2) AdvSingle | 38989.62
6GA7217-0AA00-0AA1 | SIMOCRANE CMS V4.4 SP5 (UP2) | 31080.01
6GA7217-0AA00-1AA1 | SIMOCRANE RCMS V4.4 SP5 (UP2) | 21756.44
6GA7230-0AA00-0AA0 | SIMOCRANE ECO TECHNOLOGY | 42406.29
6GA7235-0AA00-0AA0 | SIMOCRANE ESSM V01.XX | 17030.27
6FX8008-1BB51-1AG0 | POWER CABLE, SOLD BY THE METER | 234.48
6FX8008-1BB51-1AH0 | POWER CABLE, SOLD BY THE METER | 270.96
6FX8008-1BB51-1AJ0 | POWER CABLE, SOLD BY THE METER | 307.98
6FX8008-1BB51-1AK0 | POWER CABLE, SOLD BY THE METER | 344.96
6GK6000-8FG02-2AA1 | RUGGEDCOM MEDIA MODULE FG02, CC | 2716.51
6GK6000-8FG03-1AA1 | RUGGEDCOM MEDIA MODULE 1FG03, CC | 2198.09
6GK6000-8FG03-2AA1 | RUGGEDCOM MEDIA MODULE FG03, CC | 2716.51
6GK6000-8FG04-1AA1 | RUGGEDCOM MEDIA MODULE 1FG04, CC | 3151.97
6GK6000-8FG54-2AA1 | RUGGEDCOM MEDIA MODULE FG54, CC | 6366.16
6GK6000-8FG70-1AC1 | RUGGEDCOM MEDIA MODULE 1FG70, CC | 694.69
6GK6000-8FG70-2AA1 | RUGGEDCOM MEDIA MODULE FG70, CC | 1036.83
6GK6000-8FX06-2CA1 | RUGGEDCOM MEDIA MODULE FXA06, CC | 1907.76
6GK6000-8FX07-2AA1 | RUGGEDCOM MEDIA MODULE FX07, CC | 3815.55
6GK6000-8FX08-2AA1 | RUGGEDCOM MEDIA MODULE FX08, CC | 3815.55
6GK6000-8FX08-2CA1 | RUGGEDCOM MEDIA MODULE FXA08, CC | 3815.55
6GK6000-8HS02-0AA0 | RUGGEDCOM RPS2410 | 3794.81
6GK6000-8HS02-0AA1 | RUGGEDCOM RPS2410 CC | 5433.02
6GK6000-8HT03-0AA0 | Terminal blocks for RX1512 KIT | 549.54
6GK6000-8HT03-0AB0 | Pluggable Terminal Plugs for RX15xx | 331.77
6ED1055-5MC08-0BA2 | LOGO! CIM | 362.03
6EP1321-1LD01 | SITOP PSU100D/1AC/12VDC/3A | 77.84
6EP1322-1LD01 | SITOP PSU100D/1AC/12VDC/8.5A | 123.61
6EP1331-1LD01 | SITOP PSU100D/1AC/24VDC/2.2A | 64
6DL8913-0XL10-0XG8 | SIMIT SP V11.1 SW MEDIA PACKAGE DL | 36.77
6DL8913-0XL10-0XT8 | SIMIT SP V11.1 SW MEDIA PACKAGE | 183.9
6DL9910-8AA | EX-DEV_Heating for Ex-cabinet | 3317.89
6GK6021-0AS13-3EB0 | RUGGEDCOM RSG2100NC | 4863
6GK6021-0AS13-3FB0 | RUGGEDCOM RSG2100NC | 4884.13
6GK6021-0AS13-3FC0 | RUGGEDCOM RSG2100NC | 4884.13
6GK6021-0AS16-0DB0 | RUGGEDCOM RSG2100NC | 4061.98
6FX8002-5DA28-1CA5 | POWER CABLE, PREASSEMBLED EXT. | 761.34
6FX8002-5DA28-1CE0 | POWER CABLE, PREASSEMBLED EXT. | 811.62
6FX8002-5DA30-1BA0 | POWER CABLE, PREASSEMBLED | 357.89
6FX8002-5DA30-1BH0 | POWER CABLE, PREASSEMBLED | 480.42
6FX8002-5DN11-1CA0 | POWER CABLE PREASSEMBLED | 702.71
6FX8002-5DN11-1CF0 | POWER CABLE PREASSEMBLED | 804
6FX8002-5DN11-1DA0 | POWER CABLE PREASSEMBLED | 905.28
6FX8002-5DN11-1DK0 | POWER CABLE PREASSEMBLED | 1087.6
6FX8002-5DN21-1BK0 | POWER CABLE PREASSEMBLED | 703.97
6FX8002-5DN21-1CA0 | POWER CABLE PREASSEMBLED | 721.43
6FX8002-5DN21-1CE0 | POWER CABLE PREASSEMBLED | 791.44
6FX8002-5DN21-1CF0 | POWER CABLE PREASSEMBLED | 808.99
6FX8002-5DN21-1DA0 | POWER CABLE PREASSEMBLED | 896.46
6FX8002-5DN31-1AD0 | POWER CABLE PREASSEMBLED | 436.9
6FX8002-5DN31-1AF0 | POWER CABLE PREASSEMBLED | 477.42
6FX8002-5DN31-1AG0 | POWER CABLE PREASSEMBLED | 497.68
6FX8002-5DN31-1AH0 | POWER CABLE PREASSEMBLED | 517.9
6GK6090-0AS22-0BA0-ZA05B01 | RUGGEDCOM RS900 | 2524.93
6GK6090-0AS22-0BA0-ZA08B00 | RUGGEDCOM RS900 | 2432.31
6GK6090-0AS22-0BA0-ZA08B00W00 | RUGGEDCOM RS900 | 2432.31
6GK6090-0AS22-0BA0-ZA08B01 | RUGGEDCOM RS900 | 2524.93
6GK6090-0AS22-0BA0-ZA17B04 | RUGGEDCOM RS900 | 2887.25
6GK6090-0AS22-0BA0-ZA17B07 | RUGGEDCOM RS900 | 2960.37
6GK6090-0AS22-0BA0-ZA17B07W00 | RUGGEDCOM RS900 | 2960.37
6GK6090-0AS22-0BA0-ZA18B01 | RUGGEDCOM RS900 | 3085.47
6GK6090-0AS22-0CA0-ZA08B04 | RUGGEDCOM RS900 | 2723.15
6GK6090-0AS22-0CA0-ZA11B00 | RUGGEDCOM RS900 | 2138.22
6GK6090-0AS22-0CA0-ZA12B04 | RUGGEDCOM RS900 | 2723.15
6GK6090-0AS22-0CA0-ZA12B05 | RUGGEDCOM RS900 | 2723.15
6GK6491-0CB00-1CN0 | RUGGEDCOM RSG910C | 2794.64
6GK6491-0CB00-1CN0-ZX00 | RUGGEDCOM RSG910C | 2794.64
6GK6491-0CB00-3CN0 | RUGGEDCOM RSG910C | 2856.39
6GK6015-0AL20-0GN0 | RUGGEDCOM APE1808 SAM-L | 4824.41
6GK6015-0AL20-0GN1 | RUGGEDCOM APE1808 SAM-L CC | 5035.57
6GK6015-0AL20-0GP0 | RUGGEDCOM APE1808 ELAN | 4467.03
6GK6015-0AL20-0GP1 | RUGGEDCOM APE1808 ELAN CC | 4661.95
6FX8002-5DS23-1BD0 | POWER CABLE PREASSEMBLED | 1465.54
6FX8002-5DS23-1BE0 | POWER CABLE PREASSEMBLED | 1526.69
6FX8002-5DS23-1CA0 | POWER CABLE PREASSEMBLED | 1893.4
6FX8002-5DS23-1CC0 | POWER CABLE PREASSEMBLED | 2015.65
6FX8002-5DS31-1AD0 | POWER CABLE, PREASSEMBLED | 436.92
6FX8002-5DS31-1AE0 | POWER CABLE, PREASSEMBLED | 457.08
6FX8002-5DS31-1AE5 | POWER CABLE, PREASSEMBLED | 477.3
6FX8002-5DS31-1AF0 | POWER CABLE, PREASSEMBLED | 477.42
6FX8002-5DS31-1AG0 | POWER CABLE, PREASSEMBLED | 497.55
6FX8002-5DS31-1BG0 | POWER CABLE, PREASSEMBLED | 699.89
6FX8002-5DS31-1BH0 | POWER CABLE, PREASSEMBLED | 720.18
6FX8002-5DS31-1BJ0 | POWER CABLE, PREASSEMBLED | 740.29
6FX8002-5DS31-1BK0 | POWER CABLE, PREASSEMBLED | 760.65
6FX8002-5DS31-1EA0 | POWER CABLE, PREASSEMBLED | 1185.44
6FX8002-5DS31-1EC0 | POWER CABLE, PREASSEMBLED | 1225.91
6FX8002-5DS31-1EF0 | POWER CABLE, PREASSEMBLED | 1286.75
6FX8002-5DS31-1FA0 | POWER CABLE, PREASSEMBLED | 1388.97
6GK6090-0AS21-0BA0-ZA12B07 | RUGGEDCOM RS900 | 2814.14
6GK6090-0AS21-0BA0-ZA13B07 | RUGGEDCOM RS900 | 2927.88
6GK6090-0AS21-0BA0-ZA14B00 | RUGGEDCOM RS900 | 2229.21
6GK6090-0AS21-0BA0-ZA15B00 | RUGGEDCOM RS900 | 2578.54
6GK6090-0AS21-0BA0-ZA24B00 | RUGGEDCOM RS900 | 2212.97
6GK6090-0AS21-0BA0-ZA25B00 | RUGGEDCOM RS900 | 2578.54
6GK6090-0AS21-0BA0-ZA25B01 | RUGGEDCOM RS900 | 2671.16
6GK6090-0AS21-0BA0-ZA25B01X01 | RUGGEDCOM RS900 | 2671.16
6GK6090-0AS23-0BA0-ZA05B03 | RUGGEDCOM RS900 | 2741.01
6GK6090-0AS23-0BA0-ZA05B03X01 | RUGGEDCOM RS900 | 2741.01
6GK6090-0AS23-0BA0-ZA06B00 | RUGGEDCOM RS900 | 2472.94
6GK6090-0AS23-0BA0-ZA07B00 | RUGGEDCOM RS900 | 2156.1
6GK6090-0AS23-0BA0-ZA08B04X01 | RUGGEDCOM RS900 | 2741.01
6GK6090-0AS23-0BA0-ZA08B05 | RUGGEDCOM RS900 | 2741.01
6GK6090-0AS23-0BA0-ZA08B06 | RUGGEDCOM RS900 | 2814.14
6GK6090-0AS23-0BA0-ZA08B07 | RUGGEDCOM RS900 | 2814.14
6GK6090-0AS23-0BA0-ZA12B00W01 | RUGGEDCOM RS900 | 2432.31
6GK6090-0AS23-0BA0-ZA12B00X01 | RUGGEDCOM RS900 | 2432.31
6GK6090-0AS23-0BA0-ZA12B01 | RUGGEDCOM RS900 | 2524.93
6GK6090-0AS23-0BA0-ZA12B02W00 | RUGGEDCOM RS900 | 2741.01
6GK6090-0AS23-0BA0-ZA12B04 | RUGGEDCOM RS900 | 2741.01
6GT2600-4BA00 | Transponder MDS D426 30 mm | 8.54
6GT2700-3DA03-0EX1 | Transponder RTLS4030T EX1 | 1642.33
6GT2700-8DF10-0AX1 | Transponder PCB OEM AC, FCC | 398.13
6GT2752-0TS01 | Transponder RTLS5201T, ETSI | 182.49
6SL3321-1TE36-6AA0 | SINAMICS S120 CHASSIS-2 MOTOR MODULE | 28657.64
6SL3321-1TE37-4AA0 | SINAMICS S120 CHASSIS-2 MOTOR MODULE | 30466.14
6SL3321-1TE38-1AA0 | SINAMICS S120 CHASSIS-2 MOTOR MODULE | 32831.09
6SL3321-1TE38-8AA0 | SINAMICS S120 CHASSIS-2 MOTOR MODULE | 37143.67
6FX8012-2CF02-1DA0 | SIGNAL CABLE, PREASSEMBLED, | 473.59
6FX8012-2CF04-1BF0 | SIGNAL CABLE, PREASSEMBLED EXT. | 332.04
6FX8012-2CF04-1BH0 | SIGNAL CABLE, PREASSEMBLED EXT. | 354.26
6FX8012-2CF04-1CF0 | SIGNAL CABLE, PREASSEMBLED EXT. | 441.89
6FX8012-2EQ10-1BF0 | SIGNAL CABLE, PREASSEMBLED, | 314.01
6FX8012-2EQ10-1BH0 | SIGNAL CABLE, PREASSEMBLED, | 336.24
6FX8012-2EQ10-1BJ0 | SIGNAL CABLE, PREASSEMBLED, | 347.1
6FX8012-2EQ10-1CA0 | SIGNAL CABLE, PREASSEMBLED, | 369.08
6FX8012-2EQ10-1CF0 | SIGNAL CABLE, PREASSEMBLED, | 423.85
6FX8012-2CH00-1CG0 | SIGNAL CABLE, PREASSEMBLED, | 434.96
6FX8012-5CA05-1AC0 | POWER CABLE, PREASSEMBLED EXT. | 273.12
6FX8012-5CA05-1AD0 | POWER CABLE, PREASSEMBLED EXT. | 286.07
6GK8781-1DE02-0AK1 | SINEC NMS V2.0 Monitoring XS 5Y | 10341.49
6GK8781-1DE02-0AK2 | SINEC NMS V2.0 Configuration XS 5Y | 4476.17
6GK8781-1UE02-0AK2 | SINEC NMS V2.0 Configuration M 5Y | 21300.44
6GK8781-1VC02-0AK1 | SINEC NMS V2.0 Monitoring L 1Y | 22998.28
6GK8781-1VC02-0AK2 | SINEC NMS V2.0 Configuration L 1Y | 9878.45
6FX8002-5DX48-1AC0 | POWER CABLE, PREASSEMBLED EXT. | 2462.71
6FX8002-5DX48-1BG0 | POWER CABLE, PREASSEMBLED EXT. | 4220.16
6FX8002-5DX48-1BJ0 | POWER CABLE, PREASSEMBLED EXT. | 4472.2
6FX8002-5DX48-1BK0 | POWER CABLE, PREASSEMBLED EXT. | 4597.11
6FX8002-5DX48-1CA0 | POWER CABLE, PREASSEMBLED EXT. | 4710.44
6FX8002-5DX58-1AH0 | POWER CABLE, PREASSEMBLED EXT. | 3614.31
6FX8002-5DX58-1AJ0 | POWER CABLE, PREASSEMBLED EXT. | 3810.87
6FX8002-5DX58-1AK0 | POWER CABLE, PREASSEMBLED EXT. | 4002.81
6FX8002-5DX58-1BB0 | POWER CABLE, PREASSEMBLED EXT. | 4391.33
6FX8002-5ME05-1BA0 | POWER CABLE EXTENSION | 413.09
6FX8002-5ME05-1BG0 | POWER CABLE EXTENSION | 518.1
6FX8002-5ME05-1BJ5 | POWER CABLE EXTENSION | 570.59
6FX8002-5MN05-1AC0 | POWER CABLE EXTENSION | 273.08
6FX8002-5YT02-1BG0 | POWER CABLE, PREASSEMBLED | 545.65
6FX8002-5YT02-1BH0 | POWER CABLE, PREASSEMBLED | 566.22
6FX8002-5YT02-1BK0 | POWER CABLE, PREASSEMBLED | 607.3
6FX8002-5YT02-1CA0 | POWER CABLE, PREASSEMBLED | 627.82
6FX8002-5YT02-1CC0 | POWER CABLE, PREASSEMBLED | 668.88
6FX8002-7HY00-1AA5 | HYBRID CABLE, PREASSEMBLED | 413.45
6FX8002-7HY00-1AB0 | HYBRID CABLE, PREASSEMBLED | 413.45
6FX8002-7HY00-1AB5 | HYBRID CABLE, PREASSEMBLED | 437.63
6GK1800-0AA00-7CA2 | SINEMA Remote Connect as a Service - L | 13648.01
6GK5202-2BB10-2BA3 | SCALANCE X202-2IRT | 2369
6GK5202-2BH10-2BA3 | SCALANCE X202-2PIRT | 2143.39
6GK5202-2JR10-2BA6 | SCALANCE X202-2P IRT PRO | 2481.84
6GK5204-0BA10-2BA3 | SCALANCE X204IRT | 1974.21
6GK5334-2TS00-2ER3 | SCALANCE XR326-8EEC (Conf. Coating) | 5358.5
6GK5334-2TS00-3AR3 | SCALANCE XR326-8 (230V AC) | 4512.43
6GK5334-2TS00-4AR3 | SCALANCE XR326-8 (2x230V AC) | 4654.12
6GK5334-2TS01-2ER3 | SCALANCE XRH334 (24V DC, 8xFO, CC) | 5358.5
6GK5534-2TR00-4AR3 | SCALANCE XR526-8 (4AR3) | 6204.57
6GK5534-3TR00-2AR3 | SCALANCE XR522-12 (2AR3) | 6204.57
6GK5534-3TR00-3AR3 | SCALANCE XR522-12 (3AR3) | 6346.29
6GK5534-3TR00-4AR3 | SCALANCE XR522-12 (4AR3) | 6486.6
6FX8002-5DS31-1GF0 | POWER CABLE, PREASSEMBLED | 1691.43
6FX8002-5DS31-1GG0 | POWER CABLE, PREASSEMBLED | 1711.58
6FX8002-5DS31-1HA0 | POWER CABLE, PREASSEMBLED | 1793.67
6FX8002-5DS31-1HF0 | POWER CABLE, PREASSEMBLED | 1894.97
6FX8002-5DS41-1AD5 | POWER CABLE, PREASSEMBLED | 474.4
6FX8002-5DS41-1AD8 | POWER CABLE, PREASSEMBLED | 474.4
6FX8002-5DS41-1AE0 | POWER CABLE, PREASSEMBLED | 474.42
6FX8002-5DS41-1AF0 | POWER CABLE, PREASSEMBLED | 498.94
6FX8002-5DS41-1BF0 | POWER CABLE, PREASSEMBLED | 744.05
6FX8002-5DS41-1BH0 | POWER CABLE, PREASSEMBLED | 793.32
6FX8002-5DS41-1BK0 | POWER CABLE, PREASSEMBLED | 842.25
6FX8002-5DS41-1CA0 | POWER CABLE, PREASSEMBLED | 868.7
6FX8002-5DX38-1AF5 | POWER CABLE, PREASSEMBLED EXT. | 2744.4
6FX8002-5DX38-1AG0 | POWER CABLE, PREASSEMBLED EXT. | 2742.57
6FX8002-5DX38-1AH0 | POWER CABLE, PREASSEMBLED EXT. | 2844.27
6FX8002-5DX38-1AH5 | POWER CABLE, PREASSEMBLED EXT. | 2943.29
6FX8002-5DX38-1CA0 | POWER CABLE, PREASSEMBLED EXT. | 4129.98
6FX8002-5DX38-1CC0 | POWER CABLE, PREASSEMBLED EXT. | 4327.96
6FX8002-5DX38-1CF0 | POWER CABLE, PREASSEMBLED EXT. | 4624.84
6FX8002-5DX38-1CG0 | POWER CABLE, PREASSEMBLED EXT. | 4722
6GK6090-0AS21-0CA0-ZA08B00 | RUGGEDCOM RS900 | 2414.43
6GK6090-0AS21-0CA0-ZA08B01 | RUGGEDCOM RS900 | 2507.05
6FX8012-5CA05-1AG0 | POWER CABLE, PREASSEMBLED EXT. | 324.7
6FX8012-5CN01-1AG0 | POWER CABLE PREASSEMBLED | 356.89
6FX8012-5CN01-1AH5 | POWER CABLE PREASSEMBLED | 383.76
6FX8012-5CN01-1AJ0 | POWER CABLE PREASSEMBLED | 383.79
6FX8012-5CN01-1AJ5 | POWER CABLE PREASSEMBLED | 397.21
6ES7193-6AG50-0AA0 | SIMATIC Busadapter BA 2xLC-LD | 562.49
6ES7193-6AG60-0AA0 | SIMATIC Busadapter BA LC-LD/RJ45 | 469.82
6ES7193-6AG70-0AA0 | SIMATIC Busadapter BA LC-LD/M12 | 491.7
6ES7193-6BR00-0HM0 | BaseUnit Type M0 | 150.59
6GK6021-0AS22-0DB0-ZA03G01H01 | RUGGEDCOM RSG2100 | 4586.78
6GK6021-0AS22-2DB0 | RUGGEDCOM RSG2100 | 4310.57
6GK6021-0AS22-2DC0 | RUGGEDCOM RSG2100 | 4310.57
6GK6021-0AS23-0DB0 | RUGGEDCOM RSG2100 | 3620.04
6GK6021-0AS26-0DB0-ZA01B01 | RUGGEDCOM RSG2100 | 3896.25
6GK6021-0AS26-0DB0-ZA03 | RUGGEDCOM RSG2100 | 4310.57
6GK6021-0AS26-0DC0-ZA01B01C01 | RUGGEDCOM RSG2100 | 4034.36
6GK6021-0AS26-0DC0-ZD00H00K00 | RUGGEDCOM RSG2100 | 3620.04
6FX8002-5DN31-1DE0 | POWER CABLE PREASSEMBLED | 1064.93
6FX8002-5DN31-1EA0 | POWER CABLE PREASSEMBLED | 1186.4
6FX8002-5DN31-1ED0 | POWER CABLE PREASSEMBLED | 1247.16
6FX8002-5DN31-1EJ0 | POWER CABLE PREASSEMBLED | 1348.47
6FX8002-5DN31-1FA0 | POWER CABLE PREASSEMBLED | 1388.97
6FX8002-5DN64-1DA0 | POWER CABLE PREASSEMBLED | 1567.82
6FX8002-5DN64-1FF0 | POWER CABLE PREASSEMBLED | 2648.9
6FX8002-5DN64-1GC0 | POWER CABLE PREASSEMBLED | 2951.64
6FX8002-5DN64-1HF0 | POWER CABLE PREASSEMBLED | 3513.67
6FX8002-5DQ48-1AD0 | POWER CABLE PREASSEMBLED EXT. | 483.98
6FX8002-5DQ48-1AE0 | POWER CABLE PREASSEMBLED EXT. | 507.32
6FX8002-5DQ48-1AF0 | POWER CABLE PREASSEMBLED EXT. | 530.69
6FX8002-5DQ48-1AG0 | POWER CABLE PREASSEMBLED EXT. | 554
6FX8002-5DQ58-1AG0 | POWER CABLE PREASSEMBLED EXT. | 610.95
6FX8002-5DQ58-1BA0 | POWER CABLE PREASSEMBLED EXT. | 728.4
6FX8002-5DQ58-1BB0 | POWER CABLE PREASSEMBLED EXT. | 757.78
6FX8002-5DQ58-1CA0 | POWER CABLE PREASSEMBLED EXT. | 1022.06
6GK6090-0AS23-0AA0-ZA08B00 | RUGGEDCOM RS900 | 2372.2
6GK6090-0AS23-0BA0-ZA00 | RUGGEDCOM RS900 | 1847.39
6GK6090-0AS23-0BA0-ZA00B00 | RUGGEDCOM RS900 | 1847.39
6GK6090-0AS23-0BA0-ZA00B01 | RUGGEDCOM RS900 | 1940
6GK6090-0AS23-0BA0-ZA00B03 | RUGGEDCOM RS900 | 2156.1
6GK6090-0AS23-0BA0-ZA00B04 | RUGGEDCOM RS900 | 2156.1
6GK6090-0AS23-0BA0-ZA01B02W01 | RUGGEDCOM RS900 | 2342.94
6GK6090-0AS23-0BA0-ZA01B03 | RUGGEDCOM RS900 | 2342.94
6GK6090-0AS23-0BA0-ZA01B04 | RUGGEDCOM RS900 | 2342.94
6GK6090-0AS23-0BA0-ZA01B04W29 | RUGGEDCOM RS900 | 2342.94
6GK8781-1VD02-0AK1 | SINEC NMS V2.0 Monitoring L 3Y | 62203.43
6GK8781-1VD02-0AK2 | SINEC NMS V2.0 Configuration L 3Y | 26702.72
6GK8781-1VE02-0AK1 | SINEC NMS V2.0 Monitoring L 5Y | 91993.16
6GK8781-1VE02-0AK2 | SINEC NMS V2.0 Configuration L 5Y | 39513.84
6GK8781-5DC02-0AK2 | SINEC NMS V2.0 UP Configuration XS 1Y | 858.18
6GK8781-5DD02-0AK1 | SINEC NMS V2.0 UP Monitoring XS 3Y | 4028.22
6GK8781-5DD02-0AK2 | SINEC NMS V2.0 UP Configuration XS 3Y | 1751.4
6GK8781-5DE02-0AK1 | SINEC NMS V2.0 UP Monitoring XS 5Y | 5867.18
6GK8781-5UE02-0AK2 | SINEC NMS V2.0 UP Configuration M 5Y | 12084.64
6GK8781-5VC02-0AK1 | SINEC NMS V2.0 UP Monitoring L 1Y | 18267.08
6GK8781-5VC02-0AK2 | SINEC NMS V2.0 UP Configuration L 1Y | 7846.27
6GK8781-5VD02-0AK1 | SINEC NMS V2.0 UP Monitoring L 3Y | 35290.67
6GK8781-5VD02-0AK2 | SINEC NMS V2.0 UP Configuration L 3Y | 15149.59
6GK8781-7VE02-0AK1 | SINEC NMS V2.0 PP Monitoring L 5Y | 50935.81
6GK8781-7VE02-0AK2 | SINEC NMS V2.0 PP Configuration L 5Y | 21917.82
6GK8781-7WD02-0AK1 | SINEC NMS V2.0 PP Monitoring XL 3Y | 86590.87
6GK6090-0AS21-0CA0-ZA08B04 | RUGGEDCOM RS900 | 2723.15
6GK6090-0AS21-0CA0-ZA15B00 | RUGGEDCOM RS900 | 2560.67
6GK6090-0AS21-0CA0-ZA15B01 | RUGGEDCOM RS900 | 2653.29
6GK6090-0AS22-0AA0-ZA08B04 | RUGGEDCOM RS900 | 2680.9
6GK6090-0AS22-0AA0-ZA10B12 | RUGGEDCOM RS900 | 3647.65
6GK6090-0AS22-0AA1-ZA01B05 | RUGGEDCOM RS900 | 3013.98
6GK6090-0AS22-0BA0-ZA00B00 | RUGGEDCOM RS900 | 1847.39
6GK6090-0AS22-0BA0-ZA03B01 | RUGGEDCOM RS900 | 2524.93
6GK6090-0AS23-0BA0-ZA12B06 | RUGGEDCOM RS900 | 2814.14
6GK6090-0AS23-0BA0-ZA12B07 | RUGGEDCOM RS900 | 2814.14
6GK6090-0AS23-0BA0-ZA12B09 | RUGGEDCOM RS900 | 3715.9
6GK6090-0AS23-0BA0-ZA17B00 | RUGGEDCOM RS900 | 2578.54
6GK6090-0AS23-0BA0-ZA17B01 | RUGGEDCOM RS900 | 2671.16
6GK6090-0AS23-0BA0-ZA17B01W01 | RUGGEDCOM RS900 | 2671.16
6GK6090-0AS23-0BA0-ZA17B03 | RUGGEDCOM RS900 | 2887.25
6GK6090-0AS23-0BA0-ZA17B04 | RUGGEDCOM RS900 | 2887.25
6GK6090-0AS23-0BA0-ZA25B11 | RUGGEDCOM RS900 | 3439.69
6GK6294-2LD00-4AC0 | RUGGEDCOM RMM2942-4LC2 | 1938.88
6GK6294-2LD00-4AC1 | RUGGEDCOM RMM2942C-4LC2 | 2052.94
6GK6297-2SM00-4AA0 | RUGGEDCOM RMM2972M-4SFP | 1389.34
6SL3721-1TE41-5BE0 | SINAMICS S120 CABINET MODULE-2 | 105986.44
6XV1843-2E | SM FO FRNC CABLE GP (2E9/125) sold by m | 9.45
6XV1843-5EH20-0AA0 | MM FO CORD LC/LC | 99.01
6XV1843-5EH30-0AA0 | MM FO CORD LC/LC | 100.47
6XV1870-4GE50 | TP Cord RJ45/RJ45 0,5 m yellow | 28.52
6XV1870-4GH10 | TP Cord RJ45/RJ45 1 m yellow | 30.13
6XV1870-4GH20 | TP Cord RJ45/RJ45 2 m yellow | 33.34
6XV1870-4GH30 | TP Cord RJ45/RJ45 3 m yellow | 36.69
6XV1870-4RH60 | TP Cord RJ45/RJ45 6 m red | 45.57
6XV1870-4RN15 | TP Cord RJ45/RJ45 15 m red | 75.56
6XV1870-4UE50 | TP cord RJ45/RJ45 0,5 m grey | 28.52
6XV1870-4UH10 | TP Cord RJ45/RJ45 1 m grey | 30.13
6XV1870-4UH20 | TP Cord RJ45/RJ45 2 m grey | 33.34
6FX8042-2CB54-1CC0 | SIGNAL CABLE, PREASSEMBLED EXT. | 306.02
6FX8042-2EQ10-1AK0 | SIGNAL CABLE, PREASSEMBLED, | 248.17
6FX8042-2EQ10-1BA0 | SIGNAL CABLE, PREASSEMBLED, | 259.23
6FX8042-2EQ10-1BF0 | SIGNAL CABLE, PREASSEMBLED, | 314.01
6FX8042-5DA05-1CJ0 | POWER CABLE, PREASSEMBLED EXT. | 730.94
6FX8042-5DA05-1CK0 | POWER CABLE, PREASSEMBLED EXT. | 747.57
6FX8042-5DN05-1AB0 | POWER CABLE PREASSEMBLED EXT. | 278.11
6FX8042-5DQ28-1AB0 | POWER CABLE PREASSEMBLED EXT. | 426.08
6FX8042-5DX28-1AG0 | POWER CABLE, PREASSEMBLED EXT. | 2111.22
6GA7214-0AB00-0AA1 | SIMOCRANE CMS V4.4 SP5(UP2) AdvSingle | 19494.82
6GA7214-0AB00-0AB1 | SIMOCRANE CCMS 2000 V4.4 SP5 (UP2) | 15539.33
6GA7214-0AB00-0BB1 | SIMOCRANE CCMS 8000 V4.4 SP5 (UP2) | 29750.8
6GA7215-0AA00-0AB1 | SIMOCRANE RCMS V4.4 SP5 (UP2) | 45206.01
6GA7215-0AB00-0AA1 | SIMOCRANE RCMS V4.4 SP5 (UP2) | 1136.32
6GA7215-0AB00-0BA1 | SIMOCRANE RCMS V4.4 SP5 (UP2) | 2981.2
6GA7215-0AB00-0CA1 | SIMOCRANE RCMS V4.4 SP5 (UP2) | 4543.37
6GK6015-0AL20-0GH0 | RUGGEDCOM APE1808LNX | 4434.54
6GK6015-0AL20-0GH1 | RUGGEDCOM APE1808LNX, CC | 4629.47
6GK6015-0AL20-0GJ0 | RUGGEDCOM APE1808W10 | 4824.41
6GK6021-0AS11-0DC0 | RUGGEDCOM RSG2100NC | 4061.98
6GK6021-0AS11-1AD0 | RUGGEDCOM RSG2100NC | 4809.38
6GK6021-0AS13-0DC0 | RUGGEDCOM RSG2100NC | 4061.98
6GK6021-0AS13-0EB0 | RUGGEDCOM RSG2100NC | 4091.23
6GK6021-0AS13-0FB0 | RUGGEDCOM RSG2100NC | 4112.35
6ES7660-8BA01-1BH2 | Process Control System IPC547J | 6332.82
6FX8002-5DS21-1EF0 | POWER CABLE, PREASSEMBLED | 1159.67
6FX8002-5DS21-1FA0 | POWER CABLE, PREASSEMBLED | 1247.71
6FX8002-5DS21-1JB0 | POWER CABLE, PREASSEMBLED | 1790.2
6FX8002-5DS23-1AF0 | POWER CABLE PREASSEMBLED | 976.57
6FX8002-5DS23-1EE0 | POWER CABLE PREASSEMBLED | 3360.45
6FX8002-5DS23-1FA0 | POWER CABLE PREASSEMBLED | 3727.21
6FX8002-5DS23-1JD0 | POWER CABLE PREASSEMBLED | 5744.27
6FX8002-5DS27-1CA0 | POWER CABLE PREASSEMBLED | 477.37
6FX8002-5DS31-1AK5 | POWER CABLE, PREASSEMBLED | 578.55
6FX8002-5DS31-1BA0 | POWER CABLE, PREASSEMBLED | 578.45
6FX8002-5DS31-1BB0 | POWER CABLE, PREASSEMBLED | 598.68
6FX8002-5DS31-1BC0 | POWER CABLE, PREASSEMBLED | 618.92
6FX8002-5DS31-1CE0 | POWER CABLE, PREASSEMBLED | 861.75
6FX8002-5DS31-1CF0 | POWER CABLE, PREASSEMBLED | 882.12
6FX8002-5DS31-1CG0 | POWER CABLE, PREASSEMBLED | 902.25
6FX8002-5DS31-1CJ0 | POWER CABLE, PREASSEMBLED | 942.65
6FX8002-5DS31-1CK0 | POWER CABLE, PREASSEMBLED | 963.02
6GK6090-0AS21-0BA0-ZA17B01 | RUGGEDCOM RS900 | 2671.16
6GK6090-0AS21-0BA0-ZA17B05 | RUGGEDCOM RS900 | 2887.25
6GK6090-0AS21-0BA0-ZA17B07 | RUGGEDCOM RS900 | 2960.37
6GK6090-0AS21-0BA0-ZA17B07W00 | RUGGEDCOM RS900 | 2960.37
6GK6090-0AS21-0BA1-ZA01B01 | RUGGEDCOM RS900 | 2858.01
6GK6090-0AS21-0BA1-ZA07B07 | RUGGEDCOM RS900 | 3269.08
6GK6090-0AS21-0BA1-ZA12B00 | RUGGEDCOM RS900 | 3163.48
6GK6090-0AS21-0BA1-ZA15B00 | RUGGEDCOM RS900 | 3309.69
6GK6090-0AS23-0BA0-ZA08B00W01 | RUGGEDCOM RS900 | 2432.31
6GK6090-0AS23-0BA0-ZA08B00W04 | RUGGEDCOM RS900 | 2432.31
6GK6090-0AS23-0BA0-ZA08B00X01 | RUGGEDCOM RS900 | 2432.31
6GK6090-0AS23-0BA0-ZA08B01 | RUGGEDCOM RS900 | 2524.93
6GK6090-0AS23-0BA0-ZA11B00 | RUGGEDCOM RS900 | 2156.1
6GK6090-0AS23-0BA0-ZA11B00W00 | RUGGEDCOM RS900 | 2156.1
6GK6090-0AS23-0BA0-ZA11B07 | RUGGEDCOM RS900 | 2537.93
6GK6090-0AS23-0BA0-ZA11B10 | RUGGEDCOM RS900 | 2537.93
6GK8781-7WE02-0AK1 | SINEC NMS V2.0 PP Configuration XL 3Y | 128419.98
6GK8781-7WE02-0AK2 | SINEC NMS V2.0 PP Configuration XL 5Y | 54948.94
6GK8781-7YD02-0AK1 | SINEC NMS V2.0 PP Monitoring XXL 3Y | 101254.21
6GK8781-7YD02-0AK2 | SINEC NMS V2.0 PP Configuration XXL 3Y | 43372.62
6RA8097-4GV62-0AA0-ZG00L85S01 | SINAMICS DCM DC CONVERTER | 60022.36
6RA8097-4KV62-0AA0-ZL10 | SINAMICS DCM DC CONVERTER | 60522.32
6RP0010-1AA32-0AA0-ZM79 | SINAMICS DCP 120 KW | 23521.12
6RP0020-2AC32-5AA0-ZG33S03 | SINAMICS DCP 250 KW | 54734.76
6SL3321-1TE41-5AA0 | SINAMICS S120 CHASSIS-2 MOTOR MODULE | 65940.43
6SL3721-1TE36-6BE0 | SINAMICS S120 CABINET MODULE-2 | 45338.66
6SL3721-1TE37-4BE0 | SINAMICS S120 CABINET MODULE-2 | 50441.69
6SL3721-1TE38-1BE0 | SINAMICS S120 CABINET MODULE-2 | 55544.73
6FX8012-2EQ10-1AG0 | SIGNAL CABLE, PREASSEMBLED, | 215.06
6FX8012-2EQ10-1AH0 | SIGNAL CABLE, PREASSEMBLED, | 226.41
6FX8012-2EQ10-1AJ0 | SIGNAL CABLE, PREASSEMBLED, | 237.27
6FX8012-2EQ10-1AK0 | SIGNAL CABLE, PREASSEMBLED, | 248.17
6FX8012-2EQ14-1AC0 | SIGNAL CABLE, PREASSEMBLED EXT. | 196.33
6FX8012-2EQ14-1BF0 | SIGNAL CABLE, PREASSEMBLED EXT. | 339.01
6FX8012-2CH00-1AH0 | SIGNAL CABLE, PREASSEMBLED, | 226.6
6FX8012-2CH00-1BA0 | SIGNAL CABLE, PREASSEMBLED, | 259.44
6FX8012-5CA28-1AC0 | POWER CABLE, PREASSEMBLED EXT. | 423.4
6FX8012-5CA28-1AH0 | POWER CABLE, PREASSEMBLED EXT. | 487.68
6FX8012-5CA28-1BG0 | POWER CABLE, PREASSEMBLED EXT. | 603.54
6FX8012-5CA38-1AC0 | POWER CABLE, PREASSEMBLED EXT. | 431.78
6FX8012-5CA38-1AD0 | POWER CABLE, PREASSEMBLED EXT. | 446.56
6FX8042-2CA31-1CF0 | SIGNAL CABLE, PREASSEMBLED, | 424.07
6FX8042-2CA31-1DA0 | SIGNAL CABLE, PREASSEMBLED, | 477.97
6FX8042-2CA34-1AB5 | SIGNAL CABLE, PREASSEMBLED EXT. | 194.06
6FX8042-2CA34-1AE0 | SIGNAL CABLE, PREASSEMBLED EXT. | 216.02
6GK6021-0AS16-6EC1 | RUGGEDCOM RSG2100NC | 6536.54
6GK6021-0AS16-6EE0-ZA05 | RUGGEDCOM RSG2100NC | 5634.78
6GK6021-0AS16-6EE0-ZX01 | RUGGEDCOM RSG2100NC | 4863
6GK6021-0AS23-3DB0 | RUGGEDCOM RSG2100 | 4310.57
6GK6021-0AS23-3DB1 | RUGGEDCOM RSG2100 | 5797.25
6GK6021-0AS23-3DC0 | RUGGEDCOM RSG2100 | 4310.57
6GK6021-0AS23-3DC0-ZA01 | RUGGEDCOM RSG2100 | 4448.67
6GK6021-0AS23-3DC0-ZA01B03 | RUGGEDCOM RSG2100 | 5139.21
6FX8002-5DN31-1BJ0 | POWER CABLE PREASSEMBLED | 740.73
6FX8002-5DN31-1BK0 | POWER CABLE PREASSEMBLED | 760.97
6FX8002-5DN31-1CA0 | POWER CABLE PREASSEMBLED | 781.29
6FX8002-5DN31-1CD0 | POWER CABLE PREASSEMBLED | 842.07
6FX8002-5DN64-1AF3 | POWER CABLE PREASSEMBLED | 529.99
6FX8002-5DN64-1AG5 | POWER CABLE PREASSEMBLED | 573.23
6FX8002-5DN64-1AH0 | POWER CABLE PREASSEMBLED | 573.25
6FX8002-5DN64-1BA0 | POWER CABLE PREASSEMBLED | 702.98
6FX8002-5DQ28-1AB0 | POWER CABLE PREASSEMBLED EXT. | 426.08
6FX8002-5DQ28-1AC0 | POWER CABLE PREASSEMBLED EXT. | 442.87
6FX8002-5DQ28-1AD0 | POWER CABLE PREASSEMBLED EXT. | 459.62
6FX8002-5DQ28-1BF0 | POWER CABLE PREASSEMBLED EXT. | 661.12
6FX8002-5DQ48-1BE5 | POWER CABLE PREASSEMBLED EXT. | 764.25
6FX8002-5DQ48-1BG0 | POWER CABLE PREASSEMBLED EXT. | 787.57
6FX8002-5DQ48-1BJ0 | POWER CABLE PREASSEMBLED EXT. | 834.36
6FX8002-5DQ48-1BK0 | POWER CABLE PREASSEMBLED EXT. | 857.69
6FX8002-5DS01-1AA0 | POWER CABLE, PREASSEMBLED | 295.14
6FX8002-5DS01-1AB0 | POWER CABLE, PREASSEMBLED | 312.66
6FX8002-5DS01-1AB5 | POWER CABLE, PREASSEMBLED | 330.15
6FX8002-5DS01-1AC0 | POWER CABLE, PREASSEMBLED | 330.07
6GK6090-0AS23-0AA0-ZA17B00 | RUGGEDCOM RS900 | 2518.43
6GK6090-0AS23-0AA0-ZA17B04 | RUGGEDCOM RS900 | 2827.14
6GK6090-0AS23-0AA0-ZA17B07 | RUGGEDCOM RS900 | 2900.25
6GK6090-0AS23-0AA0-ZA21B00 | RUGGEDCOM RS900 | 3444.55
6GK6090-0AS23-0BA0-ZA01B00 | RUGGEDCOM RS900 | 2034.24
6GK6090-0AS23-0BA0-ZA01B00W00 | RUGGEDCOM RS900 | 2034.24
6GK6090-0AS23-0BA0-ZA01B00W01 | RUGGEDCOM RS900 | 2034.24
6GK6090-0AS23-0BA0-ZA01B00X01 | RUGGEDCOM RS900 | 2034.24
6GK6090-0AS23-0BA0-ZA03 | RUGGEDCOM RS900 | 2432.31
6GK6090-0AS23-0BA0-ZA03B00 | RUGGEDCOM RS900 | 2432.31
6GK6090-0AS23-0BA0-ZA03B01 | RUGGEDCOM RS900 | 2524.93
6GK6090-0AS23-0BA0-ZA03B01W01 | RUGGEDCOM RS900 | 2524.93
6GK8781-1WE02-0AK1 | SINEC NMS V2.0 Monitoring XL 5Y | 199112.71
6GK8781-1WE02-0AK2 | SINEC NMS V2.0 Configuration XL 5Y | 85356.08
6GK8781-1YC02-0AK1 | SINEC NMS V2.0 Monitoring XXL 1Y | 81034.24
6GK8781-1YC02-0AK2 | SINEC NMS V2.0 Configuration XXL 1Y | 34728.96
6GK8781-5TD02-0AK2 | SINEC NMS V2.0 UP Configuration S 3Y | 4641.21
6GK8781-5TE02-0AK1 | SINEC NMS V2.0 UP Monitoring S 5Y | 16200.44
6GK8781-5TE02-0AK2 | SINEC NMS V2.0 UP Configuration S 5Y | 6918.03
6GK8781-5UC02-0AK1 | SINEC NMS V2.0 UP Monitoring M 1Y | 9930.42
6GK8781-7TE02-0AK1 | SINEC NMS V2.0 PP Monitoring S 5Y | 21609.13
6GK8781-7TE02-0AK2 | SINEC NMS V2.0 PP Monitoring S 5Y | 9261.05
6GK8781-7UD02-0AK1 | SINEC NMS V2.0 PP Monitoring M 3Y | 17132.96
6GK8781-7UD02-0AK2 | SINEC NMS V2.0 PP Configuration M 3Y | 7408.86
6FX8002-7HY11-1AC5 | HYBRID CABLE, PREASSEMBLED | 461.83
6FX8002-7HY11-1AD0 | HYBRID CABLE, PREASSEMBLED | 461.83
6FX8002-7HY11-1AF0 | HYBRID CABLE, PREASSEMBLED | 510.14
6FX8012-2BA00-1AK0 | SIGNAL CABLE, PREASSEMBLED, | 198.86
6FX8012-2BA00-1BD0 | SIGNAL CABLE, PREASSEMBLED, | 230.31
6FX8012-2CA31-1AJ0 | SIGNAL CABLE, PREASSEMBLED, | 237.48
6FX8012-2CA31-1AJ4 | SIGNAL CABLE, PREASSEMBLED, | 248.47
6FX8012-2CA31-1BA0 | SIGNAL CABLE, PREASSEMBLED, | 259.44
6FX8012-2CA31-1BB0 | SIGNAL CABLE, PREASSEMBLED, | 270.43
6FX8012-2CA31-1DF0 | SIGNAL CABLE, PREASSEMBLED, | 532.75
6FX8012-2CA31-1EA0 | SIGNAL CABLE, PREASSEMBLED, | 588.97
6FX8012-2CA31-1EF0 | SIGNAL CABLE, PREASSEMBLED, | 643.75
6GK6090-0AS22-0BA0-ZA25B10 | RUGGEDCOM RS900 | 2960.37
6GK6090-0AS22-0CA0-ZA01B04 | RUGGEDCOM RS900 | 2325.07
6GK6090-0AS22-0CA0-ZA08B00 | RUGGEDCOM RS900 | 2414.43
6GK6090-0AS22-0CA0-ZA12B07W01 | RUGGEDCOM RS900 | 2796.26
6GK6090-0AS23-0AA0-ZA00B00 | RUGGEDCOM RS900 | 1787.26
6GK6490-8CB00-3AN0 | RUGGEDCOM RSG908C | 3603.78
6GK6491-0CB00-1AN0-ZX00 | RUGGEDCOM RSG910C | 2794.64
6GK6491-6PD00-3PN0 | RUGGEDCOM RST916P | 4637.15
6GK7542-5DX10-0XE0 | S7-1500, CM 1542-5 | 1539.22
6GK8781-1DC02-0AK2 | SINEC NMS V2.0 Configuration XS 1Y | 1080.44
6GK8781-1DD02-0AK2 | SINEC NMS V2.0 Configuration XS 3Y | 3087.01
6GK8781-1TC02-0AK1 | SINEC NMS V2.0 Monitoring S 1Y | 7100.14
6GK8781-1UC02-0AK2 | SINEC NMS V2.0 Configuration M 1Y | 5402.28
6GK8781-1UD02-0AK2 | SINEC NMS V2.0 Configuration M 3Y | 14354.65
6FX8002-5DX48-1AE0 | POWER CABLE, PREASSEMBLED EXT. | 2714.78
6FX8002-5DX48-1AG0 | POWER CABLE, PREASSEMBLED EXT. | 2964.51
6FX8002-5DX48-1BC0 | POWER CABLE, PREASSEMBLED EXT. | 3718.36
6FX8002-5DX48-1BE0 | POWER CABLE, PREASSEMBLED EXT. | 3970.43
6FX8002-5DX48-1CC0 | POWER CABLE, PREASSEMBLED EXT. | 4960.17
6FX8002-5DX48-1CF0 | POWER CABLE, PREASSEMBLED EXT. | 5337.11
6FX8002-5DX58-1AD0 | POWER CABLE, PREASSEMBLED EXT. | 2837.35
6FX8002-5DX58-1AG0 | POWER CABLE, PREASSEMBLED EXT. | 3422.38
6FX8002-5DX58-1BC0 | POWER CABLE, PREASSEMBLED EXT. | 4585.5
6FX8002-5DX58-1BE0 | POWER CABLE, PREASSEMBLED EXT. | 4974.03
6FX8002-5EX11-1AJ0 | POWER CABLE, PREASSEMBLED | 1488.91
6FX8002-5ME05-1AD0 | POWER CABLE EXTENSION | 290.6
6FX8002-5MN05-1AF0 | POWER CABLE EXTENSION | 325.58
6FX8002-5MN05-1AK0 | POWER CABLE EXTENSION | 395.59
6FX8002-5YT02-1AF5 | POWER CABLE, PREASSEMBLED | 340.47
6FX8002-5YT02-1BB0 | POWER CABLE, PREASSEMBLED | 443.04
6FX8002-5YT02-1CF0 | POWER CABLE, PREASSEMBLED | 730.55
6FX8002-5YT04-1AK5 | POWER CABLE, PREASSEMBLED | 652.6
6FX8002-5YT05-1BE0 | POWER CABLE, PREASSEMBLED | 870.12
6FX8002-7HY00-1AA3 | HYBRID CABLE, PREASSEMBLED | 413.45
6GK5108-2RS00-2FC2 | SCALANCE XCH108PoE (6xGbit PoE, 2xSFP) | 1129.97
6GK5201-3BH10-2BA3 | SCALANCE X201-3PIRT | 2242.45
6GK5204-0GA00-1UF2 | SCALANCE XF204G | 1267.9
6GK5206-2BB00-2AB2 | SCALANCE XB206-2 (ST, PN) | 928.79
6GK5328-4TS00-2EC2 | SCALANCE XC324-4EEC | 5500.2
6GK5328-4TS01-2EC2 | SCALANCE XCH328 | 5500.2
6GK5334-2TS00-2AR3 | SCALANCE XR326-8 (24V DC) | 4372.09
6GK5334-2TS01-3AR3 | SCALANCE XRM334 (230V AC, 8xFO) | 4512.43
6GK5334-3TS00-2AR3 | SCALANCE XR322-12 (24V DC) | 5076.45
6GK5432-0GR00-2AC2 | SCALANCE XC432 | 6346.29
6GK5534-2TR00-3AR3 | SCALANCE XR526-8 (3AR3) | 6064.24
6GK5534-5TR00-2AR3 | SCALANCE XR502-32 (2AR3) | 5500.2
6ES7810-5CC15-0YA5 | STEP 7 Prof. V18/2021 SR1 Combo, FL | 6630.78
6FX8002-5DS31-1GA0 | POWER CABLE, PREASSEMBLED | 1590.14
6FX8002-5DS31-1JA0 | POWER CABLE, PREASSEMBLED | 1994.82
6FX8002-5DS31-1KA0 | POWER CABLE, PREASSEMBLED | 2198.32
6FX8002-5DS41-1AC4 | POWER CABLE, PREASSEMBLED | 449.64
6FX8002-5DS41-1AC8 | POWER CABLE, PREASSEMBLED | 449.64
6FX8002-5DS41-1AH0 | POWER CABLE, PREASSEMBLED | 548.19
6FX8002-5DS41-1AJ5 | POWER CABLE, PREASSEMBLED | 597.17
6FX8002-5DS41-1BC0 | POWER CABLE, PREASSEMBLED | 670.28
6FX8002-5DS41-1BD0 | POWER CABLE, PREASSEMBLED | 695.03
6FX8002-5DS41-1CD0 | POWER CABLE, PREASSEMBLED | 942.47
6FX8002-5DS41-1CF0 | POWER CABLE, PREASSEMBLED | 991.48
6FX8002-5DX38-1AC5 | POWER CABLE, PREASSEMBLED EXT. | 2447.53
6FX8002-5DX38-1AF0 | POWER CABLE, PREASSEMBLED EXT. | 2645.38
6FX8002-5DX38-1AJ0 | POWER CABLE, PREASSEMBLED EXT. | 2941.33
6FX8002-5DX38-1BA5 | POWER CABLE, PREASSEMBLED EXT. | 3239.23
6FX8012-2CA34-1AC0 | SIGNAL CABLE, PREASSEMBLED EXT. | 194.01
6FX8012-2CF02-1BA0 | SIGNAL CABLE, PREASSEMBLED, | 255.08
6FX8012-2CF02-1BD0 | SIGNAL CABLE, PREASSEMBLED, | 287.95
6FX8012-2CF02-1BF0 | SIGNAL CABLE, PREASSEMBLED, | 309.87
6FX8012-2CF02-1BG0 | SIGNAL CABLE, PREASSEMBLED, | 320.73
6ES7822-1AA08-0XC3 | STEP 7 Prof. Upgrade&Powerpack V18 | 2767.03
6ES7822-1AA08-0XC5 | STEP 7 Prof. Upgrade&Powerpack V18 | 2611.04
6ES7822-1AA08-0YA5 | SIMATIC STEP 7 Professional V18 | 4185.46
6ES7822-1AA08-0YA7 | SIMATIC STEP 7 Prof. V18 Trial | 48.75
6ES7823-0GE01-1AA0 | SIMATIC Cartesian Portal V1.0 DL | 294.35
6ES7823-0KE00-1AA0 | S7-1500T Motion Control KinPlus | 778.64
6ES7823-1AA08-0YA5 | TIA Portal Multiuser Engineering V18 | 1020.26
6ES7823-1AA08-0YE5 | TIA Portal Multiuser Upgrade V18 | 407.5
6ES7954-8LP80-0AA0 | Memory Card S7-1500T MC KinPlus 2 GB | 1206.88
6ES7954-8LT04-0AA0 | SIMATIC S7 Memory Card, 32 GB | 1540.74
6ES7954-8LT80-0AA0 | Memory Card S7-1500T MC KinPlus 32 GB | 1853.14
6ES7960-1FE00-0AA5 | Sync-Module for S7-1500H (8 up to 40km) | 1484
6FX2002-1DC20-1BG0 | SIGNAL CABLE, PREASSEMBLED | 265.03
6FX2002-1DC20-1CA0 | SIGNAL CABLE, PREASSEMBLED | 294.85
6FX2002-1DC20-1CC0 | SIGNAL CABLE, PREASSEMBLED | 309.81
6FX2002-1DC20-1CF0 | SIGNAL CABLE, PREASSEMBLED | 332.04
6GK6090-0AS13-0BA0-ZA12B00W00 | RUGGEDCOM RS900NC | 2715.02
6GK6090-0AS13-0BA0-ZA12B00X01 | RUGGEDCOM RS900NC | 2715.02
6GK6090-0AS13-0BA0-ZA12B01 | RUGGEDCOM RS900NC | 2819.02
6GK6090-0AS13-0BA0-ZA12B01X01 | RUGGEDCOM RS900NC | 2819.02
6GK6090-0AS13-0BA0-ZA15B05 | RUGGEDCOM RS900NC | 3234.96
6GK6090-0AS13-0BA0-ZA15B06 | RUGGEDCOM RS900NC | 3316.19
6GK6090-0AS13-0BA0-ZA16B00 | RUGGEDCOM RS900NC | 2495.68
6GK6090-0AS13-0BA0-ZA17B00 | RUGGEDCOM RS900NC | 2885.63
6GK6090-0AS13-0BA0-ZA25B04 | RUGGEDCOM RS900NC | 3234.96
6GK6090-0AS13-0BA0-ZA25B10 | RUGGEDCOM RS900NC | 3316.19
6GK6090-0AS13-0BA0-ZB00 | RUGGEDCOM RS900NC | 2065.11
6GK6090-0AS13-0BA1-ZA00B00 | RUGGEDCOM RS900NC | 2885.63
6GK6091-0AT22-0BA0-ZA01B01C10 | RUGGEDCOM RS910 | 2523.29
6GK6091-0AT22-0BA0-ZA01B02C01 | RUGGEDCOM RS910 | 2589.92
6GK6091-0AT22-0BA0-ZA01B06C01 | RUGGEDCOM RS910 | 2703.66
6GK6091-0AT22-0BA0-ZA01B06C02 | RUGGEDCOM RS910 | 2961.99
6GK6091-0AT23-0BA0-ZA00 | RUGGEDCOM RS910 | 1402.19
6GK6091-0AT23-0BA0-ZA00B00C00 | RUGGEDCOM RS910 | 1402.19
6GK6091-0AT23-0BA0-ZA00B01C00 | RUGGEDCOM RS910 | 1629.67
6GK6091-0AT23-0BA0-ZA00B01C03 | RUGGEDCOM RS910 | 2003.36
6NH7997-0CE55-0AA0 | SINAUT ES V5.5 OSD | 2931.31
6NH7997-0CE55-0GA0 | SINAUT ES V5.5 UPGRADE OSD | 371.78
6NH7997-5DA10-0AA0 | ST7 ScadaConnect V1.0 | 825.44
6SL3331-7TE41-2AA0 | SINAMICS S120 CHASSIS-2 ACTIVE LINE MOD. | 51889.83
6SL3331-7TE41-3AA0 | SINAMICS S120 CHASSIS-2 ACTIVE LINE MOD. | 58567.33
6SL3331-7TE41-4AA0 | SINAMICS S120 CHASSIS-2 ACTIVE LINE MOD. | 65940.43
6SL3341-7TE35-6AA0 | SINAMICS S120 CHASSIS-2 A. INF.(AIM+ALM) | 48133.74
6SL3341-7TE36-4AA0 | SINAMICS S120 CHASSIS-2 A. INF.(AIM+ALM) | 52307.19
6SL3731-7TE37-5RE0 | SINAMICS S120 CABINET MODULE-2 | 117173.91
6SL3731-7TE38-4LE0 | SINAMICS S120 CABINET MODULE-2 | 125809.85
6SL3731-7TE38-4RE0 | SINAMICS S120 CABINET MODULE-2 | 125809.85
6SL3731-7TE38-8LE0 | SINAMICS S120 CABINET MODULE-2 | 147988.47
6SL3760-4BV00-7DB0 | Rittal VX25 - DC-Busbar Kit | 987.72
6SL3760-4CV00-0DA0 | Rittal VX25 - Protection Kit | 445.17
6SL3760-4CV00-0FA0 | Rittal VX25 - Protection Kit | 779.06
6SL3760-4CV00-0JA0 | Rittal VX25 - Protection Kit | 890.32
6SL3760-6BV40-0DF0 | Rittal VX25 - DC-Busbar Kit | 1432.9
6SL3760-6BV40-0MC0 | Rittal VX25 - Motor Connection Kit | 3046.61
6FX8002-5DX38-1BG0 | POWER CABLE, PREASSEMBLED EXT. | 3732.24
6FX8002-5DX38-1BJ0 | POWER CABLE, PREASSEMBLED EXT. | 3931.03
6GK6090-0AS21-0BA1-ZA17B00 | RUGGEDCOM RS900 | 3309.69
6GK6090-0AS21-0BA1-ZA25B05 | RUGGEDCOM RS900 | 3618.42
6GK6090-0AS21-0CA0-ZA01B01 | RUGGEDCOM RS900 | 2108.98
6GK6090-0AS21-0CA0-ZA03B02 | RUGGEDCOM RS900 | 2723.15
6GK6090-0AS21-0CA0-ZA15B01W04 | RUGGEDCOM RS900 | 2653.29
6GK6090-0AS21-0CA0-ZA17B00 | RUGGEDCOM RS900 | 2560.67
6GK6090-0AS21-0CA1-ZA25B00 | RUGGEDCOM RS900 | 3291.83
6GK6090-0AS22-0AA0-ZA08B00 | RUGGEDCOM RS900 | 2372.2
6GK6090-0AS22-0BA0-ZA00B00W00 | RUGGEDCOM RS900 | 1847.39
6GK6090-0AS22-0BA0-ZA00B05 | RUGGEDCOM RS900 | 2156.1
6GK6090-0AS22-0BA0-ZA01B03 | RUGGEDCOM RS900 | 2342.94
6GK6090-0AS22-0BA0-ZA01B07 | RUGGEDCOM RS900 | 2416.07
6GK6090-0AS23-0BA0-ZA12B12 | RUGGEDCOM RS900 | 3642.77
6GK6090-0AS23-0BA0-ZA14B00 | RUGGEDCOM RS900 | 2229.21
6GK6090-0AS23-0BA0-ZA15B01W04 | RUGGEDCOM RS900 | 2671.16
6GK6090-0AS23-0BA0-ZA15B06 | RUGGEDCOM RS900 | 2960.37
6GK6090-0AS23-0BA0-ZA17B05 | RUGGEDCOM RS900 | 2887.25
6GK6090-0AS23-0BA0-ZA17B07T10 | RUGGEDCOM RS900 | 3285.33
6GK6090-0AS23-0BA0-ZA25B01 | RUGGEDCOM RS900 | 2671.16
6GK6090-0AS23-0BA0-ZA25B10 | RUGGEDCOM RS900 | 2960.37
6GK6297-2SM00-4AA1 | RUGGEDCOM RMM2972MC-4SFP | 1534.52
6GK6297-3PD00-4AB1 | RUGGEDCOM RMM2973C-4PoE | 1347.9
6GK6297-3RM00-4AB1 | RUGGEDCOM RMM2973MC-4RJ45 | 1638.21
6XV1843-5FH30-0AA0 | SM FO Cord LC/LC | 118.65
6XV1870-4BH10 | TP Cord RJ45/RJ45 1 m blue | 30.13
6XV1870-4BN10 | TP Cord RJ45/RJ45 10 m blue | 58.54
6XV1870-4BN20 | TP Cord RJ45/RJ45 20 m blue | 91.88
6XV1870-4BN30 | TP Cord RJ45/RJ45 30 m blue | 125.93
6XV1870-4GH40 | TP Cord RJ45/RJ45 4 m yellow | 39.9
6XV1870-4GN10 | TP Cord RJ45/RJ45 10 m yellow | 58.54
6XV1870-4RH20 | TP Cord RJ45/RJ45 2 m red | 33.34
6XV1870-4RH40 | TP Cord RJ45/RJ45 4 m red | 39.9
6XV1870-4UH40 | TP Cord RJ45/RJ45 4 m grey | 39.9
6XV1870-4UN10 | TP Cord RJ45/RJ45 10 m grey | 58.54
6XV1876-2A | IE FC TP Standard Cable GP 4x2; Cat7 | 5.09
6FX8042-2CA34-1AF0 | SIGNAL CABLE, PREASSEMBLED EXT. | 226.86
6FX8042-2CB54-1AB8 | SIGNAL CABLE, PREASSEMBLED EXT. | 148.32
6FX8042-2EQ10-1CF0 | SIGNAL CABLE, PREASSEMBLED, | 423.85
6FX8042-2EQ14-1AB0 | SIGNAL CABLE, PREASSEMBLED EXT. | 185.39
6FX8042-5DA05-1AE0 | POWER CABLE, PREASSEMBLED EXT. | 328.38
6FX8042-5DA05-1CC0 | POWER CABLE, PREASSEMBLED EXT. | 630.15
6GA7200-0AA00-2AA0 | SIMOCRANE SC OHBC, Gantry crane:Manual L | 19685.04
6GA7200-0AA01-1AA0 | SIMOCRANE SC INTEGRATED: STS/GSU: ADV | 54955.71
6GA7214-0BA00-0AA1 | SIMOCRANE CMS V4.4 SP5 (UP2) LeanSingle | 21189.99
6GA7214-0BB00-1AA1 | SIMOCRANE CMS V4.4 SP5 (UP2) AdvSingle | 34187.2
6GA7214-2AA00-0AA1 | SIMOCRANE CMS V4.4 SP5 (UP2) LeanSingle | 25996.43
6GA7215-0AA00-0AA1 | SIMOCRANE RCMS V4.4 SP5 (UP2) SrvSingle | 29666.02
6GA7215-0AB00-0DA1 | SIMOCRANE RCMS V4.4 SP5 (UP2) | 9940.49
6GA7215-1AA00-0AA1 | SIMOCRANE RCMS V4.4 SP4 - connector | 8411.14
6GA7260-6AA30-0BA0 | SIMOCRANE Basic Technology V5.0_BC | 573.46
6GA7260-6AA30-1BA0 | SIMOCRANE Basic Technology V5.0 BC_P | 1564.02
6GK1800-0AA00-7CA1 | SINEMA Remote Connect as a Service - M | 7411.7
6GK6015-0AL20-0GJ1 | RUGGEDCOM APE1808W10, CC | 5035.57
6GK6015-0AL20-0WM0 | RUGGEDCOM RX1500PN LM W91 | 1583.76
6GK6021-0AS13-0FB0-ZA01 | RUGGEDCOM RSG2100NC | 4266.7
6ES7660-8DT42-1DJ2 | Process Control System IPC547J | 12096.34
6ES7661-0AA00-1CA2 | Process Control System IPC647E | 6654.93
6FX8002-5DS01-1AC5 | POWER CABLE, PREASSEMBLED | 347.59
6FX8002-5DS01-1AD0 | POWER CABLE, PREASSEMBLED | 347.68
6FX8002-7HY00-1AC0 | HYBRID CABLE, PREASSEMBLED | 437.63
6FX8012-2CA11-1BA0 | SIGNAL CABLE, PREASSEMBLED, | 196.47
6FX8012-2CA31-1AD0 | SIGNAL CABLE, PREASSEMBLED, | 182.46
6FX8012-2CA31-1AE0 | SIGNAL CABLE, PREASSEMBLED, | 193.54
6FX8012-2CA31-1AF0 | SIGNAL CABLE, PREASSEMBLED, | 204.38
6FX8012-2CA31-1BJ0 | SIGNAL CABLE, PREASSEMBLED, | 347.31
6FX8012-2CA31-1CA0 | SIGNAL CABLE, PREASSEMBLED, | 369.29
6FX8012-2CA31-1CD0 | SIGNAL CABLE, PREASSEMBLED, | 402.15
6FX8012-2CA31-1CE0 | SIGNAL CABLE, PREASSEMBLED, | 413.22
6FX8012-2CA31-1CF0 | SIGNAL CABLE, PREASSEMBLED, | 424.07
6FX8012-2CA34-1BD0 | SIGNAL CABLE, PREASSEMBLED EXT. | 314.77
6FX8012-2CA34-1BE0 | SIGNAL CABLE, PREASSEMBLED EXT. | 325.84
6FX8012-2CA34-1BF0 | SIGNAL CABLE, PREASSEMBLED EXT. | 336.7
6FX8012-2CA80-1BE0 | SIGNAL CABLE, PREASSEMBLED | 307.94
6ES7822-1AE08-0XC5 | STEP 7 Prof. Upgr & Powerp V18 DL | 2175.59
6ES7822-1AE08-0YA3 | SIMATIC STEP 7 Prof. V18 PoC DL | 175.47
6ES7822-1AE08-0YA5 | SIMATIC STEP 7 Prof. V18 DL | 3486.8
6ES7822-1AE08-0YC5 | SIMATIC STEP 7 Prof. Powerpack V18 DL | 2952.25
6ES7822-1AE08-0YE3 | SIMATIC STEP 7 Prof. Upg. V18 Combo DL | 1394.07
6ES7823-1BE15-0YA0 | SIMATIC Target V6.0+ODK 1500S Bundle DL | 5102.81
6ES7823-1BE25-0YA3 | SIMATIC Model Based Design 2023 PoC DL | 680.18
6ES7823-1EA08-0YA5 | TIA Portal Teamcenter Gateway V18 | 2040.53
6ES7823-1EA08-0YE5 | TIA Portal Teamcenter Gateway Upgr V18 | 815
6FX2002-1DC00-1FA1 | SIGNAL CABLE, PREASSEMBLED | 484.7
6FX2002-1DC00-1FF0 | SIGNAL CABLE, PREASSEMBLED | 514.47
6FX2002-1DC00-1GB0 | SIGNAL CABLE, PREASSEMBLED | 561.06
6FX2002-1DC20-1AB0 | SIGNAL CABLE, PREASSEMBLED | 152.88
6GK6090-0AS13-0BA0-ZA08B08 | RUGGEDCOM RS900NC | 3673.65
6GK6090-0AS13-0BA0-ZA10B00 | RUGGEDCOM RS900NC | 2796.26
6GK6090-0AS13-0BA0-ZA12B05X01 | RUGGEDCOM RS900NC | 3064.36
6GK6090-0AS13-0BA0-ZA12B06 | RUGGEDCOM RS900NC | 3145.6
6GK6090-0AS13-0BA0-ZA12B07 | RUGGEDCOM RS900NC | 3145.6
6GK6090-0AS13-0BA0-ZA12B08 | RUGGEDCOM RS900NC | 3673.65
6GK6090-0AS13-0BA0-ZA12B10 | RUGGEDCOM RS900NC | 3145.6
6GK6090-0AS13-0BA0-ZA17B10 | RUGGEDCOM RS900NC | 3316.19
6GK6090-0AS13-0BA0-ZA21B00 | RUGGEDCOM RS900NC | 3917.36
6GK6090-0AS13-0BA0-ZA23B00 | RUGGEDCOM RS900NC | 4778.51
6GK6090-0AS13-0BA0-ZA24B00 | RUGGEDCOM RS900NC | 2479.44
6GK6091-0AT21-0CA1-ZA01B09C01 | RUGGEDCOM RS910 | 3730.52
6GK6091-0AT22-0BA0-ZA01B00C06 | RUGGEDCOM RS910 | 2295.83
6GK6091-0AT22-0BA0-ZA01B01C00 | RUGGEDCOM RS910 | 2076.49
6GK6091-0AT22-0BA0-ZA01B01C01 | RUGGEDCOM RS910 | 2191.85
6GK6091-0AT22-0BA0-ZA03B03C01 | RUGGEDCOM RS910 | 3036.74
6GK6091-0AT22-0CA0-ZA01B06C01 | RUGGEDCOM RS910 | 2682.52
6GK6091-0AT22-0CA0-ZA02B01C00 | RUGGEDCOM RS910 | 2055.36
6GK6091-0AT23-0AA0-ZA01B01C00 | RUGGEDCOM RS910 | 2006.62
6GK6091-0AT23-0BA0-ZA01B01C01 | RUGGEDCOM RS910 | 2191.85
6GK6091-0AT23-0BA0-ZA01B01C03 | RUGGEDCOM RS910 | 2450.18
6GK6091-0AT23-0BA0-ZA01B01C04 | RUGGEDCOM RS910 | 2450.18
6NH7997-5DA10-0AA5 | ST7 ScadaConnect 250+ | 20642.76
6RA8025-6FS22-0AA0-ZL10 | SINAMICS DCM DC CONVERTER | 2584.12
6SL3331-7TE35-6AA0 | SINAMICS S120 CHASSIS-2 ACTIVE LINE MOD. | 28657.64
6SL3331-7TE36-4AA0 | SINAMICS S120 CHASSIS-2 ACTIVE LINE MOD. | 30466.14
6SL3341-7TE41-2AA0 | SINAMICS S120 CHASSIS-2 A. INF.(AIM+ALM) | 90146.4
6SL3341-7TE41-3AA0 | SINAMICS S120 CHASSIS-2 A. INF.(AIM+ALM) | 101414.71
6SL3341-7TE41-4AA0 | SINAMICS S120 CHASSIS-2 A. INF.(AIM+ALM) | 114074.17
6SL3731-7TE35-6LE0 | SINAMICS S120 CABINET MODULE-2 | 103238.65
6SL3731-7TE41-2RE0 | SINAMICS S120 CABINET MODULE-2 | 184691.17
6SL3731-7TE41-3LE0 | SINAMICS S120 CABINET MODULE-2 | 200196.6
6FX8002-5DS23-1AG0 | POWER CABLE PREASSEMBLED | 1037.65
6FX8002-5DS23-1BA0 | POWER CABLE PREASSEMBLED | 1282.16
6FX8002-5DS23-1BC0 | POWER CABLE PREASSEMBLED | 1404.41
6FX8002-5DS23-1CF0 | POWER CABLE PREASSEMBLED | 2199.06
6FX8002-5DS23-1DF0 | POWER CABLE PREASSEMBLED | 2810.3
6FX8002-5DS27-1EA0 | POWER CABLE PREASSEMBLED | 753.19
6FX8002-5DS31-1AC0 | POWER CABLE, PREASSEMBLED | 416.59
6FX8002-5DS31-1AJ0 | POWER CABLE, PREASSEMBLED | 537.97
6FX8002-5DS31-1AK0 | POWER CABLE, PREASSEMBLED | 558.32
6FX8002-5DS31-1BD0 | POWER CABLE, PREASSEMBLED | 639.26
6FX8002-5DS31-1BF0 | POWER CABLE, PREASSEMBLED | 679.76
6FX8002-5DS31-1CB0 | POWER CABLE, PREASSEMBLED | 801.05
6FX8002-5DS31-1CD0 | POWER CABLE, PREASSEMBLED | 841.62
6FX8002-5DS31-1DC0 | POWER CABLE, PREASSEMBLED | 1024.74
6FX8002-5DS31-1DJ0 | POWER CABLE, PREASSEMBLED | 1146.11
6FX8002-5DS31-1FF0 | POWER CABLE, PREASSEMBLED | 1490.24
6GK6090-0AS21-0BA0-ZA12B01 | RUGGEDCOM RS900 | 2524.93
6GK6090-0AS21-0BA0-ZA15B06 | RUGGEDCOM RS900 | 2960.37
6GK6090-0AS21-0BA0-ZA17B00 | RUGGEDCOM RS900 | 2578.54
6GK6090-0AS21-0BA0-ZA17B08 | RUGGEDCOM RS900 | 3439.69
6GK6090-0AS21-0BA0-ZA18B05 | RUGGEDCOM RS900 | 3301.57
6GK6090-0AS21-0BA0-ZA25B05X01 | RUGGEDCOM RS900 | 2887.25
6GK6090-0AS21-0BA0-ZA29B00 | RUGGEDCOM RS900 | 3504.68
6GK6090-0AS23-0BA0-ZA04B01 | RUGGEDCOM RS900 | 2248.72
6GK6090-0AS23-0BA0-ZA05B01 | RUGGEDCOM RS900 | 2524.93
6GK6090-0AS23-0BA0-ZA07B05 | RUGGEDCOM RS900 | 2464.8
6GK6090-0AS23-0BA0-ZA08B00 | RUGGEDCOM RS900 | 2432.31
6GK6090-0AS23-0BA0-ZA08B01W01 | RUGGEDCOM RS900 | 2524.93
6GK6090-0AS23-0BA0-ZA08B03 | RUGGEDCOM RS900 | 2741.01
6GK6090-0AS23-0BA0-ZA08B10 | RUGGEDCOM RS900 | 2814.14
6GK6090-0AS23-0BA0-ZA10B00X01 | RUGGEDCOM RS900 | 2497.3
6GK6090-0AS23-0BA0-ZA11B10W01 | RUGGEDCOM RS900 | 2537.93
6GK6090-0AS23-0BA0-ZA12B00 | RUGGEDCOM RS900 | 2432.31
6GK6090-0AS23-0BA0-ZA12B05 | RUGGEDCOM RS900 | 2741.01
6GK6090-0AS23-0BA0-ZA12B05X01 | RUGGEDCOM RS900 | 2741.01
6GK8781-7YE02-0AK2 | SINEC NMS V2.0 PP Configuration XXL 5Y | 64209.99
6GT2600-2BA00 | Transponder MDS D226 30 mm | 4.83
6GT2790-0DE40 | Power clip holder RTLS4083T, Plus | 149.3
6RA8093-4GS22-0AA0-ZG00G20 | SINAMICS DCM DC CONVERTER | 27606.49
6SL3321-1TE41-1AA0 | SINAMICS S120 CHASSIS-2 MOTOR MODULE | 46186.11
6SL3321-1TE41-3AA0 | SINAMICS S120 CHASSIS-2 MOTOR MODULE | 57454.42
6SL3721-1TE38-8BE0 | SINAMICS S120 CABINET MODULE-2 | 61432.9
6SL3721-1TE41-1BE0 | SINAMICS S120 CABINET MODULE-2 | 76153.21
6SL3721-1TE41-3BE0 | SINAMICS S120 CABINET MODULE-2 | 95191.53
6FX8012-2CG00-1AJ0 | SIGNAL CABLE, PREASSEMBLED, | 174.77
6FX8012-2EQ10-1AE0 | SIGNAL CABLE, PREASSEMBLED, | 193.33
6FX8012-2EQ10-1BC0 | SIGNAL CABLE, PREASSEMBLED, | 281.17
6FX8012-2EQ10-1BE0 | SIGNAL CABLE, PREASSEMBLED, | 303.16
6FX8012-2EQ10-1DA0 | SIGNAL CABLE, PREASSEMBLED, | 477.76
6FX8012-2EQ10-2AA0 | SIGNAL CABLE, PREASSEMBLED, | 1247.77
6FX8012-2CH00-1BF0 | SIGNAL CABLE, PREASSEMBLED, | 314.22
6FX8012-2CH00-1CC0 | SIGNAL CABLE, PREASSEMBLED, | 391.23
6FX8012-5CA15-1BF0 | POWER CABLE, PREASSEMBLED EXT. | 489.33
6FX8012-5CA15-1CF0 | POWER CABLE, PREASSEMBLED EXT. | 638.71
6FX8012-5CA48-1AF0 | POWER CABLE, PREASSEMBLED EXT. | 495.1
6FX8012-5CN01-1AD5 | POWER CABLE PREASSEMBLED | 329.95
6FX8012-5CN01-1BB0 | POWER CABLE PREASSEMBLED | 424.11
6FX8012-5CN01-1BC5 | POWER CABLE PREASSEMBLED | 451.03
6ES7193-6MR00-0AA0 | SIMATIC system rail, length 482,6mm | 61.78
6ES7193-6MR00-0CA0 | SIMATIC system rail, length 830mm | 96.54
6GK6021-0AS21-1EC1-ZA13 | RUGGEDCOM RSG2100 | 8733.25
6GK6021-0AS22-0DB0 | RUGGEDCOM RSG2100 | 3620.04
6GK6021-0AS23-0DC0-ZA01B01C01 | RUGGEDCOM RSG2100 | 4034.36
6GK6021-0AS23-0FE1 | RUGGEDCOM RSG2100 | 5152.21
6GK6021-0AS23-3DC0-ZA05B05 | RUGGEDCOM RSG2100 | 5691.65
6GK6021-0AS23-3FB0 | RUGGEDCOM RSG2100 | 4356.07
6GK6021-0AS26-5DC0-ZA01B01 | RUGGEDCOM RSG2100 | 4586.78
6FX8002-5DN31-1CE0 | POWER CABLE PREASSEMBLED | 862.34
6FX8002-5DN31-1CJ0 | POWER CABLE PREASSEMBLED | 943.38
6FX8002-5DN31-1HA0 | POWER CABLE PREASSEMBLED | 1794.1
6FX8002-5DN61-1BA0 | POWER CABLE PREASSEMBLED | 829.95
6FX8002-5DN64-1BG0 | POWER CABLE PREASSEMBLED | 962.42
6FX8002-5DN64-1CE0 | POWER CABLE PREASSEMBLED | 1308.4
6FX8002-5DQ15-1AF0 | POWER CABLE EXTENSION | 360.41
6FX8002-5DQ15-1DE0 | POWER CABLE EXTENSION | 921.69
6FX8002-5DQ15-1DG0 | POWER CABLE EXTENSION | 960.48
6FX8002-5DQ28-1DC0 | POWER CABLE PREASSEMBLED EXT. | 946.52
6FX8002-5DQ38-1BA0 | POWER CABLE PREASSEMBLED EXT. | 607.51
6FX8002-5DQ48-1BB0 | POWER CABLE PREASSEMBLED EXT. | 670.83
6FX8002-5DQ48-1BE0 | POWER CABLE PREASSEMBLED EXT. | 740.89
6FX8002-5DQ48-1CA0 | POWER CABLE PREASSEMBLED EXT. | 881
6FX8002-5DQ48-1CK0 | POWER CABLE PREASSEMBLED EXT. | 1091.25
6FX8002-5DQ58-1AF0 | POWER CABLE PREASSEMBLED EXT. | 581.51
6FX8002-5DQ58-1DA5 | POWER CABLE PREASSEMBLED EXT. | 1345.16
6FX8002-5DQ68-1BK0 | POWER CABLE PREASSEMBLED EXT. | 1239.93
6GK6090-0AS23-0AA0-ZA08B04 | RUGGEDCOM RS900 | 2680.9
6GK6090-0AS23-0AA0-ZA15B01W04 | RUGGEDCOM RS900 | 2611.04
6GK6090-0AS23-0AA0-ZA25B01 | RUGGEDCOM RS900 | 2611.04
6GK6090-0AS23-0AA0-ZA25B10 | RUGGEDCOM RS900 | 2900.25
6GK6090-0AS23-0BA0-ZA00B06 | RUGGEDCOM RS900 | 2229.21
6GK6090-0AS23-0BA0-ZA00B10 | RUGGEDCOM RS900 | 2229.21
6GK6090-0AS23-0BA0-ZA01B01 | RUGGEDCOM RS900 | 2126.84
6GK6090-0AS23-0BA0-ZA01B01W01 | RUGGEDCOM RS900 | 2126.84
6GK6090-0AS23-0BA0-ZA01B06 | RUGGEDCOM RS900 | 2416.07
6GK6090-0AS23-0BA0-ZA01B10 | RUGGEDCOM RS900 | 2416.07
6GK6090-0AS23-0BA0-ZA03B08 | RUGGEDCOM RS900 | 3293.45
6GK6090-0AS23-0BA0-ZA04B00W00 | RUGGEDCOM RS900 | 2156.1
6GK8781-1WC02-0AK1 | SINEC NMS V2.0 Monitoring XL 1Y | 49855.37
6GK8781-1WD02-0AK1 | SINEC NMS V2.0 Monitoring XL 3Y | 134439.66
6GK8781-1YD02-0AK2 | SINEC NMS V2.0 Configuration XXL 3Y | 93845.37
6GK8781-1YE02-0AK2 | SINEC NMS V2.0 Configuration XXL 5Y | 138915.84
6GK8781-5TC02-0AK1 | SINEC NMS V2.0 UP Monitoring S 1Y | 5639.51
6GK8781-5TD02-0AK1 | SINEC NMS V2.0 UP Monitoring S 3Y | 10946.25
6GK8781-5UC02-0AK2 | SINEC NMS V2.0 UP Configuration M 1Y | 4290.93
6GK8781-5UD02-0AK2 | SINEC NMS V2.0 UP Configuration M 3Y | 8144
6GK8781-5VE02-0AK1 | SINEC NMS V2.0 UP Monitoring L 5Y | 52191.67
6GK8781-7TD02-0AK1 | SINEC NMS V2.0 PP Monitoring S 3Y | 14663.34
6GK8781-7UE02-0AK2 | SINEC NMS V2.0 PP Configuration M 5Y | 10958.92
6GK8781-7VD02-0AK2 | SINEC NMS V2.0 PP Configuration L 3Y | 14817.7
6FX8002-7HY00-1AF0 | HYBRID CABLE, PREASSEMBLED | 510.14
6FX8002-7HY00-1CA0 | HYBRID CABLE, PREASSEMBLED | 872.72
6FX8012-2BA20-1AK0 | SIGNAL CABLE, PREASSEMBLED, | 169.04
6FX8012-2CA11-1AF0 | SIGNAL CABLE, PREASSEMBLED, | 156.95
6FX8012-2CA31-1AG5 | SIGNAL CABLE, PREASSEMBLED, | 226.26
6FX8012-2CA31-1AH0 | SIGNAL CABLE, PREASSEMBLED, | 226.6
6FX8012-2CA31-1BC0 | SIGNAL CABLE, PREASSEMBLED, | 281.38
6FX8012-2CA31-1BF0 | SIGNAL CABLE, PREASSEMBLED, | 314.22
6FX8012-2CA31-1CK0 | SIGNAL CABLE, PREASSEMBLED, | 468.07
6FX8012-2CA31-1DB0 | SIGNAL CABLE, PREASSEMBLED, | 488.96
6FX8012-2CA34-1AG0 | SIGNAL CABLE, PREASSEMBLED EXT. | 237.72
6FX8012-2CA34-1BA0 | SIGNAL CABLE, PREASSEMBLED EXT. | 281.88
6FX8012-2CA80-1CF0 | SIGNAL CABLE, PREASSEMBLED | 428.72
6FX8012-2CC80-1AK0 | SIGNAL CABLE, PREASSEMBLED | 244.2
6FX8012-2CD01-1AC0 | SIGNAL CABLE, PREASSEMBLED, | 127.24
6FX8012-2CF02-1BJ0 | SIGNAL CABLE, PREASSEMBLED, | 342.95
6ES7822-0AA08-0YE5 | SIMATIC STEP 7 Basic Upgrade V18 | 264.83
6ES7822-0AE08-0YE5 | SIMATIC STEP 7 Basic Upgrade V18 DL | 219.34
6ES7822-1AA08-0YE3 | SIMATIC STEP 7 Prof. Upgrade V18 Combo | 1671.9
6ES7822-1AE08-0XC3 | STEP 7 Prof. Upgr & Powerp V18 DL | 2307.21
6ES7822-1BE08-0YC5 | SIMATIC STEP 7 Prof Pp Trial 365->V18 DL | 1465.56
6ES7823-0FE03-1AA0 | SIMATIC Safe Kinematics DL | 2572.27
6ES7823-1AE08-0YA5 | TIA Portal Multiuser V18 DL | 850.97
6ES7823-1BE05-0YA5 | SIMATIC Target V6.0 DL | 2551.41
6ES7954-8LE04-0AA0 | SIMATIC S7 Memory Card, 12 MB | 260.56
6ES7954-8LL04-0AA0 | SIMATIC S7 Memory Card, 256 MB | 541.06
6FX2002-1DC00-1FA0 | SIGNAL CABLE, PREASSEMBLED | 477.27
6FX2002-1DC20-1AC0 | SIGNAL CABLE, PREASSEMBLED | 160.41
6FX2002-1DC20-1AJ0 | SIGNAL CABLE, PREASSEMBLED | 205.1
6GK6090-0AS13-0BA0-ZA11B02 | RUGGEDCOM RS900NC | 2763.77
6GK6090-0AS13-0BA0-ZA12B00 | RUGGEDCOM RS900NC | 2715.02
6GK6090-0AS13-0BA0-ZA12B02 | RUGGEDCOM RS900NC | 3064.36
6GK6090-0AS13-0BA0-ZA12B05 | RUGGEDCOM RS900NC | 3064.36
6GK6090-0AS13-0BA0-ZA13B00 | RUGGEDCOM RS900NC | 2853.13
6GK6090-0AS13-0BA0-ZA15B01 | RUGGEDCOM RS900NC | 2989.61
6GK6090-0AS13-0BA0-ZA17B04 | RUGGEDCOM RS900NC | 3234.96
6GK6090-0AS13-0BA0-ZA17B07 | RUGGEDCOM RS900NC | 3316.19
6GK6090-0AS13-0BA0-ZA24B05 | RUGGEDCOM RS900NC | 2828.76
6GK6090-0AS13-0BA0-ZA25B00X01 | RUGGEDCOM RS900NC | 2885.63
6GK6090-0AS13-0BA0-ZA25B03 | RUGGEDCOM RS900NC | 3234.96
6GK6091-0AT21-0CA0-ZA01B07C06 | RUGGEDCOM RS910 | 3168.34
6GK6091-0AT21-0CA0-ZA01B09C01 | RUGGEDCOM RS910 | 2836.88
6GK6091-0AT22-0BA0-ZA01B01C04 | RUGGEDCOM RS910 | 2450.18
6GK6091-0AT22-0BA0-ZA01B01C07 | RUGGEDCOM RS910 | 2523.29
6GK6091-0AT22-0BA0-ZA01B08C01 | RUGGEDCOM RS910 | 2858.01
6GK6091-0AT22-0BA0-ZA02B00C01 | RUGGEDCOM RS910 | 1964.37
6GK6091-0AT22-0BA0-ZA03B01C01 | RUGGEDCOM RS910 | 2524.93
6GK6091-0AT23-0AA0-ZA01B03C00 | RUGGEDCOM RS910 | 2518.43
6GK6091-0AT23-0AA0-ZA02B00C01 | RUGGEDCOM RS910 | 1894.5
6GK6091-0AT23-0BA0-ZA01B00C01 | RUGGEDCOM RS910 | 1964.37
6GK6091-0AT23-0BA0-ZA01B01C00 | RUGGEDCOM RS910 | 2076.49
6NH7997-5DA10-0AA1 | ST7 ScadaConnect 10 | 2614.57
6NH7997-5DA10-0AA3 | ST7 ScadaConnect 100 | 9630.16
6SL3331-7TE38-4AA0 | SINAMICS S120 CHASSIS-2 ACTIVE LINE MOD. | 37143.67
6SL3331-7TE41-0AA0 | SINAMICS S120 CHASSIS-2 ACTIVE LINE MOD. | 46186.11
6SL3341-7TE38-4AA0 | SINAMICS S120 CHASSIS-2 A. INF.(AIM+ALM) | 64271.07
6SL3341-7TE41-0AA0 | SINAMICS S120 CHASSIS-2 A. INF.(AIM+ALM) | 79991.03
6SL3731-7TE35-6RE0 | SINAMICS S120 CABINET MODULE-2 | 103238.65
6SL3731-7TE36-4RE0 | SINAMICS S120 CABINET MODULE-2 | 112070.84
6SL3731-7TE41-0LE0 | SINAMICS S120 CABINET MODULE-2 | 174288.79
6SL3731-7TE41-2LE0 | SINAMICS S120 CABINET MODULE-2 | 184691.17
6SL3760-4BV00-0DB0 | RITTAL VX25 - PE-Busbar Kit 400mm | 1052.47
6SL3760-4BV00-3DB0 | Rittal VX25 - DC-Busbar Kit | 987.72
6SL3760-6AV22-0AA0 | Rittal VX25 - Mechanical InstallationKit | 1572.02
6SL3760-6AV42-0CA0 | Rittal VX25 - Mechanical InstallationKit | 1530.27
6SL3760-6BV20-0MC0 | Rittal VX25 - Motor Connection Kit | 2629.27
6SL3760-6BV22-0EA0 | Rittal VX25 -Busbar Connection Kit | 3477.85
6SL3760-6CV00-0JA0 | Rittal VX25 - Protection Kit | 918.18
6SL3760-8BV00-0DB0 | RITTAL VX25 - PE-Busbar Kit 800mm | 1403.24
6SL3760-8CV00-0FA0 | Rittal VX25 - Protection Kit | 1460.71
6SL5310-1BB10-1CF0 | SINAMICS S210, 1AC 230V, 0.1kW | 915.94
6SL3760-6BV42-0AE0 | Rittal VX25 -Busbar Connection Kit | 4312.58
6SL3760-6BV42-0EA0 | Rittal VX25 -Busbar Connection Kit | 3547.45
6SL3760-6CR22-0CA0 | Rittal VX25 - Installation ramp Kit | 500.82
6FX5002-2CD01-1BJ0 | SIGNAL CABLE, PREASSEMBLED, | 221.34
6FX5002-2CD01-1CD0 | SIGNAL CABLE, PREASSEMBLED, | 250.83
6FX5002-2CD01-1CF0 | SIGNAL CABLE, PREASSEMBLED, | 262.7
6FX5002-2CD01-1FA0 | SIGNAL CABLE, PREASSEMBLED, | 410
6FX5002-2CQ31-1DJ0 | SIGNAL CABLE, PREASSEMBLED, | 419.32
6FX5002-2CQ34-2AA0 | SIGNAL CABLE, PREASSEMBLED, | 995.53
6FX5002-2CR00-1AD0 | SIGNAL CABLE, PREASSEMBLED | 130.4
6FX5002-2CR00-1AF0 | SIGNAL CABLE, PREASSEMBLED | 143.51
6FX5002-2DC00-1AF0 | SIGNAL CABLE, PREASSEMBLED | 130.45
6FX5002-2DC00-1AK0 | SIGNAL CABLE, PREASSEMBLED | 158.87
6FX5002-2DC00-1BB0 | SIGNAL CABLE, PREASSEMBLED | 172.91
6FX5002-2DC00-1BF0 | SIGNAL CABLE, PREASSEMBLED | 201.45
6FX5002-2DC00-1JA0 | SIGNAL CABLE, PREASSEMBLED | 663.68
6FX5002-2DC00-1KA0 | SIGNAL CABLE, PREASSEMBLED | 735.38
6FX5002-2DC00-1KK0 | SIGNAL CABLE, PREASSEMBLED | 799.41
6FX5002-2DC10-1AA0 | SIGNAL CABLE, PREASSEMBLED | 112.38
6FX5002-2DC10-1AA3 | SIGNAL CABLE, PREASSEMBLED | 119.48
6FX5002-2DC10-1AC7 | SIGNAL CABLE, PREASSEMBLED | 133.72
6FX5002-2DC10-1AD0 | SIGNAL CABLE, PREASSEMBLED | 133.69
6FX5002-2DC10-1AD1 | SIGNAL CABLE, PREASSEMBLED | 140.8
6FX5002-2DC10-1AD3 | SIGNAL CABLE, PREASSEMBLED | 140.8
6FX5002-2DC10-1AF5 | SIGNAL CABLE, PREASSEMBLED | 155.11
6FX5002-2DC10-1AF6 | SIGNAL CABLE, PREASSEMBLED | 155.11
6FX5002-5CS01-1AE0 | POWER CABLE, PREASSEMBLED | 279.61
6FX5002-5CS01-1AE4 | POWER CABLE, PREASSEMBLED | 284.66
6FX5002-5CS01-1BC0 | POWER CABLE, PREASSEMBLED | 319.92
6FX5002-5CS01-1BD0 | POWER CABLE, PREASSEMBLED | 324.98
6FX5002-5CS01-1BD5 | POWER CABLE, PREASSEMBLED | 330.02
6FX5002-5CS01-1BE0 | POWER CABLE, PREASSEMBLED | 330
6FX5002-5CS01-1BF0 | POWER CABLE, PREASSEMBLED | 335.06
6FX5002-5CS01-1DA0 | POWER CABLE, PREASSEMBLED | 410.7
6FX5002-5CS01-1DA5 | POWER CABLE, PREASSEMBLED | 415.75
6FX5002-5CS01-1DC0 | POWER CABLE, PREASSEMBLED | 420.78
6FX5002-5CS01-1DE0 | POWER CABLE, PREASSEMBLED | 430.84
6FX5002-5CS01-1GC0 | POWER CABLE, PREASSEMBLED | 572.44
6FX5002-5CS01-1GF0 | POWER CABLE, PREASSEMBLED | 587.58
6FX5002-5CS01-1GH0 | POWER CABLE, PREASSEMBLED | 597.69
6FX5002-5CS01-1HA0 | POWER CABLE, PREASSEMBLED | 613.26
6FX5002-5CS02-1AG0 | POWER CABLE, PREASSEMBLED | 227.64
6FX5002-5CS02-1AJ0 | POWER CABLE, PREASSEMBLED | 237.64
6FX5002-5CS02-1BA0 | POWER CABLE, PREASSEMBLED | 247.75
6FX5002-5CS02-1BD0 | POWER CABLE, PREASSEMBLED | 262.87
6FX5002-8QN21-1BE0 | ONE-CABLE-CONNECTION ASSEMBLY | 567.66
6FX5002-8QN21-1BG0 | ONE-CABLE-CONNECTION ASSEMBLY | 620.46
6FX5002-8QN21-1BH0 | ONE-CABLE-CONNECTION ASSEMBLY | 646.84
6FX5002-8QN21-1BK0 | ONE-CABLE-CONNECTION ASSEMBLY | 699.63
6FX5002-8QN21-1CC0 | ONE-CABLE-CONNECTION ASSEMBLY | 778.83
6FX5002-8QN21-1DH0 | ONE-CABLE-CONNECTION ASSEMBLY | 1174.81
6FX5002-8QN21-1DJ0 | ONE-CABLE-CONNECTION ASSEMBLY | 1201.24
6FX5002-8QN21-1DK0 | ONE-CABLE-CONNECTION ASSEMBLY | 1227.6
6FX5002-8QN21-1EA0 | ONE-CABLE-CONNECTION ASSEMBLY | 1254.05
6FX5008-1BA31-1GB0 | POWER CABLE, SOLD BY THE METER | 1011.24
6FX5008-1BA31-2AA0 | POWER CABLE, SOLD BY THE METER | 1651.55
6FX5008-1BA31-3AA0 | POWER CABLE, SOLD BY THE METER | 3295.69
6FX5008-1BA35-1BA0 | POWER CABLE, SOLD BY THE METER | 740.58
6FX5008-1BA50-1CF0 | POWER CABLE, SOLD BY THE METER | 2407.88
6FX5008-1BA50-1DE0 | POWER CABLE, SOLD BY THE METER | 3270.39
6FX5002-2CD01-1GA0 | SIGNAL CABLE, PREASSEMBLED, | 465.51
6FX5002-2CD24-1AB0 | SIGNAL CABLE, PREASSEMBLED | 108.15
6FX5002-2CD24-1CA0 | SIGNAL CABLE, PREASSEMBLED | 228.71
6FX5002-2CD24-1FA0 | SIGNAL CABLE, PREASSEMBLED | 418.56
6FX5002-2CR00-1AH0 | SIGNAL CABLE, PREASSEMBLED | 156.64
6FX5002-2DC00-1AA3 | SIGNAL CABLE, PREASSEMBLED | 101.92
6FX5002-2DC00-1AB5 | SIGNAL CABLE, PREASSEMBLED | 109.02
6FX5002-2DC00-1AD0 | SIGNAL CABLE, PREASSEMBLED | 116.14
6FX5002-2DC00-1CF0 | SIGNAL CABLE, PREASSEMBLED | 272.71
6FX5002-2DC00-1DF0 | SIGNAL CABLE, PREASSEMBLED | 343.7
6FX5002-2DC00-1GF0 | SIGNAL CABLE, PREASSEMBLED | 555.96
6FX5002-2DC00-1HF0 | SIGNAL CABLE, PREASSEMBLED | 627.61
6FX5002-2DC10-1AA4 | SIGNAL CABLE, PREASSEMBLED | 119.48
6FX5002-2DC10-1AA6 | SIGNAL CABLE, PREASSEMBLED | 119.48
6FX5002-2DC10-1AC2 | SIGNAL CABLE, PREASSEMBLED | 133.72
6FX5002-2DC10-1AC5 | SIGNAL CABLE, PREASSEMBLED | 133.72
6FX5002-2DC10-1AD5 | SIGNAL CABLE, PREASSEMBLED | 140.8
6FX5002-2DC10-1AD8 | SIGNAL CABLE, PREASSEMBLED | 140.8
6FX5002-2DC10-1AE7 | SIGNAL CABLE, PREASSEMBLED | 147.94
6FX5002-2DC10-1AF2 | SIGNAL CABLE, PREASSEMBLED | 155.11
6FX5002-5CS01-1AF0 | POWER CABLE, PREASSEMBLED | 284.67
6FX5002-5CS01-1AG0 | POWER CABLE, PREASSEMBLED | 289.74
6FX5002-5CS01-1AK0 | POWER CABLE, PREASSEMBLED | 304.77
6FX5002-5CS01-1BA0 | POWER CABLE, PREASSEMBLED | 309.86
6FX5002-5CS01-1BG0 | POWER CABLE, PREASSEMBLED | 340.13
6FX5002-5CS01-1BJ0 | POWER CABLE, PREASSEMBLED | 350.13
6FX5002-5CS01-1CE0 | POWER CABLE, PREASSEMBLED | 380.45
6FX5002-5CS01-1CJ0 | POWER CABLE, PREASSEMBLED | 400.58
6FX5002-5CS01-1DF0 | POWER CABLE, PREASSEMBLED | 435.91
6FX5002-5CS01-1DJ0 | POWER CABLE, PREASSEMBLED | 450.97
6FX5002-5CS01-1ED0 | POWER CABLE, PREASSEMBLED | 476.22
6FX5002-5CS01-1FF0 | POWER CABLE, PREASSEMBLED | 536.75
6FX5002-5CS01-1GA0 | POWER CABLE, PREASSEMBLED | 562.37
6FX5002-5CS01-1CH0 | POWER CABLE, PREASSEMBLED | 395.66
6FX5002-5CS01-1JF0 | POWER CABLE, PREASSEMBLED | 687.05
6FX5002-5CS02-1AB5 | POWER CABLE, PREASSEMBLED | 207.46
6FX5002-5CS02-1AD0 | POWER CABLE, PREASSEMBLED | 212.49
6FX5002-5CS02-1AF0 | POWER CABLE, PREASSEMBLED | 222.57
6FX5002-5CS02-1BF0 | POWER CABLE, PREASSEMBLED | 272.97
6FX5002-5CS02-1CF0 | POWER CABLE, PREASSEMBLED | 323.42
6FX5002-8QN21-1BB0 | ONE-CABLE-CONNECTION ASSEMBLY | 488.46
6FX5002-8QN21-1BD0 | ONE-CABLE-CONNECTION ASSEMBLY | 541.27
6FX5002-8QN21-1CE0 | ONE-CABLE-CONNECTION ASSEMBLY | 831.63
6FX5002-8QN21-1CG0 | ONE-CABLE-CONNECTION ASSEMBLY | 884.43
6FX5002-8QN21-1DD0 | ONE-CABLE-CONNECTION ASSEMBLY | 1069.24
6FX5002-8QN21-1DF0 | ONE-CABLE-CONNECTION ASSEMBLY | 1122.01
6FX5002-8QN21-1EC0 | ONE-CABLE-CONNECTION ASSEMBLY | 1306.83
6FX5002-8QN21-1EE0 | ONE-CABLE-CONNECTION ASSEMBLY | 1359.63
6FX5008-1BA25-1CF0 | POWER CABLE, SOLD BY THE METER | 1447.65
6FX5008-1BA31-1BA0 | POWER CABLE, SOLD BY THE METER | 176.01
6FX5008-1BA35-1CC0 | POWER CABLE, SOLD BY THE METER | 1608.91
6FX5008-1BA35-1DA0 | POWER CABLE, SOLD BY THE METER | 2185.85
6FX5008-1BA41-2DJ0 | POWER CABLE, SOLD BY THE METER | 2764.13
6FX5008-1BA50-1BA0 | POWER CABLE, SOLD BY THE METER | 976.47
6FX5008-1BA51-1CD0 | POWER CABLE, SOLD BY THE METER | 624.77
6FX3802-7CD01-1BA0 | Dual cable, Preassembled | 312.6
6FX3802-7CD01-1CA0 | Dual cable, Preassembled | 474.5
6FX5002-2CA31-1CC0 | SIGNAL CABLE, PREASSEMBLED, | 292.77
6FX5002-2CA31-1CE0 | SIGNAL CABLE, PREASSEMBLED, | 308.71
6FX5002-2CA31-1DC0 | SIGNAL CABLE, PREASSEMBLED, | 372.79
6FX5002-2CA31-1DE0 | SIGNAL CABLE, PREASSEMBLED, | 388.7
6SL3731-7TE41-3RE0 | SINAMICS S120 CABINET MODULE-2 | 200196.6
6SL3731-7TE41-4LE0 | SINAMICS S120 CABINET MODULE-2 | 213935.59
6SL3731-7TE41-4RE0 | SINAMICS S120 CABINET MODULE-2 | 213935.59
6SL3760-6BV00-0EC0 | Rittal VX25 -Line Connection Kit | 3811.76
6SL3760-6BV00-1DB0 | Rittal VX25 - DC-Busbar Kit | 1432.9
6SL3760-6BV00-3DB0 | Rittal VX25 - DC-Busbar Kit | 1140.74
6SL3760-6BV00-7DB0 | Rittal VX25 - DC-Busbar Kit | 1140.74
6SL3760-8BV00-1DB0 | Rittal VX25 - DC-Busbar Kit | 3157.92
6SL3760-8BV00-3DB0 | Rittal VX25 - DC-Busbar Kit | 2712.77
6SL3760-8BV00-7DB0 | Rittal VX25 - DC-Busbar Kit | 2712.77
6SL3760-8CV00-0DA0 | Rittal VX25 - Protection Kit | 945.97
6FX5002-2CD24-1AD0 | SIGNAL CABLE, PREASSEMBLED | 120.85
6FX5002-2CD24-1AE0 | SIGNAL CABLE, PREASSEMBLED | 127.19
6FX5002-2CD24-1AF0 | SIGNAL CABLE, PREASSEMBLED | 133.51
6FX5002-2CD24-1AG0 | SIGNAL CABLE, PREASSEMBLED | 139.95
6FX5002-2DC00-1AA5 | SIGNAL CABLE, PREASSEMBLED | 101.92
6FX5002-2DC00-1AA6 | SIGNAL CABLE, PREASSEMBLED | 101.92
6FX5002-2DC00-1AA7 | SIGNAL CABLE, PREASSEMBLED | 101.92
6FX5002-2DC00-1AA8 | SIGNAL CABLE, PREASSEMBLED | 101.92
6FX5002-2DC00-1EA0 | SIGNAL CABLE, PREASSEMBLED | 379.25
6FX5002-2DC00-1EF0 | SIGNAL CABLE, PREASSEMBLED | 414.89
6FX5002-2DC00-1FA0 | SIGNAL CABLE, PREASSEMBLED | 450.94
6FX5002-2DC00-1GA0 | SIGNAL CABLE, PREASSEMBLED | 520.29
6FX5002-2DC10-1AB0 | SIGNAL CABLE, PREASSEMBLED | 119.48
6FX5002-2DC10-1AB5 | SIGNAL CABLE, PREASSEMBLED | 126.59
6FX5002-2DC10-1AB7 | SIGNAL CABLE, PREASSEMBLED | 126.59
6FX5002-2DC10-1AB8 | SIGNAL CABLE, PREASSEMBLED | 126.59
6FX5002-2DC10-1AE1 | SIGNAL CABLE, PREASSEMBLED | 147.94
6FX5002-2DC10-1AE2 | SIGNAL CABLE, PREASSEMBLED | 147.94
6FX5002-2DC10-1AE3 | SIGNAL CABLE, PREASSEMBLED | 147.94
6FX5002-2DC10-1AE5 | SIGNAL CABLE, PREASSEMBLED | 147.94
6FX5002-2DC10-1AE6 | SIGNAL CABLE, PREASSEMBLED | 147.94
6FX5002-5CS01-1AG5 | POWER CABLE, PREASSEMBLED | 294.8
6FX5002-5CS01-1AH0 | POWER CABLE, PREASSEMBLED | 294.8
6FX5002-5CS01-1AJ0 | POWER CABLE, PREASSEMBLED | 299.74
6FX5002-5CS01-1AJ5 | POWER CABLE, PREASSEMBLED | 304.78
6FX5002-5CS01-1CA0 | POWER CABLE, PREASSEMBLED | 360.31
6FX5002-5CS01-1CB0 | POWER CABLE, PREASSEMBLED | 365.35
6FX5002-5CS01-1CC0 | POWER CABLE, PREASSEMBLED | 370.37
6FX5002-5CS01-1CC5 | POWER CABLE, PREASSEMBLED | 375.43
6FX5002-5CS01-1EE0 | POWER CABLE, PREASSEMBLED | 481.23
6FX5002-5CS01-1EF0 | POWER CABLE, PREASSEMBLED | 486.3
6FX5002-5CS01-1EG0 | POWER CABLE, PREASSEMBLED | 491.36
6FX5002-5CS01-1FA0 | POWER CABLE, PREASSEMBLED | 511.53
6FX5002-5CS01-1KA0 | POWER CABLE, PREASSEMBLED | 712.69
6FX5002-5CS01-1KF0 | POWER CABLE, PREASSEMBLED | 737.91
6FX5002-5CS01-2AA0 | POWER CABLE, PREASSEMBLED | 763.55
6FX5002-5CS01-2DA0 | POWER CABLE, PREASSEMBLED | 914.77
6FX5002-8QN21-1AG0 | ONE-CABLE-CONNECTION ASSEMBLY | 356.47
6FX5002-8QN21-1AH0 | ONE-CABLE-CONNECTION ASSEMBLY | 382.84
6FX5002-8QN21-1AJ0 | ONE-CABLE-CONNECTION ASSEMBLY | 409.25
6FX5002-8QN21-1AK0 | ONE-CABLE-CONNECTION ASSEMBLY | 435.64
6FX5002-8QN21-1CJ0 | ONE-CABLE-CONNECTION ASSEMBLY | 937.24
6FX5002-8QN21-1CK0 | ONE-CABLE-CONNECTION ASSEMBLY | 963.6
6FX5002-8QN21-1DB0 | ONE-CABLE-CONNECTION ASSEMBLY | 1016.42
6FX5002-8QN21-1DC0 | ONE-CABLE-CONNECTION ASSEMBLY | 1042.84
6FX5002-8QN21-1EF0 | ONE-CABLE-CONNECTION ASSEMBLY | 1386.02
6FX5002-8QN21-1EG0 | ONE-CABLE-CONNECTION ASSEMBLY | 1412.45
6FX5002-8QN21-1EH0 | ONE-CABLE-CONNECTION ASSEMBLY | 1438.82
6FX5002-8QN21-1EJ0 | ONE-CABLE-CONNECTION ASSEMBLY | 1465.25
6FX5002-8QN21-1EK0 | ONE-CABLE-CONNECTION ASSEMBLY | 1491.62
6FX5008-1BA50-1FC0 | POWER CABLE, SOLD BY THE METER | 4976.02
6FX5008-1BA50-2HF0 | POWER CABLE, SOLD BY THE METER | 16731
6FX5008-1BA51-1BA0 | POWER CABLE, SOLD BY THE METER | 279.02
6FX3802-7CN01-1AD0 | Dual cable, Preassembled | 211.92
6FX3802-7CN01-1AF0 | Dual cable, Preassembled | 246.65
6FX3802-7CN01-1AH0 | Dual cable, Preassembled | 279.61
6FX3802-7CN01-1BA0 | Dual cable, Preassembled | 312.6
6FX5002-2CA31-1DF0 | SIGNAL CABLE, PREASSEMBLED, | 396.51
6FX5002-2CA31-1DG0 | SIGNAL CABLE, PREASSEMBLED, | 404.41
6FX5002-2CA31-1DH0 | SIGNAL CABLE, PREASSEMBLED, | 412.27
6FX5002-2CA31-1DJ0 | SIGNAL CABLE, PREASSEMBLED, | 420.35
6FX5002-2CA31-1KA0 | SIGNAL CABLE, PREASSEMBLED, | 831.05
6FX5002-2CA31-2AA0 | SIGNAL CABLE, PREASSEMBLED, | 909.65
6FX5002-2CA31-2BA0 | SIGNAL CABLE, PREASSEMBLED, | 988.77
6FX5002-2CA31-2BF0 | SIGNAL CABLE, PREASSEMBLED, | 1028.32
6FX5002-2CC11-1AB0 | SIGNAL CABLE, PREASSEMBLED, | 120.3
6FX5002-2CC11-1AC0 | SIGNAL CABLE, PREASSEMBLED, | 126.17
6FX5002-2CC11-1AD0 | SIGNAL CABLE, PREASSEMBLED, | 131.97
6FX5002-2CC11-1AF0 | SIGNAL CABLE, PREASSEMBLED, | 143.85
6FX5002-2CD01-1AF0 | SIGNAL CABLE, PREASSEMBLED, | 145.7
6FX5002-2CD01-1AJ0 | SIGNAL CABLE, PREASSEMBLED, | 163.06
6FX5002-2CD01-1AK0 | SIGNAL CABLE, PREASSEMBLED, | 169.04
6FX5002-2CD01-1BA0 | SIGNAL CABLE, PREASSEMBLED, | 174.61
6GK6090-0AS13-0BA0-ZA01B01 | RUGGEDCOM RS900NC | 2372.2
6GK6090-0AS13-0BA0-ZA01B01W01 | RUGGEDCOM RS900NC | 2372.2
6GK6090-0AS13-0BA0-ZA01B01X01 | RUGGEDCOM RS900NC | 2372.2
6GK6090-0AS13-0BA0-ZA01B02 | RUGGEDCOM RS900NC | 2617.54
6GK6090-0AS13-0BA0-ZA05B00 | RUGGEDCOM RS900NC | 2715.02
6GK6090-0AS13-0BA0-ZA05B00X01 | RUGGEDCOM RS900NC | 2715.02
6GK6090-0AS13-0BA0-ZA05B01 | RUGGEDCOM RS900NC | 2819.02
6GK6090-0AS13-0BA0-ZA05B03 | RUGGEDCOM RS900NC | 3064.36
6GK6090-0AS13-0BA0-ZA05B05 | RUGGEDCOM RS900NC | 3064.36
6GK6090-0AS13-0BA0-ZA08B05 | RUGGEDCOM RS900NC | 3064.36
6GK6090-0AS13-0BA0-ZA08B06 | RUGGEDCOM RS900NC | 3145.6
6GK6091-0AT13-0CA0-ZA00B09C01 | RUGGEDCOM RS910NC | 2676.03
6GK6091-0AT13-0CA0-ZA01B01C05 | RUGGEDCOM RS910NC | 2726.4
6GK6091-0AT21-0BA0-ZA01B01C00 | RUGGEDCOM RS910 | 2076.49
6GK6091-0AT21-0BA0-ZA01B01C01 | RUGGEDCOM RS910 | 2191.85
6GK6091-0AT21-0BA0-ZA01B01C02 | RUGGEDCOM RS910 | 2450.18
6GK6091-0AT21-0BA0-ZA01B01C04 | RUGGEDCOM RS910 | 2450.18
6GK6091-0AT21-0BA1-ZA01B01C01 | RUGGEDCOM RS910 | 3085.47
6GK6091-0AT21-0BA1-ZA01B03C01 | RUGGEDCOM RS910 | 3597.28
6GK6091-0AT21-0CA0-ZA00B01C00 | RUGGEDCOM RS910 | 1608.54
6GK6091-0AT21-0CA0-ZA00B08C01 | RUGGEDCOM RS910 | 2390.07
6FX5002-5CG42-1AC0 | POWER CABLE PREASSEMBLED | 223.05
6FX5002-5CG42-1BA0 | POWER CABLE PREASSEMBLED | 293.88
6FX5002-5CG42-1CA0 | POWER CABLE PREASSEMBLED | 382.48
6FX5002-5CG42-1DA0 | POWER CABLE PREASSEMBLED | 471.07
6FX5002-5CG61-1DA0 | POWER CABLE PREASSEMBLED | 750.84
6FX5002-5CG62-1BA0 | POWER CABLE PREASSEMBLED | 388.49
6FX5002-5CN01-1AA5 | POWER CABLE PREASSEMBLED | 264.53
6FX5002-5CN01-1AB0 | POWER CABLE PREASSEMBLED | 264.53
6FX5002-5CN01-1AJ0 | POWER CABLE PREASSEMBLED | 299.82
6FX5002-5CN01-1AK0 | POWER CABLE PREASSEMBLED | 304.8
6FX5002-5CN01-1BA0 | POWER CABLE PREASSEMBLED | 309.86
6FX5002-5CN01-1BC2 | POWER CABLE PREASSEMBLED | 324.98
6FX5002-5CN01-1JA0 | POWER CABLE PREASSEMBLED | 662.79
6FX5002-5CN01-2AA0 | POWER CABLE PREASSEMBLED | 763.55
6FX5002-5CN05-1AC3 | POWER CABLE PREASSEMBLED | 247.43
6FX5002-5CN05-1AE2 | POWER CABLE PREASSEMBLED | 256.68
6FX5002-5CR73-1BE0 | POWER CABLE, PREASSEMBLED | 1050.52
6FX5002-5CS01-1AA0 | POWER CABLE, PREASSEMBLED | 259.45
6FX5008-1BA35-2AA0 | POWER CABLE, SOLD BY THE METER | 7233.85
6FX5008-1BA35-3AA0 | POWER CABLE, SOLD BY THE METER | 14471.7
6FX5008-1BA41-1BA0 | POWER CABLE, SOLD BY THE METER | 211.76
6FX5008-1BA41-1DF0 | POWER CABLE, SOLD BY THE METER | 710.94
6FX3802-7CD01-1AF0 | Dual cable, Preassembled | 246.65
6FX3802-7CD01-1AH0 | Dual cable, Preassembled | 279.61
6FX5002-2CA31-1CG0 | SIGNAL CABLE, PREASSEMBLED, | 324.39
6FX5002-2CA31-1CJ0 | SIGNAL CABLE, PREASSEMBLED, | 340.34
6FX5002-2CA31-1CK0 | SIGNAL CABLE, PREASSEMBLED, | 348.22
6FX5002-2CA31-1DA0 | SIGNAL CABLE, PREASSEMBLED, | 356.99
6FX5002-2CA31-1FA0 | SIGNAL CABLE, PREASSEMBLED, | 514.3
6FX5002-2CA31-1FE0 | SIGNAL CABLE, PREASSEMBLED, | 546.04
6FX5002-2CA31-1FF0 | SIGNAL CABLE, PREASSEMBLED, | 553.82
6FX5002-2CA31-1GA0 | SIGNAL CABLE, PREASSEMBLED, | 592.91
6FX5002-2CA34-1AJ0 | SIGNAL CABLE, PREASSEMBLED,EXT. | 216.89
6FX5002-2CA34-1BC0 | SIGNAL CABLE, PREASSEMBLED,EXT. | 250.77
6FX5002-2CA34-1BD0 | SIGNAL CABLE, PREASSEMBLED,EXT. | 259.24
6FX5002-2CA34-1DA0 | SIGNAL CABLE, PREASSEMBLED,EXT. | 403.52
6FX5002-2CC11-1EA0 | SIGNAL CABLE, PREASSEMBLED, | 348.02
6FX5002-2CC12-1AF0 | SIGNAL CABLE, PREASSEMBLED | 125.13
6FX5002-2CC12-1BA0 | SIGNAL CABLE, PREASSEMBLED | 157.01
6FX5002-2CC12-1CF0 | SIGNAL CABLE, PREASSEMBLED | 252.1
6GK6090-0AS13-0BA0-ZA00B04 | RUGGEDCOM RS900NC | 2414.43
6GK6090-0AS13-0BA0-ZA00B05 | RUGGEDCOM RS900NC | 2414.43
6GK6090-0AS13-0BA0-ZA00B06 | RUGGEDCOM RS900NC | 2495.68
6GK6090-0AS13-0BA0-ZA00B07 | RUGGEDCOM RS900NC | 2495.68
6GK6090-0AS13-0BA0-ZA00B07X01 | RUGGEDCOM RS900NC | 2495.68
6GK6090-0AS13-0BA0-ZA01B07 | RUGGEDCOM RS900NC | 2698.78
6GK6090-0AS13-0BA0-ZA01B10 | RUGGEDCOM RS900NC | 2698.78
6GK6090-0AS13-0BA0-ZA03B01 | RUGGEDCOM RS900NC | 2819.02
6GK6090-0AS13-0BA0-ZA03B02 | RUGGEDCOM RS900NC | 3064.36
6GK6090-0AS13-0BA0-ZA08B00 | RUGGEDCOM RS900NC | 2715.02
6GK6090-0AS13-0BA0-ZA08B01 | RUGGEDCOM RS900NC | 2819.02
6GK6090-0AS13-0BA0-ZA08B01W00 | RUGGEDCOM RS900NC | 2819.02
6GK6090-0AS13-0BA0-ZA08B01W01 | RUGGEDCOM RS900NC | 2819.02
6GK6091-0AT13-0CA0-ZA02B09C01 | RUGGEDCOM RS910NC | 3179.71
6GK6091-0AT13-0CA1-ZA02B00C03 | RUGGEDCOM RS910NC | 3473.8
6GK6091-0AT21-0AA0-ZA00B01C10 | RUGGEDCOM RS910 | 2006.62
6GK6091-0AT21-0AA0-ZA01B01C00 | RUGGEDCOM RS910 | 2006.62
6GK6091-0AT21-0BA0-ZA01B08C01 | RUGGEDCOM RS910 | 2858.01
6GK6091-0AT21-0BA0-ZA01B08C06 | RUGGEDCOM RS910 | 3189.47
6GK6091-0AT21-0BA0-ZA01B09C00 | RUGGEDCOM RS910 | 2742.65
6GK6091-0AT21-0BA0-ZA01B09C01 | RUGGEDCOM RS910 | 2858.01
6GT2810-1HC80 | RF621T,120x30x6,5mm,NXP Ucode 8 | 10.89
6GT2810-2AE83-0AX0 | Label RF630L, 105x25 mm U8 | 0.65
6GT2810-2AG84-0AX2 | Label RF682L, 156x 40x 0,4 mm U7 CJLR | 3.44
6GT2810-2AG84-0AX3 | Label RF682L, 103,4x70x0,4 mm U7 SEAT | 3.16
6GT2810-3HC80 | RF620T, 127x38x6mm, NXP UCODE 7Xm-2K | 9.85
6FX5002-5CG51-1CA0 | POWER CABLE, PREASSEMBLED | 433.85
6FX5002-5CG51-1CF0 | POWER CABLE, PREASSEMBLED | 489.82
6FX5002-5CG52-1AG0 | POWER CABLE PREASSEMBLED | 277.25
6FX5002-5CG52-1BA0 | POWER CABLE PREASSEMBLED | 321.91
6FX5002-5CN01-1AE4 | POWER CABLE PREASSEMBLED | 284.66
6FX5002-5CN01-1AE5 | POWER CABLE PREASSEMBLED | 284.66
6FX5002-5CN01-1AE7 | POWER CABLE PREASSEMBLED | 284.66
6FX5002-5CN01-1AF0 | POWER CABLE PREASSEMBLED | 284.67
6FX5002-5CN01-1CB3 | POWER CABLE PREASSEMBLED | 370.41
6FX5002-5CN01-1CC0 | POWER CABLE PREASSEMBLED | 370.37
6FX5002-5CN01-1CF0 | POWER CABLE PREASSEMBLED | 385.53
6FX5002-5CN01-1DA0 | POWER CABLE PREASSEMBLED | 410.7
6FX5002-5CN05-1BA0 | POWER CABLE PREASSEMBLED | 279.78
6FX8002-5CG01-1AJ0 | POWER CABLE PREASSEMBLED | 237.49
6FX8002-5CG01-1BA0 | POWER CABLE PREASSEMBLED | 263.39
6FX8002-5CG01-1BK0 | POWER CABLE PREASSEMBLED | 379.24
6FX8002-5CG01-1CE0 | POWER CABLE PREASSEMBLED | 442.57
6FX8002-5CG01-1FA0 | POWER CABLE PREASSEMBLED | 777.41
6FX8002-5CG10-1AC0 | POWER CABLE PREASSEMBLED | 160.33
6FX8002-5CG10-1AK0 | POWER CABLE PREASSEMBLED | 250.48
6FX8002-5CG10-1BF0 | POWER CABLE PREASSEMBLED | 327.78
6FX8002-5CG11-1CA0 | POWER CABLE, PREASSEMBLED | 431.23
6FX8002-5CG11-1CD0 | POWER CABLE, PREASSEMBLED | 475.41
6FX5002-2CF02-1CF1 | SIGNAL CABLE, PREASSEMBLED | 297.99
6FX5002-2CF02-1DA0 | SIGNAL CABLE, PREASSEMBLED | 324.39
6FX5002-2CF02-1EA0 | SIGNAL CABLE, PREASSEMBLED | 389.45
6FX5002-5CN31-1EA0 | POWER CABLE PREASSEMBLED | 599.68
6FX5002-5CN46-1CJ0 | POWER CABLE PREASSEMBLED | 466.25
6FX5002-5CN46-1HF0 | POWER CABLE PREASSEMBLED | 817.52
6FX5002-5CN54-1AF0 | POWER CABLE PREASSEMBLED | 275.17
6FX5002-5CN54-1BF0 | POWER CABLE PREASSEMBLED | 397.73
6FX5002-5CS14-1AE0 | POWER CABLE, PREASSEMBLED | 608.09
6FX5002-5CS14-1BA0 | POWER CABLE, PREASSEMBLED | 712.5
6FX5002-5CS21-1AD0 | POWER CABLE, PREASSEMBLED | 345.98
6FX5002-5CS21-1AG0 | POWER CABLE, PREASSEMBLED | 361.12
6FX5002-5CS21-1BJ0 | POWER CABLE, PREASSEMBLED | 421.52
6FX5002-5CS21-1CC0 | POWER CABLE, PREASSEMBLED | 441.78
6FX5002-5CS21-1DH0 | POWER CABLE, PREASSEMBLED | 517.42
6FX5002-5CS21-1EF0 | POWER CABLE, PREASSEMBLED | 557.69
6FX5002-5CS23-1CA0 | POWER CABLE, PREASSEMBLED | 1285.71
6FX5002-5CS23-1CF0 | POWER CABLE, PREASSEMBLED | 1414.04
6FX5002-5CS31-1AC0 | POWER CABLE, PREASSEMBLED | 346.61
6FX5002-5CS31-1AE0 | POWER CABLE, PREASSEMBLED | 359.89
6FX5002-5CS31-1AK0 | POWER CABLE, PREASSEMBLED | 393.37
6FX5002-5DS01-1CB0 | POWER CABLE, PREASSEMBLED | 451.91
6FX5002-5DS01-1DB0 | POWER CABLE, PREASSEMBLED | 534.22
6FX5002-5DS01-1DH0 | POWER CABLE, PREASSEMBLED | 583.75
6FX5002-5DS01-1EE0 | POWER CABLE, PREASSEMBLED | 642.24
6FX5002-5DS01-1EG0 | POWER CABLE, PREASSEMBLED | 658.66
6FX5002-5DS41-1FA0 | POWER CABLE, PREASSEMBLED | 1032.3
6FX5002-5DS41-1GA0 | POWER CABLE, PREASSEMBLED | 1166.42
6FX5002-5DS41-1KF0 | POWER CABLE, PREASSEMBLED | 1638.6
6FX5002-5DS51-1AF0 | POWER CABLE, PREASSEMBLED | 442.7
6FX5002-5DS51-2AA0 | POWER CABLE, PREASSEMBLED | 2022.1
6FX5002-5DS54-1AF6 | POWER CABLE, PREASSEMBLED | 328.12
6FX5002-5DS54-1CA0 | POWER CABLE, PREASSEMBLED | 561.22
6FX5002-5DS54-1CF0 | POWER CABLE, PREASSEMBLED | 644.48
6FX5002-5DS61-1BF0 | POWER CABLE, PREASSEMBLED | 705.97
6FX5002-5DS61-1CF0 | POWER CABLE, PREASSEMBLED | 929.1
6FX5002-5DS61-1GA0 | POWER CABLE, PREASSEMBLED | 1710.2
6FX5002-5DS61-1HA0 | POWER CABLE, PREASSEMBLED | 1932.2
6FX5002-5CG21-1AF0 | POWER CABLE, PREASSEMBLED | 250.69
6FX5002-5CG21-1BA0 | POWER CABLE, PREASSEMBLED | 285.71
6FX5002-5CG21-1BF0 | POWER CABLE, PREASSEMBLED | 320.73
6FX5002-5CG22-1BA0 | POWER CABLE PREASSEMBLED | 285.71
6FX5002-5CG23-1DA0 | POWER CABLE PREASSEMBLED | 1498.46
6FX5002-5CG31-1AK0 | POWER CABLE, PREASSEMBLED | 257.83
6FX5002-5CG31-1BA6 | POWER CABLE, PREASSEMBLED | 270.38
6FX5002-5CG31-1CA0 | POWER CABLE, PREASSEMBLED | 327.2
6FX5002-5CG31-1DA0 | POWER CABLE, PREASSEMBLED | 390.29
6FX5002-5CG32-1AC0 | POWER CABLE PREASSEMBLED | 213.75
6FX5002-5CG32-1CA0 | POWER CABLE PREASSEMBLED | 326.95
6FX5002-5CG32-1DA0 | POWER CABLE PREASSEMBLED | 389.87
6FX5002-5CS02-1HG0 | POWER CABLE, PREASSEMBLED | 581.45
6FX5002-5CS11-1AD0 | POWER CABLE, PREASSEMBLED | 281.8
6FX5002-5CS11-1AJ0 | POWER CABLE, PREASSEMBLED | 315.24
6FX5002-5CS11-1BD0 | POWER CABLE, PREASSEMBLED | 348.43
6FX5002-5CS11-1BF0 | POWER CABLE, PREASSEMBLED | 361.75
6FX5002-5CS11-1EA0 | POWER CABLE, PREASSEMBLED | 527.76
6FX5002-5CS11-1FA0 | POWER CABLE, PREASSEMBLED | 594.8
6FX5002-5CS12-1AF0 | POWER CABLE, PREASSEMBLED | 233.51
6FX5002-5CS12-1AJ5 | POWER CABLE, PREASSEMBLED | 260.26
6FX7008-1BC51-2AA0 | POWER CABLE,SOLD BY THE METER, | 4690.05
6FX7008-1BC61-1BA0 | POWER CABLE,SOLD BY THE METER, | 609.76
6FX8002-1AA01-1AC0 | SIGNAL CABLE, PREASSEMBLED, | 160.03
6FX8002-1AA01-1AE0 | SIGNAL CABLE, PREASSEMBLED, | 174.87
6FX8002-1AA14-1AC0 | SIGNAL CABLE, PREASSEMBLED | 178.74
6FX8002-1AA14-1AF0 | SIGNAL CABLE, PREASSEMBLED | 198.21
6FX8002-1AA14-1CF0 | SIGNAL CABLE, PREASSEMBLED | 327.44
6FX8002-2AD04-1AB0 | SIGNAL CABLE, PREASSEMBLED EXT. | 181.89
6FX8002-2AD04-1AF0 | SIGNAL CABLE, PREASSEMBLED EXT. | 225.68
6FX8002-2AD04-1AH0 | SIGNAL CABLE, PREASSEMBLED EXT. | 247.9
6FX8002-2AD04-1BB0 | SIGNAL CABLE, PREASSEMBLED EXT. | 291.72
6FX8002-2AD04-1BD0 | SIGNAL CABLE, PREASSEMBLED EXT. | 313.58
6FX8002-2AD04-1CC0 | SIGNAL CABLE, PREASSEMBLED EXT. | 412.53
6FX8002-2AD04-1CE0 | SIGNAL CABLE, PREASSEMBLED EXT. | 434.52
6FX8002-2AD04-1DA0 | SIGNAL CABLE, PREASSEMBLED EXT. | 499.23
6FX8002-2AH00-1AB0 | SIGNAL CABLE, PREASSEMBLED, | 101.36
6FX8002-2CA11-1BH0 | SIGNAL CABLE, PREASSEMBLED, | 251.77
6FX8002-2CA11-1BK0 | SIGNAL CABLE, PREASSEMBLED, | 267.48
6FX5008-1BB41-1BA0 | POWER CABLE, SOLD BY THE METER | 157.42
6FX5008-1BB41-1BF0 | POWER CABLE, SOLD BY THE METER | 230.25
6FX5008-1BB41-1CG0 | POWER CABLE, SOLD BY THE METER | 390.57
6FX5008-1BB41-1DA0 | POWER CABLE, SOLD BY THE METER | 448.8
6FX5012-5DN36-1EA0 | POWER CABLE PREASSEMBLED | 593.47
6FX5012-5DN46-1DA0 | POWER CABLE PREASSEMBLED | 592.32
6FX5012-5DS01-1DF0 | POWER CABLE, PREASSEMBLED | 567.12
6FX5012-5DS01-1HF0 | POWER CABLE, PREASSEMBLED | 897.77
6FX5022-5CN26-1AF0 | POWER CABLE PREASSEMBLED | 242.26
6FX5022-5CN36-1AF0 | POWER CABLE PREASSEMBLED | 250.43
6FX5022-5DN16-1FC0 | POWER CABLE PREASSEMBLED | 603.12
6FX5022-5DS36-1CA0 | POWER CABLE PREASSEMBLED | 400.63
6FX5042-2CF02-1GB0 | SIGNAL CABLE, PREASSEMBLED | 530.14
6FX5042-2EQ31-1BA0 | SIGNAL CABLE, PREASSEMBLED | 192.62
6FX7002-5EA02-1BC0 | POWER CABLE, PREASSEMBLED | 424.05
6FX7002-5EA02-1BE0 | POWER CABLE, PREASSEMBLED | 469.35
6FX7002-5EA05-1BC0 | POWER CABLE, PREASSEMBLED | 490.45
6FX8002-2CE31-1BF0 | SIGNAL CABLE, PREASSEMBLED | 397.76
6FX8002-2CF02-1AE0 | SIGNAL CABLE, PREASSEMBLED, | 189.2
6FX8002-2CF02-1AF3 | SIGNAL CABLE, PREASSEMBLED, | 211.03
6FX8002-2CF02-1BB0 | SIGNAL CABLE, PREASSEMBLED, | 266.08
6FX8002-2CF02-1BD0 | SIGNAL CABLE, PREASSEMBLED, | 287.95
6FX8002-2CF02-1BF0 | SIGNAL CABLE, PREASSEMBLED, | 309.87
6FX8002-2CF02-1CA0 | SIGNAL CABLE, PREASSEMBLED, | 364.93
6FX8002-2CF02-1CE0 | SIGNAL CABLE, PREASSEMBLED, | 408.88
6FX8002-2CF02-1DF0 | SIGNAL CABLE, PREASSEMBLED, | 528.37
6FX8002-2CF02-1EA0 | SIGNAL CABLE, PREASSEMBLED, | 584.61
6FX8002-2CF02-1FB0 | SIGNAL CABLE, PREASSEMBLED, | 704.3
6FX8002-2CF02-1FE0 | SIGNAL CABLE, PREASSEMBLED, | 737.23
6FX8002-2CF02-1GA0 | SIGNAL CABLE, PREASSEMBLED, | 801.96
6FX8002-2CF02-2AA0 | SIGNAL CABLE, PREASSEMBLED, | 1243.64
6FX8002-2CF04-1AC0 | SIGNAL CABLE, PREASSEMBLED EXT. | 189.38
6FX8002-2CF04-1BB0 | SIGNAL CABLE, PREASSEMBLED EXT. | 288.27
6FX8002-2CF04-1BC5 | SIGNAL CABLE, PREASSEMBLED EXT. | 310.21
6FX8002-2CF20-1AB0 | SIGNAL CABLE PREASSAMBLED | 176.07
6FX8002-2CF20-1BA0 | SIGNAL CABLE PREASSAMBLED | 268.68
6FX8002-2CF24-1AD0 | SIGNAL CABLE PREASSAMBLED | 248.34
6FX8002-2CH00-1BE0 | SIGNAL CABLE, PREASSEMBLED, | 303.37
6FX8002-2CH00-1BF0 | SIGNAL CABLE, PREASSEMBLED, | 314.22
6FX8002-2CH00-1CC0 | SIGNAL CABLE, PREASSEMBLED, | 391.23
6FX8002-2CH00-1CE0 | SIGNAL CABLE, PREASSEMBLED, | 413.22
6FX8002-2CH00-1DC0 | SIGNAL CABLE, PREASSEMBLED, | 499.91
6FX8002-2CH00-1DE0 | SIGNAL CABLE, PREASSEMBLED, | 521.89
6FX8002-2CH00-1EB0 | SIGNAL CABLE, PREASSEMBLED, | 599.97
6FX8002-2CH00-1EF0 | SIGNAL CABLE, PREASSEMBLED, | 643.75
6FX8002-2CH00-1CH0 | SIGNAL CABLE, PREASSEMBLED, | 446.29
6FX8002-2CH00-3BF0 | SIGNAL CABLE, PREASSEMBLED, | 2511.02
6FX8002-2YT01-1AB5 | SIGNAL CABLE, PREASSEMBLED | 183.9
6FX8002-4AA21-1AB5 | SIGNAL CABLE, PREASSEMBLED, | 94.89
6FX8002-4AA21-1AE0 | SIGNAL CABLE, PREASSEMBLED, | 107.52
6FX8002-4AA21-1AG0 | SIGNAL CABLE, PREASSEMBLED, | 119.96
6FX8002-4AA21-1BE0 | SIGNAL CABLE, PREASSEMBLED, | 170.41
6FX8002-4AA21-1BH0 | SIGNAL CABLE, PREASSEMBLED, | 189.38
6FX8002-5CG31-1AG0 | POWER CABLE, PREASSEMBLED | 302.19
6FX8002-5CG31-1BA0 | POWER CABLE, PREASSEMBLED | 361.17
6FX8002-5CG31-1DA0 | POWER CABLE, PREASSEMBLED | 655.81
6FX8002-2EQ20-1CA0 | SIGNAL CABLE PREASSAMBLED | 379.97
6FX8002-2EQ31-1AJ0 | SIGNAL CABLE, PREASSEMBLED, | 237.27
6FX8002-2EQ31-1BE0 | SIGNAL CABLE, PREASSEMBLED, | 303.16
6FX8002-5CA48-1AD0 | POWER CABLE, PREASSEMBLED EXT. | 456.9
6FX8002-5CA48-1AE0 | POWER CABLE, PREASSEMBLED EXT. | 476.12
6FX8002-5CA48-1AJ0 | POWER CABLE, PREASSEMBLED EXT. | 551.97
6FX8002-5CA48-1BA0 | POWER CABLE, PREASSEMBLED EXT. | 590.09
6FX8002-5CA58-1AD0 | POWER CABLE, PREASSEMBLED EXT. | 482.38
6FX8002-5CA58-1AE8 | POWER CABLE, PREASSEMBLED EXT. | 529.6
6FX8002-5CA58-1BA0 | POWER CABLE, PREASSEMBLED EXT. | 647.51
6FX8002-5CA58-1BD0 | POWER CABLE, PREASSEMBLED EXT. | 718.27
6FX8002-5CA58-1BF6 | POWER CABLE, PREASSEMBLED EXT. | 789.04
6FX8002-5CA58-1CF0 | POWER CABLE, PREASSEMBLED EXT. | 1001.25
6FX8002-5CA68-1AD0 | POWER CABLE, PREASSEMBLED EXT. | 542.99
6FX8002-5CA68-1AF0 | POWER CABLE, PREASSEMBLED EXT. | 610.26
6FX8002-5CA68-1AK0 | POWER CABLE, PREASSEMBLED EXT. | 744.6
6FX8002-2EQ20-1AC0 | SIGNAL CABLE PREASSAMBLED | 193.52
6FX8002-2EQ20-1AJ0 | SIGNAL CABLE PREASSAMBLED | 255.66
6FX8002-2EQ20-1BF0 | SIGNAL CABLE PREASSAMBLED | 328.19
6FX8002-5CS13-1AH0 | POWER CABLE, PREASSEMBLED | 1166.29
6FX8002-5CS13-1BA0 | POWER CABLE, PREASSEMBLED | 1272.62
6FX8002-5CS14-1AD5 | POWER CABLE, PREASSEMBLED | 656
6FX8002-5CS14-1AK0 | POWER CABLE, PREASSEMBLED | 802.82
6FX8002-5CS14-1BE5 | POWER CABLE, PREASSEMBLED | 979.05
6FX8002-5CS14-1BK0 | POWER CABLE, PREASSEMBLED | 1096.5
6FX8002-5CS14-1DC5 | POWER CABLE, PREASSEMBLED | 1507.73
6FX8002-5CS16-1AD0 | POWER CABLE PREASSEMBLED | 250.28
6FX8002-5CS21-1BA0 | POWER CABLE, PREASSEMBLED | 486.88
6FX8002-5CS21-1BC0 | POWER CABLE, PREASSEMBLED | 513.69
6FX8002-5CS21-1BH0 | POWER CABLE, PREASSEMBLED | 581
6FX8002-5CS21-1BK0 | POWER CABLE, PREASSEMBLED | 608.08
6FX8002-5CS21-1CB0 | POWER CABLE, PREASSEMBLED | 633.99
6FX8002-5CS21-1DA0 | POWER CABLE, PREASSEMBLED | 757.03
6FX8002-5CS21-1DH0 | POWER CABLE, PREASSEMBLED | 851.11
6FX8002-5DA38-1AE0 | POWER CABLE, PREASSEMBLED EXT. | 491.39
6FX8002-5DA38-1AF0 | POWER CABLE, PREASSEMBLED EXT. | 510.84
6FX8002-5DA38-1AJ5 | POWER CABLE, PREASSEMBLED EXT. | 588.39
6AG4141-7BD00-0DA8 | SIMATIC IPC427E (MicroBOX PC) | 4596.43
6AG4142-3AC10-1AB0 | SIMATIC IPC BX-39A | 4254.84
6AG4142-3FB10-1BB0 | SIMATIC IPC BX-39A | 4170.95
6AG4142-5BB10-1BB0 | SIMATIC IPC BX-39A | 4272.83
6AG4142-5LC11-1BB0 | SIMATIC IPC BX-39A | 5326.04
6AG4142-7AC10-2BB0 | SIMATIC IPC BX-39A | 5351.52
6AG4142-7JC11-0AB0 | SIMATIC IPC BX-39A | 5540.29
6AG4142-7JF22-2BB0 | SIMATIC IPC BX-39A | 8292.44
6AU1400-2QA20-0AA0-ZF13M44 | SIMOTION D, CF CARD 2 GB für D4X5-2 | 10677
6AU1400-2QA20-0AA0-ZP01T01 | SIMOTION D, CF CARD 2 GB für D4X5-2 | 1510.57
6AU1810-1BA55-1XG7 | SIMOTION SCOUT V5.5 SP1 SOFTWARE DL | 112.2
6AU1810-1CA55-0XH5 | SIMOTION SCOUT SA V5.5 FULL LICENSE DL | 5440.12
6AV2105-0DA08-0AA0 | WinCC Runtime Professional 512, V18 | 6281.22
6AV2105-0DA18-0AA0 | WinCC Runtime Prof 512, Asia V18 | 6281.22
6FX8002-5DN41-1BG5 | POWER CABLE PREASSEMBLED | 792.79
6FX8002-5DN41-1CA0 | POWER CABLE PREASSEMBLED | 866.33
6FX8002-5DN41-1DF0 | POWER CABLE PREASSEMBLED | 1234.01
6FX8002-5DN41-1EG0 | POWER CABLE PREASSEMBLED | 1503.63
6FX8002-5DN51-1CA0 | POWER CABLE PREASSEMBLED | 998.34
6FX8002-5DN51-1DA0 | POWER CABLE PREASSEMBLED | 1305.87
6FX8002-5DN51-1GA0 | POWER CABLE PREASSEMBLED | 2228.56
6FX8002-5DN51-1JB0 | POWER CABLE PREASSEMBLED | 2874.4
6FX8002-5DN54-1DC0 | POWER CABLE PREASSEMBLED | 1226.96
6FX8002-5DN54-1EF0 | POWER CABLE PREASSEMBLED | 1626.77
6FX8002-5DS01-1AG5 | POWER CABLE, PREASSEMBLED | 417.65
6FX8002-5DS01-1AH5 | POWER CABLE, PREASSEMBLED | 435.22
6FX8002-5DS01-1AK0 | POWER CABLE, PREASSEMBLED | 452.61
6FX8002-5DS01-1AK5 | POWER CABLE, PREASSEMBLED | 470.11
6FX8002-5DS01-1BC0 | POWER CABLE, PREASSEMBLED | 505.15
6FX8002-5CS01-1AA8 | POWER CABLE, PREASSEMBLED | 289.55
6FX8002-5CS01-1AD5 | POWER CABLE, PREASSEMBLED | 330.02
6FX8002-5CS01-1AE8 | POWER CABLE, PREASSEMBLED | 343.4
6FX8002-5CS01-1AH0 | POWER CABLE, PREASSEMBLED | 370.23
6FX8002-5CS01-1AJ0 | POWER CABLE, PREASSEMBLED | 383.86
6FX8002-5CS01-1BA0 | POWER CABLE, PREASSEMBLED | 410.7
6FX8002-5CS01-1BA7 | POWER CABLE, PREASSEMBLED | 424.11
6FX8002-5CS01-1BD5 | POWER CABLE, PREASSEMBLED | 464.58
6FX8002-5CS01-1BE5 | POWER CABLE, PREASSEMBLED | 477.97
6FX8002-5CS01-1BH0 | POWER CABLE, PREASSEMBLED | 504.78
6FX8002-5CS01-1BJ0 | POWER CABLE, PREASSEMBLED | 518.42
6FX8002-5CS01-1CB0 | POWER CABLE, PREASSEMBLED | 557.77
6FX8002-5CS01-1CC0 | POWER CABLE, PREASSEMBLED | 571.14
6FX8002-5CS01-1DB0 | POWER CABLE, PREASSEMBLED | 694.25
6FX8002-5CS01-1DC5 | POWER CABLE, PREASSEMBLED | 721.02
6FX8002-5CS23-1AD8 | POWER CABLE, PREASSEMBLED | 934.72
6FX8002-5CS23-1AG0 | POWER CABLE, PREASSEMBLED | 1019.79
6AV6371-1KG08-0AX4 | WinCC/ProAgent Upgr V7.5 -> V8.0 DL | 269.76
6AV6371-1KV08-0BX4 | WinCC/Audit RT Upgr V7.5 -> V8.0 DL | 175.05
6AV6371-2BG08-0AJ0 | WinCC/Powerp RT 512/2048 V8.0 DL | 1300.01
6AV6371-2BG18-0AJ0 | WinCC/Powerp RC 512/2048 V8.0 DL | 2704.74
6AV6371-2BM18-0AX0 | WinCC/Powerp RC 2048/8192 V8.0 | 3237.09
6AV6371-2BN08-0AX0 | WinCC/Powerp RT 8192/65536 V8.0 | 2159.5
6AV6371-2BN18-0AX0 | WinCC/Powerp RC 8192/65536 V8.0 | 2746.36
6AV6371-2BQ08-0AJ0 | WinCC/Powerp RT 102400/153600 V8.0 DL | 4363.47
6AV6371-2BQ18-0AJ0 | WinCC/Powerp RC 102400/153600 V8.0 DL | 1222.52
6AV6371-2BS18-0AJ0 | WinCC/Powerp RC 262144/500000 V8.0 DL | 31884.47
6AV6372-1DC08-0AX3 | WinCC/Calendar O. Ug V7.3/7.4->V8.0 | 322.85
6AV6372-1HC08-0AX0 | WinCC/Calendar Scheduler V8.0 DL | 1307.17
6AV6372-1KC08-0AX3 | WinCC/Calendar O. Ug V7.3/7.4->V8.0 DL | 288.42
6AV6372-2DF07-4AH0 | SIMATIC Energy Manager PRO V7.4 DL | 11066.45
6AV6372-2DF07-4DH4 | Energy Manager V7.4, Upgr. <=100 Tags DL | 5700.79
6AV6372-2DF07-4FH4 | Energy Manager V7.4, Upgr. <=500 Tags DL | 11401.56
6AV6372-2DF67-4MX0 | SIMATIC EnMPRO V7.4 Consumer Master | 11289.05
6AV6372-2DF77-4XX4 | Energy Manager V7.4, Upgr. > 5000 Tags | 26584.02
6FX8002-5DX18-1CF0 | POWER CABLE, PREASSEMBLED EXT. | 2816.96
6FX8002-5DX28-1AD0 | POWER CABLE, PREASSEMBLED EXT. | 1937.74
6FX8002-5DX28-1AF0 | POWER CABLE, PREASSEMBLED EXT. | 2053.43
6FX8002-5DX28-1AK5 | POWER CABLE, PREASSEMBLED EXT. | 2342.43
6FX8002-5DX28-1BC0 | POWER CABLE, PREASSEMBLED EXT. | 2458.06
6FX8008-1BA35-1DF0 | POWER CABLE, SOLD BY THE METER, | 4773.99
6FX8008-1BA35-1EE0 | POWER CABLE, SOLD BY THE METER, | 6001.84
6FX8008-1BA35-1FH0 | POWER CABLE, SOLD BY THE METER, | 7773.18
6FX8008-1BA35-1FK0 | POWER CABLE, SOLD BY THE METER, | 8043.76
6FX8008-1BA35-1HA0 | POWER CABLE, SOLD BY THE METER, | 9528.3
6FX8008-1BA35-1HF0 | POWER CABLE, SOLD BY THE METER, | 10208.17
6FX8008-1BA50-1AE0 | POWER CABLE, SOLD BY THE METER, | 796.19
6FX8008-1BA50-1AG0 | POWER CABLE, SOLD BY THE METER, | 1177.73
6FX8008-1BA50-1BE0 | POWER CABLE, SOLD BY THE METER, | 2706.23
6FX8008-1BA50-1BG0 | POWER CABLE, SOLD BY THE METER, | 3087.76
6FX8008-1BA50-1CC0 | POWER CABLE, SOLD BY THE METER, | 4227.72
6FX8008-1BA50-1DA0 | POWER CABLE, SOLD BY THE METER, | 5765.57
6FX8008-1BA50-1EC0 | POWER CABLE, SOLD BY THE METER, | 8066.37
6FX8008-1BA50-1FF0 | POWER CABLE, SOLD BY THE METER, | 10536.1
6FX8012-5DA58-1BA0 | POWER CABLE, PREASSEMBLED EXT. | 728.4
6FX8012-5DN01-1AF0 | POWER CABLE, PREASSEMBLED | 382.71
6GK1704-0HB18-0AA0 | SOFTNET-IE S7 REDCONNECT V18 | 8210.52
6GK1704-1BW18-0AA0 | SOFTNET-IE S7 EXTENDED V18 | 10056.74
6GK1704-1LW00-3AP0 | IE SOFTNET-S7 LEAN SUS DL | 679.94
6GK1704-1LW18-0AK0 | SOFTNET-IE S7 LEAN V18 DL | 686.37
6GK1704-5DW18-0AA0 | SOFTNET-PB DP EDITION V18 | 798.28
6GK1704-5SW00-3AK0 | PB SOFTNET-DP-Slave Edition 2006 Upg DL | 238.81
6GK1706-1NW18-0AC0 | IE SNMP OPC-SERVER POWERPACK V18 | 1335.89
6GK1706-1NW18-0AK1 | IE SNMP OPC-SERVER POWERPACK V18 DL | 1112.09
6GK1713-5CB00-3AK0 | PB S7-5613 Edition 2006 Upgrade DL | 252.45
6GK1713-5CB18-0AK0 | HARDNET-PB S7 V18 DL | 867.85
6DL8913-0KL10-0AE5 | SIMIT 5 VC UG V11.0-> V11.1 (FULL) | 12933.47
6DL8913-0KL10-0AK5 | SIMIT 5 VC UG V11.0-> V11.1 (FULL) DL | 11248.83
6DL8913-0PL10-0AB5 | SIMIT V11.1 VC 300 (5 CTRL) | 11217.71
6DL8913-0PL10-0AH5 | SIMIT V11.1 VC 300 (5 CTRL) DL | 9856.86
6DL8913-0RL10-0AE5 | SIMIT 5VC UG V11.0->V11.1 (ENTRY/SIS) | 4540.09
6DL8913-0RL10-0AK5 | SIMIT 5VC UG V11.0->V11.1 (ENTRY/SIS) DL | 3959.05
6DL8913-0UL10-0AB5 | SIMIT SP V11.1 PLAYER M | 6620.28
6DL8913-0UL10-0AH5 | SIMIT SP V11.1 PLAYER M DL | 5793.62
6DL8913-0VL10-0AK5 | SIMIT SP V11.1 UG PLAY.L V11.0->V11.1 DL | 4115.8
6DL8913-0WL10-0AE5 | SIMIT SP V11.1 UG PLAY.XL V11.0>V11.1 | 7577.2
6FX8002-5CR21-1FA0 | POWER CABLE, PREASSEMBLED | 1145.95
6FX8002-5CR41-1CA0 | POWER CABLE, PREASSEMBLED | 855.7
6FX8002-5DN01-1BB6 | POWER CABLE, PREASSEMBLED | 505.23
6FX8002-5DN01-1BC0 | POWER CABLE, PREASSEMBLED | 505.25
6FX8002-5DN01-1BE4 | POWER CABLE, PREASSEMBLED | 557.72
6FX8002-5DN01-1BF0 | POWER CABLE, PREASSEMBLED | 557.77
6FX8002-5DN01-1BG8 | POWER CABLE, PREASSEMBLED | 592.75
6FX8002-5DN01-1CA0 | POWER CABLE, PREASSEMBLED | 645.26
6FX8002-5DN01-1CA5 | POWER CABLE, PREASSEMBLED | 662.74
6FX8002-5DN01-1CK0 | POWER CABLE, PREASSEMBLED | 802.82
6FX8002-5DN01-1DB0 | POWER CABLE, PREASSEMBLED | 837.78
6FX8002-5DN01-1EF0 | POWER CABLE, PREASSEMBLED | 1082.89
6FX8002-5DN01-1FA0 | POWER CABLE, PREASSEMBLED | 1170.4
6FX8002-5DN01-1HF0 | POWER CABLE, PREASSEMBLED | 1608.08
6FX8002-5DN05-1AD3 | POWER CABLE PREASSEMBLED EXT. | 328.46
6FX8002-5DN05-1AE0 | POWER CABLE PREASSEMBLED EXT. | 328.48
6FX8002-5DN05-1AK0 | POWER CABLE PREASSEMBLED EXT. | 412.38
6FX8002-5DN05-1BD0 | POWER CABLE PREASSEMBLED EXT. | 479.54
6FX8002-5DN05-1EA0 | POWER CABLE PREASSEMBLED EXT. | 932.84
6FX8002-5DN31-1JA0 | POWER CABLE PREASSEMBLED | 1996.64
6FX8002-5DN41-1AB0 | POWER CABLE PREASSEMBLED | 400.6
6FX8002-5DN41-1AC5 | POWER CABLE PREASSEMBLED | 449.64
6FX8002-5DN41-1AJ0 | POWER CABLE PREASSEMBLED | 572.24
6AV2154-2MB01-8AA0 | WinCC Unified PC RT 2.5k V18 | 4650.44
6AV2154-2MB01-8LA0 | WinCC Unified PC RT 2.5k V18 DL | 4152.54
6AV2154-3DB01-8LA0 | WinCC Unified PC RT 150 V18 DL | 958.5
6AV2154-3DB31-8LA0 | Unified PC RT 150 UG V16..V17->V18 DL | 288.42
6AV2155-0PM01-7LB0 | SIMATIC CFL V1.1 (1 AS RT) Promo DL | 437.47
6AV2155-1CP01-8LA0 | WinCC Unified V18 PIOpt CAL+PFI MP DL | 1492.27
6AV2155-2EB01-8AA0 | WinCC Unified V18 PC RT 1k, Package | 2862.58
6AV6371-1DR18-0AX0 | WinCC/Connectivity Station V8.0 | 5492.73
6AV6371-1DV28-0AX0 | WinCC/Change-Control V8.0 | 7845.93
6AV6371-1DV48-0AX0 | WinCC/Audit RC Base V8.0 | 5884.44
6AV6371-1HG08-0AX0 | WinCC/ProAgent V8.0 DL | 1543.94
6AV6371-1HQ10-0BX0 | WinCC/Arch. V8.0, 5000 Arch.Tags DL | 12794.84
6AV6371-1HV28-0AX0 | WinCC/Change-Control V8.0 DL | 6979.26
6AV6371-1HV48-0AX0 | WinCC/Audit RC Base V8.0 DL | 5234.44
6FX8002-5DS54-1BA0 | POWER CABLE, PREASSEMBLED | 550.33
6FX8002-5DS54-1BF0 | POWER CABLE, PREASSEMBLED | 704.1
6FX8002-5DS54-1DA0 | POWER CABLE, PREASSEMBLED | 1165.44
6FX8002-5DS54-1DJ0 | POWER CABLE, PREASSEMBLED | 1410.57
6FX8002-5DS61-1BC0 | POWER CABLE, PREASSEMBLED | 916.44
6FX8002-5DS61-1BG0 | POWER CABLE, PREASSEMBLED | 1088.93
6FX8002-5DS61-1DF0 | POWER CABLE, PREASSEMBLED | 1910.97
6FX8002-5DS61-1EF0 | POWER CABLE, PREASSEMBLED | 2343.41
6FX8002-5DS61-1HA0 | POWER CABLE, PREASSEMBLED | 3426.77
6FX8002-5DS61-1JA0 | POWER CABLE, PREASSEMBLED | 3866.15
6FX8002-5DS64-1BH0 | POWER CABLE, PREASSEMBLED | 1005.89
6FX8002-5DS64-1BK0 | POWER CABLE, PREASSEMBLED | 1091.44
6FX8002-5DS64-1CK0 | POWER CABLE, PREASSEMBLED | 1523.89
6FX8002-5DS64-1DF0 | POWER CABLE, PREASSEMBLED | 1784.02
6FX8002-5DX18-1AF0 | POWER CABLE, PREASSEMBLED EXT. | 1910.48
6FX8002-5DX18-1AG5 | POWER CABLE, PREASSEMBLED EXT. | 1999.52
6FX8002-5DA05-1AH5 | POWER CABLE, PREASSEMBLED EXT. | 395.56
6FX8002-5DA05-1AK0 | POWER CABLE, PREASSEMBLED EXT. | 412.3
6FX8002-5DA05-1BE0 | POWER CABLE, PREASSEMBLED EXT. | 496.25
6FX8002-5DA05-1BG0 | POWER CABLE, PREASSEMBLED EXT. | 530.04
6FX8002-5DA05-1BK0 | POWER CABLE, PREASSEMBLED EXT. | 580.17
6FX8002-5DA05-1CB0 | POWER CABLE, PREASSEMBLED EXT. | 613.41
6FX8002-5DA05-1DD0 | POWER CABLE, PREASSEMBLED EXT. | 813.32
6FX8002-5DA05-1CH0 | POWER CABLE, PREASSEMBLED EXT. | 714.04
6FX8002-5DA15-1AG0 | POWER CABLE, PREASSEMBLED EXT. | 379.97
6FX8002-5DA15-1AH5 | POWER CABLE, PREASSEMBLED EXT. | 418.51
6FX8002-5DA15-1BA5 | POWER CABLE, PREASSEMBLED EXT. | 476.58
6FX8002-5DA15-1BB5 | POWER CABLE, PREASSEMBLED EXT. | 495.89
6FX8002-5DA15-1BH0 | POWER CABLE, PREASSEMBLED EXT. | 592.75
6FX8002-5DA15-1CA0 | POWER CABLE, PREASSEMBLED EXT. | 652.11
6FX8002-5DA20-1AC0 | POWER CABLE, PREASSEMBLED | 309.73
6FX8002-5DA20-1AH0 | POWER CABLE, PREASSEMBLED | 397.21
6FX8002-5DA28-1AC0 | POWER CABLE, PREASSEMBLED EXT. | 442.8
6FX8002-5DA28-1AD0 | POWER CABLE, PREASSEMBLED EXT. | 459.49
6FX8002-5DA28-1AF0 | POWER CABLE, PREASSEMBLED EXT. | 493.22
6FX8002-5DA28-1AJ0 | POWER CABLE, PREASSEMBLED EXT. | 543.62
6FX8002-5DA28-1BA0 | POWER CABLE, PREASSEMBLED EXT. | 577.15
6DL2804-1DD51 | EX-DEV_DUST_650x450x230_M16_65CE_MET | 6386.9
6DL2804-1DD62 | EX-DEV_DUST_650x450x230_M20_60CE_BU | 5723.31
6DL2804-2AD62 | EX-DEV_PNE_GAS_650x450x230_M20_60CE_BU | 6221.01
6DL2804-2AE42 | EX-DEV_PNE_GAS_950x450x230_M20_57CE_BU | 7465.22
6DL2804-2AE62 | EX-DEV_PNE_GAS_950x450x230_M20_95CE_BU | 7631.11
6DL4160-1PP00-0XX0 | DIN RAIL 4160-P18 for SIMATIC S7-4100 | 259.18
6DL8913-0BL10-0AK5 | SIMIT SP V11.1 UG ENG. M V11.0->V11.1 DL | 5147.25
6DL8913-0CL10-0AB5 | SIMIT SP V11.1 ENGINEERING L | 33101.42
6DL8913-0DL10-0AD5 | SIMIT SP V11.1 CONV. PACK ENG.L -> XL | 14370.54
6DL8913-0DL10-0AH5 | SIMIT SP V11.1 ENGINEERING XL DL | 46341.99
6DL8913-0JL10-0AH5 | SIMIT V11.1 VC FULL (1 CTRL) DL | 13701.18
6FX8012-5CS01-1AC0 | POWER CABLE, PREASSEMBLED | 302.94
6FX8012-5CS01-1AH5 | POWER CABLE, PREASSEMBLED | 383.66
6FX8012-5CS01-1AK0 | POWER CABLE, PREASSEMBLED | 397.31
6FX8012-5CS01-1CB0 | POWER CABLE, PREASSEMBLED | 557.77
6FX8012-5CS01-1CF5 | POWER CABLE, PREASSEMBLED | 625.06
6FX8012-5CS11-1AJ5 | POWER CABLE, PREASSEMBLED | 419.25
6FX8012-5CS21-1DA0 | POWER CABLE, PREASSEMBLED | 757.03
6FX8012-5CS21-1CH0 | POWER CABLE, PREASSEMBLED | 714.65
6FX8012-5CS31-1AG0 | POWER CABLE, PREASSEMBLED | 448.57
6FX8012-5CS51-1BA0 | POWER CABLE, PREASSEMBLED | 609.32
6FX8012-5CS51-1DA0 | POWER CABLE, PREASSEMBLED | 1106.47
6FX8012-5CX28-1BC0 | POWER CABLE, PREASSEMBLED EXT. | 2251.59
6FX8012-5CX28-1BG0 | POWER CABLE, PREASSEMBLED EXT. | 2444.24
6FX8012-5DA38-1BA0 | POWER CABLE, PREASSEMBLED EXT. | 607.51
6FX8012-5DA38-1BF0 | POWER CABLE, PREASSEMBLED EXT. | 704.44
6ES7661-0AQ41-1CB2 | Process Control System IPC647E | 8779.36
6ES7661-0EA00-1CG2 | Process Control System IPC647E | 7063.94
6FX8002-5CG13-1BH0 | POWER CABLE, PREASSEMBLED | 1348.17
6FX8002-5CG21-1CD0 | POWER CABLE, PREASSEMBLED | 508.73
6FX8002-5CG23-1DA0 | POWER CABLE, PREASSEMBLED | 2014.11
6FX8002-5CN41-1BG0 | POWER CABLE PREASSEMBLED | 677.13
6FX8002-5DA68-1BE0 | POWER CABLE, PREASSEMBLED EXT. | 1034.59
6FX8002-5DA68-1BG0 | POWER CABLE, PREASSEMBLED EXT. | 1116.9
6FX8002-5DF01-1AD0 | POWER CABLE, PREASSEMBLED | 165.83
6FX8002-5DF10-1AF0 | POWER CABLE, PREASSEMBLED | 239.81
6FX8002-5DG33-1BH0 | POWER CABLE, PREASSEMBLED | 2763.3
6FX8002-5DG33-1CE0 | POWER CABLE, PREASSEMBLED | 3457.08
6FX8002-5DG33-1CG0 | POWER CABLE, PREASSEMBLED | 3653.65
6FX8002-5DG41-1AG0 | POWER CABLE, PREASSEMBLED | 436.79
6FX8002-5DG41-1BD0 | POWER CABLE, PREASSEMBLED | 637.15
6FX8002-5DG43-1FA0 | POWER CABLE, PREASSEMBLED | 7397.37
6FX8002-5DG51-1BE0 | POWER CABLE, PREASSEMBLED | 662.73
6FX8002-5DG52-1FA0 | POWER CABLE PREASSEMBLED | 1720.44
6FX8002-5DG61-1AF0 | POWER CABLE, PREASSEMBLED | 526.41
6FX8002-5DG61-1DA0 | POWER CABLE, PREASSEMBLED | 1740.44
6FX8002-5DN01-1AD0 | POWER CABLE, PREASSEMBLED | 347.68
6FX8002-5DN01-1AF0 | POWER CABLE, PREASSEMBLED | 382.71
6FX8002-5DN01-1AK0 | POWER CABLE, PREASSEMBLED | 452.72
6FX8002-5DN01-1BA4 | POWER CABLE, PREASSEMBLED | 487.71
6AV2153-0XB31-8LA5 | Unified PC ES maxPT UG V16..V17->V18 DL | 4339.81
6AV2153-2FB01-8LA5 | WinCC Unified PC ES 10k V18 DL | 3165.1
6AV2153-2FB31-8LA5 | Unified PC ES 10kPT UG V16..V17->V18 DL | 1265.71
6AV2154-0BP01-8AB0 | WinCC Unified PC Parameter Ctrl. V18 | 536.64
6AV2154-0BR01-8AB0 | WinCC Unified Collaboration V18 | 2683.22
6AV2154-0XB01-8BA0 | WinCC Unified PC RT max. V18 ASIA | 28618.7
6AV2154-0XB31-8AA0 | Unified PC RT max UG V16..V17->V18 | 8586.32
6AV2154-1FB01-8AA0 | WinCC Unified PC RT 5k V18 | 7154.31
6AV2154-1FB01-8LA0 | WinCC Unified PC RT 5k V18 DL | 6388.08
6AV2154-1GB01-8LA0 | WinCC Unified PC RT 50k V18 DL | 11179.15
6AV2154-1GB31-8LA0 | Unified PC RT 50k UG V16..V17->V18 DL | 3353.32
6AV2154-2FB01-8BA0 | WinCC Unified PC RT 10k V18 ASIA | 8943.61
6AV2154-2FB31-8AA0 | Unified PC RT 10k UG V16..V17->V18 | 2683.22
6FX8002-5DS11-1BE5 | POWER CABLE, PREASSEMBLED | 601.04
6FX8002-5DS11-1BG0 | POWER CABLE, PREASSEMBLED | 621.3
6FX8002-5DS11-1BJ5 | POWER CABLE, PREASSEMBLED | 681.95
6FX8002-5DS11-1CA0 | POWER CABLE, PREASSEMBLED | 702.22
6FX8002-5DS41-1DG0 | POWER CABLE, PREASSEMBLED | 1261.31
6FX8002-5DS41-1DJ0 | POWER CABLE, PREASSEMBLED | 1310.35
6FX8002-5DS41-1HA0 | POWER CABLE, PREASSEMBLED | 2096.57
6FX8002-5DS41-1JA0 | POWER CABLE, PREASSEMBLED | 2341.68
6FX8002-5DS51-1AD0 | POWER CABLE, PREASSEMBLED | 475.49
6FX8002-5DS51-1AF0 | POWER CABLE, PREASSEMBLED | 536.98
6FX8002-5DS51-1BD0 | POWER CABLE, PREASSEMBLED | 783.05
6FX8002-5DS51-1BF0 | POWER CABLE, PREASSEMBLED | 844.53
6FX8002-5DS51-1CF0 | POWER CABLE, PREASSEMBLED | 1152.11
6FX8002-5DS51-1CK0 | POWER CABLE, PREASSEMBLED | 1275.84
6FX8002-5DS51-1DG0 | POWER CABLE, PREASSEMBLED | 1490.4
6FX8002-5DS51-1EA0 | POWER CABLE, PREASSEMBLED | 1613.45
6FX8002-5CS31-1CB0 | POWER CABLE, PREASSEMBLED | 682.5
6FX8002-5CS31-1CC5 | POWER CABLE, PREASSEMBLED | 713.71
6FX8002-5CS31-1DB5 | POWER CABLE, PREASSEMBLED | 855.39
6FX8002-5CS31-1DE0 | POWER CABLE, PREASSEMBLED | 886.82
6FX8002-5CS31-1EF0 | POWER CABLE, PREASSEMBLED | 1059.52
6FX8002-5CS31-1FA0 | POWER CABLE, PREASSEMBLED | 1136.32
6FX8002-5CS31-1CH0 | POWER CABLE, PREASSEMBLED | 776.22
6FX8002-5CS31-1JF0 | POWER CABLE, PREASSEMBLED | 1683.9
6FX8002-5CX18-1BA0 | POWER CABLE, PREASSEMBLED EXT. | 2046.46
6FX8002-5CX18-1DA0 | POWER CABLE, PREASSEMBLED EXT. | 2786.49
6FX8002-5CX28-1AG0 | POWER CABLE, PREASSEMBLED EXT. | 1963.25
6FX8002-5CX28-1AJ0 | POWER CABLE, PREASSEMBLED EXT. | 2060.38
6FX8002-5DA00-1CA0 | POWER CABLE, PREASSEMBLED | 677.56
6FX8002-5DA05-1AA5 | POWER CABLE, PREASSEMBLED EXT. | 278.11
6FX8002-5DA05-1AC6 | POWER CABLE, PREASSEMBLED EXT. | 311.64
6FX8002-5DA05-1AD2 | POWER CABLE, PREASSEMBLED EXT. | 328.33
6FX8002-5DA05-1AE5 | POWER CABLE, PREASSEMBLED EXT. | 345.17
6FX8002-5DA05-1AG0 | POWER CABLE, PREASSEMBLED EXT. | 362.16
6AV7261-1GC10-3AA0 | SIMATIC IPC677E, 22" Multitouch | 8237.01
6AV7261-2HD30-3AB2 | SIMATIC IPC677E, 24" Multitouch | 10436.35
6AV7676-4AC10-0AA0 | Accessory for MD-34A | 74.91
6AV7886-0AA12-2AA0 | SIMATIC IPC277G, 7" Multitouch | 2600.84
6AV7886-0CA21-2AB0 | SIMATIC IPC277G, 12" Multitouch | 3627.1
6AV7886-0DB22-2AB0 | SIMATIC IPC277G, 15" Multitouch | 4191.92
6AV7886-0EC21-3BC0 | SIMATIC IPC277G, 19" Multitouch | 4993.44
6BK1136-6AB01-0BU0 | F-TM ServoDrive ST | 623.8
6BK1136-6SB00-0BU0 | F-TM StepDrive ST | 723.86
6BK1637-6AB00-0BU0 | F-TM ServoDrive - Starter-Kit | 1221.78
6BK1638-0XA70-0AA0 | SIMATIC PDC Shield-Bracket-Set-70mm | 114.4
6DL1193-6TC00-0DF0 | TERMINALBLOCK, TYP F0, D-SUB, F-AI, RED | 592.21
6DL1193-6TC00-0DR0 | TERMINALBLOCK, TYP R0, D-SUB, ISOL, RED | 455.77
6DL2804-0AE41 | EX-CAB_GAS_950x450x230_M20_57CE_MET | 7133.45
6DL2804-0DE52 | EX-CAB_DUST_950x450x230_M16_110CE_BU | 6552.81
6DL2804-1AD40 | EX-DEV_GAS_650x450x230_M20_36CE_BL | 5557.44
6FX8008-1BB51-1BK0 | POWER CABLE, SOLD BY THE METER | 712.61
6FX8008-1BB51-1CE0 | POWER CABLE, SOLD BY THE METER | 893.95
6FX8008-1BB51-1EA0 | POWER CABLE, SOLD BY THE METER | 1480.36
6FX8008-1BB51-1GA0 | POWER CABLE, SOLD BY THE METER | 2215.69
6FX8008-1BB51-6AA0 | POWER CABLE, SOLD BY THE METER | 18351.76
6FX8008-1BB61-1AD0 | POWER CABLE,SOLD BY THE METER, | 158.87
6FX8008-1BB61-1BC0 | POWER CABLE,SOLD BY THE METER, | 589.7
6FX8008-1BB61-1BF0 | POWER CABLE,SOLD BY THE METER, | 732.33
6FX8008-1BB61-1CF0 | POWER CABLE,SOLD BY THE METER, | 1208.68
6FX8008-1BB61-1CJ0 | POWER CABLE,SOLD BY THE METER, | 1352.08
6FX8008-1BB61-1DJ0 | POWER CABLE,SOLD BY THE METER, | 1830.71
6FX8008-1BB61-1EB0 | POWER CABLE,SOLD BY THE METER, | 1975.73
6FX8012-5CN01-1BH5 | POWER CABLE PREASSEMBLED | 518.32
6FX8012-5CN06-1DF0 | POWER CABLE PREASSEMBLED | 582.81
6FX8012-5CN46-1BB5 | POWER CABLE PREASSEMBLED | 462.69
6FX8012-5CN51-1BF0 | POWER CABLE PREASSEMBLED | 733.03
6FX8012-5CN51-1EH0 | POWER CABLE PREASSEMBLED | 1524.75
6GK6000-8RA00-1HA0 | RUGGEDCOM CLP 2GB USB Flash Drive | 290.31
6ES7511-1FL03-0AB0 | CPU 1511F-1PN, 450KB prog, 1,5MB Data | 1618.03
6ES7511-1UL03-0AB0 | CPU 1511TF-1PN, 450KB Prg., 1.5MB Data | 2221.8
6ES7514-2SN03-0AB0 | CPU 1514SP F-2 PN, 900KbProg.3,5MbData | 3814.92
6ES7514-2WN03-0AB0 | CPU 1514SP TF-2 PN, 900KB Prg, 3,5MB Dat | 4282.49
6ES7515-2UN03-0AB0 | CPU 1515TF-2 PN, 1.5MB Progr, 4.5MB Data | 5665.05
6ES7516-3FP03-0AB0 | CPU 1516F-3 PN/DP, 3MB Prog, 7,5MB Data | 7044.93
6ES7591-1AB10-0AA0 | Display module for S7-1500 CPUs V3, 35mm | 85.15
6ES7647-0BB00-1YA2 | SIMATIC IoT2050 | 734.39
6ES7653-2DD01-0XB0 | System Expansion Card E4MB & R1 Lic. | 4726.78
6FX8002-5CA68-1BB0 | POWER CABLE, PREASSEMBLED EXT. | 813.11
6FX8002-5CE02-1BA0 | POWER CABLE, PREASSEMBLED | 346.14
6FX8002-5DA38-1BA0 | POWER CABLE, PREASSEMBLED EXT. | 607.51
6FX8002-5DA38-1BJ0 | POWER CABLE, PREASSEMBLED EXT. | 762.64
6FX8002-5DA38-1CA0 | POWER CABLE, PREASSEMBLED EXT. | 802.38
6FX8002-5DA48-1AC6 | POWER CABLE, PREASSEMBLED EXT. | 484.21
6FX8002-5DA48-1AD5 | POWER CABLE, PREASSEMBLED EXT. | 507.55
6FX8002-5DA48-1AF0 | POWER CABLE, PREASSEMBLED EXT. | 531.18
6FX8002-5DA48-1AJ0 | POWER CABLE, PREASSEMBLED EXT. | 601.45
6FX8002-5DA48-1AK5 | POWER CABLE, PREASSEMBLED EXT. | 648.14
6FX8002-5DA48-1BF0 | POWER CABLE, PREASSEMBLED EXT. | 764.73
6FX8002-5DA48-1BH0 | POWER CABLE, PREASSEMBLED EXT. | 811.63
6FX8002-5DA58-1AB5 | POWER CABLE, PREASSEMBLED EXT. | 493.51
6FX8002-5DA58-1AE0 | POWER CABLE, PREASSEMBLED EXT. | 551.71
6FX8002-5DA58-1AF5 | POWER CABLE, PREASSEMBLED EXT. | 610.31
6FX8002-5DA58-1AJ5 | POWER CABLE, PREASSEMBLED EXT. | 697.67
6FX8002-5DA58-1BA0 | POWER CABLE, PREASSEMBLED EXT. | 728.4
6FX8002-5DA58-1BE0 | POWER CABLE, PREASSEMBLED EXT. | 845.38
6FX8002-5DA58-1BG0 | POWER CABLE, PREASSEMBLED EXT. | 903.66
6FX8002-5DA68-1AF0 | POWER CABLE, PREASSEMBLED EXT. | 664.12
6FX8002-5DA68-1AG0 | POWER CABLE, PREASSEMBLED EXT. | 705.29
6FX8002-5DA68-1AJ0 | POWER CABLE, PREASSEMBLED EXT. | 788.49
6AV2105-0FA08-0AH0 | WinCC Runtime Prof 2048, V18 DL | 6972.08
6AV2105-0HA08-0AA0 | WinCC Runtime Professional 4096, V18 | 8500.84
6AV2105-0MA08-0AH0 | WinCC Runtime Prof 65536, V18 DL | 10305.32
6AV2105-0PA08-0AA0 | WinCC Runtime Prof 102400, V18 | 15968.68
6AV2105-0TA08-0AH0 | WinCC Runtime Prof 262144, V18 DL | 25832.16
6AV2105-3BB08-0AE0 | UG WinCC RT Prof 128 V16/17->V18 | 1623.51
6AV2105-3FF08-0AK0 | UG WinCC RT Prof 2048 V16/17->V18 DL | 2789.41
6AV2105-3HH08-0AK0 | UG WinCC RT Prof 4096 V16/17->V18 DL | 3079.25
6AV2128-3XB27-0AX0 | SIMATIC HMI MTP2200 Unified Comfort PRO | 7157.51
6AV2128-3XB27-1BX0 | SIMATIC HMI MTP2200 Unified Comfort PRO | 7157.51
6AV2151-0XB01-8AA5 | WinCC Unified Comfort ES V18 | 1517.55
6AV2151-0XB31-8AA5 | Unified Comfort ES UG V16..V17->V18 | 606.05
6AV2151-1JW00-0LB0 | Unified Panel Operate 1 Client DL | 1355.97
6AV2153-0XB01-8AA5 | WinCC Unified PC ES max. V18 | 12478.4
6FX8002-5DS01-1BG5 | POWER CABLE, PREASSEMBLED | 592.73
6FX8002-5DS01-1BJ0 | POWER CABLE, PREASSEMBLED | 610.31
6FX8002-5DS01-1CC5 | POWER CABLE, PREASSEMBLED | 696.76
6FX8002-5DS01-1CE0 | POWER CABLE, PREASSEMBLED | 714.43
6FX8002-5DS01-1CK0 | POWER CABLE, PREASSEMBLED | 801.8
6FX8002-5DS01-1DB0 | POWER CABLE, PREASSEMBLED | 837.6
6FX8002-5DS01-1DJ0 | POWER CABLE, PREASSEMBLED | 960.17
6FX8002-5DS01-1EC0 | POWER CABLE, PREASSEMBLED | 1030.73
6FX8002-5DS01-1GA0 | POWER CABLE, PREASSEMBLED | 1344.97
6FX8002-5DS01-1HA0 | POWER CABLE, PREASSEMBLED | 1520.73
6FX8002-5DS01-1KA0 | POWER CABLE, PREASSEMBLED | 1869.9
6FX8002-5DS01-2AA0 | POWER CABLE, PREASSEMBLED | 2045.68
6FX8002-5DS11-1AH0 | POWER CABLE, PREASSEMBLED | 439.27
6FX8002-5DS11-1AJ0 | POWER CABLE, PREASSEMBLED | 459.4
6FX8002-5CS23-1CA0 | POWER CABLE, PREASSEMBLED | 1611.79
6FX8002-5CS23-1CC0 | POWER CABLE, PREASSEMBLED | 1696.46
6FX8002-5CS23-1DF0 | POWER CABLE, PREASSEMBLED | 2246.72
6FX8002-5CS23-1EA0 | POWER CABLE, PREASSEMBLED | 2460.44
6FX8002-5CS24-1AE0 | POWER CABLE, PREASSEMBLED(1FT/1FK) | 357.41
6FX8002-5CS24-1AJ0 | POWER CABLE, PREASSEMBLED(1FT/1FK) | 512.77
6FX8002-5CS24-1CA0 | POWER CABLE, PREASSEMBLED(1FT/1FK) | 978.97
6FX8002-5CS24-1CF0 | POWER CABLE, PREASSEMBLED(1FT/1FK) | 1173.25
6FX8002-5CS26-1FA0 | POWER CABLE PREASSEMBLED | 800.31
6FX8002-5CS31-1AA8 | POWER CABLE, PREASSEMBLED | 370.34
6FX8002-5CS31-1AD5 | POWER CABLE, PREASSEMBLED | 417.29
6FX8002-5CS31-1AE0 | POWER CABLE, PREASSEMBLED | 417.4
6FX8002-5CS31-1AH0 | POWER CABLE, PREASSEMBLED | 464.08
6FX8002-5CS31-1AJ0 | POWER CABLE, PREASSEMBLED | 479.82
6FX8002-5CS31-1BA5 | POWER CABLE, PREASSEMBLED | 526.61
6FX8002-5CS31-1BC0 | POWER CABLE, PREASSEMBLED | 542.18
6FX8002-5CS31-1BD5 | POWER CABLE, PREASSEMBLED | 573.56
6FX8002-5CS31-1BH0 | POWER CABLE, PREASSEMBLED | 620.35
6FX8002-5CS31-1BJ5 | POWER CABLE, PREASSEMBLED | 651.71
6AV7242-1LC20-1AA0 | SIMATIC IPC PX-39A 15" MT (1920x1080) Ne | 6123.07
6AV7242-3AB10-1DB2 | SIMATIC IPC PX-39A 15" MT (1920 x 1080) | 6181.51
6AV7242-3CC20-1CB0 | SIMATIC IPC PX-39A 22" MT (1920 x 1080) | 7362.08
6AV7242-7BK11-2BA0 | SIMATIC IPC PX-39A 19" MT (1920 x 1080) | 8756.88
6AV7242-7NJ21-2DB0 | SIMATIC IPC PX-39A 22" MT (1920x1080) Ne | 9979.4
6AV7251-5GH35-0FA0 | SIMATIC IPC477E PRO, 19 MTouch | 7834
6AV7251-5GH37-0FA8 | SIMATIC IPC477E PRO, 19 MTouch | 7919.39
6AV7252-3CC10-0BA0 | SIMATIC IPC PX-39A PRO 19" MT | 7227.24
6AV7252-3GB10-1BB0 | SIMATIC IPC PX-39A PRO 24" MT | 8295.44
6AV7252-7GE20-2AA0 | SIMATIC IPC PX-39A PRO 24" MT | 10478.29
6FX8008-1BA51-1BF0 | POWER CABLE, SOLD BY THE METER | 688.09
6FX8008-1BA51-1CA0 | POWER CABLE, SOLD BY THE METER | 912.37
6FX8008-1BA61-1BC0 | POWER CABLE, SOLD BY THE METER | 768.91
6FX8008-1BA61-1CK0 | POWER CABLE, SOLD BY THE METER | 1834.49
6FX8008-1BB31-1BD0 | POWER CABLE,SOLD BY THE METER, | 283.1
6FX8008-1BB31-1BF0 | POWER CABLE,SOLD BY THE METER, | 324.69
6FX8008-1BB31-1CC0 | POWER CABLE,SOLD BY THE METER, | 470.63
6FX8008-1BB31-1CE0 | POWER CABLE,SOLD BY THE METER, | 512.28
6FX8008-1BB31-1FF0 | POWER CABLE,SOLD BY THE METER, | 1157.37
6FX8008-1BB31-2AA0 | POWER CABLE,SOLD BY THE METER, | 2091.61
6FX8008-1BB41-1AG0 | POWER CABLE,SOLD BY THE METER, | 167.98
6FX8008-1BB41-1AJ0 | POWER CABLE,SOLD BY THE METER, | 219.52
6FX8008-1BB41-1BD0 | POWER CABLE,SOLD BY THE METER, | 349.69
6FX8008-1BB41-1BG0 | POWER CABLE,SOLD BY THE METER, | 426.97
6FX8008-1BB41-1CJ0 | POWER CABLE,SOLD BY THE METER, | 735.25
6FX8008-1BB41-1DD0 | POWER CABLE,SOLD BY THE METER, | 865.34
6FX8008-1BB51-1AD0 | POWER CABLE, SOLD BY THE METER | 124.39
6FX5002-2CA31-1EA0 | SIGNAL CABLE, PREASSEMBLED, | 435.64
6FX5002-2CA31-1EF0 | SIGNAL CABLE, PREASSEMBLED, | 475.15
6FX5002-2CA31-1GF0 | SIGNAL CABLE, PREASSEMBLED, | 632.42
6FX5002-2CA31-1CH0 | SIGNAL CABLE, PREASSEMBLED, | 332.29
6FX5002-2CA34-1AD0 | SIGNAL CABLE, PREASSEMBLED,EXT. | 174.61
6FX5002-2CA34-1AF0 | SIGNAL CABLE, PREASSEMBLED,EXT. | 191.5
6FX5002-2CA34-1EF0 | SIGNAL CABLE, PREASSEMBLED,EXT. | 529.15
6FX5002-2CB54-1AC0 | SIGNAL CABLE, PREASSEMBLED,EXT. | 128.47
6FX5002-2CC11-1AJ0 | SIGNAL CABLE, PREASSEMBLED, | 161.18
6FX5002-2CC11-1BF0 | SIGNAL CABLE, PREASSEMBLED, | 202.15
6FX5002-2CC12-1DB0 | SIGNAL CABLE, PREASSEMBLED | 290.33
6FX5002-2CD01-1AD0 | SIGNAL CABLE, PREASSEMBLED, | 133.85
6FX5002-2CD01-1BF0 | SIGNAL CABLE, PREASSEMBLED, | 204.01
6GK6090-0AS13-0BA0-ZA00B00X01 | RUGGEDCOM RS900NC | 2065.11
6GK6090-0AS13-0BA0-ZA00B08 | RUGGEDCOM RS900NC | 3023.74
6GK6090-0AS13-0BA0-ZA01 | RUGGEDCOM RS900NC | 2268.21
6GK6090-0AS13-0BA0-ZA01B04 | RUGGEDCOM RS900NC | 2617.54
6GK6090-0AS13-0BA0-ZA01B05X01 | RUGGEDCOM RS900NC | 2617.54
6GK6090-0AS13-0BA0-ZA03B04 | RUGGEDCOM RS900NC | 3064.36
6GK6090-0AS13-0BA0-ZA04B00W00 | RUGGEDCOM RS900NC | 2414.43
6GK6090-0AS13-0BA0-ZA05B10 | RUGGEDCOM RS900NC | 3145.6
6GK6090-0AS13-0BA0-ZA07B06 | RUGGEDCOM RS900NC | 2845.01
6GK6090-0AS13-0BA0-ZA08B04 | RUGGEDCOM RS900NC | 3064.36
6GK6090-0AS13-0BA0-ZA08B04X01 | RUGGEDCOM RS900NC | 3064.36
6GK6091-0AT13-0CA0-ZA01B01C07 | RUGGEDCOM RS910NC | 2807.64
6GK6091-0AT13-0CA0-ZA01B09C01 | RUGGEDCOM RS910NC | 3179.71
6GK6091-0AT13-0CA0-ZA02B01C07 | RUGGEDCOM RS910NC | 2807.64
6GK6091-0AT21-0AA0-ZA02B09C01 | RUGGEDCOM RS910 | 2788.14
6GK6091-0AT21-0BA0-ZA00B09C01 | RUGGEDCOM RS910 | 2411.19
6GK6091-0AT21-0BA0-ZA01B04C01 | RUGGEDCOM RS910 | 2703.66
6GK6091-0AT21-0BA0-ZA01B07C01 | RUGGEDCOM RS910 | 2858.01
6GK6091-0AT21-0BA0-ZA01C06 | RUGGEDCOM RS910 | 2295.83
6GK6091-0AT21-0BA0-ZA02B01C01 | RUGGEDCOM RS910 | 2191.85
6GK6091-0AT21-0BA0-ZA02B09C01 | RUGGEDCOM RS910 | 2858.01
6GK6091-0AT21-0CA0-ZA01B01C00 | RUGGEDCOM RS910 | 2055.36
6GK6091-0AT21-0CA0-ZA01B03C01 | RUGGEDCOM RS910 | 2682.52
6GT2831-6BB00 | Reader RF1170R PoE/RJ45 | 1076.16
6FX5002-5CG41-2AA0 | POWER CABLE, PREASSEMBLED | 1093.26
6FX5002-5CG51-1AB4 | POWER CABLE, PREASSEMBLED | 232.53
6FX5002-5CG51-1BA0 | POWER CABLE, PREASSEMBLED | 321.91
6FX5002-5CG61-1BA0 | POWER CABLE PREASSEMBLED | 388.49
6FX5002-5CG61-1CA0 | POWER CABLE PREASSEMBLED | 570.48
6FX5002-5CN01-1AD3 | POWER CABLE PREASSEMBLED | 279.63
6FX5002-5CN01-1AE0 | POWER CABLE PREASSEMBLED | 279.61
6FX5002-5CN01-1AF5 | POWER CABLE PREASSEMBLED | 289.74
6FX5002-5CN01-1AG5 | POWER CABLE PREASSEMBLED | 294.77
6FX5002-5CN01-1BF3 | POWER CABLE PREASSEMBLED | 340.11
6FX5002-5CN01-1BJ3 | POWER CABLE PREASSEMBLED | 355.25
6FX5002-5CN01-1EA0 | POWER CABLE PREASSEMBLED | 461.08
6FX5002-5CN01-1FA0 | POWER CABLE PREASSEMBLED | 511.53
6FX5002-5CN05-1AF0 | POWER CABLE PREASSEMBLED | 256.71
6FX5002-5CN05-1AH0 | POWER CABLE PREASSEMBLED | 265.9
6FX5002-5CN06-1EG0 | POWER CABLE PREASSEMBLED | 381.73
6FX5002-5CN11-1BA0 | POWER CABLE PREASSEMBLED | 328.45
6FX5002-5CS01-1AC0 | POWER CABLE, PREASSEMBLED | 269.55
6FX5002-5CS01-1AD4 | POWER CABLE, PREASSEMBLED | 279.63
6FX5002-5DS21-1BD5 | POWER CABLE, PREASSEMBLED | 465.46
6FX5002-5DS21-1BF0 | POWER CABLE, PREASSEMBLED | 473.61
6FX5002-5DS21-1DG0 | POWER CABLE, PREASSEMBLED | 646.86
6FX5002-5DS21-1CH0 | POWER CABLE, PREASSEMBLED | 572.83
6FX5002-5DS31-1AH0 | POWER CABLE, PREASSEMBLED | 424
6FX5002-5DS31-1BF0 | POWER CABLE, PREASSEMBLED | 505.86
6FX5002-5CN05-1BB0 | POWER CABLE PREASSEMBLED | 284.4
6FX5002-5CN05-1HA0 | POWER CABLE PREASSEMBLED | 557.3
6FX5002-5CN05-1JA0 | POWER CABLE PREASSEMBLED | 603.52
6FX5002-5CN06-1AH2 | POWER CABLE PREASSEMBLED | 230.49
6FX5002-5CS01-1AD5 | POWER CABLE, PREASSEMBLED | 279.63
6FX5002-5DS21-1AG0 | POWER CABLE, PREASSEMBLED | 399.4
6FX5002-5DS21-1BA0 | POWER CABLE, PREASSEMBLED | 432.46
6FX5002-5DS21-1BC0 | POWER CABLE, PREASSEMBLED | 448.94
6FX5002-5DS23-1DA0 | POWER CABLE, PREASSEMBLED | 1641.82
6FX5002-5DS31-1AA0 | POWER CABLE, PREASSEMBLED | 352.32
6FX5002-5DS31-1AB0 | POWER CABLE, PREASSEMBLED | 362.61
6FX5002-5DS31-1AE0 | POWER CABLE, PREASSEMBLED | 393.22
6FX5002-5DS31-1FA0 | POWER CABLE, PREASSEMBLED | 863.4
6FX5002-5DS31-1FF0 | POWER CABLE, PREASSEMBLED | 914.53
6FX5002-5DS31-1GA0 | POWER CABLE, PREASSEMBLED | 967.45
6FX5002-5DS31-1GF0 | POWER CABLE, PREASSEMBLED | 1018.58
6FX5002-5DS31-1HA0 | POWER CABLE, PREASSEMBLED | 1069.18
6FX5002-5DS41-1BE0 | POWER CABLE, PREASSEMBLED | 546.25
6FX5002-5DS41-1BF0 | POWER CABLE, PREASSEMBLED | 559.62
6FX5002-5DS41-1BH5 | POWER CABLE, PREASSEMBLED | 600.25
6FX5002-5DS41-1BJ0 | POWER CABLE, PREASSEMBLED | 600.12
6FX5002-8QN08-1AA6 | ONE-CABLE-CONNECTION ASSEMBLY | 152.55
6FX5002-8QN08-1BH1 | ONE-CABLE-CONNECTION ASSEMBLY | 353.49
6FX5002-8QN08-1BK5 | ONE-CABLE-CONNECTION ASSEMBLY | 377.1
6FX5002-8QN08-1CB0 | ONE-CABLE-CONNECTION ASSEMBLY | 388.91
6FX3502-7CD01-1BA0 | Dual cable, Preassembled | 250.07
6FX3502-7CD01-1BF0 | Dual cable, Preassembled | 314.85
6FX3502-7CD01-1CA0 | Dual cable, Preassembled | 379.61
6FX3502-7CD01-1DA0 | Dual cable, Preassembled | 515.81
6FX3502-7DD01-1DA0 | Dual cable, Preassembled | 573.95
6FX3502-7DN01-1AD0 | Dual cable, Preassembled | 215.68
6FX3502-7DN01-1AF0 | Dual cable, Preassembled | 253.34
6FX3502-7DN01-1AH0 | Dual cable, Preassembled | 289.32
6FX3802-2XB12-1AF0 | Encoder cable, Preassembled | 156.46
6FX3802-2XB12-1AH0 | Encoder cable, Preassembled | 173.83
6FX3802-2XB12-1BA0 | Encoder cable, Preassembled | 194.11
6FX3802-2XB12-1BF0 | Encoder cable, Preassembled | 231.76
6FX3802-2XB12-1CA0 | Encoder cable, Preassembled | 263.65
6FX3802-5CK32-1BF0 | Power cable, Preassembled | 302.95
6FX3802-5CK32-1CA0 | Power cable, Preassembled | 374.25
6FX3802-5CK32-1DA0 | Power cable, Preassembled | 516.91
6FX3802-5CL01-1AD0 | Power cable, Preassembled | 121.15
6FX3802-5CL12-1AD0 | Power cable, Preassembled | 133.12
6FX3802-5CL12-1AF0 | Power cable, Preassembled | 162.88
6FX3802-5CL12-1AH0 | Power cable, Preassembled | 192.76
6FX3802-5CL12-1BA0 | Power cable, Preassembled | 234.54
6GK6090-0AS11-0BA0-ZA21B00 | RUGGEDCOM RS900NC | 3917.36
6GK6090-0AS11-0BA0-ZA21B08 | RUGGEDCOM RS900NC | 4875.99
6GK6090-0AS11-0BA0-ZA25B00 | RUGGEDCOM RS900NC | 2885.63
6GK6090-0AS11-0BA0-ZA25B03 | RUGGEDCOM RS900NC | 3234.96
6GK6090-0AS11-0CA0-ZA00B11 | RUGGEDCOM RS900NC | 3004.24
6GK6090-0AS11-0CA0-ZA01B05 | RUGGEDCOM RS900NC | 2598.04
6GK6090-0AS11-0CA0-ZA15B06 | RUGGEDCOM RS900NC | 3296.69
6GK6090-0AS12-0BA0-ZA00B00 | RUGGEDCOM RS900NC | 2065.11
6GK6090-0AS12-0BA0-ZA00B07 | RUGGEDCOM RS900NC | 2495.68
6GK6090-0AS12-0BA0-ZA12B01 | RUGGEDCOM RS900NC | 2819.02
6GK6090-0AS12-0BA0-ZA12B05 | RUGGEDCOM RS900NC | 3064.36
6GK6090-0AS12-0BA0-ZA17B00 | RUGGEDCOM RS900NC | 2885.63
6GK6090-0AS12-0BA0-ZA25B00 | RUGGEDCOM RS900NC | 2885.63
6GK6090-0AS21-0BA0-ZA01B03 | RUGGEDCOM RS900 | 2342.94
6GK6090-0AS21-0BA0-ZA01B04 | RUGGEDCOM RS900 | 2342.94
6GK6090-0AS21-0BA0-ZA01B06 | RUGGEDCOM RS900 | 2416.07
6FX8008-1BB51-1AF0 | POWER CABLE, SOLD BY THE METER | 197.66
6FX8008-1BB51-1BA0 | POWER CABLE, SOLD BY THE METER | 381.96
6FX8008-1BB51-1BC0 | POWER CABLE, SOLD BY THE METER | 455.26
6GK1716-1CB18-0AK0 | HARDNET-IE S7 V18 DL | 1608.79
6GK6000-8FG01-2AA1 | RUGGEDCOM MEDIA MODULE FG01, CC | 2446.91
6GK6000-8FG05-1AA1 | RUGGEDCOM MEDIA MODULE 1FG05, CC | 3151.97
6GK6000-8FG50-1AA1 | RUGGEDCOM MEDIA MODULE 1FG50, CC | 860.56
6GK6000-8FG52-2AA1 | RUGGEDCOM MEDIA MODULE FG52, CC | 2363.98
6GK6000-8FG53-2AA1 | RUGGEDCOM MEDIA MODULE FG53, CC | 3504.48
6GK6000-8FT50-0AA0 | RUGGEDCOM SFP2123-1SR | 576.8
6GK6000-8FX05-2AA1 | RUGGEDCOM MEDIA MODULE FX05, CC | 2509.14
6GK6000-8FX06-2AA1 | RUGGEDCOM MEDIA MODULE FX06, CC | 2509.14
6GK6000-8FX10-2AA1 | RUGGEDCOM MEDIA MODULE FX10, CC | 5039.03
6GK6000-8FX11-1AA1 | RUGGEDCOM MEDIA MODULE 1FXA11, CC | 788
6GK6000-8HC11-0AA0 | RUGGEDCOM RSG900C/R HI CONN. KIT | 178.32
6GK6000-8HC13-0AA0 | RUGGEDCOM RS900 series HI CONN. KIT | 178.32
6GK6000-8HT30-0AA0 | RUGGEDCOM RST2228 Module Label Kit | 829.46
6GK6000-8MR10-0AA0 | RUGGEDCOM MOUNTING RSG920P PANEL MOUNT | 151.35
6EP1333-1LD01 | SITOP PSU100D/1AC/24VDC/6.25A | 132.18
6EP1334-1LD01 | SITOP PSU100D/1AC/24VDC/14.6A | 179.91
6EP3434-3SB00-0AX0 | SITOP PSU4200/3AC/24VDC/10A | 194.59
6GK6021-0AS13-3DB1 | RUGGEDCOM RSG2100NC | 6507.28
6GK6021-0AS13-3DC1 | RUGGEDCOM RSG2100NC | 6507.28
6GK6021-0AS16-6DB0 | RUGGEDCOM RSG2100NC | 4833.76
6GK6021-0AS16-6DC0 | RUGGEDCOM RSG2100NC | 4833.76
6FX8002-5DA28-1BC0 | POWER CABLE, PREASSEMBLED EXT. | 610.69
6FX8002-5DA28-1BG3 | POWER CABLE, PREASSEMBLED EXT. | 694.8
6FX8002-5DA28-1BJ5 | POWER CABLE, PREASSEMBLED EXT. | 728.31
6FX8002-5DN06-1GA0 | POWER CABLE PREASSEMBLED | 1053.44
6FX8002-5DN11-1AE0 | POWER CABLE PREASSEMBLED | 378.59
6FX8002-5DN11-1BE0 | POWER CABLE PREASSEMBLED | 581.13
6FX8002-5DN11-1BG0 | POWER CABLE PREASSEMBLED | 621.63
6FX8002-5DN11-1FA0 | POWER CABLE PREASSEMBLED | 1310.38
6FX8002-5DN20-1AF0 | POWER CABLE, PREASSEMBLED | 351.61
6FX8002-5DN21-1BA0 | POWER CABLE PREASSEMBLED | 546.39
6FX8002-5DN21-1BH0 | POWER CABLE PREASSEMBLED | 668.95
6FX8002-5DN21-1DF0 | POWER CABLE PREASSEMBLED | 984.02
6FX8002-5DN26-1CC0 | POWER CABLE PREASSEMBLED | 587.75
6FX8002-5DN30-1AE0 | POWER CABLE, PREASSEMBLED | 245.81
6FX8002-5DN30-1AG0 | POWER CABLE, PREASSEMBLED | 280.83
6FX8002-5DN31-1BA0 | POWER CABLE PREASSEMBLED | 578.63
6FX8002-5DN31-1BG5 | POWER CABLE PREASSEMBLED | 720.44
6GK6090-0AS22-0BA0-ZA03B01W01 | RUGGEDCOM RS900 | 2524.93
6GK6090-0AS22-0BA0-ZA08B06 | RUGGEDCOM RS900 | 2814.14
6GK6090-0AS22-0BA0-ZA11B07 | RUGGEDCOM RS900 | 2537.93
6GK6090-0AS22-0BA0-ZA15B06 | RUGGEDCOM RS900 | 2960.37
6GK6090-0AS22-0BA0-ZA17B01 | RUGGEDCOM RS900 | 2671.16
6GK6090-0AS22-0BA0-ZA24B00 | RUGGEDCOM RS900 | 2212.97
6GK6090-0AS22-0BA0-ZA25B01 | RUGGEDCOM RS900 | 2671.16
6GK6090-0AS22-0CA0-ZA01B02 | RUGGEDCOM RS900 | 2325.07
6GK6090-0AS22-0CA0-ZA05B00 | RUGGEDCOM RS900 | 2414.43
6GK6090-0AS22-0CA1-ZA01B01 | RUGGEDCOM RS900 | 2840.13
6GK6090-0AS23-0AA0-ZA01B00 | RUGGEDCOM RS900 | 1974.13
6GK6490-8CB00-1AN0 | RUGGEDCOM RSG908C | 3542.05
6GK6490-8CB00-3CN0-ZX00 | RUGGEDCOM RSG908C | 3603.78
6GK7542-1AX10-0XE0 | Communication module CM 1542-1 | 1539.22
6GK8781-1DC02-0AK1 | SINEC NMS V2.0 Monitoring XS 1Y | 2623.95
6GK8781-1DD02-0AK1 | SINEC NMS V2.0 Monitoring XS 3Y | 7100.14
6GK8781-1TC02-0AK2 | SINEC NMS V2.0 Configuration S 1Y | 3087.01
6GK8781-1UC02-0AK1 | SINEC NMS V2.0 Monitoring M 1Y | 12502.43
6GK8781-1UD02-0AK1 | SINEC NMS V2.0 Monitoring M 3Y | 33648.51
6FX5002-5DS31-1DF0 | POWER CABLE, PREASSEMBLED | 710.99
6FX5002-5DS31-1EB0 | POWER CABLE, PREASSEMBLED | 771.89
6FX5002-5DS31-1HF0 | POWER CABLE, PREASSEMBLED | 1120.28
6FX5002-5DS31-1JF0 | POWER CABLE, PREASSEMBLED | 1222.05
6FX5002-5DS41-1BA0 | POWER CABLE, PREASSEMBLED | 492.15
6FX5002-5DS41-1BD5 | POWER CABLE, PREASSEMBLED | 546.07
6FX5002-5DS41-1CA0 | POWER CABLE, PREASSEMBLED | 627.64
6FX5002-5DS41-1CF0 | POWER CABLE, PREASSEMBLED | 695.14
6FX5002-5DS41-1DA0 | POWER CABLE, PREASSEMBLED | 761.78
6FX5002-8QE21-1EH0 | ONE-CABLE-CONNECTION EXTENSION | 1518.64
6FX5002-8QE21-1EK0 | ONE-CABLE-CONNECTION EXTENSION | 1571.42
6FX5002-8QN21-1AC0 | ONE-CABLE-CONNECTION ASSEMBLY | 250.85
6FX3502-7CN01-1AF0 | Dual cable, Preassembled | 197.32
6FX3502-7CN01-1BA0 | Dual cable, Preassembled | 250.07
6FX3502-7DD01-1BA0 | Dual cable, Preassembled | 325.37
6FX3502-7DD01-1CA0 | Dual cable, Preassembled | 484.97
6FX3502-7DN01-1BA0 | Dual cable, Preassembled | 325.37
6FX3502-7DN01-1CA0 | Dual cable, Preassembled | 484.97
6FX3802-2XB11-1CA0 | Encoder cable, Preassembled | 247.57
6FX3802-2XB12-1AD0 | Encoder cable, Preassembled | 141.95
6FX3802-5BL03-1AD0 | Brake cable, Preassembled | 85.36
6FX3802-5BL03-1AH0 | Brake cable, Preassembled | 106.27
6FX3802-5CK32-1AD0 | Power cable, Preassembled | 131.78
6FX3802-5CK32-1AH0 | Power cable, Preassembled | 195.78
6FX3802-5CL01-1AH0 | Power cable, Preassembled | 165.92
6FX3802-5CL01-1BF0 | Power cable, Preassembled | 252.42
6FX3802-5CL02-1BF0 | Power cable, Preassembled | 252.42
6FX3802-5CL02-1DA0 | Power cable, Preassembled | 401.62
6FX3802-5CL12-1BF0 | Power cable, Preassembled | 312.13
6FX3802-5CL12-1DA0 | Power cable, Preassembled | 526.9
6FX3802-5DK32-1DA0 | Power cable, Preassembled | 718.69
6GK6090-0AS11-0BA0-ZA17B07 | RUGGEDCOM RS900NC | 3316.19
6GK6090-0AS11-0BA0-ZA27B01 | RUGGEDCOM RS900NC | 3858.87
6GK6090-0AS11-0BA0-ZA32B00W00 | RUGGEDCOM RS900NC | 4778.51
6GK6090-0AS11-0BA1-ZA01B01 | RUGGEDCOM RS900NC | 3192.71
6GK6090-0AS11-0BA1-ZA21B00 | RUGGEDCOM RS900NC | 4737.9
6GK6090-0AS12-0BA0-ZA01B00 | RUGGEDCOM RS900NC | 2268.21
6GK6090-0AS12-0BA0-ZA01B04 | RUGGEDCOM RS900NC | 2617.54
6GK6090-0AS12-0BA0-ZA08B05 | RUGGEDCOM RS900NC | 3064.36
6GK6090-0AS12-0BA0-ZA12B00 | RUGGEDCOM RS900NC | 2715.02
6GK6090-0AS12-0BA0-ZA25B10 | RUGGEDCOM RS900NC | 3316.19
6GK6090-0AS13-0AA0-ZA01B04 | RUGGEDCOM RS900NC | 2550.93
6GK6090-0AS21-0BA0-ZA01B01 | RUGGEDCOM RS900 | 2126.84
6GK6090-0AS21-0BA0-ZA01B01X01 | RUGGEDCOM RS900 | 2126.84
6GK6090-0AS21-0BA0-ZA04B04 | RUGGEDCOM RS900 | 2464.8
6GK6090-0AS21-0BA0-ZA05B00 | RUGGEDCOM RS900 | 2432.31
6GK6090-0AS21-0BA0-ZA05B03W00 | RUGGEDCOM RS900 | 2741.01
6GK6090-0AS21-0BA0-ZA05B10 | RUGGEDCOM RS900 | 2814.14
6GK6090-0AS21-0BA0-ZA08B04X01 | RUGGEDCOM RS900 | 2741.01
6GK6090-0AS21-0BA0-ZA08B07 | RUGGEDCOM RS900 | 2814.14
6GK6091-0AT13-0BA0-ZA02B01C07 | RUGGEDCOM RS910NC | 2832.02
6GK6091-0AT13-0BA0-ZA02B06C05 | RUGGEDCOM RS910NC | 3327.57
6GK6091-0AT13-0BA1-ZA01B08C10 | RUGGEDCOM RS910NC | 4578.66
6GK6091-0AT23-0CA0-ZA01B00C06 | RUGGEDCOM RS910 | 2274.71
6GK6091-0AT23-0CA0-ZA01B01C04 | RUGGEDCOM RS910 | 2429.07
6GK6091-0AT23-0CA0-ZA01B07C00 | RUGGEDCOM RS910 | 2721.52
6GK6091-0AT23-0CA0-ZA01B08C01 | RUGGEDCOM RS910 | 2836.88
6FX5002-5CG01-1AH0 | POWER CABLE, PREASSEMBLED | 158.84
6FX5002-5CG01-1AJ0 | POWER CABLE, PREASSEMBLED | 163.51
6FX5002-5CG01-1BA5 | POWER CABLE, PREASSEMBLED | 177.35
6FX5002-5CG01-1BB5 | POWER CABLE, PREASSEMBLED | 181.95
6FX5002-5CG01-1BE3 | POWER CABLE, PREASSEMBLED | 195.84
6FX5002-5CS01-1AA6 | POWER CABLE, PREASSEMBLED | 264.53
6FX5002-5CS01-1AB0 | POWER CABLE, PREASSEMBLED | 264.53
6FX5002-5DS21-1CA0 | POWER CABLE, PREASSEMBLED | 515.07
6FX5002-5DS21-1CE0 | POWER CABLE, PREASSEMBLED | 548.13
6FX5002-5DS21-1CF0 | POWER CABLE, PREASSEMBLED | 556.23
6FX5002-5DS21-1DA0 | POWER CABLE, PREASSEMBLED | 597.38
6FX5002-5DS21-1DF0 | POWER CABLE, PREASSEMBLED | 638.55
6FX5002-5DS31-1CA0 | POWER CABLE, PREASSEMBLED | 557.2
6FX5002-5DS31-1CF0 | POWER CABLE, PREASSEMBLED | 608.32
6FX5002-5DS31-1CG0 | POWER CABLE, PREASSEMBLED | 618.72
6FX5002-5DS31-1DA0 | POWER CABLE, PREASSEMBLED | 659.87
6FX5002-5DS31-1KF0 | POWER CABLE, PREASSEMBLED | 1326.1
6FX5002-5DS36-1CJ0 | POWER CABLE PREASSEMBLED | 496.35
6FX5002-5DS41-1AA0 | POWER CABLE, PREASSEMBLED | 357.07
6FX5002-5DS41-1AF0 | POWER CABLE, PREASSEMBLED | 424.58
6FX5002-5DS41-1DF0 | POWER CABLE, PREASSEMBLED | 829.25
6FX5002-5DS41-1DG0 | POWER CABLE, PREASSEMBLED | 842.72
6FX5002-5DS41-1EA0 | POWER CABLE, PREASSEMBLED | 895.89
6FX5002-5DS41-1EF0 | POWER CABLE, PREASSEMBLED | 963.38
6FX3502-7CN01-1BF0 | Dual cable, Preassembled | 314.85
6FX3502-7CN01-1CA0 | Dual cable, Preassembled | 379.61
6FX3502-7CN01-1DA0 | Dual cable, Preassembled | 515.81
6FX3502-7DD01-1AD0 | Dual cable, Preassembled | 215.68
6FX3502-7DD01-1AF0 | Dual cable, Preassembled | 253.34
6FX3802-2XB11-1AD0 | Encoder cable, Preassembled | 125.89
6FX3802-2XB11-1AF0 | Encoder cable, Preassembled | 140.42
6FX3802-2XB11-1AH0 | Encoder cable, Preassembled | 159.23
6FX3802-2XB11-1BA0 | Encoder cable, Preassembled | 178.08
6FX3802-5BL03-1BA0 | Brake cable, Preassembled | 118.16
6FX3802-5BL03-1BF0 | Brake cable, Preassembled | 139.1
6FX3802-5BL03-1CA0 | Brake cable, Preassembled | 159.99
6FX3802-5BL03-1DA0 | Brake cable, Preassembled | 201.77
6FX3802-5CL01-1DA0 | Power cable, Preassembled | 401.62
6FX3802-5CL02-1AD0 | Power cable, Preassembled | 121.15
6FX3802-5CL02-1AF0 | Power cable, Preassembled | 142.1
6FX3802-5CL02-1AH0 | Power cable, Preassembled | 165.92
6FX3802-5DK32-1AF0 | Power cable, Preassembled | 254.25
6FX3802-5DK32-1AH0 | Power cable, Preassembled | 302.05
6FX3802-5DK32-1BA0 | Power cable, Preassembled | 349.82
6FX3802-5DK32-1BF0 | Power cable, Preassembled | 442.06
6GK6090-0AS11-0BA0-ZB00 | RUGGEDCOM RS900NC | 2065.11
6GK6090-0AS11-0BA1 | RUGGEDCOM RS900NC | 2885.63
6GK6090-0AS11-0BA1-ZA00B01 | RUGGEDCOM RS900NC | 2989.61
6GK6090-0AS11-0BA1-ZA01B00 | RUGGEDCOM RS900NC | 3088.73
6GK6090-0AS12-0BA0-ZA03B02 | RUGGEDCOM RS900NC | 3064.36
6GK6090-0AS12-0BA0-ZA05B01 | RUGGEDCOM RS900NC | 2819.02
6GK6090-0AS12-0BA0-ZA07B00 | RUGGEDCOM RS900NC | 2414.43
6GK6090-0AS12-0BA0-ZA08B00 | RUGGEDCOM RS900NC | 2715.02
6GK6090-0AS13-0AA0-ZA13B04 | RUGGEDCOM RS900NC | 3135.84
6GK6090-0AS13-0BA0-ZA00 | RUGGEDCOM RS900NC | 2065.11
6GK6090-0AS13-0BA0-ZA00B00 | RUGGEDCOM RS900NC | 2065.11
6GK6090-0AS13-0BA0-ZA00B00W00 | RUGGEDCOM RS900NC | 2065.11
6GK6090-0AS21-0BA0-ZA01B00 | RUGGEDCOM RS900 | 2034.24
6GK6090-0AS21-0BA0-ZA05B00X01 | RUGGEDCOM RS900 | 2432.31
6GK6090-0AS21-0BA0-ZA05B01 | RUGGEDCOM RS900 | 2524.93
6GK6090-0AS21-0BA0-ZA05B01X01 | RUGGEDCOM RS900 | 2524.93
6GK6090-0AS21-0BA0-ZA05B03 | RUGGEDCOM RS900 | 2741.01
6GK6090-0AS21-0BA0-ZA12B00 | RUGGEDCOM RS900 | 2432.31
6GK6090-0AS21-0BA0-ZA12B00W00 | RUGGEDCOM RS900 | 2432.31
6GK6091-0AT13-0BA0-ZA01B10C01 | RUGGEDCOM RS910NC | 4430.81
6GK6091-0AT13-0BA0-ZA02B01C00 | RUGGEDCOM RS910NC | 2328.33
6GK6091-0AT23-0CA0-ZA01B01C05 | RUGGEDCOM RS910 | 2429.07
6GK8781-1UE02-0AK1 | SINEC NMS V2.0 Monitoring M 5Y | 49700.98
6FX8002-5DX48-1AD0 | POWER CABLE, PREASSEMBLED EXT. | 2589.9
6FX8002-5DX48-1AF0 | POWER CABLE, PREASSEMBLED EXT. | 2839.65
6FX8002-5DX48-1BD0 | POWER CABLE, PREASSEMBLED EXT. | 3845.57
6FX8002-5DX48-1BF0 | POWER CABLE, PREASSEMBLED EXT. | 4095.3
6FX8002-5DX48-1CB0 | POWER CABLE, PREASSEMBLED EXT. | 4835.96
6FX8002-5DX48-1CD0 | POWER CABLE, PREASSEMBLED EXT. | 5087.35
6FX8002-5DX48-1CG0 | POWER CABLE, PREASSEMBLED EXT. | 5461.95
6FX8002-5DX48-1CH0 | POWER CABLE, PREASSEMBLED EXT. | 5589.11
6FX8002-5DX58-1AF0 | POWER CABLE, PREASSEMBLED EXT. | 3225.81
6FX8002-5DX58-1BD0 | POWER CABLE, PREASSEMBLED EXT. | 4779.77
6FX8002-5DX58-1BF0 | POWER CABLE, PREASSEMBLED EXT. | 5168.23
6FX8002-5DX58-1CK0 | POWER CABLE, PREASSEMBLED EXT. | 7887.69
6FX8002-5EX11-1BA0 | POWER CABLE, PREASSEMBLED | 1677.27
6FX8002-5ME05-1AH2 | POWER CABLE EXTENSION | 378.09
6FX8002-5MN05-1AE8 | POWER CABLE EXTENSION | 325.58
6FX8002-5MN05-1AF4 | POWER CABLE EXTENSION | 343.06
6FX8002-5YT02-1BA5 | POWER CABLE, PREASSEMBLED | 443.04
6FX8002-5YT02-1BD0 | POWER CABLE, PREASSEMBLED | 484.1
6FX8002-5YT02-1DA0 | POWER CABLE, PREASSEMBLED | 833.16
6FX8002-5YT04-1BF5 | POWER CABLE, PREASSEMBLED | 819.33
6FX8002-5YT05-1BB0 | POWER CABLE, PREASSEMBLED | 761.96
6FX8002-5YT05-1BG0 | POWER CABLE, PREASSEMBLED | 942.21
6GK5200-4AH10-2BA3 | SCALANCE X200-4PIRT | 2327.74
6GK5201-3JR10-2BA6 | SCALANCE X201-3P IRT PRO | 2567.13
6GK5204-0BA10-2BF2 | SCALANCE XF204IRT | 1974.21
6GK5204-0JA10-2BA6 | SCALANCE X204IRT PRO | 1876.51
6GK5328-4TS01-2AC2 | SCALANCE XCM328 | 4654.12
6GK5332-0GA00-2AC2 | SCALANCE XC332 | 5218.2
6GK5334-2TS01-4AR3 | SCALANCE XRM334 (2x230V AC, 8xFO) | 4654.12
6GK5334-3TS00-3AR3 | SCALANCE XR322-12 (230V AC) | 5218.2
6GK5428-4TR00-2AC2 | SCALANCE XC424-4 | 5782.23
6GK5534-2TR00-2AR3 | SCALANCE XR526-8 (2AR3) | 5922.56
6ES7810-5CE15-0YB5 | STEP 7 Prof. V18/2021 SR1 Combo DL, FL | 5688.39
6FX8002-5DS31-1JF0 | POWER CABLE, PREASSEMBLED | 2096.13
6FX8002-5DS31-1KF0 | POWER CABLE, PREASSEMBLED | 2299.61
6FX8002-5DS41-1AC3 | POWER CABLE, PREASSEMBLED | 449.64
6FX8002-5DS41-1AC5 | POWER CABLE, PREASSEMBLED | 449.64
6FX8002-5DS41-1AD0 | POWER CABLE, PREASSEMBLED | 449.9
6FX8002-5DS41-1AG5 | POWER CABLE, PREASSEMBLED | 548.14
6FX8002-5DS41-1AJ0 | POWER CABLE, PREASSEMBLED | 572.68
6FX8002-5DS41-1BC5 | POWER CABLE, PREASSEMBLED | 694.75
6FX8002-5DS41-1BE0 | POWER CABLE, PREASSEMBLED | 719.53
6FX8002-5DS41-1CB0 | POWER CABLE, PREASSEMBLED | 893.17
6FX8002-5DS41-1CE0 | POWER CABLE, PREASSEMBLED | 966.96
6FX8002-5DS41-1CG0 | POWER CABLE, PREASSEMBLED | 1016.21
6FX8002-5DX28-1DF0 | POWER CABLE, PREASSEMBLED EXT. | 3787.71
6FX8002-5DX38-1AE0 | POWER CABLE, PREASSEMBLED EXT. | 2545.98
6FX8002-5DX38-1AK0 | POWER CABLE, PREASSEMBLED EXT. | 3040.79
6FX8002-5DX38-1BB0 | POWER CABLE, PREASSEMBLED EXT. | 3239.23
6FX8002-5DX38-1BF0 | POWER CABLE, PREASSEMBLED EXT. | 3635.04
6FX8002-5DX38-1BH0 | POWER CABLE, PREASSEMBLED EXT. | 3833.93
6FX8002-5DX38-1BK0 | POWER CABLE, PREASSEMBLED EXT. | 4030.46
6GK6090-0AS21-0BA1-ZA16B08 | RUGGEDCOM RS900 | 3821.5
6GK6090-0AS21-0BA1-ZA17B07 | RUGGEDCOM RS900 | 3691.52
6GK6090-0AS21-0CA0-ZA01B03 | RUGGEDCOM RS900 | 2325.07
6GK6090-0AS21-0CA0-ZA05B00 | RUGGEDCOM RS900 | 2414.43
6GK6090-0AS21-0CA0-ZA15B06 | RUGGEDCOM RS900 | 2942.5
6GK6090-0AS21-0CA0-ZA17B01 | RUGGEDCOM RS900 | 2653.29
6GK6090-0AS21-0CA1-ZA08B04 | RUGGEDCOM RS900 | 3454.31
6GK6090-0AS22-0AA0-ZA01B01 | RUGGEDCOM RS900 | 2066.73
6GK6090-0AS22-0BA0-ZA00B04W01 | RUGGEDCOM RS900 | 2156.1
6FX5002-5CG01-1BF5 | POWER CABLE, PREASSEMBLED | 200.41
6FX5002-5CG01-1BJ6 | POWER CABLE, PREASSEMBLED | 214.35
6FX5002-5CG01-1CA0 | POWER CABLE, PREASSEMBLED | 218.77
6FX5002-5CG01-1CE5 | POWER CABLE, PREASSEMBLED | 241.87
6FX5002-5CG01-1CG0 | POWER CABLE, PREASSEMBLED | 246.31
6FX5002-5CG01-1EA0 | POWER CABLE, PREASSEMBLED | 311.06
6FX5002-5CG01-1EG0 | POWER CABLE, PREASSEMBLED | 338.58
6FX5002-5CG01-1HF0 | POWER CABLE, PREASSEMBLED | 473.32
6FX5002-5CG10-1AB0 | POWER CABLE PREASSEMBLED | 131.13
6FX5002-5CG10-1AF0 | POWER CABLE PREASSEMBLED | 149.67
6FX5002-5CG10-1AH2 | POWER CABLE PREASSEMBLED | 163.48
6FX5002-5CG10-1CA0 | POWER CABLE PREASSEMBLED | 219.03
6FX5002-5CG41-1BA0 | POWER CABLE, PREASSEMBLED | 294.1
6FX5002-5CG41-1CF0 | POWER CABLE, PREASSEMBLED | 427.08
6FX5002-5CG41-1DF0 | POWER CABLE, PREASSEMBLED | 515.67
6FX5002-5DG12-1AF0 | POWER CABLE PREASSEMBLED | 196.25
6FX5002-5DG12-1BD0 | POWER CABLE PREASSEMBLED | 274.51
6FX5002-5DG21-1BF0 | POWER CABLE, PREASSEMBLED, | 340.65
6FX5002-5DG22-1AC0 | POWER CABLE PREASSEMBLED | 237.82
6FX5002-5DG23-1CF0 | POWER CABLE, PREASSEMBLED | 1445.97
6FX5002-5DG31-1AF0 | POWER CABLE, PREASSEMBLED, | 270.33
6FX5002-5DG32-1DA0 | POWER CABLE PREASSEMBLED | 514.79
6FX5002-5DN21-1AF0 | POWER CABLE PREASSEMBLED | 391.21
6FX5002-5DN21-1DF0 | POWER CABLE PREASSEMBLED | 638.89
6FX5002-5DN21-1EA0 | POWER CABLE PREASSEMBLED | 680.13
6FX5002-5DN31-1CA0 | POWER CABLE PREASSEMBLED | 557.2
6FX5002-5DN31-1DA0 | POWER CABLE PREASSEMBLED | 659.68
6FX5002-5DN31-1ED0 | POWER CABLE PREASSEMBLED | 792.82
6FX5002-5DN31-1FD0 | POWER CABLE PREASSEMBLED | 895.24
6FX5002-5DN31-1GB0 | POWER CABLE PREASSEMBLED | 977.23
6FX5002-5DN41-1BC0 | POWER CABLE PREASSEMBLED | 519.15
6FX5002-5DN41-1DA0 | POWER CABLE PREASSEMBLED | 762.24
6FX5002-5DN51-1AG0 | POWER CABLE PREASSEMBLED | 459.25
6FX5002-5DN51-1BF0 | POWER CABLE PREASSEMBLED | 608.92
6FX5008-1BB05-1BH0 | POWER CABLE SOLD BY THE METER | 2934.56
6FX5008-1BB05-1CF0 | POWER CABLE SOLD BY THE METER | 4315.56
6FX5008-1BB05-1DA0 | POWER CABLE SOLD BY THE METER | 5178.64
6FX5008-1BB41-1FD0 | POWER CABLE, SOLD BY THE METER | 783.84
6FX5008-1BB41-1GA0 | POWER CABLE, SOLD BY THE METER | 885.88
6FX5008-1BB50-1AB0 | POWER CABLE, SOLD BY THE METER | 106.14
6FX5008-1BB50-1AE0 | POWER CABLE, SOLD BY THE METER | 342.37
6FX5008-1BB50-1BF0 | POWER CABLE, SOLD BY THE METER | 1214.18
6FX5008-1BB50-1CA0 | POWER CABLE, SOLD BY THE METER | 1608.18
6FX5008-1BB50-1CF0 | POWER CABLE, SOLD BY THE METER | 2004.68
6FX5008-1BB50-1DE0 | POWER CABLE, SOLD BY THE METER | 2714.01
6FX5008-1BB50-1EA0 | POWER CABLE, SOLD BY THE METER | 3179.44
6FX5008-1BB50-1HF0 | POWER CABLE, SOLD BY THE METER | 5964.73
6FX5008-1BB50-2AA0 | POWER CABLE, SOLD BY THE METER | 7932.5
6FX5008-1BB51-1AH0 | POWER CABLE, SOLD BY THE METER | 169.73
6FX5008-1BB51-1BD0 | POWER CABLE, SOLD BY THE METER | 304.3
6FX5008-1BB51-1DA0 | POWER CABLE, SOLD BY THE METER | 685.42
6FX2002-1DC20-1EF0 | SIGNAL CABLE, PREASSEMBLED | 480.98
6FX2002-1DC20-1FB0 | SIGNAL CABLE, PREASSEMBLED | 525.13
6FX2003-0GP30 | LEISTUNGSTECKER GR.1 | 50.14
6FX2003-0HP20 | LEISTUNGSTECKER GR.1 | 46.48
6FX2003-0SU35 | SHORTRECORD | 111.44
6FX2003-1GP30 | LEISTUNGSTECKER GR.1 | 50.14
6FX2003-7HP00 | Power contacts for hybrid plug, reel | 1283.06
6FX3502-2XB11-1AD0 | Encoder cable, Preassembled | 100.69
6FX3502-2XB12-1AD0 | Encoder cable, Preassembled | 113.54
6FX3502-2XB12-1AH0 | Encoder cable, Preassembled | 139.05
6FX3502-5BL03-1AD0 | Brake cable, Preassembled | 68.28
6GK6091-0AT23-0CA0-ZA01B01C07 | RUGGEDCOM RS910 | 2502.18
6GK6091-0AT23-0CA0-ZA01B03C01 | RUGGEDCOM RS910 | 2682.52
6GK6091-0AT23-0CA0-ZA01B06C07 | RUGGEDCOM RS910 | 3013.98
6FX5002-5CG01-1AJ5 | POWER CABLE, PREASSEMBLED | 168.11
6FX5002-5CG01-1AK0 | POWER CABLE, PREASSEMBLED | 167.92
6FX5002-5CG01-1AK5 | POWER CABLE, PREASSEMBLED | 172.54
6FX5002-5CG01-1BA0 | POWER CABLE, PREASSEMBLED | 172.73
6FX5002-5CG01-1BG0 | POWER CABLE, PREASSEMBLED | 200.27
6FX5002-5CG01-1BG2 | POWER CABLE, PREASSEMBLED | 204.89
6FX5002-5CG01-1BH0 | POWER CABLE, PREASSEMBLED | 205.08
6FX5002-5CG01-1BJ0 | POWER CABLE, PREASSEMBLED | 209.75
6FX5002-5CG01-1CK0 | POWER CABLE, PREASSEMBLED | 260.2
6FX5002-5CG01-1DA0 | POWER CABLE, PREASSEMBLED | 264.8
6FX5002-5CG01-1DE0 | POWER CABLE, PREASSEMBLED | 283.28
6FX5002-5CG01-1DF0 | POWER CABLE, PREASSEMBLED | 287.86
6FX5002-5CG10-1AB5 | POWER CABLE PREASSEMBLED | 135.72
6FX5002-5CG10-1AC0 | POWER CABLE PREASSEMBLED | 135.76
6FX5002-5CG10-1AD0 | POWER CABLE PREASSEMBLED | 140.37
6FX5002-5CG10-1AE0 | POWER CABLE PREASSEMBLED | 145.03
6FX5002-5CG41-1BC0 | POWER CABLE, PREASSEMBLED | 311.88
6FX5002-5CG41-1BE0 | POWER CABLE, PREASSEMBLED | 329.45
6FX5002-5CG41-1BG0 | POWER CABLE, PREASSEMBLED | 347.54
6FX5002-5CG41-1CA0 | POWER CABLE, PREASSEMBLED | 382.67
6FX5002-5DG13-1BA0 | POWER CABLE, PREASSEMBLED | 969.55
6FX5002-5DG13-1FA0 | POWER CABLE, PREASSEMBLED | 1849.94
6FX5002-5DG21-1AF0 | POWER CABLE, PREASSEMBLED, | 261.53
6FX5002-5DG21-1AG0 | POWER CABLE, PREASSEMBLED, | 269.42
6FX5002-5DG21-1BA0 | POWER CABLE, PREASSEMBLED, | 301.14
6FX5002-5DG31-1BA0 | POWER CABLE, PREASSEMBLED, | 319.37
6FX5002-5DG31-1BJ0 | POWER CABLE, PREASSEMBLED, | 397.76
6FX5002-5DG31-1CA0 | POWER CABLE, PREASSEMBLED, | 417.44
6FX5002-5DG31-1EG0 | POWER CABLE, PREASSEMBLED, | 673.13
6FX5002-5DN30-1AE0 | POWER CABLE PREASSEMBLED | 187.35
6FX5002-5DN31-1AF0 | POWER CABLE PREASSEMBLED | 403.56
6FX5002-5DN31-1AJ0 | POWER CABLE PREASSEMBLED | 434.28
6FX5002-5DN31-1BA0 | POWER CABLE PREASSEMBLED | 454.73
6FX5002-5DN31-1GF0 | POWER CABLE PREASSEMBLED | 1018.19
6FX5002-5DN31-1HA0 | POWER CABLE PREASSEMBLED | 1069.39
6FX5002-5DN36-1EC0 | POWER CABLE PREASSEMBLED | 609.65
6FX5002-5DN41-1BA0 | POWER CABLE PREASSEMBLED | 492.15
6FX5002-5DN51-1CA0 | POWER CABLE PREASSEMBLED | 692
6FX5002-5DN51-1DA0 | POWER CABLE PREASSEMBLED | 858.24
6FX5002-5DN54-1BA0 | POWER CABLE PREASSEMBLED | 394.52
6FX5008-1BB05-1BG0 | POWER CABLE SOLD BY THE METER | 2761.9
6FX5008-1BB41-1HF0 | POWER CABLE, SOLD BY THE METER | 1104.39
6FX5008-1BB41-1CH0 | POWER CABLE, SOLD BY THE METER | 405.12
6FX5008-1BB41-1KA0 | POWER CABLE, SOLD BY THE METER | 1322.89
6FX5008-1BB41-2AA0 | POWER CABLE, SOLD BY THE METER | 1468.61
6FX5008-1BB50-1CK0 | POWER CABLE, SOLD BY THE METER | 2319.93
6FX5008-1BB50-1DA0 | POWER CABLE, SOLD BY THE METER | 2398.78
6FX5008-1BB50-1DC0 | POWER CABLE, SOLD BY THE METER | 2556.89
6FX5008-1BB50-1DD0 | POWER CABLE, SOLD BY THE METER | 2635.91
6FX5008-1BB50-2FA0 | POWER CABLE, SOLD BY THE METER | 11897.48
6FX5008-1BB50-3FA0 | POWER CABLE, SOLD BY THE METER | 19802.76
6FX5008-1BB51-1AB0 | POWER CABLE, SOLD BY THE METER | 34.93
6FX5008-1BB51-1AD0 | POWER CABLE, SOLD BY THE METER | 79.77
6FX5008-1BB51-1AF0 | POWER CABLE, SOLD BY THE METER | 124.86
6FX2002-1DC20-1CG0 | SIGNAL CABLE, PREASSEMBLED | 339.73
6FX2002-1DC20-1DA0 | SIGNAL CABLE, PREASSEMBLED | 369.27
6FX2002-1DC20-1DF0 | SIGNAL CABLE, PREASSEMBLED | 406.47
6FX2003-0HP30 | LEISTUNGSTECKER GR.1 | 48.75
6FX2003-0HP40 | LEISTUNGSTECKER GR.1 | 51.76
6GK6090-0AS21-0BA0-ZA01B08 | RUGGEDCOM RS900 | 2895.38
6GK6090-0AS21-0BA0-ZA08B00 | RUGGEDCOM RS900 | 2432.31
6GK6090-0AS21-0BA0-ZA08B00W00 | RUGGEDCOM RS900 | 2432.31
6GK6090-0AS21-0BA0-ZA08B01 | RUGGEDCOM RS900 | 2524.93
6GK6090-0AS21-0BA0-ZA08B01X01 | RUGGEDCOM RS900 | 2524.93
6GK6090-0AS21-0BA0-ZA08B04 | RUGGEDCOM RS900 | 2741.01
6GK6091-0AT13-0BA0-ZA02B09C01 | RUGGEDCOM RS910NC | 3204.09
6GK6091-0AT13-0BA0-ZA02B09C05 | RUGGEDCOM RS910NC | 3498.18
6GK6091-0AT13-0BA0-ZA03B01C05 | RUGGEDCOM RS910NC | 3124.47
6GK6091-0AT13-0BA0-ZA03B06C05 | RUGGEDCOM RS910NC | 3701.28
6GK6091-0AT23-0CA0-ZA02B01C00 | RUGGEDCOM RS910 | 2055.36
6GK6091-0AT23-0CA0-ZA02B06C01 | RUGGEDCOM RS910 | 2682.52
6GK6091-0AT23-0CA0-ZA03B01C00 | RUGGEDCOM RS910 | 2388.44
6FX5002-5CG01-1AE0 | POWER CABLE, PREASSEMBLED | 144.99
6FX5002-5CG01-1AF0 | POWER CABLE, PREASSEMBLED | 149.59
6FX5002-5CG01-1AF5 | POWER CABLE, PREASSEMBLED | 154.19
6FX5002-5CG01-1AG0 | POWER CABLE, PREASSEMBLED | 154.05
6FX5002-5CG01-1BC5 | POWER CABLE, PREASSEMBLED | 186.62
6FX5002-5CG01-1BC8 | POWER CABLE, PREASSEMBLED | 186.62
6FX5002-5CG01-1BD0 | POWER CABLE, PREASSEMBLED | 186.57
6FX5002-5CG01-1BD5 | POWER CABLE, PREASSEMBLED | 191.17
6FX5002-5CG01-1CA5 | POWER CABLE, PREASSEMBLED | 223.39
6FX5002-5CG01-1CB0 | POWER CABLE, PREASSEMBLED | 223.39
6FX5002-5CG01-1CC0 | POWER CABLE, PREASSEMBLED | 228.05
6FX5002-5CG01-1CD0 | POWER CABLE, PREASSEMBLED | 232.62
6FX5002-5CG01-1FF0 | POWER CABLE, PREASSEMBLED | 380.36
6FX5002-5CG01-1GA0 | POWER CABLE, PREASSEMBLED | 401.67
6FX5002-5CG01-1GB0 | POWER CABLE, PREASSEMBLED | 406.25
6FX5002-5CG01-1GF0 | POWER CABLE, PREASSEMBLED | 424.73
6FX5002-5CG10-1AJ0 | POWER CABLE PREASSEMBLED | 163.51
6FX5002-5CG10-1BA0 | POWER CABLE PREASSEMBLED | 172.73
6FX5002-5CG10-1BC0 | POWER CABLE PREASSEMBLED | 182
6FX5002-5CG10-1BD0 | POWER CABLE PREASSEMBLED | 186.6
6FX5002-5CG41-1EA0 | POWER CABLE, PREASSEMBLED | 559.1
6FX5002-5CG41-1EF0 | POWER CABLE, PREASSEMBLED | 603.52
6FX5002-5CG41-1FA0 | POWER CABLE, PREASSEMBLED | 649.31
6FX5002-5CG41-1FF0 | POWER CABLE, PREASSEMBLED | 693.7
6FX5002-5DG22-1AF0 | POWER CABLE PREASSEMBLED | 261.53
6FX5002-5DG22-1CA0 | POWER CABLE PREASSEMBLED | 380.15
6FX5002-5DG22-1CF0 | POWER CABLE PREASSEMBLED | 419.66
6FX5002-5DG23-1BE0 | POWER CABLE, PREASSEMBLED | 1153.48
6FX5002-5DN21-1BA0 | POWER CABLE PREASSEMBLED | 432.46
6FX5002-5DN21-1BF0 | POWER CABLE PREASSEMBLED | 473.77
6FX5002-5DN21-1CA0 | POWER CABLE PREASSEMBLED | 515.07
6FX5002-5DN21-1CF0 | POWER CABLE PREASSEMBLED | 556.36
6FX5002-5DN21-1DA0 | POWER CABLE PREASSEMBLED | 597.59
6FX5002-5DN31-1DC0 | POWER CABLE PREASSEMBLED | 680.15
6FX5002-5DN31-1DF0 | POWER CABLE PREASSEMBLED | 710.93
6FX5002-5DN31-1DH0 | POWER CABLE PREASSEMBLED | 731.36
6FX5002-5DN31-1EA0 | POWER CABLE PREASSEMBLED | 762.09
6FX5002-5DN41-1FA0 | POWER CABLE PREASSEMBLED | 1032.3
6FX5002-5DN41-1HA0 | POWER CABLE PREASSEMBLED | 1302.41
6FX5002-5DN46-1AH0 | POWER CABLE PREASSEMBLED | 347.83
6FX5002-5DN51-1AC0 | POWER CABLE PREASSEMBLED | 392.72
6FX5008-1BB05-1DC0 | POWER CABLE SOLD BY THE METER | 5523.87
6FX5008-1BB05-1DF0 | POWER CABLE SOLD BY THE METER | 6041.78
6FX5008-1BB41-1EC0 | POWER CABLE, SOLD BY THE METER | 623.6
6FX5008-1BB41-1EF0 | POWER CABLE, SOLD BY THE METER | 667.35
6FX5008-1BB50-1AF0 | POWER CABLE, SOLD BY THE METER | 423.63
6FX5008-1BB50-1AH0 | POWER CABLE, SOLD BY THE METER | 581.25
6FX5008-1BB50-1BA0 | POWER CABLE, SOLD BY THE METER | 817.7
6FX5008-1BB50-1BE0 | POWER CABLE, SOLD BY THE METER | 1132.92
6GK6090-0AS22-0BA0-ZA00B07 | RUGGEDCOM RS900 | 2229.21
6GK6090-0AS22-0BA0-ZA01B04 | RUGGEDCOM RS900 | 2342.94
6GK6090-0AS22-0BA0-ZA03B00 | RUGGEDCOM RS900 | 2432.31
6GK6090-0AS23-0BA0-ZA12B10 | RUGGEDCOM RS900 | 2814.14
6GK6090-0AS23-0BA0-ZA13B00 | RUGGEDCOM RS900 | 2546.05
6GK6090-0AS23-0BA0-ZA15B04 | RUGGEDCOM RS900 | 2887.25
6GK6090-0AS23-0BA0-ZA16B00 | RUGGEDCOM RS900 | 2229.21
6GK6090-0AS23-0BA0-ZA17B07 | RUGGEDCOM RS900 | 2960.37
6GK6090-0AS23-0BA0-ZA18B00 | RUGGEDCOM RS900 | 2992.87
6GK6090-0AS23-0BA0-ZA25B00W00 | RUGGEDCOM RS900 | 2578.54
6GK6090-0AS23-0BA0-ZA25B06 | RUGGEDCOM RS900 | 2960.37
6GK6297-3PD00-4AB0 | RUGGEDCOM RMM2973-4PoE | 1233.85
6GK6297-3RM00-4AB0 | RUGGEDCOM RMM2973M-4RJ45 | 1503.42
6XV1843-5FH20-0AA0 | SM FO Cord LC/LC | 117.19
6XV1870-4BE50 | TP Cord RJ45/RJ45 0,5 m blue | 28.52
6XV1870-4BN15 | TP Cord RJ45/RJ45 15 m blue | 75.56
6XV1870-4BN25 | TP Cord RJ45/RJ45 25 m blue | 108.91
6XV1870-4GH60 | TP Cord RJ45/RJ45 6 m yellow | 45.57
6XV1870-4GN15 | TP Cord RJ45/RJ45 15 m yellow | 75.56
6XV1870-4RH10 | TP Cord RJ45/RJ45 1 m red | 30.13
6XV1870-4RH30 | TP Cord RJ45/RJ45 3 m red | 36.69
6XV1870-4UH30 | TP Cord RJ45/RJ45 3 m grey | 36.69
6XV1870-4UH60 | TP Cord RJ45/RJ45 6 m grey | 45.57
6XV1878-2D | IE FC TP Torsion Cable 4x2; by meter | 12.8
6FX8042-2CA34-1CC0 | SIGNAL CABLE, PREASSEMBLED EXT. | 413.71
6FX8042-2EQ10-1DA0 | SIGNAL CABLE, PREASSEMBLED, | 477.76
6FX8042-5CA38-1BB0 | POWER CABLE, PREASSEMBLED EXT. | 564.16
6FX8042-5CX28-1CJ0 | POWER CABLE, PREASSEMBLED EXT. | 3024.65
6FX8042-5DA05-1AF0 | POWER CABLE, PREASSEMBLED EXT. | 345.28
6GA7200-0AA00-0AA0 | SIMOCRANE SC OHBC, Gantry crane: Basic L | 30284.72
6GA7200-0AA01-0AA0 | SIMOCRANE SC INTEGRATED: STS/GSU: Basic | 33979.45
6GA7202-2AA10-1BF1 | SIMOCRANE CenSOR V3.0 | 22264.83
6GA7214-0AA00-0AA1 | SIMOCRANE CMS V4.4 SP5 (UP2) LeanSingle | 12714.03
6GA7214-0AB00-1AA1 | SIMOCRANE CMS V4.4 SP5 (UP2) AdvSingle | 27691.61
6GA7214-0BB00-0AA1 | SIMOCRANE CMS V4.4 SP5 (UP2) AdvSingle | 26842.02
6GA7214-1AA00-0AA1 | SIMOCRANE CMS V4.4 SP5 (UP2) LeanSingle | 17235.19
6GA7214-1BB00-1AA1 | SIMOCRANE CMS V4.4 SP5 (UP2) AdvSingle | 49444.04
6GA7214-2BA00-0AA1 | SIMOCRANE CMS V4.4 SP5 (UP2) LeanSingle | 33480.25
6GA7215-0AB00-0EA1 | SIMOCRANE RCMS V4.4 SP5 (UP2) | 22714.81
6GA7216-0AB00-0AA1 | SIMOCRANE CMS V4.4 SP5 (UP2) | 5654.01
6GA7260-5AA30-1AA0 | SIMOCRANE Basic Technology V5.0 AC_HW | 8619.4
6GA7260-6AA30-1AA0 | SIMOCRANE Basic Technology V5.0_AC_P | 7385.58
6GA7270-1AA20-0AA0 | SIMOCRANE DRIVE-BASED TECH.V1.0SP2 HF1 | 482.46
6GA7280-7AA20-0AB0 | MC VSL- CR DBSC V1.0 SP2 Basic Control | 2163.21
6GK1800-0AA00-7CA0 | SINEMA Remote Connect as a Service - S | 3901.27
6GK6015-0AL20-0GM0 | RUGGEDCOM APE1808 CLOUDCONNECT | 4272.1
6GK6015-0AL20-0WM1 | RUGGEDCOM RX1500PN LM W91 CC | 1721.84
6GK6021-0AS13-3DB0 | RUGGEDCOM RSG2100NC | 4833.76
6ES7660-8JA46-1QF2 | Process Control System IPC547J | 13865.7
6FX8002-5DS01-1AC7 | POWER CABLE, PREASSEMBLED | 347.59
6FX8002-5DS23-1AJ0 | POWER CABLE PREASSEMBLED | 1159.98
6FX8002-5DS23-1BB0 | POWER CABLE PREASSEMBLED | 1343.26
6FX8002-5DS23-1DA0 | POWER CABLE PREASSEMBLED | 2504.67
6FX8002-5DS23-1DJ0 | POWER CABLE PREASSEMBLED | 2993.71
6FX8002-5DS27-1DA0 | POWER CABLE PREASSEMBLED | 615.29
6FX8002-5DS31-1AA0 | POWER CABLE, PREASSEMBLED | 376.13
6FX8002-5DS31-1AH0 | POWER CABLE, PREASSEMBLED | 517.84
6FX8002-5DS31-1AJ5 | POWER CABLE, PREASSEMBLED | 558.21
6FX8002-5DS31-1BE0 | POWER CABLE, PREASSEMBLED | 659.39
6FX8002-5DS31-1BF5 | POWER CABLE, PREASSEMBLED | 699.99
6FX2003-0LL63 | M17 Power connector, 1FL2 SH48/52 | 95.93
6FX2003-0SU05 | SIGNAL CONNECTOR 12 PINS M17 | 111.44
6FX3502-2XB11-1AH0 | Encoder cable, Preassembled | 127.37
6FX3502-2XB11-1BA0 | Encoder cable, Preassembled | 142.44
6FX3502-2XB11-1BF0 | Encoder cable, Preassembled | 170.25
6FX3502-2XB11-1CA0 | Encoder cable, Preassembled | 198.1
6FX3502-5BL03-1BF0 | Brake cable, Preassembled | 111.26
6FX3502-5BL03-1CA0 | Brake cable, Preassembled | 127.98
6FX3502-5BL03-1DA0 | Brake cable, Preassembled | 161.45
6FX3502-5CK32-1AD0 | Power cable, Preassembled | 105.42
6FX3502-5CL02-1AD0 | Power cable, Preassembled | 96.92
6FX3502-5CL02-1AF0 | Power cable, Preassembled | 113.67
6FX3502-5CL02-1AH0 | Power cable, Preassembled | 132.77
6FX3502-5CL02-1BA0 | Power cable, Preassembled | 154.22
6FX3502-5DK32-1BA0 | Power cable, Preassembled | 279.86
6FX3502-5DK32-1BF0 | Power cable, Preassembled | 353.63
6FX3502-5DK32-1CA0 | Power cable, Preassembled | 427.39
6FX3502-5DK32-1DA0 | Power cable, Preassembled | 574.95
6GK6090-0AS11-0AA0-ZA05B07 | RUGGEDCOM RS900NC | 3078.97
6GK6090-0AS11-0AA0-ZA08B00 | RUGGEDCOM RS900NC | 2648.41
6GK6090-0AS11-0AA0-ZA20B12 | RUGGEDCOM RS900NC | 4313.81
6GK6090-0AS11-0BA0-ZA00B00 | RUGGEDCOM RS900NC | 2065.11
6GK6090-0AS11-0BA0-ZA00B04 | RUGGEDCOM RS900NC | 2414.43
6GK6090-0AS11-0BA0-ZA05B10 | RUGGEDCOM RS900NC | 3145.6
6GK6090-0AS11-0BA0-ZA08B00 | RUGGEDCOM RS900NC | 2715.02
6GK6090-0AS11-0BA0-ZA08B01 | RUGGEDCOM RS900NC | 2819.02
6GK6090-0AS11-0BA0-ZA08B04 | RUGGEDCOM RS900NC | 3064.36
6GK6090-0AS11-0BA0-ZA16B00 | RUGGEDCOM RS900NC | 2495.68
6GK6090-0AS11-0BA0-ZA17B00 | RUGGEDCOM RS900NC | 2885.63
6GK6090-0AS11-0BA0-ZA17B01 | RUGGEDCOM RS900NC | 2989.61
6GK6090-0AS11-0BA0-ZA17B05 | RUGGEDCOM RS900NC | 3234.96
6GK6090-0AS13-0CA0-ZA03B02 | RUGGEDCOM RS900NC | 3044.86
6GK6090-0AS13-0CA0-ZA05B00 | RUGGEDCOM RS900NC | 2695.52
6GK6090-0AS13-0CA0-ZA05B00W00 | RUGGEDCOM RS900NC | 2695.52
6GK6090-0AS13-0CA0-ZA05B04 | RUGGEDCOM RS900NC | 3044.86
6GK6090-0AS13-0CA0-ZA05B06 | RUGGEDCOM RS900NC | 3126.1
6GK6090-0AS21-0AA0-ZA00B00 | RUGGEDCOM RS900 | 1787.26
6GK6090-0AS21-0AA0-ZA08B00 | RUGGEDCOM RS900 | 2372.2
6GK6090-0AS21-0AA0-ZA15B00 | RUGGEDCOM RS900 | 2518.43
6GK6090-0AS21-0AA0-ZA17B00 | RUGGEDCOM RS900 | 2518.43
6GK6090-0AS21-0BA0-ZA00B07 | RUGGEDCOM RS900 | 2229.21
6GK6090-0AS21-0BA0-ZA00B10 | RUGGEDCOM RS900 | 2229.21
6GK6091-0AT23-0BA0-ZA01B01C05 | RUGGEDCOM RS910 | 2450.18
6GK6091-0AT23-0BA0-ZA01B01C06 | RUGGEDCOM RS910 | 2523.29
6GK6091-0AT23-0BA0-ZA01B09C00 | RUGGEDCOM RS910 | 2742.65
6GK6091-0AT23-0BA0-ZA01B09C01 | RUGGEDCOM RS910 | 2858.01
6GK6091-0AT23-0BA0-ZA01B09C07 | RUGGEDCOM RS910 | 3189.47
6GK6091-0AT23-0BA0-ZA02B01C00 | RUGGEDCOM RS910 | 2076.49
6GK6091-0AT23-0BA0-ZA03B06C05 | RUGGEDCOM RS910 | 3295.07
6GK6091-0AT23-0BA1-ZA00B01C01 | RUGGEDCOM RS910 | 2638.65
6GK6091-0AT23-0BA1-ZA00B06C05 | RUGGEDCOM RS910 | 3408.81
6GK6091-0AT23-0BA1-ZA01B00C00 | RUGGEDCOM RS910 | 2742.65
6GK6091-0AT23-0BA1-ZA01B01C05 | RUGGEDCOM RS910 | 3343.82
6SL5310-1BE15-0DF0 | SINAMICS S210, 3AC 400V, 5.0kW | 2523
6SL5310-1BE17-0DF0 | SINAMICS S210, 3AC 400V, 7.0kW | 3126.96
6SL5370-0GB00-0AA0 | SINAMICS S210 SD-Card V6.1 | 123.41
6SL5370-0GB00-0AA0-ZF01 | SINAMICS S210 SD-Card V6.1 | 616.63
6SL5510-1BE17-0AF0 | SINAMICS S200 PN, 3 AC 400V 7kW | 2687.19
6SL5550-0XB21-8CA0 | Line filter 1AC 18A for SINAMICS S200 | 118.76
6SL5550-0XE20-5CA0 | Line filter 3AC 5A for SINAMICS S200 | 151.21
6SL5550-0XE21-2CA0 | Line filter 3AC 12A for SINAMICS S200 | 174.98
6FX3502-5BL03-1AH0 | Brake cable, Preassembled | 85.02
6FX3502-5CK32-1AH0 | Power cable, Preassembled | 156.64
6FX3502-5CK32-1BF0 | Power cable, Preassembled | 242.37
6FX3502-5CL01-1BF0 | Power cable, Preassembled | 201.95
6FX3502-5CL01-1DA0 | Power cable, Preassembled | 321.28
6FX3502-5CL02-1BF0 | Power cable, Preassembled | 201.95
6FX3502-5CL02-1DA0 | Power cable, Preassembled | 321.28
6FX3502-5CL12-1DA0 | Power cable, Preassembled | 421.52
6FX3502-5DK32-1AF0 | Power cable, Preassembled | 203.39
6FX3502-7CD01-1AF0 | Dual cable, Preassembled | 197.32
6GK6090-0AS11-0BA0-ZA00B07 | RUGGEDCOM RS900NC | 2495.68
6GK6090-0AS11-0BA0-ZA01B01 | RUGGEDCOM RS900NC | 2372.2
6GK6090-0AS11-0BA0-ZA04B02 | RUGGEDCOM RS900NC | 2763.77
6GK6090-0AS11-0BA0-ZA05B03 | RUGGEDCOM RS900NC | 3064.36
6GK6090-0AS11-0BA0-ZA09B10 | RUGGEDCOM RS900NC | 3194.33
6GK6090-0AS11-0BA0-ZA11B00 | RUGGEDCOM RS900NC | 2414.43
6GK6090-0AS11-0BA0-ZA15B00 | RUGGEDCOM RS900NC | 2885.63
6GK6090-0AS11-0BA0-ZA15B04 | RUGGEDCOM RS900NC | 3234.96
6GK6090-0AS13-0BA1-ZA12B00 | RUGGEDCOM RS900NC | 3535.55
6GK6090-0AS13-0CA0 | RUGGEDCOM RS900NC | 2045.62
6GK6090-0AS13-0CA0-ZA01B01 | RUGGEDCOM RS900NC | 2352.7
6GK6090-0AS13-0CA0-ZA03B00 | RUGGEDCOM RS900NC | 2695.52
6GK6090-0AS13-0CA0-ZA08B00 | RUGGEDCOM RS900NC | 2695.52
6GK6090-0AS13-0CA0-ZA08B04 | RUGGEDCOM RS900NC | 3044.86
6GK6090-0AS13-0CA0-ZA17B07 | RUGGEDCOM RS900NC | 3296.69
6GK6090-0AS21-0AA0 | RUGGEDCOM RS900 | 1787.26
6GK6090-0AS21-0AA0-ZA21B00 | RUGGEDCOM RS900 | 3444.55
6GK6090-0AS21-0AA1-ZA06B05 | RUGGEDCOM RS900 | 3452.68
6GK6090-0AS21-0BA0-ZA00 | RUGGEDCOM RS900 | 1847.39
6GK6090-0AS21-0BA0-ZA00B04 | RUGGEDCOM RS900 | 2156.1
6GK6090-0AS21-0BA0-ZA00B05X01 | RUGGEDCOM RS900 | 2156.1
6GK6091-0AT23-0BA0-ZA01B01C10 | RUGGEDCOM RS910 | 2523.29
6GK6091-0AT23-0BA0-ZA01B03C00 | RUGGEDCOM RS910 | 2588.3
6GK6091-0AT23-0BA0-ZA01B06C05 | RUGGEDCOM RS910 | 2961.99
6GK6091-0AT23-0BA0-ZA01B07C00 | RUGGEDCOM RS910 | 2742.65
6GK6091-0AT23-0BA0-ZA01B08C01 | RUGGEDCOM RS910 | 2858.01
6GK6091-0AT23-0BA0-ZA02B01C05 | RUGGEDCOM RS910 | 2450.18
6GK6091-0AT23-0BA0-ZA02B03C00 | RUGGEDCOM RS910 | 2588.3
6GK6091-0AT23-0BA0-ZA03B02C01 | RUGGEDCOM RS910 | 2923
6GK6091-0AT23-0BA0-ZA03B06C01 | RUGGEDCOM RS910 | 3036.74
6GK6091-0AT23-0BA1-ZA02B00C00 | RUGGEDCOM RS910 | 2742.65
6GK6091-0AT23-0CA0-ZA00B01C00 | RUGGEDCOM RS910 | 1608.54
6SL5310-1BE11-0DF0 | SINAMICS S210, 3AC 400V, 1.0kW | 1178.89
6SL5310-1BE12-0DF0 | SINAMICS S210, 3AC 400V, 2.0kW | 1541.29
6SL5510-1BB10-2AF0 | SINAMICS S200 PN, 1/3 AC 200V 0.2kW | 807.39
6SL5510-1BB10-8AF0 | SINAMICS S200 PN, 1/3 AC 200V 0.75kW | 939.89
6SL5510-1BE12-5AF0 | SINAMICS S200 PN, 3 AC 400V 2.5kW | 1286.12
6SL5510-1BE15-0AF0 | SINAMICS S200 PN, 3 AC 400V 5kW | 2143.54
6SL5550-0XE22-0CA0 | Line filter 3AC 20A for SINAMICS S200 | 211.22
6SL5560-0DE00-0AA0 | Replacement fan for SINAMICS S200 FSD | 36.45
6SL5610-1BB10-4AF0 | SINAMICS S200 Basic PN, 1/3 AC 200V 0.4k | 781.15
6SL5610-1BB11-0AF0 | SINAMICS S200 Basic PN, 1/3 AC 200V 1kW | 933.67
6FX5002-2DC10-1AF8 | SIGNAL CABLE, PREASSEMBLED | 155.11
6FX5002-2DC10-1AG1 | SIGNAL CABLE, PREASSEMBLED | 162.02
6FX5002-2DC10-1AH8 | SIGNAL CABLE, PREASSEMBLED | 169.21
6FX5002-2DC10-1AJ5 | SIGNAL CABLE, PREASSEMBLED | 176.35
6FX5002-2DC10-1BA1 | SIGNAL CABLE, PREASSEMBLED | 190.46
6FX5002-2DC10-1BB0 | SIGNAL CABLE, PREASSEMBLED | 190.46
6FX5002-2DC10-1BD1 | SIGNAL CABLE, PREASSEMBLED | 211.79
6FX5002-2DC10-1BE0 | SIGNAL CABLE, PREASSEMBLED | 211.81
6FX5002-2DC10-1BF3 | SIGNAL CABLE, PREASSEMBLED | 226.12
6FX5008-1BB50-1FC0 | POWER CABLE, SOLD BY THE METER | 4150.22
6FX5008-1BB50-1FF0 | POWER CABLE, SOLD BY THE METER | 4388.61
6FX5008-1BB50-1FH0 | POWER CABLE, SOLD BY THE METER | 4546.23
6FX5008-1BB50-1GA0 | POWER CABLE, SOLD BY THE METER | 4780.16
6FX5008-1BB51-1BF0 | POWER CABLE, SOLD BY THE METER | 349.4
6FX5008-1BB51-1CA0 | POWER CABLE, SOLD BY THE METER | 461.1
6FX5008-1BB51-1CF0 | POWER CABLE, SOLD BY THE METER | 573.46
6FX5008-1BB51-1CG0 | POWER CABLE, SOLD BY THE METER | 595.92
6FX2002-1DC20-1FF0 | SIGNAL CABLE, PREASSEMBLED | 554.92
6FX2002-1DC20-1GA0 | SIGNAL CABLE, PREASSEMBLED | 594.06
6FX2002-1DC20-1GF0 | SIGNAL CABLE, PREASSEMBLED | 631.29
6FX2003-0DB63 | M17 Encoder connector, 1FL2 SH48/52 | 97.66
6FX2003-0DE61 | IX connector for S200, C-coding | 80.63
6FX2003-1HP20 | LEISTUNGSTECKER GR.1 | 46.48
6FX2003-1HP30 | LEISTUNGSTECKER GR.1 | 48.75
6FX2003-1HP40 | LEISTUNGSTECKER GR.1 | 51.76
6FX2003-3HD00 | Hybrid plug, Drive end direction | 116.01
6FX3502-2XB12-1BA0 | Encoder cable, Preassembled | 155.31
6FX3502-2XB12-1BF0 | Encoder cable, Preassembled | 185.42
6FX3502-2XB12-1CA0 | Encoder cable, Preassembled | 210.93
6FX3502-2XB12-1DA0 | Encoder cable, Preassembled | 266.55
6FX3502-5CK32-1DA0 | Power cable, Preassembled | 413.5
6FX3502-5CL01-1AD0 | Power cable, Preassembled | 96.92
6FX3502-5CL01-1AF0 | Power cable, Preassembled | 113.67
6FX3502-5CL01-1AH0 | Power cable, Preassembled | 132.77
6FX3502-5CL12-1AF0 | Power cable, Preassembled | 130.32
6FX3502-5CL12-1AH0 | Power cable, Preassembled | 154.22
6FX3502-5CL12-1BA0 | Power cable, Preassembled | 187.66
6FX3502-5CL12-1BF0 | Power cable, Preassembled | 249.7
6GK6090-0AS11-0BA0-ZA01B04 | RUGGEDCOM RS900NC | 2617.54
6GK6090-0AS11-0BA0-ZA01B05 | RUGGEDCOM RS900NC | 2617.54
6GK6090-0AS11-0BA0-ZA01B06 | RUGGEDCOM RS900NC | 2698.78
6GK6090-0AS11-0BA0-ZA01B10 | RUGGEDCOM RS900NC | 2698.78
6GK6090-0AS11-0BA0-ZA12B00 | RUGGEDCOM RS900NC | 2715.02
6GK6090-0AS11-0BA0-ZA12B01 | RUGGEDCOM RS900NC | 2819.02
6GK6090-0AS11-0BA0-ZA12B05 | RUGGEDCOM RS900NC | 3064.36
6GK6090-0AS11-0BA0-ZA12B07 | RUGGEDCOM RS900NC | 3145.6
6GK6090-0AS11-0BA0-ZA14B00 | RUGGEDCOM RS900NC | 2495.68
6GK6090-0AS13-0CA0-ZA00B00 | RUGGEDCOM RS900NC | 2045.62
6GK6090-0AS13-0CA0-ZA00B05 | RUGGEDCOM RS900NC | 2394.94
6GK6090-0AS13-0CA0-ZA00B10 | RUGGEDCOM RS900NC | 2476.18
6GK6090-0AS13-0CA0-ZA01B00 | RUGGEDCOM RS900NC | 2248.72
6GK6090-0AS13-0CA0-ZA12B05 | RUGGEDCOM RS900NC | 3044.86
6GK6090-0AS13-0CA0-ZA15B00 | RUGGEDCOM RS900NC | 2866.13
6GK6090-0AS13-0CA0-ZA15B05 | RUGGEDCOM RS900NC | 3215.47
6GK6090-0AS13-0CA0-ZA16B00 | RUGGEDCOM RS900NC | 2476.18
6GK6090-0AS21-0BA0-ZA00B00 | RUGGEDCOM RS900 | 1847.39
6GK6090-0AS21-0BA0-ZA00B00W00 | RUGGEDCOM RS900 | 1847.39
6GK6090-0AS21-0BA0-ZA00B01 | RUGGEDCOM RS900 | 1940
6GK6090-0AS21-0BA0-ZA00B03 | RUGGEDCOM RS900 | 2156.1
6GK6091-0AT23-0BA0-ZA01B03C01 | RUGGEDCOM RS910 | 2703.66
6GK6091-0AT23-0BA0-ZA01B04C01 | RUGGEDCOM RS910 | 2703.66
6GK6091-0AT23-0BA0-ZA01B05C01 | RUGGEDCOM RS910 | 2703.66
6GK6091-0AT23-0BA0-ZA01B06C01 | RUGGEDCOM RS910 | 2703.66
6GK6091-0AT23-0BA0-ZA02B06C05 | RUGGEDCOM RS910 | 2961.99
6GK6091-0AT23-0BA0-ZA02B09C01 | RUGGEDCOM RS910 | 2858.01
6GK6091-0AT23-0BA0-ZA02B09C07 | RUGGEDCOM RS910 | 3189.47
6GK6091-0AT23-0BA0-ZA03B01C00 | RUGGEDCOM RS910 | 2409.57
6SL5310-1BB10-4CF0 | SINAMICS S210, 1AC 230V, 0.4kW | 986.23
6SL5310-1BB10-8CF0 | SINAMICS S210, 1AC 230V, 0.75kW | 1088.67
6SL5310-1BE10-4DF0 | SINAMICS S210, 3AC 400V, 0.4kW | 993.89
6SL5310-1BE10-8DF0 | SINAMICS S210, 3AC 400V, 0.75kW | 1091.75
6SL5668-0XX00-0AA0 | Terminal kit for SINAMICS S200 Basic | 20
6SL5970-0AA00-0AA0 | SINAMICS SD-Card 8 GByte | 96.49
6SL5970-0AA00-0AA0-ZF01 | SINAMICS SD-Card 8 GByte | 588.13
6SL5977-0AA00-2HA0 | Safety Integrated Extended | 459.2
6SW1700-2JD01-0AG0 | DRIVE ES PCS7 APL V9.1 SP1 OSD | 2975.19
6FX5002-2DC10-1AJ6 | SIGNAL CABLE, PREASSEMBLED | 176.35
6FX5002-2DC10-1AK0 | SIGNAL CABLE, PREASSEMBLED | 176.43
6FX5002-2DC10-1AK3 | SIGNAL CABLE, PREASSEMBLED | 183.54
6FX5002-2DC10-1AK5 | SIGNAL CABLE, PREASSEMBLED | 183.54
6FX5002-2DC10-1BE3 | SIGNAL CABLE, PREASSEMBLED | 218.92
6FX5002-2DC10-1BE5 | SIGNAL CABLE, PREASSEMBLED | 218.92
6FX5002-2DC10-1BE8 | SIGNAL CABLE, PREASSEMBLED | 218.92
6FX5002-2DC10-1BF0 | SIGNAL CABLE, PREASSEMBLED | 219
6FX5002-2DC10-1BJ3 | SIGNAL CABLE, PREASSEMBLED | 247.33
6FX5002-2DC10-1BJ5 | SIGNAL CABLE, PREASSEMBLED | 247.33
6FX5002-2DC10-1BJ6 | SIGNAL CABLE, PREASSEMBLED | 247.33
6FX5002-2DC10-1BK0 | SIGNAL CABLE, PREASSEMBLED | 247.43
6FX5002-2DC10-1CA0 | SIGNAL CABLE, PREASSEMBLED | 254.62
6FX5002-5CA28-1AF0 | POWER CABLE, PREASSEMBLED,EXT. | 397.7
6FX5002-5CA28-1AG0 | POWER CABLE, PREASSEMBLED,EXT. | 402.17
6FX5002-5CA38-1AC0 | POWER CABLE, PREASSEMBLED,EXT. | 403.42
6FX5002-5CA38-1BA0 | POWER CABLE, PREASSEMBLED,EXT. | 453.72
6FX5002-5CG01-1AC2 | POWER CABLE, PREASSEMBLED | 140.38
6FX5002-5CG01-1AC5 | POWER CABLE, PREASSEMBLED | 140.38
6FX5002-5CG01-1AC6 | POWER CABLE, PREASSEMBLED | 140.38
6FX5002-5CG01-1AD0 | POWER CABLE, PREASSEMBLED | 140.35
6FX5002-5CS31-1EC0 | POWER CABLE, PREASSEMBLED | 612.55
6FX5002-5CS31-1EF0 | POWER CABLE, PREASSEMBLED | 632.53
6FX5002-5CS31-1FA0 | POWER CABLE, PREASSEMBLED | 666.28
6FX5002-5CS31-1FF0 | POWER CABLE, PREASSEMBLED | 699.56
6FX5002-5CS31-1GA0 | POWER CABLE, PREASSEMBLED | 733.32
6FX5002-5CS41-1AG0 | POWER CABLE, PREASSEMBLED | 392.46
6FX5002-5CS41-1AK0 | POWER CABLE, PREASSEMBLED | 420.95
6FX5002-5CS41-1BA0 | POWER CABLE, PREASSEMBLED | 430.4
6FX5002-5CS41-1BC0 | POWER CABLE, PREASSEMBLED | 449.41
6FX5002-5CS41-1GA0 | POWER CABLE, PREASSEMBLED | 904.43
6FX5002-5CS41-1GF0 | POWER CABLE, PREASSEMBLED | 951.85
6FX5002-5CS41-1HA0 | POWER CABLE, PREASSEMBLED | 999.23
6FX5002-5CS41-1HF0 | POWER CABLE, PREASSEMBLED | 1046.65
6FX5002-5DG10-1BB0 | POWER CABLE PREASSEMBLED | 233.43
6FX5002-5DG10-1BF0 | POWER CABLE PREASSEMBLED | 265.03
6FX5002-5DG10-1CA0 | POWER CABLE PREASSEMBLED | 304.51
6FX5002-5DG10-1DA0 | POWER CABLE PREASSEMBLED | 383.61
6FX5008-1BA51-1DA0 | POWER CABLE, SOLD BY THE METER | 810.87
6FX5008-1BA51-1HF0 | POWER CABLE, SOLD BY THE METER | 2010.14
6FX5008-1BA61-1BF0 | POWER CABLE, SOLD BY THE METER, | 561.84
6FX5008-1BB61-1CF0 | POWER CABLE, SOLD BY THE METER | 758.86
6FX5008-1BB61-1CG0 | POWER CABLE, SOLD BY THE METER | 788.44
6FX5008-1BB61-1DA0 | POWER CABLE, SOLD BY THE METER | 905.91
6FX5008-1BB61-1DB0 | POWER CABLE, SOLD BY THE METER | 935.75
6FX5008-1BB61-1DF0 | POWER CABLE, SOLD BY THE METER | 1054.85
6FX5008-1BB70-1BH0 | POWER CABLE SOLD BY THE METER | 2442.55
6FX5008-1BB70-1CA0 | POWER CABLE SOLD BY THE METER | 2873.59
6FX5008-1BB70-1CF0 | POWER CABLE SOLD BY THE METER | 3591.97
6FX5008-1BB70-1DA0 | POWER CABLE SOLD BY THE METER | 4310.35
6FX7002-5EB11-1AH0 | POWER CABLE, PREASSEMBLED | 331.38
6FX7002-5EB11-1AJ0 | POWER CABLE, PREASSEMBLED | 355.9
6FX7002-5EB11-1AJ2 | POWER CABLE, PREASSEMBLED | 380.62
6FX7002-5EB11-1AJ5 | POWER CABLE, PREASSEMBLED | 380.62
6FX7002-5EX10-1AK5 | POWER CABLE, PREASSEMBLED | 367.57
6FX7002-5EX10-1BA5 | POWER CABLE, PREASSEMBLED | 390.57
6FX5002-2DC10-1BF5 | SIGNAL CABLE, PREASSEMBLED | 226.12
6FX5002-2DC10-1BH2 | SIGNAL CABLE, PREASSEMBLED | 240.2
6FX5002-2DC10-1BH8 | SIGNAL CABLE, PREASSEMBLED | 240.2
6FX5002-2DC10-1CA5 | SIGNAL CABLE, PREASSEMBLED | 261.74
6FX5002-2DC10-1CB3 | SIGNAL CABLE, PREASSEMBLED | 268.85
6FX5002-5CA23-2AA0 | POWER CABLE PREASSEMBLED | 3247.26
6FX5002-5CA28-1AC0 | POWER CABLE, PREASSEMBLED,EXT. | 383.89
6FX5002-5CA38-1CA0 | POWER CABLE, PREASSEMBLED,EXT. | 516.61
6FX5002-5CA58-1AG5 | POWER CABLE, PREASSEMBLED,EXT. | 466.66
6FX5002-5CG01-1AB3 | POWER CABLE, PREASSEMBLED | 135.72
6FX5002-5CG01-1AB6 | POWER CABLE, PREASSEMBLED | 135.72
6FX5002-5CG01-1AD5 | POWER CABLE, PREASSEMBLED | 144.94
6FX5002-5CS02-1DA0 | POWER CABLE, PREASSEMBLED | 348.61
6FX5002-5CS31-1DA0 | POWER CABLE, PREASSEMBLED | 533.33
6FX5002-5CS31-1DG0 | POWER CABLE, PREASSEMBLED | 573.36
6FX5002-5CS31-1GF0 | POWER CABLE, PREASSEMBLED | 766.63
6FX5002-5CS31-1HF0 | POWER CABLE, PREASSEMBLED | 833.69
6FX5002-5CS41-1AA0 | POWER CABLE, PREASSEMBLED | 335.59
6FX5002-5CS41-1AF0 | POWER CABLE, PREASSEMBLED | 383.01
6FX5002-5CS41-1BD0 | POWER CABLE, PREASSEMBLED | 458.85
6FX5002-5CS41-1BG0 | POWER CABLE, PREASSEMBLED | 487.27
6FX5002-5CS41-1CC0 | POWER CABLE, PREASSEMBLED | 544.48
6FX5002-5CS41-1EF0 | POWER CABLE, PREASSEMBLED | 762.24
6FX5002-5CS41-1FA1 | POWER CABLE, PREASSEMBLED | 819.11
6FX5002-5CS41-1JF0 | POWER CABLE, PREASSEMBLED | 1141.44
6FX5002-5CS41-1KF0 | POWER CABLE, PREASSEMBLED | 1236.28
6FX5002-5CS42-1AH8 | POWER CABLE, PREASSEMBLED | 278.45
6FX5002-5CS42-1BF0 | POWER CABLE, PREASSEMBLED | 344.81
6FX5002-5DG10-1BA0 | POWER CABLE PREASSEMBLED | 225.5
6FX5002-5DG10-1EE0 | POWER CABLE PREASSEMBLED | 494.35
6FX5002-5DG11-1AF0 | POWER CABLE, PREASSEMBLED | 196.34
6FX5002-5DG11-1DC0 | POWER CABLE, PREASSEMBLED | 462.88
6FX5008-1BA61-1CA0 | POWER CABLE, SOLD BY THE METER, | 744.75
6FX5008-1BA61-1DA0 | POWER CABLE, SOLD BY THE METER, | 1107.83
6FX5008-1BB61-1BH0 | POWER CABLE, SOLD BY THE METER | 520.01
6FX5008-1BB61-1CB0 | POWER CABLE, SOLD BY THE METER | 639.75
6FX5008-1BB61-1EA0 | POWER CABLE, SOLD BY THE METER | 1204.21
6FX5008-1BB61-1EG0 | POWER CABLE, SOLD BY THE METER | 1382.71
6FX5008-1BB70-1AF0 | POWER CABLE SOLD BY THE METER | 718.4
6FX5008-1BB70-1BE0 | POWER CABLE SOLD BY THE METER | 2011.52
6FX5008-1BB70-1EA0 | POWER CABLE SOLD BY THE METER | 5747.12
6FX5008-1BB70-1KC0 | POWER CABLE SOLD BY THE METER | 13218.4
6FX5012-2CA31-1GA0 | SIGNAL CABLE, PREASSEMBLED, | 592.91
6FX7002-5EB11-1AF0 | POWER CABLE, PREASSEMBLED | 282.14
6FX7002-5EB11-1AK5 | POWER CABLE, PREASSEMBLED | 405.38
6FX7002-5EB11-1BA5 | POWER CABLE, PREASSEMBLED | 430.82
6FX7002-5EX01-1BA0 | POWER CABLE, PREASSEMBLED | 516.56
6FX7002-5EX10-1AH0 | POWER CABLE, PREASSEMBLED | 298.54
6FX7002-5LM00-1BG0 | POWER CABLE PREASSEMBLED | 1514.81
6FX7002-5LM00-1CF0 | POWER CABLE PREASSEMBLED | 2099.58
6FX7002-5LM02-1AG0 | POWER CABLE PREASSEMBLED | 595.18
6FX7002-5LM32-1AA5 | POWER CABLE PREASSEMBLED(1FN3) | 368.3
6FX7002-5LM42-1AA4 | POWER CABLE PREASSEMBLED | 238.39
6FX7002-5LM42-1AB0 | POWER CABLE PREASSEMBLED | 238.39
6FX8002-2CB54-1AD0 | SIGNAL CABLE, PREASSEMBLED EXT. | 156.12
6FX8002-2CB54-1AF0 | SIGNAL CABLE, PREASSEMBLED EXT. | 171.81
6FX8002-2CB54-1BB0 | SIGNAL CABLE, PREASSEMBLED EXT. | 219.24
6FX8002-2CB54-1BD0 | SIGNAL CABLE, PREASSEMBLED EXT. | 234.97
6FX8002-2CB54-1BJ0 | SIGNAL CABLE, PREASSEMBLED EXT. | 274.45
6FX8002-2CB54-1CA0 | SIGNAL CABLE, PREASSEMBLED EXT. | 290.23
6FX8002-2CB54-1CC0 | SIGNAL CABLE, PREASSEMBLED EXT. | 306.02
6SL5510-1BB11-0AF0 | SINAMICS S200 PN, 1/3 AC 200V 1kW | 989.89
6SL5510-1BE10-2AF0 | SINAMICS S200 PN, 3 AC 400V 0.2kW | 799.93
6SL5510-1BE10-4AF0 | SINAMICS S200 PN, 3 AC 400V 0.4kW | 829.91
6SL5510-1BE10-8AF0 | SINAMICS S200 PN, 3 AC 400V 0.75kW | 912.39
6SL5510-1BE11-0AF0 | SINAMICS S200 PN, 3 AC 400V 1kW | 962.39
6SL5566-0AB00-0AA0 | Shield plat kit for SINAMICS S200 | 24.99
6SL5568-0XX00-0AA0 | Terminal kit for SINAMICS S200 | 24.99
6SL5570-0GC00-0AA0 | SINAMICS S200 SD-Card V6.2 | 130.64
6SL5610-1BB10-1AF0 | SINAMICS S200 Basic PN, 1/3 AC 200V 0.1k | 718.69
6FX5002-2DC10-1AG6 | SIGNAL CABLE, PREASSEMBLED | 162.02
6FX5002-2DC10-1AG7 | SIGNAL CABLE, PREASSEMBLED | 162.02
6FX5002-2DC10-1AH0 | SIGNAL CABLE, PREASSEMBLED | 162.1
6FX5002-2DC10-1AH3 | SIGNAL CABLE, PREASSEMBLED | 169.21
6FX5002-2DC10-1BC0 | SIGNAL CABLE, PREASSEMBLED | 197.61
6FX5002-2DC10-1BC2 | SIGNAL CABLE, PREASSEMBLED | 204.71
6FX5002-2DC10-1BC5 | SIGNAL CABLE, PREASSEMBLED | 204.71
6FX5002-2DC10-1BC8 | SIGNAL CABLE, PREASSEMBLED | 204.71
6FX5002-2DC10-1BF6 | SIGNAL CABLE, PREASSEMBLED | 226.12
6FX5002-2DC10-1BG0 | SIGNAL CABLE, PREASSEMBLED | 225.89
6FX5002-2DC10-1BG2 | SIGNAL CABLE, PREASSEMBLED | 233
6FX5002-2DC10-1BH0 | SIGNAL CABLE, PREASSEMBLED | 233.1
6FX5002-2DC10-1CC5 | SIGNAL CABLE, PREASSEMBLED | 275.98
6FX5002-2DC10-1CD0 | SIGNAL CABLE, PREASSEMBLED | 275.97
6FX5002-2DC10-1CE0 | SIGNAL CABLE, PREASSEMBLED | 283.1
6FX5002-5CA23-1GJ0 | POWER CABLE PREASSEMBLED | 2462.6
6FX5002-5CA68-1AF0 | POWER CABLE PREASSEMBLED,EXT. | 430.34
6FX5002-5CA68-1BA0 | POWER CABLE PREASSEMBLED,EXT. | 520.98
6FX5002-5CF10-1AD0 | POWER CABLE, PREASSEMBLED | 131.79
6FX5002-5CG01-1AA5 | POWER CABLE, PREASSEMBLED | 131.13
6FX5002-5CG01-1AB0 | POWER CABLE, PREASSEMBLED | 131.13
6FX5002-5CS02-1EA0 | POWER CABLE, PREASSEMBLED | 398.98
6FX5002-5CS31-1CA0 | POWER CABLE, PREASSEMBLED | 466.74
6FX5002-5CS31-1CC0 | POWER CABLE, PREASSEMBLED | 480.06
6FX5002-5CS31-1CF0 | POWER CABLE, PREASSEMBLED | 500.03
6FX5002-5CS31-1JA0 | POWER CABLE, PREASSEMBLED | 867.47
6FX5002-5CS31-1JF0 | POWER CABLE, PREASSEMBLED | 900.77
6FX5002-5CS31-1KA0 | POWER CABLE, PREASSEMBLED | 934.53
6FX5002-5CS31-1KF0 | POWER CABLE, PREASSEMBLED | 967.83
6FX5002-5CS41-1CF0 | POWER CABLE, PREASSEMBLED | 572.89
6FX5002-5CS41-1DA0 | POWER CABLE, PREASSEMBLED | 620.04
6FX5002-5CS41-1DF0 | POWER CABLE, PREASSEMBLED | 667.46
6FX5002-5CS41-1EA0 | POWER CABLE, PREASSEMBLED | 714.83
6FX5002-5CS42-1AE0 | POWER CABLE, PREASSEMBLED | 240.51
6FX5002-5CS42-1AE7 | POWER CABLE, PREASSEMBLED | 249.99
6FX5002-5CS42-1AG0 | POWER CABLE, PREASSEMBLED | 259.44
6FX5002-5CS42-1AG6 | POWER CABLE, PREASSEMBLED | 268.92
6FX5002-5DG11-1BC0 | POWER CABLE, PREASSEMBLED | 264.96
6FX5002-5DG11-1BF0 | POWER CABLE, PREASSEMBLED | 294.41
6FX5002-5DG11-1BG0 | POWER CABLE, PREASSEMBLED | 304.1
6FX5002-5DG11-1BJ0 | POWER CABLE, PREASSEMBLED | 323.76
6FX5008-1BB05-1BA0 | POWER CABLE SOLD BY THE METER | 1726.2
6FX5008-1BB05-1BB0 | POWER CABLE SOLD BY THE METER | 1898.85
6FX5008-1BB05-1BD0 | POWER CABLE SOLD BY THE METER | 2244.12
6FX5008-1BB05-1BF0 | POWER CABLE SOLD BY THE METER | 2589.35
6FX5008-1BB61-1FB0 | POWER CABLE, SOLD BY THE METER | 1532.4
6FX5008-1BB61-1GA0 | POWER CABLE, SOLD BY THE METER | 1798.48
6FX5008-1BB61-1GK0 | POWER CABLE, SOLD BY THE METER | 2066.72
6FX5008-1BB61-1JH0 | POWER CABLE, SOLD BY THE METER | 2603.48
6FX5012-2CA31-1BA0 | SIGNAL CABLE, PREASSEMBLED, | 197.97
6FX5012-2CA31-1BC0 | SIGNAL CABLE, PREASSEMBLED, | 213.78
6FX8002-5DS31-1CA0 | POWER CABLE, PREASSEMBLED | 780.81
6FX8002-5DS31-1CC0 | POWER CABLE, PREASSEMBLED | 821.28
6FX8002-5DS31-1DA0 | POWER CABLE, PREASSEMBLED | 984.27
6FX8002-5DS31-1DF0 | POWER CABLE, PREASSEMBLED | 1085.58
6GK6090-0AS21-0BA0-ZA12B05 | RUGGEDCOM RS900 | 2741.01
6GK6090-0AS21-0BA0-ZA15B01 | RUGGEDCOM RS900 | 2671.16
6GK6090-0AS21-0BA0-ZA16B00 | RUGGEDCOM RS900 | 2229.21
6GK6090-0AS21-0BA0-ZA18B01 | RUGGEDCOM RS900 | 3085.47
6GK6090-0AS21-0BA0-ZA21B00 | RUGGEDCOM RS900 | 3504.68
6GK6090-0AS21-0BA0-ZA25B03 | RUGGEDCOM RS900 | 2887.25
6GK6090-0AS21-0BA0-ZA25B10 | RUGGEDCOM RS900 | 2960.37
6GK6090-0AS21-0BA1-ZA00B10 | RUGGEDCOM RS900 | 2960.37
6GK6090-0AS21-0BA1-ZA15B01 | RUGGEDCOM RS900 | 3402.31
6GK6090-0AS23-0BA0-ZA05B00 | RUGGEDCOM RS900 | 2432.31
6GK6090-0AS23-0BA0-ZA08 | RUGGEDCOM RS900 | 2432.31
6GK6090-0AS23-0BA0-ZA08B00W00 | RUGGEDCOM RS900 | 2432.31
6GK6090-0AS23-0BA0-ZA08B01W00 | RUGGEDCOM RS900 | 2524.93
6GK6090-0AS23-0BA0-ZA08B02 | RUGGEDCOM RS900 | 2741.01
6GK6090-0AS23-0BA0-ZA08B04 | RUGGEDCOM RS900 | 2741.01
6GK6090-0AS23-0BA0-ZA08B08 | RUGGEDCOM RS900 | 3293.45
6GK6090-0AS23-0BA0-ZA10B00 | RUGGEDCOM RS900 | 2497.3
6GK6090-0AS23-0BA0-ZA12 | RUGGEDCOM RS900 | 2432.31
6GK6090-0AS23-0BA0-ZA12B00W00 | RUGGEDCOM RS900 | 2432.31
6GK6090-0AS23-0BA0-ZA12B05W00 | RUGGEDCOM RS900 | 2741.01
6GK8781-7WD02-0AK2 | SINEC NMS V2.0 PP Configuration XL 3Y | 37198.58
6GK8781-7YE02-0AK1 | SINEC NMS V2.0 PP Monitoring XXL 5Y | 150029.11
6GK8822-1BG01-0BA0 | SINEC Traffic Analyzer | 1427.39
6GT2792-0BB41 | 1/2 AA Battery, pack of 20 pcs. | 230.59
6RA8093-4GV62-0AA0-ZL10 | SINAMICS DCM DC CONVERTER | 32478.54
6SL3160-8GB00-0AA0 | Beip.BRMO.COMP.50mm 6SL3160-8GB00-0AA0 | 40.13
6SL3321-1TE41-0AA0 | SINAMICS S120 CHASSIS-2 MOTOR MODULE | 41177.98
6SL3321-1TE41-2AA0 | SINAMICS S120 CHASSIS-2 MOTOR MODULE | 51889.83
6SL3721-1TE41-0BE0 | SINAMICS S120 CABINET MODULE-2 | 68106.09
6SL3721-1TE41-2BE0 | SINAMICS S120 CABINET MODULE-2 | 82630.15
6FX8012-2CG00-1BA0 | SIGNAL CABLE, PREASSEMBLED, | 190.53
6FX8012-2EQ10-1AF0 | SIGNAL CABLE, PREASSEMBLED, | 204.17
6FX8012-2EQ10-1BA0 | SIGNAL CABLE, PREASSEMBLED, | 259.23
6FX8012-2EQ10-1BD0 | SIGNAL CABLE, PREASSEMBLED, | 292.08
6FX8012-2EQ10-1CK0 | SIGNAL CABLE, PREASSEMBLED, | 467.86
6FX8012-2EQ10-1DB0 | SIGNAL CABLE, PREASSEMBLED, | 488.75
6FX8012-2CH00-1CA0 | SIGNAL CABLE, PREASSEMBLED, | 369.29
6FX8012-2CH00-1CF0 | SIGNAL CABLE, PREASSEMBLED, | 424.07
6FX8012-5CA05-1BG0 | POWER CABLE, PREASSEMBLED EXT. | 453.25
6FX8012-5CA15-1BH0 | POWER CABLE, PREASSEMBLED EXT. | 519.17
6FX8012-5CA38-1BG0 | POWER CABLE, PREASSEMBLED EXT. | 637.51
6FX8012-5CN01-1AC0 | POWER CABLE PREASSEMBLED | 303.05
6FX8012-5CN01-1BC0 | POWER CABLE PREASSEMBLED | 437.61
6FX8012-5CN01-1BE0 | POWER CABLE PREASSEMBLED | 464.52
6ES7193-6MR00-0BA0 | SIMATIC system rail, length 530mm | 65.65
6ES7193-6MR00-0DA0 | SIMATIC system rail, length 2000mm | 128.71
6GK6021-0AS21-1DB0 | RUGGEDCOM RSG2100 | 4310.57
6GK6021-0AS21-3DD0-ZA01 | RUGGEDCOM RSG2100 | 4448.67
6GK6021-0AS23-0FC0 | RUGGEDCOM RSG2100 | 3665.53
6GK6021-0AS23-1DB0 | RUGGEDCOM RSG2100 | 4310.57
6GK6021-0AS23-3EC0 | RUGGEDCOM RSG2100 | 4338.19
6GK6021-0AS25-5EE0 | RUGGEDCOM RSG2100 | 4338.19
6GK6021-0AS26-5DC0-ZA01 | RUGGEDCOM RSG2100 | 4448.67
6GK6021-0AS26-6DB0-ZB00 | RUGGEDCOM RSG2100 | 4310.57
6FX8002-5DN31-1CF0 | POWER CABLE PREASSEMBLED | 882.57
6FX8002-5DN31-1DA0 | POWER CABLE PREASSEMBLED | 983.86
6FX8002-5DN54-1EJ0 | POWER CABLE PREASSEMBLED | 1719.05
6FX8002-5DN61-1CA0 | POWER CABLE PREASSEMBLED | 1262.38
6FX7002-5EX38-1AJ0 | POWER CABLE, PREASSEMBLED | 307.59
6FX7002-5LM00-1AE0 | POWER CABLE PREASSEMBLED | 735.06
6FX7002-5LM32-1AG1 | POWER CABLE PREASSEMBLED(1FN3) | 538.97
6FX7002-5LM32-1AH6 | POWER CABLE PREASSEMBLED(1FN3) | 567.41
6FX7002-5LM32-1BC6 | POWER CABLE PREASSEMBLED(1FN3) | 709.61
6FX7002-5LM40-1AA5 | POWER CABLE PREASSEMBLED | 240.59
6FX8002-2CB54-1AB3 | SIGNAL CABLE, PREASSEMBLED EXT. | 148.32
6FX8002-2CB54-1AC0 | SIGNAL CABLE, PREASSEMBLED EXT. | 148.28
6FX8002-2CB54-1AC1 | SIGNAL CABLE, PREASSEMBLED EXT. | 156.18
6FX8002-2CB54-1BE0 | SIGNAL CABLE, PREASSEMBLED EXT. | 242.78
6FX8002-2CB54-1BF0 | SIGNAL CABLE, PREASSEMBLED EXT. | 250.64
6FX8002-2CB54-1BG0 | SIGNAL CABLE, PREASSEMBLED EXT. | 258.76
6FX8002-2CB54-1BH0 | SIGNAL CABLE, PREASSEMBLED EXT. | 266.63
6FX8002-2CC11-1AF0 | SIGNAL CABLE, PREASSEMBLED, | 146.85
6FX8002-2CC11-1AJ0 | SIGNAL CABLE, PREASSEMBLED, | 170.64
6FX8002-2CC11-1BA0 | SIGNAL CABLE, PREASSEMBLED, | 186.39
6FX8002-2CC11-1CA0 | SIGNAL CABLE, PREASSEMBLED, | 265.26
6FX8002-2CD01-1AB0 | SIGNAL CABLE, PREASSEMBLED, | 119.36
6FX8002-2CD01-1AC0 | SIGNAL CABLE, PREASSEMBLED, | 127.24
6FX8002-2CD01-1AD0 | SIGNAL CABLE, PREASSEMBLED, | 135.08
6FX8002-2CD01-1AF0 | SIGNAL CABLE, PREASSEMBLED, | 150.79
6FX8002-2CD01-1CA0 | SIGNAL CABLE, PREASSEMBLED, | 269.19
6FX8002-2CD01-1CF0 | SIGNAL CABLE, PREASSEMBLED, | 308.5
6FX8002-2CD01-1DA0 | SIGNAL CABLE, PREASSEMBLED, | 347.38
6FX8002-2CD01-1DE0 | SIGNAL CABLE, PREASSEMBLED, | 378.78
6FX8002-5CA28-1AD0 | POWER CABLE, PREASSEMBLED EXT. | 436.35
6FX8002-5CA28-1AD5 | POWER CABLE, PREASSEMBLED EXT. | 449.2
6FX8002-5CA28-1AE0 | POWER CABLE, PREASSEMBLED EXT. | 449.07
6FX8002-5CA28-1AF0 | POWER CABLE, PREASSEMBLED EXT. | 462.04
6FX8002-5CA38-1AF0 | POWER CABLE, PREASSEMBLED EXT. | 475.91
6FX8002-5CA38-1AG0 | POWER CABLE, PREASSEMBLED EXT. | 490.45
6FX8002-5CA38-1AG2 | POWER CABLE, PREASSEMBLED EXT. | 505.16
6FX8002-5CA38-1AH0 | POWER CABLE, PREASSEMBLED EXT. | 505.31
6FX8002-5CN11-1CB0 | POWER CABLE PREASSEMBLED | 607.23
6FX8002-5CN11-1CF0 | POWER CABLE PREASSEMBLED | 669.84
6FX8002-5CN11-1DA0 | POWER CABLE PREASSEMBLED | 748.17
6FX8002-5CN11-1DF0 | POWER CABLE PREASSEMBLED | 826.41
6FX8002-5CN11-1EA0 | POWER CABLE PREASSEMBLED | 904.69
6FX8002-5CN21-1BF0 | POWER CABLE PREASSEMBLED | 554.17
6FX8002-5CN21-1BH0 | POWER CABLE PREASSEMBLED | 581.11
6FX8002-5CN21-1BK0 | POWER CABLE PREASSEMBLED | 608.01
6FX8002-5CN21-1CA0 | POWER CABLE PREASSEMBLED | 621.53
6FX8002-5CS61-1GA0 | POWER CABLE, PREASSEMBLED | 2505.89
6FX8002-5CS61-1GF0 | POWER CABLE, PREASSEMBLED | 2683.25
6FX8002-5CS61-1HA0 | POWER CABLE, PREASSEMBLED | 2852.73
6FX8002-5CS61-1HF0 | POWER CABLE, PREASSEMBLED | 3030.09
6FX8002-5CS64-1BA5 | POWER CABLE, PREASSEMBLED | 627.25
6FX8002-5CS64-1BB0 | POWER CABLE, PREASSEMBLED | 627.25
6FX8002-5CS64-1BC0 | POWER CABLE, PREASSEMBLED | 662.92
6FX8002-5CS64-1BD0 | POWER CABLE, PREASSEMBLED | 698.3
6FX8002-5CS64-1CB0 | POWER CABLE, PREASSEMBLED | 983.38
6FX8002-5CS64-1CC0 | POWER CABLE, PREASSEMBLED | 1019.03
6FX8002-5CS64-1CC5 | POWER CABLE, PREASSEMBLED | 1054.36
6FX8002-5CS64-1CE0 | POWER CABLE, PREASSEMBLED | 1089.77
6FX8002-5DG01-1AK0 | POWER CABLE, PREASSEMBLED | 306.86
6FX8002-5DG01-1BA0 | POWER CABLE, PREASSEMBLED | 323.76
6FX8002-5DG01-1BB0 | POWER CABLE, PREASSEMBLED | 340.55
6FX8002-5DG01-1BC0 | POWER CABLE, PREASSEMBLED | 357.28
6FX8002-5DG01-1DA0 | POWER CABLE, PREASSEMBLED | 657.65
6FX8002-5DG01-1DB0 | POWER CABLE, PREASSEMBLED | 674.46
6FX8002-5DG01-1DG0 | POWER CABLE, PREASSEMBLED | 758.51
6FX8002-2CB54-1DA0 | SIGNAL CABLE, PREASSEMBLED EXT. | 368.41
6FX8002-2CC11-1AB0 | SIGNAL CABLE, PREASSEMBLED, | 115.44
6FX8002-2CC11-1CF0 | SIGNAL CABLE, PREASSEMBLED, | 304.57
6FX8002-2CC11-1CH0 | SIGNAL CABLE, PREASSEMBLED, | 320.57
6FX8002-2CC80-1BF0 | SIGNAL CABLE, PREASSEMBLED | 324.9
6FX8002-2CC80-1CF0 | SIGNAL CABLE, PREASSEMBLED | 458.78
6FX8002-2CD01-1AA2 | SIGNAL CABLE, PREASSEMBLED, | 119.36
6FX8002-2CD01-1AG0 | SIGNAL CABLE, PREASSEMBLED, | 158.89
6FX8002-2CD01-1AJ0 | SIGNAL CABLE, PREASSEMBLED, | 174.56
6FX8002-2CD01-1BF0 | SIGNAL CABLE, PREASSEMBLED, | 229.6
6FX8002-2CD01-1BJ0 | SIGNAL CABLE, PREASSEMBLED, | 253.41
6FX8002-5CA05-1DF0 | POWER CABLE, PREASSEMBLED EXT. | 697.94
6FX8002-5CA15-1AF0 | POWER CABLE, PREASSEMBLED EXT. | 340.39
6FX8002-5CA15-1AJ0 | POWER CABLE, PREASSEMBLED EXT. | 385.04
6FX8002-5CA15-1CF0 | POWER CABLE, PREASSEMBLED EXT. | 638.71
6FX8002-5CA28-1AB0 | POWER CABLE, PREASSEMBLED EXT. | 410.58
6FX8002-5CA28-1AH0 | POWER CABLE, PREASSEMBLED EXT. | 487.68
6FX8002-5CA28-1AK0 | POWER CABLE, PREASSEMBLED EXT. | 513.56
6FX8002-5CA38-1AD5 | POWER CABLE, PREASSEMBLED EXT. | 461.28
6FX8002-5CA38-1AE6 | POWER CABLE, PREASSEMBLED EXT. | 475.83
6FX8002-5CA38-1AH5 | POWER CABLE, PREASSEMBLED EXT. | 520.01
6FX8002-5CA38-1AJ3 | POWER CABLE, PREASSEMBLED EXT. | 534.81
6FX8002-5CA38-1BF0 | POWER CABLE, PREASSEMBLED EXT. | 622.97
6FX8002-5CA38-1CF0 | POWER CABLE, PREASSEMBLED EXT. | 771.86
6FX8002-5CN11-1EF0 | POWER CABLE PREASSEMBLED | 982.94
6FX8002-5CN11-1FF0 | POWER CABLE PREASSEMBLED | 1139.46
6FX8002-5CN21-1AH0 | POWER CABLE PREASSEMBLED | 446.54
6FX8002-5CN21-1BA0 | POWER CABLE PREASSEMBLED | 486.88
6FX8002-5CN21-1CE0 | POWER CABLE PREASSEMBLED | 675.35
6FX8002-5CN21-1CG0 | POWER CABLE PREASSEMBLED | 702.29
6FX8002-5CS61-1EF0 | POWER CABLE, PREASSEMBLED | 1973.37
6FX8002-5CS61-1FF0 | POWER CABLE, PREASSEMBLED | 2327.14
6FX8002-5CS61-1JA0 | POWER CABLE, PREASSEMBLED | 3222.74
6FX8002-5CS61-1KA0 | POWER CABLE, PREASSEMBLED | 3569.58
6FX8002-5CS64-1AH0 | POWER CABLE, PREASSEMBLED | 485.59
6FX8002-5CS64-1AK2 | POWER CABLE, PREASSEMBLED | 592.58
6FX8002-5CS64-1BE0 | POWER CABLE, PREASSEMBLED | 733.65
6FX8002-5CS64-1BG0 | POWER CABLE, PREASSEMBLED | 804.66
6FX8002-5CS64-1BJ5 | POWER CABLE, PREASSEMBLED | 911.69
6FX8002-5CS64-1CA0 | POWER CABLE, PREASSEMBLED | 948.06
6FX8002-5CS64-1CK0 | POWER CABLE, PREASSEMBLED | 1267.17
6FX8002-5CS64-1EA0 | POWER CABLE, PREASSEMBLED | 1655.68
6FX8002-5DG01-1AH0 | POWER CABLE, PREASSEMBLED | 273.33
6FX8002-5DG01-1AJ5 | POWER CABLE, PREASSEMBLED | 307
6FX8002-5DG01-1BD0 | POWER CABLE, PREASSEMBLED | 373.97
6FX8002-5DG01-1BE5 | POWER CABLE, PREASSEMBLED | 407.58
6FX8002-5DG01-1CB5 | POWER CABLE, PREASSEMBLED | 524.74
6FX8002-5DG01-1CD0 | POWER CABLE, PREASSEMBLED | 541.37
6FX8002-5DG10-1AC0 | POWER CABLE PREASSEMBLED | 189.47
6FX8002-8QN21-1ED0 | ONE-CABLE-CONNECTION ASSEMBLY | 1772.79
6FX8002-8QN21-1EF0 | ONE-CABLE-CONNECTION ASSEMBLY | 1845.87
6FX8008-1BA25-1AJ0 | POWER CABLE, SOLD BY THE METER, | 879.1
6FX8008-1BA25-1BB0 | POWER CABLE, SOLD BY THE METER, | 1201.44
6FX8008-1BA25-1BD0 | POWER CABLE, SOLD BY THE METER, | 1415.58
6FX8008-1BA25-1CB0 | POWER CABLE, SOLD BY THE METER, | 2272.07
6FX8008-1BA25-1CD0 | POWER CABLE, SOLD BY THE METER, | 2486.23
6FX8008-1BA31-1AK0 | POWER CABLE,SOLD BY THE METER, | 244.06
6FX8008-1BA31-1BD0 | POWER CABLE,SOLD BY THE METER, | 346.99
6FX8008-1BA31-2FA0 | POWER CABLE,SOLD BY THE METER, | 3863.46
6FX8008-1BA35-1AF0 | POWER CABLE, SOLD BY THE METER, | 704.17
6FX5012-2CA31-1BF0 | SIGNAL CABLE, PREASSEMBLED, | 237.49
6FX5012-2CA31-1CF0 | SIGNAL CABLE, PREASSEMBLED, | 316.52
6FX7002-5EB18-1AD0 | POWER CABLE, PREASSEMBLED EXT. | 295.3
6FX7002-5EB18-1AD5 | POWER CABLE, PREASSEMBLED EXT. | 320.03
6FX7002-5EX00-1AJ0 | POWER CABLE, PREASSEMBLED | 672.5
6FX7002-5EX00-1BA0 | POWER CABLE, PREASSEMBLED | 808.85
6FX7002-5LM02-1AA5 | POWER CABLE PREASSEMBLED | 399.82
6FX7002-5LM02-1AC0 | POWER CABLE PREASSEMBLED | 438.85
6FX7002-5LM02-1AE0 | POWER CABLE PREASSEMBLED | 516.96
6FX7002-5LM02-1AF0 | POWER CABLE PREASSEMBLED | 556.12
6FX7002-5LM42-1AC0 | POWER CABLE PREASSEMBLED | 250.44
6FX7002-5LM42-1AD0 | POWER CABLE PREASSEMBLED | 262.5
6FX7002-5LM60-1AF0 | POWER CABLE PREASSEMBLED | 342.22
6FX8002-2CB54-1AG0 | SIGNAL CABLE, PREASSEMBLED EXT. | 179.93
6FX8002-2CB54-1AH0 | SIGNAL CABLE, PREASSEMBLED EXT. | 187.8
6FX8002-2CB54-1AH8 | SIGNAL CABLE, PREASSEMBLED EXT. | 195.71
6FX8002-2CB54-1AJ0 | SIGNAL CABLE, PREASSEMBLED EXT. | 195.62
6FX8002-2CB54-1CF0 | SIGNAL CABLE, PREASSEMBLED EXT. | 329.53
6FX8002-2CB54-1CG0 | SIGNAL CABLE, PREASSEMBLED EXT. | 337.64
6FX8002-2CB54-1CJ0 | SIGNAL CABLE, PREASSEMBLED EXT. | 353.34
6FX8002-2CB54-1CK0 | SIGNAL CABLE, PREASSEMBLED EXT. | 361.23
6FX8002-2CC11-1JB0 | SIGNAL CABLE, PREASSEMBLED, | 746.73
6FX8002-2CC80-1AF0 | SIGNAL CABLE, PREASSEMBLED | 190.56
6FX8002-2CC80-1BA0 | SIGNAL CABLE, PREASSEMBLED | 257.85
6FX8002-2CC80-1BC0 | SIGNAL CABLE, PREASSEMBLED | 284.66
6FX8002-2CD01-1BA0 | SIGNAL CABLE, PREASSEMBLED, | 190.32
6FX8002-2CD01-1BB0 | SIGNAL CABLE, PREASSEMBLED, | 198.21
6FX8002-2CD01-1BB5 | SIGNAL CABLE, PREASSEMBLED, | 206.12
6FX8002-2CD01-1BC0 | SIGNAL CABLE, PREASSEMBLED, | 206.07
6FX8002-5CA15-1AJ5 | POWER CABLE, PREASSEMBLED EXT. | 399.93
6FX8002-5CA15-1BA0 | POWER CABLE, PREASSEMBLED EXT. | 414.88
6FX8002-5CA15-1BD0 | POWER CABLE, PREASSEMBLED EXT. | 459.48
6FX8002-5CA15-1BF0 | POWER CABLE, PREASSEMBLED EXT. | 489.33
6FX8002-5CA28-1BA0 | POWER CABLE, PREASSEMBLED EXT. | 526.28
6FX8002-5CA28-1BF0 | POWER CABLE, PREASSEMBLED EXT. | 590.57
6FX8002-5CA28-1CF0 | POWER CABLE, PREASSEMBLED EXT. | 718.7
6FX8002-5CA38-1AC0 | POWER CABLE, PREASSEMBLED EXT. | 431.78
6FX8002-5CA38-1AC5 | POWER CABLE, PREASSEMBLED EXT. | 446.5
6FX8002-5CA38-1BA0 | POWER CABLE, PREASSEMBLED EXT. | 549.46
6FX8002-5CA38-1BB0 | POWER CABLE, PREASSEMBLED EXT. | 564.16
6FX8002-5CA38-1BC2 | POWER CABLE, PREASSEMBLED EXT. | 593.56
6FX8002-5CA38-1BC5 | POWER CABLE, PREASSEMBLED EXT. | 593.56
6FX8002-5CN16-1GA0 | POWER CABLE PREASSEMBLED | 953.96
6FX8002-5CN21-1AD0 | POWER CABLE PREASSEMBLED | 392.74
6FX8002-5CN21-1AE6 | POWER CABLE PREASSEMBLED | 419.58
6FX8002-5CN21-1AG0 | POWER CABLE PREASSEMBLED | 433.11
6FX8002-5CN21-1CJ0 | POWER CABLE PREASSEMBLED | 729.19
6FX8002-5CN21-1DA0 | POWER CABLE PREASSEMBLED | 756.08
6FX8002-5CN21-1DF0 | POWER CABLE PREASSEMBLED | 823.35
6FX8002-5CN21-1DH0 | POWER CABLE PREASSEMBLED | 850.27
6FX8002-5CS61-1DF0 | POWER CABLE, PREASSEMBLED | 1619.48
6FX8002-5CS64-1AA5 | POWER CABLE, PREASSEMBLED | 273.47
6FX8002-5CS64-1AB0 | POWER CABLE, PREASSEMBLED | 273.47
6FX8002-5CS64-1AD0 | POWER CABLE, PREASSEMBLED | 344.52
6FX8002-5CS64-1AF5 | POWER CABLE, PREASSEMBLED | 450.82
6FX8002-5CS64-1BG3 | POWER CABLE, PREASSEMBLED | 840
6FX8002-5CS64-1BG5 | POWER CABLE, PREASSEMBLED | 840
6FX8002-5CS64-1BH0 | POWER CABLE, PREASSEMBLED | 839.38
6FX8002-5CS64-1BJ0 | POWER CABLE, PREASSEMBLED | 876.38
6FX8002-5DG01-1AB0 | POWER CABLE, PREASSEMBLED | 172.67
6FX8002-5DG01-1AD0 | POWER CABLE, PREASSEMBLED | 206.07
6FX8002-5DN64-1BF0 | POWER CABLE PREASSEMBLED | 919.18
6FX8002-5DN64-1CA0 | POWER CABLE PREASSEMBLED | 1135.41
6FX8002-5DQ15-1BF0 | POWER CABLE EXTENSION | 554
6FX8002-5DQ15-1DF0 | POWER CABLE EXTENSION | 941.08
6FX8002-5DQ38-1AE0 | POWER CABLE PREASSEMBLED EXT. | 491.29
6FX8002-5DQ38-1CK0 | POWER CABLE PREASSEMBLED EXT. | 975.19
6FX8002-5DQ48-1BA0 | POWER CABLE PREASSEMBLED EXT. | 647.48
6FX8002-5DQ48-1BC0 | POWER CABLE PREASSEMBLED EXT. | 694.18
6FX8002-5DQ48-1CB0 | POWER CABLE PREASSEMBLED EXT. | 904.37
6FX8002-5DQ58-1AE0 | POWER CABLE PREASSEMBLED EXT. | 552.15
6FX8002-5DQ68-1BA0 | POWER CABLE PREASSEMBLED EXT. | 869.46
6FX8002-5DQ68-1CK0 | POWER CABLE PREASSEMBLED EXT. | 1651.53
6FX8002-5DS01-1AC4 | POWER CABLE, PREASSEMBLED | 347.59
6GK6090-0AS23-0AA0-ZA15B00 | RUGGEDCOM RS900 | 2518.43
6GK6090-0AS23-0AA0-ZA15B06 | RUGGEDCOM RS900 | 2900.25
6GK6090-0AS23-0AA0-ZA25B00 | RUGGEDCOM RS900 | 2518.43
6GK6090-0AS23-0AA0-ZA25B01X01 | RUGGEDCOM RS900 | 2611.04
6GK6090-0AS23-0BA0-ZA00B05 | RUGGEDCOM RS900 | 2156.1
6GK6090-0AS23-0BA0-ZA00B07 | RUGGEDCOM RS900 | 2229.21
6GK6090-0AS23-0BA0-ZA01B01W00 | RUGGEDCOM RS900 | 2126.84
6GK6090-0AS23-0BA0-ZA01B02 | RUGGEDCOM RS900 | 2342.94
6GK6090-0AS23-0BA0-ZA01B05 | RUGGEDCOM RS900 | 2342.94
6GK6090-0AS23-0BA0-ZA01B09 | RUGGEDCOM RS900 | 3317.83
6GK6090-0AS23-0BA0-ZA01B11 | RUGGEDCOM RS900 | 2895.38
6GK6090-0AS23-0BA0-ZA03B02 | RUGGEDCOM RS900 | 2741.01
6GK6090-0AS23-0BA0-ZA04B00 | RUGGEDCOM RS900 | 2156.1
6GK8781-1WC02-0AK2 | SINEC NMS V2.0 Configuration XL 1Y | 21300.44
6GK8781-1WD02-0AK2 | SINEC NMS V2.0 Configuration XL 3Y | 57572.9
6GK8781-1YD02-0AK1 | SINEC NMS V2.0 Monitoring XXL 3Y | 218869.62
6GK8781-1YE02-0AK1 | SINEC NMS V2.0 Monitoring XXL 5Y | 324136.95
6GK8781-5DC02-0AK1 | SINEC NMS V2.0 UP Monitoring XS 1Y | 2084.17
6GK8781-5DE02-0AK2 | SINEC NMS V2.0 UP Monitoring XS 5Y | 2539.53
6GK8781-5TC02-0AK2 | SINEC NMS V2.0 UP Configuration S 1Y | 2451.95
6GK8781-5UD02-0AK1 | SINEC NMS V2.0 UP Monitoring M 3Y | 19090.23
6GK8781-5UE02-0AK1 | SINEC NMS V2.0 UP Configuration M 3Y | 28197.52
6GK8781-5VE02-0AK2 | SINEC NMS V2.0 UP Configuration L 5Y | 22417.9
6GK8781-7TD02-0AK2 | SINEC NMS V2.0 PP Configuration S 3Y | 6328.39
6GK8781-7UE02-0AK1 | SINEC NMS V2.0 PP Monitoring M 5Y | 25467.89
6GK8781-7VD02-0AK1 | SINEC NMS V2.0 PP Monitoring L 3Y | 34420.27
6FX8002-7HY00-1BA0 | HYBRID CABLE, PREASSEMBLED | 631.01
6FX8002-7HY11-1AB0 | HYBRID CABLE, PREASSEMBLED | 413.45
6FX8012-2BA20-1BD0 | SIGNAL CABLE, PREASSEMBLED, | 209.28
6FX8012-2CA11-1AK0 | SIGNAL CABLE, PREASSEMBLED, | 188.65
6FX8012-2CA31-1AG0 | SIGNAL CABLE, PREASSEMBLED, | 215.27
6FX8012-2CA31-1AG6 | SIGNAL CABLE, PREASSEMBLED, | 226.26
6FX8012-2CA31-1BD0 | SIGNAL CABLE, PREASSEMBLED, | 292.29
6FX8012-2CA31-1BG0 | SIGNAL CABLE, PREASSEMBLED, | 325.11
6FX8012-2CA31-1DA0 | SIGNAL CABLE, PREASSEMBLED, | 477.97
6FX8012-2CA31-1DC0 | SIGNAL CABLE, PREASSEMBLED, | 499.91
6FX8012-2CA34-1AD0 | SIGNAL CABLE, PREASSEMBLED EXT. | 204.93
6FX8012-2CA34-1AH0 | SIGNAL CABLE, PREASSEMBLED EXT. | 249.08
6FX8012-2CA80-1FA0 | SIGNAL CABLE, PREASSEMBLED | 703.37
6FX8012-2CC80-1BD0 | SIGNAL CABLE, PREASSEMBLED | 298.14
6ES7822-0AE08-0YA5 | SIMATIC STEP 7 Basic V18 DL | 550.8
6ES7822-0BE08-0YE5 | SIMATIC STEP 7 Basic Upgrade V18 DL | 233.98
6ES7822-1AA08-0YC5 | SIMATIC STEP 7 Prof. Powerpack V18 | 3542.05
6ES7822-1AA08-0YE5 | SIMATIC STEP 7 Prof. Upgrade V18 | 1577.68
6ES7822-1AE08-0YE5 | SIMATIC STEP 7 Prof. Upgrade V18 DL | 1316.08
6ES7823-1AE08-0YE5 | TIA Portal Multiuser Upgrade V18 DL | 340.08
6FX8002-5DG01-1AE0 | POWER CABLE, PREASSEMBLED | 222.91
6FX8002-5DG01-1AF0 | POWER CABLE, PREASSEMBLED | 239.81
6FX8002-5DG01-1BG0 | POWER CABLE, PREASSEMBLED | 424.6
6FX8002-5DG01-1BH0 | POWER CABLE, PREASSEMBLED | 441.21
6FX8002-5DG01-1BJ0 | POWER CABLE, PREASSEMBLED | 458.1
6FX8002-5DG01-1CA0 | POWER CABLE, PREASSEMBLED | 491.15
6FX8002-5DG01-1CB0 | POWER CABLE, PREASSEMBLED | 507.95
6FX8008-1BA25-1BF0 | POWER CABLE, SOLD BY THE METER, | 1630.64
6FX8008-1BA25-1BG0 | POWER CABLE, SOLD BY THE METER, | 1736.99
6FX8008-1BA25-1BH0 | POWER CABLE, SOLD BY THE METER, | 1845.66
6FX8008-1BA25-1CA0 | POWER CABLE, SOLD BY THE METER, | 2164.78
6FX8008-1BA31-1BF0 | POWER CABLE,SOLD BY THE METER, | 398.28
6FX8008-1BA31-1BH0 | POWER CABLE,SOLD BY THE METER, | 449.67
6FX8008-1BA31-1CA0 | POWER CABLE,SOLD BY THE METER, | 526.64
6FX8008-1BA31-1CF0 | POWER CABLE,SOLD BY THE METER, | 654.96
6FX8008-1BA31-1JA0 | POWER CABLE,SOLD BY THE METER, | 2064.37
6FX8008-1BA35-1BK0 | POWER CABLE, SOLD BY THE METER, | 2602.64
6FX8008-1BA35-1CA0 | POWER CABLE, SOLD BY THE METER, | 2729.82
6FX8008-1BA35-1CC0 | POWER CABLE, SOLD BY THE METER, | 3000.37
6FX8008-1BA35-1CF0 | POWER CABLE, SOLD BY THE METER, | 3409.67
6FX8012-5DS01-1BA0 | POWER CABLE, PREASSEMBLED | 470.22
6FX8002-2DC20-1DA0 | SIGNAL CABLE, PREASSEMBLED | 404.2
6FX8002-2DC20-1DB0 | SIGNAL CABLE, PREASSEMBLED | 412.67
6FX8002-2DC20-1DD0 | SIGNAL CABLE, PREASSEMBLED | 429.62
6FX8002-2DC20-1DF0 | SIGNAL CABLE, PREASSEMBLED | 446.71
6FX8002-4AA21-1EA0 | SIGNAL CABLE, PREASSEMBLED, | 334.35
6FX8002-4AA21-1EF0 | SIGNAL CABLE, PREASSEMBLED, | 365.79
6FX8002-4AA21-1FA0 | SIGNAL CABLE, PREASSEMBLED, | 396.74
6FX8002-4AA21-1FF0 | SIGNAL CABLE, PREASSEMBLED, | 428.18
6FX8002-4AA41-1BH0 | SIGNAL CABLE, PREASSEMBLED, | 148.19
6FX8002-4AA41-1CA0 | SIGNAL CABLE, PREASSEMBLED, | 163.7
6FX8002-4AA41-1CF0 | SIGNAL CABLE, PREASSEMBLED, | 189.15
6FX8002-4AA41-1DF0 | SIGNAL CABLE, PREASSEMBLED, | 239.78
6FX8002-5CA05-1AF0 | POWER CABLE, PREASSEMBLED EXT. | 311.75
6FX8002-5CA05-1AF5 | POWER CABLE, PREASSEMBLED EXT. | 324.6
6FX8002-5CA05-1AG0 | POWER CABLE, PREASSEMBLED EXT. | 324.7
6FX8002-5CA05-1AG2 | POWER CABLE, PREASSEMBLED EXT. | 337.55
6FX8002-5CA05-1BG0 | POWER CABLE, PREASSEMBLED EXT. | 453.25
6FX8002-5CA05-1BJ0 | POWER CABLE, PREASSEMBLED EXT. | 478.93
6FX8002-5CA05-1BK0 | POWER CABLE, PREASSEMBLED EXT. | 491.84
6FX8002-5CA05-1CA0 | POWER CABLE, PREASSEMBLED EXT. | 504.13
6FX8002-5CA05-1CB0 | POWER CABLE, PREASSEMBLED EXT. | 516.98
6FX8002-5CS51-1BB0 | POWER CABLE, PREASSEMBLED | 634.02
6FX8002-5CS51-1BC0 | POWER CABLE, PREASSEMBLED | 659.05
6FX8002-5CS51-1BD0 | POWER CABLE, PREASSEMBLED | 683.76
6FX8002-5CS51-1BE0 | POWER CABLE, PREASSEMBLED | 708.69
6FX8002-5CS51-1DB0 | POWER CABLE, PREASSEMBLED | 1131.2
6FX8002-5CS51-1DG0 | POWER CABLE, PREASSEMBLED | 1255.65
6FX8002-5CS51-1DH0 | POWER CABLE, PREASSEMBLED | 1280.41
6FX8002-5CS51-1DK0 | POWER CABLE, PREASSEMBLED | 1330.09
6FX8002-5CS54-1AJ0 | POWER CABLE, PREASSEMBLED | 427.32
6FX8002-5CS54-1AK0 | POWER CABLE, PREASSEMBLED | 452.09
6FX8002-5CS54-1BA0 | POWER CABLE, PREASSEMBLED | 475.91
6FX8002-5CS54-1BC0 | POWER CABLE, PREASSEMBLED | 525.65
6FX8002-5CS61-1AG0 | POWER CABLE, PREASSEMBLED | 591.19
6FX8002-5CS61-1AH0 | POWER CABLE, PREASSEMBLED | 625.92
6FX8002-5CS61-1AJ0 | POWER CABLE, PREASSEMBLED | 662.89
6FX8002-5CS61-1AK0 | POWER CABLE, PREASSEMBLED | 697.57
6FX8002-8QE21-1BE0 | ONE-CABLE-CONNECTION EXTENSION | 793.27
6FX8002-8QE21-1BF0 | ONE-CABLE-CONNECTION EXTENSION | 829.8
6FX8002-5DG01-1GB0 | POWER CABLE, PREASSEMBLED | 1180.89
6FX8002-8QN21-1EG0 | ONE-CABLE-CONNECTION ASSEMBLY | 1882.41
6FX8002-8QN21-1EJ0 | ONE-CABLE-CONNECTION ASSEMBLY | 1955.44
6FX8002-8QN21-1EK0 | ONE-CABLE-CONNECTION ASSEMBLY | 1991.97
6FX8002-8QN21-1CH0 | ONE-CABLE-CONNECTION ASSEMBLY | 1188.36
6FX8008-1BA25-1DA0 | POWER CABLE, SOLD BY THE METER, | 3235.47
6FX8008-1BA25-1DF0 | POWER CABLE, SOLD BY THE METER, | 3771.99
6FX8008-1BA25-1GA0 | POWER CABLE, SOLD BY THE METER, | 6449.68
6FX8008-1BA25-2AA0 | POWER CABLE, SOLD BY THE METER, | 10750.78
6FX8008-1BA35-1AH0 | POWER CABLE, SOLD BY THE METER, | 974.69
6FX8008-1BA35-1BA0 | POWER CABLE, SOLD BY THE METER, | 1381.66
6FX8008-1BA35-1BC0 | POWER CABLE, SOLD BY THE METER, | 1652.23
6FX8008-1BA35-1BD0 | POWER CABLE, SOLD BY THE METER, | 1788.64
6FX8012-5DN31-1FD0 | POWER CABLE PREASSEMBLED | 1449.74
6FX8012-5DN41-1AD0 | POWER CABLE PREASSEMBLED | 449.64
6FX8012-5DN41-1AD5 | POWER CABLE PREASSEMBLED | 474.14
6FX8012-5DN41-1AE0 | POWER CABLE PREASSEMBLED | 474.16
6FX8012-5DS01-1AF0 | POWER CABLE, PREASSEMBLED | 382.84
6FX8002-2DC20-1EH0 | SIGNAL CABLE, PREASSEMBLED | 549.25
6FX8002-2DC20-1HF0 | SIGNAL CABLE, PREASSEMBLED | 787.71
6FX8002-4AA21-1CF0 | SIGNAL CABLE, PREASSEMBLED, | 239.52
6FX8002-4AA21-1DA0 | SIGNAL CABLE, PREASSEMBLED, | 270.98
6FX8002-4AA41-1AE0 | SIGNAL CABLE, PREASSEMBLED, | 82.54
6FX8002-4AA41-1AF0 | SIGNAL CABLE, PREASSEMBLED, | 87.66
6FX8002-4AA41-1AF5 | SIGNAL CABLE, PREASSEMBLED, | 92.73
6FX8002-4AA41-1AG0 | SIGNAL CABLE, PREASSEMBLED, | 92.73
6FX8002-5CA05-1AB0 | POWER CABLE, PREASSEMBLED EXT. | 260.3
6FX8002-5CA05-1AB3 | POWER CABLE, PREASSEMBLED EXT. | 273.15
6FX8002-5CA05-1AB5 | POWER CABLE, PREASSEMBLED EXT. | 273.15
6FX8002-5CA05-1AC0 | POWER CABLE, PREASSEMBLED EXT. | 273.12
6FX8002-5CA05-1AC5 | POWER CABLE, PREASSEMBLED EXT. | 285.97
6FX8002-5CA05-1BA0 | POWER CABLE, PREASSEMBLED EXT. | 376
6FX8002-5CA05-1BB0 | POWER CABLE, PREASSEMBLED EXT. | 388.85
6FX8002-5CA05-1BC0 | POWER CABLE, PREASSEMBLED EXT. | 401.67
6FX8002-5CA05-1BC5 | POWER CABLE, PREASSEMBLED EXT. | 414.5
6FX8002-5CA05-1CG0 | POWER CABLE, PREASSEMBLED EXT. | 581.38
6FX8002-5CA05-1DA0 | POWER CABLE, PREASSEMBLED EXT. | 633.65
6FX8002-5CA05-1DB0 | POWER CABLE, PREASSEMBLED EXT. | 646.5
6FX8002-5CS51-1AH0 | POWER CABLE, PREASSEMBLED | 535.79
6FX8002-5CS51-1CA0 | POWER CABLE, PREASSEMBLED | 859.01
6FX8002-5CS51-1CD0 | POWER CABLE, PREASSEMBLED | 933.48
6FX8002-5CS51-1CE0 | POWER CABLE, PREASSEMBLED | 958.4
6FX8002-5CS51-1CF0 | POWER CABLE, PREASSEMBLED | 983.21
6FX8002-5CS51-1FH0 | POWER CABLE, PREASSEMBLED | 1777.56
6FX8002-5CS51-1GD0 | POWER CABLE, PREASSEMBLED | 1927.82
6FX8002-5CS51-1GE0 | POWER CABLE, PREASSEMBLED | 1952.72
6FX8002-5CS51-1GG0 | POWER CABLE, PREASSEMBLED | 2002.52
6FX8002-5CS54-1BK0 | POWER CABLE, PREASSEMBLED | 699.55
6FX8002-5CS54-1CA0 | POWER CABLE, PREASSEMBLED | 725.62
6FX8002-5CS54-1CF0 | POWER CABLE, PREASSEMBLED | 849.83
6FX8002-5CS54-1EA0 | POWER CABLE, PREASSEMBLED | 1222.82
6FX8002-5CS61-1BH0 | POWER CABLE, PREASSEMBLED | 979.71
6FX8002-5CS61-1BJ0 | POWER CABLE, PREASSEMBLED | 1016.7
6FX8002-5CS61-1BK0 | POWER CABLE, PREASSEMBLED | 1051.36
6FX8002-5CS61-1CA0 | POWER CABLE, PREASSEMBLED | 1088.38
6FX8002-8QE21-1CC0 | ONE-CABLE-CONNECTION EXTENSION | 1085.51
6FX8002-8QE21-1CD0 | ONE-CABLE-CONNECTION EXTENSION | 1122.01
6FX8002-8QE21-1CE0 | ONE-CABLE-CONNECTION EXTENSION | 1158.56
6FX8002-8QE21-1CF0 | ONE-CABLE-CONNECTION EXTENSION | 1195.09
6FX8002-8QE21-1CG0 | ONE-CABLE-CONNECTION EXTENSION | 1231.63
6ES7823-1BE05-0YE5 | SIMATIC Target Upgrade V6.0 DL | 1020.26
6ES7954-8LC04-0AA0 | SIMATIC S7 memory card, 4 MB | 78.44
6ES7954-8LF04-0AA0 | SIMATIC S7 Memory Card, 24 MB | 393.5
6ES7954-8LP04-0AA0 | SIMATIC S7 Memory Card, 2 GB | 1003.68
6FC5263-7AY31-0AB0 | SINUMERIK OPC UA Server Advanced | 3939.63
6FX2002-1DC20-1AF0 | SIGNAL CABLE, PREASSEMBLED | 182.65
6FX2002-1DC20-1BF0 | SIGNAL CABLE, PREASSEMBLED | 257.35
6GK6090-0AS13-0BA0-ZA11B00 | RUGGEDCOM RS900NC | 2414.43
6GK6090-0AS13-0BA0-ZA12 | RUGGEDCOM RS900NC | 2715.02
6GK6090-0AS13-0BA0-ZA12B04 | RUGGEDCOM RS900NC | 3064.36
6GK6090-0AS13-0BA0-ZA12B05W00 | RUGGEDCOM RS900NC | 3064.36
6GK6090-0AS13-0BA0-ZA15B00 | RUGGEDCOM RS900NC | 2885.63
6GK6090-0AS13-0BA0-ZA15B04 | RUGGEDCOM RS900NC | 3234.96
6GK6090-0AS13-0BA0-ZA17B01 | RUGGEDCOM RS900NC | 2989.61
6GK6090-0AS13-0BA0-ZA17B05 | RUGGEDCOM RS900NC | 3234.96
6GK6090-0AS13-0BA0-ZA25B00 | RUGGEDCOM RS900NC | 2885.63
6GK6090-0AS13-0BA0-ZA25B02 | RUGGEDCOM RS900NC | 3234.96
6GK6091-0AT21-0CA0-ZA01B08C01 | RUGGEDCOM RS910 | 2836.88
6GK6091-0AT21-0CA0-ZA02B01C06 | RUGGEDCOM RS910 | 2502.18
6GK6091-0AT22-0BA0-ZA01B01C03 | RUGGEDCOM RS910 | 2450.18
6GK6091-0AT22-0BA0-ZA01B01C06 | RUGGEDCOM RS910 | 2523.29
6GK6091-0AT22-0BA0-ZA01B08C06 | RUGGEDCOM RS910 | 3189.47
6GK6091-0AT22-0BA0-ZA02B01C00 | RUGGEDCOM RS910 | 2076.49
6GK6091-0AT23-0AA0-ZA01B07C01 | RUGGEDCOM RS910 | 2788.14
6GK6091-0AT23-0AA0-ZA03B01C00 | RUGGEDCOM RS910 | 2339.7
6GK6091-0AT23-0BA0-ZA00B09C01 | RUGGEDCOM RS910 | 2411.19
6GK6091-0AT23-0BA0-ZA01B00C06 | RUGGEDCOM RS910 | 2295.83
6NH7997-5DA10-0AA2 | ST7 ScadaConnect 25 | 5502.95
6NH7997-5DA10-0AA4 | ST7 ScadaConnect 250 | 13757.35
6SL3331-7TE37-5AA0 | SINAMICS S120 CHASSIS-2 ACTIVE LINE MOD. | 32831.09
6SL3331-7TE38-8AA0 | SINAMICS S120 CHASSIS-2 ACTIVE LINE MOD. | 41177.98
6SL3341-7TE37-5AA0 | SINAMICS S120 CHASSIS-2 A. INF.(AIM+ALM) | 57315.33
6SL3341-7TE38-8AA0 | SINAMICS S120 CHASSIS-2 A. INF.(AIM+ALM) | 71365.93
6SL3731-7TE36-4LE0 | SINAMICS S120 CABINET MODULE-2 | 112070.84
6SL3731-7TE37-5LE0 | SINAMICS S120 CABINET MODULE-2 | 117173.91
6SL3731-7TE38-8RE0 | SINAMICS S120 CABINET MODULE-2 | 147988.47
6SL3731-7TE41-0RE0 | SINAMICS S120 CABINET MODULE-2 | 174288.79
6SL3760-4AV22-0CA0 | Rittal VX25 - Mechanical InstallationKit | 1085.11
6SL3760-4BV00-1DB0 | Rittal VX25 - DC-Busbar Kit | 1210.3
6SL3760-6AV22-0CA0 | Rittal VX25 - Mechanical InstallationKit | 1460.71
6SL3760-6BV00-0DB0 | RITTAL VX25 - PE-Busbar Kit 600mm | 1227.86
6SL3760-6BV20-0DF0 | Rittal VX25 - DC-Busbar Kit | 1279.85
6SL3760-6BV22-0AE0 | Rittal VX25 -Busbar Connection Kit | 4243.01
6SL3760-6CV00-0FA0 | Rittal VX25 - Protection Kit | 862.51
6SL3760-8AV22-0AA0 | Rittal VX25 - Mechanical InstallationKit | 1669.38
6SL3760-8CV00-0JA0 | Rittal VX25 - Protection Kit | 2086.72
6SL5310-1BB10-2CF0 | SINAMICS S210, 1AC 230V, 0.2kW | 935.79
6FX5002-2CD01-1FB0 | SIGNAL CABLE, PREASSEMBLED, | 415.82
6FX5002-2CD24-1AA3 | SIGNAL CABLE, PREASSEMBLED | 108.15
6FX5002-2CD24-1AC0 | SIGNAL CABLE, PREASSEMBLED | 114.45
6FX5002-2CD24-1BA0 | SIGNAL CABLE, PREASSEMBLED | 165.37
6FX5002-2CD24-1DF0 | SIGNAL CABLE, PREASSEMBLED | 324.05
6FX5002-2CR00-1BF0 | SIGNAL CABLE, PREASSEMBLED | 208.92
6FX5002-2DC00-1AA4 | SIGNAL CABLE, PREASSEMBLED | 101.92
6FX5002-2DC00-1AB0 | SIGNAL CABLE, PREASSEMBLED | 101.92
6FX5002-2DC00-1AC0 | SIGNAL CABLE, PREASSEMBLED | 109.06
6FX5002-2DC00-1AE0 | SIGNAL CABLE, PREASSEMBLED | 123.25
6FX5002-2DC00-1CA0 | SIGNAL CABLE, PREASSEMBLED | 237.07
6FX5002-2DC00-1DA0 | SIGNAL CABLE, PREASSEMBLED | 308.06
6FX5002-2DC00-1HA0 | SIGNAL CABLE, PREASSEMBLED | 591.97
6FX8008-1BA35-1BF0 | POWER CABLE, SOLD BY THE METER, | 2061.55
6FX8008-1BA35-1BH0 | POWER CABLE, SOLD BY THE METER, | 2332.04
6FX8012-5DN06-1DB0 | POWER CABLE PREASSEMBLED | 653.52
6FX8012-5DN31-1AF0 | POWER CABLE PREASSEMBLED | 477.42
6FX8012-5DS01-1AH0 | POWER CABLE, PREASSEMBLED | 417.7
6FX8012-5DS01-1AK0 | POWER CABLE, PREASSEMBLED | 452.61
6FX8002-2DC20-1EA0 | SIGNAL CABLE, PREASSEMBLED | 489.75
6FX8002-2DC20-1EG0 | SIGNAL CABLE, PREASSEMBLED | 540.64
6FX8002-4AA21-1DE0 | SIGNAL CABLE, PREASSEMBLED, | 296.19
6FX8002-4AA21-1DG0 | SIGNAL CABLE, PREASSEMBLED, | 308.67
6FX8002-4AA21-1CH0 | SIGNAL CABLE, PREASSEMBLED, | 252.26
6FX8002-4AA41-1AC0 | SIGNAL CABLE, PREASSEMBLED, | 72.41
6FX8002-4AA41-1BA0 | SIGNAL CABLE, PREASSEMBLED, | 112.86
6FX8002-4AA41-1BF0 | SIGNAL CABLE, PREASSEMBLED, | 138.29
6FX8002-4AA41-1DJ0 | SIGNAL CABLE, PREASSEMBLED, | 255.01
6FX8002-4AA41-1FF0 | SIGNAL CABLE, PREASSEMBLED, | 342.01
6FX8002-5CA05-1AD0 | POWER CABLE, PREASSEMBLED EXT. | 286.07
6FX8002-5CA05-1AE0 | POWER CABLE, PREASSEMBLED EXT. | 298.79
6FX8002-5CA05-1AH5 | POWER CABLE, PREASSEMBLED EXT. | 350.24
6FX8002-5CA05-1AK0 | POWER CABLE, PREASSEMBLED EXT. | 363.27
6FX8002-5CA05-1BD7 | POWER CABLE, PREASSEMBLED EXT. | 427.47
6FX8002-5CA05-1BE6 | POWER CABLE, PREASSEMBLED EXT. | 440.19
6FX8002-5CA05-1CB3 | POWER CABLE, PREASSEMBLED EXT. | 529.83
6FX8002-5CA05-1CD0 | POWER CABLE, PREASSEMBLED EXT. | 542.75
6FX8002-5CS51-1AJ8 | POWER CABLE, PREASSEMBLED | 585.44
6FX8002-5CS51-1BA0 | POWER CABLE, PREASSEMBLED | 609.32
6FX8002-5CS51-1BE5 | POWER CABLE, PREASSEMBLED | 733.42
6FX8002-5CS51-1BG0 | POWER CABLE, PREASSEMBLED | 758.48
6FX8002-5CS51-1BK0 | POWER CABLE, PREASSEMBLED | 832.95
6FX8002-5CS51-1CG0 | POWER CABLE, PREASSEMBLED | 1008.17
6FX8002-5CS51-1CK0 | POWER CABLE, PREASSEMBLED | 1082.64
6FX8002-5CS51-1EC0 | POWER CABLE, PREASSEMBLED | 1405.94
6FX8002-5CS51-1FA0 | POWER CABLE, PREASSEMBLED | 1603.61
6FX8002-5CS51-1HJ0 | POWER CABLE, PREASSEMBLED | 2299.66
6FX8002-5CS51-1JB0 | POWER CABLE, PREASSEMBLED | 2375.29
6FX8002-5CS54-1AD0 | POWER CABLE, PREASSEMBLED | 302.94
6FX8002-5CS54-1BD0 | POWER CABLE, PREASSEMBLED | 550.38
6FX8002-5CS54-1BF0 | POWER CABLE, PREASSEMBLED | 600.12
6FX8002-5CS61-1AB0 | POWER CABLE, PREASSEMBLED | 413.79
6FX8002-5CS61-1AF0 | POWER CABLE, PREASSEMBLED | 555.81
6FX8002-5CS61-1BA0 | POWER CABLE, PREASSEMBLED | 732.25
6FX8002-5CS61-1BE0 | POWER CABLE, PREASSEMBLED | 873.96
6FX8002-5CS61-1BG0 | POWER CABLE, PREASSEMBLED | 945
6FX8002-5CS61-1CC0 | POWER CABLE, PREASSEMBLED | 1159.37
6FX8002-5CS61-1DA0 | POWER CABLE, PREASSEMBLED | 1442.12
6FX8002-8QE21-1BK0 | ONE-CABLE-CONNECTION EXTENSION | 975.91
6FX8002-8QE21-1CB0 | ONE-CABLE-CONNECTION EXTENSION | 1048.98
6FX8002-8QE21-1CK0 | ONE-CABLE-CONNECTION EXTENSION | 1341.19
6FX8002-8QE21-1DB0 | ONE-CABLE-CONNECTION EXTENSION | 1414.28
6FX8002-8QE21-1DG0 | ONE-CABLE-CONNECTION EXTENSION | 1596.93
6FX8002-8QE21-1DJ0 | ONE-CABLE-CONNECTION EXTENSION | 1669.98
6FX8002-8QE21-1EF0 | ONE-CABLE-CONNECTION EXTENSION | 1925.7
6FX8002-8QE21-1EH0 | ONE-CABLE-CONNECTION EXTENSION | 1998.75
6FX8002-8QN21-1AC0 | ONE-CABLE-CONNECTION ASSEMBLY | 275.11
6FX8002-8QN21-1AE0 | ONE-CABLE-CONNECTION ASSEMBLY | 348.17
6FX8002-8QN21-1BA0 | ONE-CABLE-CONNECTION ASSEMBLY | 567.35
6FX8002-8QN21-1BC0 | ONE-CABLE-CONNECTION ASSEMBLY | 640.43
6FX8002-8QN21-1BK0 | ONE-CABLE-CONNECTION ASSEMBLY | 896.1
6FX8002-8QN21-1CC0 | ONE-CABLE-CONNECTION ASSEMBLY | 1005.71
6FX8002-8QN21-1DA0 | ONE-CABLE-CONNECTION ASSEMBLY | 1297.93
6FX8002-8QE21-1BG0 | ONE-CABLE-CONNECTION EXTENSION | 866.33
6FX8002-8QE21-1BH0 | ONE-CABLE-CONNECTION EXTENSION | 902.88
6FX8002-8QE21-1DC0 | ONE-CABLE-CONNECTION EXTENSION | 1450.81
6FX8002-8QE21-1DD0 | ONE-CABLE-CONNECTION EXTENSION | 1487.31
6FX8002-8QE21-1DE0 | ONE-CABLE-CONNECTION EXTENSION | 1523.87
6FX8002-8QE21-1DF0 | ONE-CABLE-CONNECTION EXTENSION | 1560.39
6FX8002-8QE21-1EJ0 | ONE-CABLE-CONNECTION EXTENSION | 2035.26
6FX8002-8QE21-1EK0 | ONE-CABLE-CONNECTION EXTENSION | 2071.81
6FX8002-8QE21-1CH0 | ONE-CABLE-CONNECTION EXTENSION | 1268.16
6FX8002-8QN07-1FA0 | ONE-CABLE-CONNECTION ASSEMBLY | 991.38
6FX8002-8QN11-1BK0 | ONE-CABLE-CONNECTION ASSEMBLY | 609.36
6FX8002-8QN21-1BE0 | ONE-CABLE-CONNECTION ASSEMBLY | 713.47
6FX8002-8QN21-1BF0 | ONE-CABLE-CONNECTION ASSEMBLY | 750
6FX8002-8QN21-1BG0 | ONE-CABLE-CONNECTION ASSEMBLY | 786.53
6FX8002-8QN21-1BH0 | ONE-CABLE-CONNECTION ASSEMBLY | 823.08
6FX8002-8QN21-1DD0 | ONE-CABLE-CONNECTION ASSEMBLY | 1407.51
6FX8002-8QN21-1DE0 | ONE-CABLE-CONNECTION ASSEMBLY | 1444.05
6FX8002-8QN21-1DF0 | ONE-CABLE-CONNECTION ASSEMBLY | 1480.58
6FX8002-8QN21-1DG0 | ONE-CABLE-CONNECTION ASSEMBLY | 1517.11
7MF1566-3AG00-2AA1 | Transducer SITRANS P210 for pressure | 600.12
7MF1566-3AG10-1AA1 | Transducer SITRANS P210 for pressure | 606.44
7MF1566-3AG10-2AA1 | Transducer SITRANS P210 for pressure | 600.12
7MF1567-3BE10-1DA1 | Transducer SITRANS P220 for pressure | 250.69
6GK6090-0AS23-0CA0-ZA01B01X01 | RUGGEDCOM RS900 | 2108.98
6GK6090-0AS23-0CA0-ZA01B03 | RUGGEDCOM RS900 | 2325.07
6GK6090-0AS23-0CA0-ZA01B03X01 | RUGGEDCOM RS900 | 2325.07
6GK6090-0AS23-0CA0-ZA01B04 | RUGGEDCOM RS900 | 2325.07
6GK6090-0AS23-0CA0-ZA15B00 | RUGGEDCOM RS900 | 2560.67
6GK6090-0AS23-0CA0-ZA15B00W00 | RUGGEDCOM RS900 | 2560.67
6GK6090-0AS23-0CA0-ZA15B01 | RUGGEDCOM RS900 | 2653.29
6GK6090-0AS23-0CA0-ZA15B01W04 | RUGGEDCOM RS900 | 2653.29
6GK6090-0AS23-0CA0-ZA15B05 | RUGGEDCOM RS900 | 2869.39
6GK6090-0AS23-0CA1-ZA12B01 | RUGGEDCOM RS900 | 3238.2
6GK6090-0GS11-0BA0 | RUGGEDCOM RS900GNC | 2256.84
6GK6090-0GS11-0BA0-ZA01 | RUGGEDCOM RS900GNC | 2979.87
6GK6090-0PS20-0BA0-ZA01 | RUGGEDCOM RS900GP | 3600.54
6FX5008-1BB51-1GH0 | POWER CABLE, SOLD BY THE METER | 1517.91
6FX5008-1BB51-1HA0 | POWER CABLE, SOLD BY THE METER | 1584.91
6FX5008-1BB51-1CH0 | POWER CABLE, SOLD BY THE METER | 618.37
6FX5008-1BB51-1JA0 | POWER CABLE, SOLD BY THE METER | 1809.19
6FX7002-5LM70-1BA0 | POWER CABLE PREASSEMBLED | 620.93
6FX7002-5LM72-1AA1 | POWER CABLE PREASSEMBLED | 350.08
6FX7002-5LM72-1AA5 | POWER CABLE PREASSEMBLED | 350.08
6FX7002-5LM72-1AB0 | POWER CABLE PREASSEMBLED | 350.08
6FX7008-1BC11-1BA0 | POWER CABLE, SOLD BY THE METER | 282.86
6FX7008-1BC11-1BC0 | POWER CABLE, SOLD BY THE METER | 336.08
6FX7008-1BC21-1AF0 | POWER CABLE, SOLD BY THE METER | 161.57
6FX7008-1BC21-1AK0 | POWER CABLE, SOLD BY THE METER | 276.05
6FX8002-2CA80-1BD0 | SIGNAL CABLE, PREASSEMBLED | 296.96
6FX8002-2CA80-1BE0 | SIGNAL CABLE, PREASSEMBLED | 307.94
6FX8002-2CA80-1BF0 | SIGNAL CABLE, PREASSEMBLED | 318.88
6FX8002-2CA80-1BF5 | SIGNAL CABLE, PREASSEMBLED | 329.87
6FX8002-2CA80-1DF0 | SIGNAL CABLE, PREASSEMBLED | 538.57
6FX8002-2CA80-1DH0 | SIGNAL CABLE, PREASSEMBLED | 560.58
6FX8002-2CA80-1DK0 | SIGNAL CABLE, PREASSEMBLED | 582.57
6FX8002-2CA80-1EA0 | SIGNAL CABLE, PREASSEMBLED | 593.54
6FX8002-2CB54-1AA5 | SIGNAL CABLE, PREASSEMBLED EXT. | 140.42
6FX8002-2CB54-1AB0 | SIGNAL CABLE, PREASSEMBLED EXT. | 140.42
6FX8002-2DC10-1DB0 | SIGNAL CABLE, PREASSEMBLED | 392.54
6FX8002-2DC10-1DC0 | SIGNAL CABLE, PREASSEMBLED | 401.05
6FX8002-8QN21-1DC0 | ONE-CABLE-CONNECTION ASSEMBLY | 1371.01
6FX8002-8QN21-1DH0 | ONE-CABLE-CONNECTION ASSEMBLY | 1553.66
6FX8002-8QN21-1EA0 | ONE-CABLE-CONNECTION ASSEMBLY | 1663.22
7MF1567-8AA | Plug for P200/210/220 (M16x1.5) | 6.34
7MF7900-2BD | Mounting bracket | 3784.29
7MF7906-7AB | Sealing plug | 46.84
6GK6090-0AS23-0CA0-ZA00B00W29 | RUGGEDCOM RS900 | 1829.51
6GK6090-0AS23-0CA0-ZA01B00 | RUGGEDCOM RS900 | 2016.36
6GK6090-0AS23-0CA0-ZA01B05 | RUGGEDCOM RS900 | 2325.07
6GK6090-0AS23-0CA0-ZA08B00 | RUGGEDCOM RS900 | 2414.43
6GK6090-0AS23-0CA0-ZA12B00 | RUGGEDCOM RS900 | 2414.43
6GK6090-0AS23-0CA0-ZA12B04W00 | RUGGEDCOM RS900 | 2723.15
6GK6090-0AS23-0CA0-ZA16B02W04 | RUGGEDCOM RS900 | 2520.05
6GK6090-0AS23-0CA0-ZA17B01 | RUGGEDCOM RS900 | 2653.29
6GK6090-0AS23-0CA1-ZA01B01X01 | RUGGEDCOM RS900 | 2840.13
6GK6090-0AS23-0CA1-ZA05B00 | RUGGEDCOM RS900 | 3145.6
6GK6090-0PS20-0BA0-ZA02 | RUGGEDCOM RS900GP | 4234.21
6GK6090-0PS20-0BA0-ZA04 | RUGGEDCOM RS900GP | 4591.66
6FX5008-1BB51-1EA0 | POWER CABLE, SOLD BY THE METER | 912.03
6FX5008-1BB51-1FF0 | POWER CABLE, SOLD BY THE METER | 1248.7
6FX5008-1BB51-3AA0 | POWER CABLE, SOLD BY THE METER | 4498.54
6FX5008-1BB61-1AC0 | POWER CABLE, SOLD BY THE METER | 73
6FX5008-1BB61-1BA0 | POWER CABLE, SOLD BY THE METER | 311.64
6FX7002-5LM62-1AA4 | POWER CABLE PREASSEMBLED | 238.98
6FX7002-5LM62-1AB0 | POWER CABLE PREASSEMBLED | 238.98
6FX7002-5LM72-1AH0 | POWER CABLE PREASSEMBLED | 444.81
6FX7002-5LM80-1BD6 | POWER CABLE PREASSEMBLED | 692.64
6FX7002-5YP23-1AK0 | POWER CABLE, PREASSEMBLED | 362.12
6FX7008-1BC11-1AH0 | POWER CABLE, SOLD BY THE METER | 203.04
6FX7008-1BC21-1BC0 | POWER CABLE, SOLD BY THE METER | 363.91
6FX7008-1BC31-1BF0 | POWER CABLE,SOLD BY THE METER, | 503.41
6FX7008-1BC31-1DA0 | POWER CABLE,SOLD BY THE METER, | 991.11
6FX8002-2CA80-1AK0 | SIGNAL CABLE, PREASSEMBLED | 253.05
6FX8002-2CA80-1BB0 | SIGNAL CABLE, PREASSEMBLED | 275.01
6FX8002-2CA80-1BH0 | SIGNAL CABLE, PREASSEMBLED | 340.89
6FX8002-2CA80-1BK0 | SIGNAL CABLE, PREASSEMBLED | 362.87
6FX8002-2CA80-1DB0 | SIGNAL CABLE, PREASSEMBLED | 494.69
6FX8002-2CA80-1DE0 | SIGNAL CABLE, PREASSEMBLED | 527.64
6FX8002-2CA80-1EB0 | SIGNAL CABLE, PREASSEMBLED | 604.54
6FX8002-2CA80-2AA0 | SIGNAL CABLE, PREASSEMBLED | 1252.54
6FX8002-2CA88-1AK0 | SIGNAL CABLE, PREASSEMBLED EXT. | 247.4
6FX8002-2CA88-1DA0 | SIGNAL CABLE, PREASSEMBLED EXT. | 481.97
6FX8002-2DC10-1DA5 | SIGNAL CABLE, PREASSEMBLED | 392.54
6FX8002-2DC10-1DF0 | SIGNAL CABLE, PREASSEMBLED | 426.58
6FX8002-2DC10-1DH0 | SIGNAL CABLE, PREASSEMBLED | 443.55
6FX8002-2DC10-1EC0 | SIGNAL CABLE, PREASSEMBLED | 486.61
6FX8002-2DC10-1EE0 | SIGNAL CABLE, PREASSEMBLED | 503.62
6FX8002-2DC10-1GA0 | SIGNAL CABLE, PREASSEMBLED | 640
6FX8002-2DC10-1GF0 | SIGNAL CABLE, PREASSEMBLED | 682.53
6FX8002-2DC10-1HG0 | SIGNAL CABLE, PREASSEMBLED | 775.93
6FX8002-2DC20-1AA5 | SIGNAL CABLE, PREASSEMBLED | 158.32
6FX8002-2DC20-1AC6 | SIGNAL CABLE, PREASSEMBLED | 175.31
6FX8002-2DC20-1AD0 | SIGNAL CABLE, PREASSEMBLED | 175.26
6FX8002-2DC20-1AE3 | SIGNAL CABLE, PREASSEMBLED | 192.34
6FX8002-2DC20-1AF0 | SIGNAL CABLE, PREASSEMBLED | 192.36
6FX8002-2DC20-1AH3 | SIGNAL CABLE, PREASSEMBLED | 217.8
6FX8002-2DC20-1AH6 | SIGNAL CABLE, PREASSEMBLED | 217.8
6FX8002-2DC20-1BC0 | SIGNAL CABLE, PREASSEMBLED | 251.67
6FX8002-2DC20-1BD0 | SIGNAL CABLE, PREASSEMBLED | 260.12
6FX8002-2DC20-1BK0 | SIGNAL CABLE, PREASSEMBLED | 311.22
6FX8002-2DC20-1CB0 | SIGNAL CABLE, PREASSEMBLED | 328.32
6FX8002-2DC20-1CG0 | SIGNAL CABLE, PREASSEMBLED | 370.68
6FX8002-8QE21-1EA0 | ONE-CABLE-CONNECTION EXTENSION | 1743.04
6FX8002-8QE21-1EB0 | ONE-CABLE-CONNECTION EXTENSION | 1779.57
6FX8002-8QE21-1EC0 | ONE-CABLE-CONNECTION EXTENSION | 1816.1
6FX8002-8QE21-1ED0 | ONE-CABLE-CONNECTION EXTENSION | 1852.59
6FX8002-8QN21-1AF0 | ONE-CABLE-CONNECTION ASSEMBLY | 384.7
6FX8002-8QN21-1AG0 | ONE-CABLE-CONNECTION ASSEMBLY | 421.23
6FX8002-8QN21-1AH0 | ONE-CABLE-CONNECTION ASSEMBLY | 457.78
6FX8002-8QN21-1AK0 | ONE-CABLE-CONNECTION ASSEMBLY | 530.8
6FX8002-8QN21-1CE0 | ONE-CABLE-CONNECTION ASSEMBLY | 1078.75
6FX8002-8QN21-1CF0 | ONE-CABLE-CONNECTION ASSEMBLY | 1115.28
6FX8002-8QN21-1CG0 | ONE-CABLE-CONNECTION ASSEMBLY | 1151.83
6FX8002-8QN21-1CJ0 | ONE-CABLE-CONNECTION ASSEMBLY | 1224.86
6FX8002-8QN21-1EC0 | ONE-CABLE-CONNECTION ASSEMBLY | 1736.29
6GK6090-0AS23-0BA1-ZA25B00 | RUGGEDCOM RS900 | 3309.69
6GK6090-0AS23-0BA1-ZA25B01 | RUGGEDCOM RS900 | 3402.31
6GK6090-0AS23-0BA1-ZA25B10 | RUGGEDCOM RS900 | 3691.52
6GK6090-0AS23-0CA0 | RUGGEDCOM RS900 | 1829.51
6GK6090-0AS23-0CA0-ZA00B00 | RUGGEDCOM RS900 | 1829.51
6GK6090-0AS23-0CA0-ZA08B01 | RUGGEDCOM RS900 | 2507.05
6GK6090-0AS23-0CA0-ZA08B04 | RUGGEDCOM RS900 | 2723.15
6GK6090-0AS23-0CA0-ZA08B06 | RUGGEDCOM RS900 | 2796.26
6GK6090-0AS23-0CA0-ZA08B07 | RUGGEDCOM RS900 | 2796.26
6GK6090-0AS23-0CA0-ZA21B00 | RUGGEDCOM RS900 | 3486.8
6GK6090-0AS23-0CA0-ZA25B00 | RUGGEDCOM RS900 | 2560.67
6GK6090-0AS23-0CA0-ZA25B10 | RUGGEDCOM RS900 | 2942.5
6GK6090-0AS23-0CA0-ZA29B00 | RUGGEDCOM RS900 | 3486.8
6GK6090-0PS20-0BA0-ZA07 | RUGGEDCOM RS900GP | 3819.88
6GK6090-0PS20-0BA0-ZA08 | RUGGEDCOM RS900GP | 4534.79
6GK6090-0PS20-0BA0-ZA11 | RUGGEDCOM RS900GP | 3787.39
6FX5008-1BB51-1DB0 | POWER CABLE, SOLD BY THE METER | 707.86
6FX5008-1BB51-1DF0 | POWER CABLE, SOLD BY THE METER | 797.79
6FX5008-1BB61-1AD0 | POWER CABLE, SOLD BY THE METER | 102.57
6FX5008-1BB61-1AF0 | POWER CABLE, SOLD BY THE METER | 162.25
6FX5008-1BB61-1AG0 | POWER CABLE, SOLD BY THE METER | 191.86
6FX5008-1BB61-1AJ0 | POWER CABLE, SOLD BY THE METER | 251.46
6FX7002-5YP18-1AB0 | POWER CABLE, PREASSEMB. EXTENS. | 318.19
6FX7002-5YP22-1AA5 | POWER CABLE, PREASSEMBLED | 264.75
6FX7002-5YP22-1AA6 | POWER CABLE, PREASSEMBLED | 264.75
6FX7002-5YP22-1AA7 | POWER CABLE, PREASSEMBLED | 264.75
6FX7008-1BC31-1FA0 | POWER CABLE,SOLD BY THE METER, | 1638.57
6FX8002-2CA80-1AG7 | SIGNAL CABLE, PREASSEMBLED | 231.11
6FX8002-2CA80-1AH0 | SIGNAL CABLE, PREASSEMBLED | 231.06
6FX8002-2CA80-1AJ0 | SIGNAL CABLE, PREASSEMBLED | 242.03
6FX8002-2CA80-1CA0 | SIGNAL CABLE, PREASSEMBLED | 373.86
6FX8002-2CA80-1CB0 | SIGNAL CABLE, PREASSEMBLED | 384.85
6FX8002-2CA80-1CC0 | SIGNAL CABLE, PREASSEMBLED | 395.83
6FX8002-2CA80-1CF0 | SIGNAL CABLE, PREASSEMBLED | 428.72
6FX8002-2CA80-1CG0 | SIGNAL CABLE, PREASSEMBLED | 439.79
6FX8002-2CA88-1AB0 | SIGNAL CABLE, PREASSEMBLED EXT. | 158.03
6FX8002-2CA88-1AB5 | SIGNAL CABLE, PREASSEMBLED EXT. | 169.18
6FX8002-2CA88-1AE0 | SIGNAL CABLE, PREASSEMBLED EXT. | 191.56
6FX8002-2CA88-1AH0 | SIGNAL CABLE, PREASSEMBLED EXT. | 225.03
7MC7524-0NB00-1CA6 | SITRANS TS500 Temp. sens. barst. A 2014 | 346.91
6FX8002-2DC10-1DJ5 | SIGNAL CABLE, PREASSEMBLED | 460.58
6FX8002-2DC10-1DK0 | SIGNAL CABLE, PREASSEMBLED | 460.6
6FX8002-2DC10-1EA0 | SIGNAL CABLE, PREASSEMBLED | 469.62
6FX8002-2DC10-1EB0 | SIGNAL CABLE, PREASSEMBLED | 478.12
6FX8002-2DC10-1GG0 | SIGNAL CABLE, PREASSEMBLED | 690.88
6FX8002-2DC10-1GJ0 | SIGNAL CABLE, PREASSEMBLED | 708.02
6FX8002-2DC10-1HA0 | SIGNAL CABLE, PREASSEMBLED | 725.06
6FX8002-2DC10-1HF0 | SIGNAL CABLE, PREASSEMBLED | 767.58
6FX5002-2DC00-1HH0 | SIGNAL CABLE, PREASSEMBLED | 641.71
6FX5002-2DC10-1AA5 | SIGNAL CABLE, PREASSEMBLED | 119.48
6FX5002-2DC10-1AA7 | SIGNAL CABLE, PREASSEMBLED | 119.48
6FX5002-2DC10-1AC0 | SIGNAL CABLE, PREASSEMBLED | 126.61
6FX5002-2DC10-1AC4 | SIGNAL CABLE, PREASSEMBLED | 133.72
6FX5002-2DC10-1AD7 | SIGNAL CABLE, PREASSEMBLED | 140.8
6FX5002-2DC10-1AE0 | SIGNAL CABLE, PREASSEMBLED | 140.84
6FX5002-2DC10-1AF0 | SIGNAL CABLE, PREASSEMBLED | 148.03
6FX5002-2DC10-1AF3 | SIGNAL CABLE, PREASSEMBLED | 155.11
6FX5002-5CS01-1AE5 | POWER CABLE, PREASSEMBLED | 284.66
6FX5002-5CS01-1AF5 | POWER CABLE, PREASSEMBLED | 289.74
6FX5002-5CS01-1AK2 | POWER CABLE, PREASSEMBLED | 309.81
6FX5002-5CS01-1BB0 | POWER CABLE, PREASSEMBLED | 314.9
6FX5002-5CS01-1BH0 | POWER CABLE, PREASSEMBLED | 345.17
6FX5002-5CS01-1BK0 | POWER CABLE, PREASSEMBLED | 355.15
6FX5002-5CS01-1CD0 | POWER CABLE, PREASSEMBLED | 375.43
6FX5002-5CS01-1CF0 | POWER CABLE, PREASSEMBLED | 385.53
6FX5002-5CS01-1DG0 | POWER CABLE, PREASSEMBLED | 440.97
6FX5002-5CS01-1EA0 | POWER CABLE, PREASSEMBLED | 461.08
6FX5002-5CS01-1FH0 | POWER CABLE, PREASSEMBLED | 546.86
6FX5002-5CS01-1GB0 | POWER CABLE, PREASSEMBLED | 567.41
6FX5002-5CS01-1HF0 | POWER CABLE, PREASSEMBLED | 638.46
6FX5002-5CS01-1JA0 | POWER CABLE, PREASSEMBLED | 661.87
6FX5002-5CS02-1AC0 | POWER CABLE, PREASSEMBLED | 207.45
6FX5002-5CS02-1AE0 | POWER CABLE, PREASSEMBLED | 217.51
6FX5002-5CS02-1CA0 | POWER CABLE, PREASSEMBLED | 298.2
6FX5002-8QN21-1AF0 | ONE-CABLE-CONNECTION ASSEMBLY | 330.05
6FX5002-8QN21-1BA0 | ONE-CABLE-CONNECTION ASSEMBLY | 462.05
6FX5002-8QN21-1BC0 | ONE-CABLE-CONNECTION ASSEMBLY | 514.84
6FX5002-8QN21-1CD0 | ONE-CABLE-CONNECTION ASSEMBLY | 805.25
6FX5002-8QN21-1CF0 | ONE-CABLE-CONNECTION ASSEMBLY | 858.02
6FX5002-8QN21-1DE0 | ONE-CABLE-CONNECTION ASSEMBLY | 1095.64
6FX5002-8QN21-1DG0 | ONE-CABLE-CONNECTION ASSEMBLY | 1148.43
6FX5002-8QN21-1EB0 | ONE-CABLE-CONNECTION ASSEMBLY | 1280.41
6FX5002-8QN21-1ED0 | ONE-CABLE-CONNECTION ASSEMBLY | 1333.23
6FX5002-8QN21-1CH0 | ONE-CABLE-CONNECTION ASSEMBLY | 910.82
6FX5008-1BA25-1GF0 | POWER CABLE, SOLD BY THE METER | 3728.12
6FX5008-1BA35-1CF0 | POWER CABLE, SOLD BY THE METER | 1825.11
6FX5008-1BA35-1EE0 | POWER CABLE, SOLD BY THE METER | 3198.69
6FX5008-1BA41-2AA0 | POWER CABLE, SOLD BY THE METER | 2005.71
6FX5008-1BA41-3AA0 | POWER CABLE, SOLD BY THE METER | 3989.78
6FX5008-1BA51-1BF0 | POWER CABLE, SOLD BY THE METER | 412.23
6FX3802-7CD01-1BF0 | Dual cable, Preassembled | 393.53
6FX3802-7CD01-1DA0 | Dual cable, Preassembled | 644.77
6FX3802-7CN01-1BF0 | Dual cable, Preassembled | 393.53
6FX5002-2CA31-1CD0 | SIGNAL CABLE, PREASSEMBLED, | 300.78
6FX5002-2CA31-1CF0 | SIGNAL CABLE, PREASSEMBLED, | 316.52
6FX5002-2CA31-1DB0 | SIGNAL CABLE, PREASSEMBLED, | 364.89
6FX5002-2CA31-1DD0 | SIGNAL CABLE, PREASSEMBLED, | 380.78
6FX5002-2CA31-1EC0 | SIGNAL CABLE, PREASSEMBLED, | 451.44
6FX5002-2CA31-1EG0 | SIGNAL CABLE, PREASSEMBLED, | 483.04
6FX5002-2CA31-1GB0 | SIGNAL CABLE, PREASSEMBLED, | 600.82
6FX5002-2CA31-1HA0 | SIGNAL CABLE, PREASSEMBLED, | 671.53
6FX5002-2CA31-1JA0 | SIGNAL CABLE, PREASSEMBLED, | 752.46
6FX5002-2CA34-1AB5 | SIGNAL CABLE, PREASSEMBLED,EXT. | 166.1
6FX5002-2CA34-1AE0 | SIGNAL CABLE, PREASSEMBLED,EXT. | 182.94
6FX5002-2CB54-1AB0 | SIGNAL CABLE, PREASSEMBLED,EXT. | 121.55
6FX5002-2CB54-1AD0 | SIGNAL CABLE, PREASSEMBLED,EXT. | 135.39
6FX5002-2CC11-1AG0 | SIGNAL CABLE, PREASSEMBLED, | 149.38
6FX5002-2CC11-1BA0 | SIGNAL CABLE, PREASSEMBLED, | 172.75
6FX8002-2DC20-1AD4 | SIGNAL CABLE, PREASSEMBLED | 183.77
6FX8002-2DC20-1AD5 | SIGNAL CABLE, PREASSEMBLED | 183.77
6FX8002-2DC20-1AD6 | SIGNAL CABLE, PREASSEMBLED | 183.77
6FX8002-2DC20-1AD7 | SIGNAL CABLE, PREASSEMBLED | 183.77
6FX8002-2DC20-1AJ3 | SIGNAL CABLE, PREASSEMBLED | 226.36
6FX8002-2DC20-1AJ5 | SIGNAL CABLE, PREASSEMBLED | 226.36
6FX8002-2DC20-1AK0 | SIGNAL CABLE, PREASSEMBLED | 226.38
6FX8002-2DC20-1AK5 | SIGNAL CABLE, PREASSEMBLED | 234.88
6FX8002-2DC20-1BB0 | SIGNAL CABLE, PREASSEMBLED | 243.17
6FX8002-2DC20-1CC0 | SIGNAL CABLE, PREASSEMBLED | 336.79
6FX8002-2DC20-1CD0 | SIGNAL CABLE, PREASSEMBLED | 345.25
6FX8002-2DC20-1CE0 | SIGNAL CABLE, PREASSEMBLED | 353.83
6FX8002-2DC20-1CF0 | SIGNAL CABLE, PREASSEMBLED | 362.35
6FX8002-5CP41-1BF0 | POWER CABLE, PREASSEMBLED | 794.99
6FX8002-5CP42-1AD0 | POWER CABLE, PREASSEMBLED | 416.06
6FX8002-5CP42-1AE0 | POWER CABLE, PREASSEMBLED | 447.92
6FX8002-5CP45-1BF0 | POWER CABLE PREASSEMBLED | 686.65
6FX8002-5CS41-1AD8 | POWER CABLE, PREASSEMBLED | 437.16
6FX8002-5CS41-1AE0 | POWER CABLE, PREASSEMBLED | 437.1
6FX8002-5CS41-1AF0 | POWER CABLE, PREASSEMBLED | 457.18
6FX8002-5CS41-1AF5 | POWER CABLE, PREASSEMBLED | 477.16
6FX8002-5CS41-1AG0 | POWER CABLE, PREASSEMBLED | 477.09
6FX8002-5CS41-1CA0 | POWER CABLE, PREASSEMBLED | 757.13
6FX8002-5CS41-1CF0 | POWER CABLE, PREASSEMBLED | 857.24
6FX8002-5CS41-1CK0 | POWER CABLE, PREASSEMBLED | 937.27
6FX8002-5CS41-1DA0 | POWER CABLE, PREASSEMBLED | 958.3
6FX8002-5CS41-1JF0 | POWER CABLE, PREASSEMBLED | 2057.32
6FX8002-5CS41-1KA0 | POWER CABLE, PREASSEMBLED | 2158.41
6FX8002-5CS41-1KF0 | POWER CABLE, PREASSEMBLED | 2258.52
6FX8002-5CS51-1AC0 | POWER CABLE, PREASSEMBLED | 411.59
6FX8002-5DS14-1AJ0 | POWER CABLE, PREASSEMBLED | 864.57
6FX8002-5DS14-1BA0 | POWER CABLE, PREASSEMBLED | 935.78
6FX8002-5DS14-1BF0 | POWER CABLE, PREASSEMBLED | 1113.82
6FX8002-5DS14-1CA0 | POWER CABLE, PREASSEMBLED | 1291.87
6FX8002-5DS21-1AJ0 | POWER CABLE, PREASSEMBLED | 511.44
6FX8002-5DS21-1AK0 | POWER CABLE, PREASSEMBLED | 528.79
6FX8002-5DS21-1BA0 | POWER CABLE, PREASSEMBLED | 546.39
6FX8002-5DS21-1BB0 | POWER CABLE, PREASSEMBLED | 563.91
6FX8002-5DS21-1BC0 | POWER CABLE, PREASSEMBLED | 581.32
6FX8002-5DS21-1CD0 | POWER CABLE, PREASSEMBLED | 773.06
6FX8002-5DS21-1CE0 | POWER CABLE, PREASSEMBLED | 790.6
6FX8002-5DS21-1CF0 | POWER CABLE, PREASSEMBLED | 808.25
6FX8002-5DS21-1CG0 | POWER CABLE, PREASSEMBLED | 825.54
6FX8002-8QE21-1AB0 | ONE-CABLE-CONNECTION EXTENSION | 318.4
6FX8002-8QE21-1AC0 | ONE-CABLE-CONNECTION EXTENSION | 354.93
6FX8002-8QE21-1AD0 | ONE-CABLE-CONNECTION EXTENSION | 391.43
6FX8002-8QE21-1AE0 | ONE-CABLE-CONNECTION EXTENSION | 427.97
7MF1566-3AC10-2AA1 | Transducer SITRANS P210 for pressure | 600.12
6GK6000-8CG01-1BA1 | RUGGEDCOM RSG2100 MEDIA MODULE 1CG01, CC | 860.56
6GK6000-8CG01-1CA1 | RUGGEDCOM MEDIA MODULE 1CG01, CC | 860.56
6GK6000-8CG01-2BA1 | RUGGEDCOM RSG2100 MEDIA MODULE CG01, CC | 860.56
6GK6050-0AR00-0CG0 | Front cover for MX5000RE | 6469.86
6FX8002-2DC10-1AG5 | SIGNAL CABLE, PREASSEMBLED | 189.07
6FX8002-2DC10-1AH0 | SIGNAL CABLE, PREASSEMBLED | 189.2
6FX8002-2DC10-1AH3 | SIGNAL CABLE, PREASSEMBLED | 197.67
6FX8002-2DC10-1AH5 | SIGNAL CABLE, PREASSEMBLED | 197.67
6FX8002-2DC10-1BA7 | SIGNAL CABLE, PREASSEMBLED | 223.04
6FX8002-2DC10-1BA8 | SIGNAL CABLE, PREASSEMBLED | 223.04
6FX8002-2DC10-1BB0 | SIGNAL CABLE, PREASSEMBLED | 223.04
6FX8002-2DC10-1BB3 | SIGNAL CABLE, PREASSEMBLED | 231.53
6FX8002-2DC10-1BE5 | SIGNAL CABLE, PREASSEMBLED | 257.04
6FX8002-5CP17-1BE0 | POWER CABLE PREASSEMBLED | 347.21
6FX8002-5CP21-1DA0 | POWER CABLE, PREASSEMBLED | 839.56
6FX8002-5CP41-1AK0 | POWER CABLE, PREASSEMBLED | 603.7
6FX8002-5CQ15-1AK0 | POWER CABLE EXTENSION | 399.95
6FX8002-5CQ15-1BD0 | POWER CABLE EXTENSION | 459.54
6FX8002-5CQ38-1BC0 | POWER CABLE EXTENSION | 578.94
6FX8002-5CS41-1AA0 | POWER CABLE, PREASSEMBLED | 357.07
6FX8002-5CS41-1AH0 | POWER CABLE, PREASSEMBLED | 497.16
6FX8002-5CS41-1AK0 | POWER CABLE, PREASSEMBLED | 537.24
6FX8002-5CS41-1BG0 | POWER CABLE, PREASSEMBLED | 677.13
6FX8002-5CS41-1BJ0 | POWER CABLE, PREASSEMBLED | 717.15
6FX8002-5CS41-1DC0 | POWER CABLE, PREASSEMBLED | 998.34
6FX8002-5CS41-1DG0 | POWER CABLE, PREASSEMBLED | 1078.33
6FX8002-5CS41-1EA0 | POWER CABLE, PREASSEMBLED | 1157.21
6FX8002-5CS41-1GF0 | POWER CABLE, PREASSEMBLED | 1657.33
6FX8002-5CS41-1HF0 | POWER CABLE, PREASSEMBLED | 1858.52
6FX8002-5CS51-1AG0 | POWER CABLE, PREASSEMBLED | 511.03
6FX8002-5DS13-1FA0 | POWER CABLE, PREASSEMBLED | 3102.42
6FX8002-5DS14-1AF5 | POWER CABLE, PREASSEMBLED | 793.37
6FX8002-5DS14-1AG5 | POWER CABLE, PREASSEMBLED | 828.97
6FX8002-5DS14-1AH5 | POWER CABLE, PREASSEMBLED | 864.57
6FX8002-5DS14-1CF0 | POWER CABLE, PREASSEMBLED | 1469.9
6FX8002-5DS14-1DD0 | POWER CABLE, PREASSEMBLED | 1754.8
6FX8002-5DS21-1AE5 | POWER CABLE, PREASSEMBLED | 458.91
6FX8002-5DS21-1AH0 | POWER CABLE, PREASSEMBLED | 493.9
6FX8002-5DS21-1BE5 | POWER CABLE, PREASSEMBLED | 633.99
6FX8002-5DS21-1BF5 | POWER CABLE, PREASSEMBLED | 651.61
6FX8002-5DS21-1BK5 | POWER CABLE, PREASSEMBLED | 721.36
6FX8002-5DS21-1CB0 | POWER CABLE, PREASSEMBLED | 738.04
6FX8002-5DS21-1DC0 | POWER CABLE, PREASSEMBLED | 931.19
6FX8002-5DS21-1DF0 | POWER CABLE, PREASSEMBLED | 983.98
6FX8002-8QE08-1AC3 | ONE-CABLE-CONNECTION EXTENSION | 269.84
6FX8002-8QE11-1BC0 | ONE-CABLE-CONNECTION EXTENSION | 526.91
6FX8002-8QE21-1AF0 | ONE-CABLE-CONNECTION EXTENSION | 464.5
6FX8002-8QE21-1AH0 | ONE-CABLE-CONNECTION EXTENSION | 537.58
7MF1565-5CA10-2AA1 | Transducer SITRANS P200 for pressure | 244.35
7MF1566-3AA10-2AA1 | Transducer SITRANS P210 for pressure | 600.12
6GK6000-8CG02-0AA0 | RUGGEDCOM SFP1112-1I | 714.91
6GK6000-8FE50-1AA0 | RUGGEDCOM SFP1121-1FX2AI | 398.07
6GK6050-0AL20-0PR1 | RUGGEDCOM RX5000PN LM PRP CC | 4125.91
6GK6090-0AS23-0BA0-ZA29B00 | RUGGEDCOM RS900 | 3504.68
6FX8002-2DC10-1AF5 | SIGNAL CABLE, PREASSEMBLED | 180.71
6FX8002-2DC10-1AG2 | SIGNAL CABLE, PREASSEMBLED | 189.07
6FX8002-2DC10-1AH6 | SIGNAL CABLE, PREASSEMBLED | 197.67
6FX8002-2DC10-1AJ1 | SIGNAL CABLE, PREASSEMBLED | 206.21
6FX8002-2DC10-1AJ5 | SIGNAL CABLE, PREASSEMBLED | 206.21
6FX8002-2DC10-1AK4 | SIGNAL CABLE, PREASSEMBLED | 214.74
6FX8002-2DC10-1BA2 | SIGNAL CABLE, PREASSEMBLED | 223.04
6FX8002-2DC10-1BB6 | SIGNAL CABLE, PREASSEMBLED | 231.53
6FX8002-2DC10-1BC2 | SIGNAL CABLE, PREASSEMBLED | 240.02
6FX8002-2DC10-1BD8 | SIGNAL CABLE, PREASSEMBLED | 248.47
6FX8002-2DC10-1BE4 | SIGNAL CABLE, PREASSEMBLED | 257.04
6FX8002-2DC10-1BG0 | SIGNAL CABLE, PREASSEMBLED | 265.42
6FX8002-2DC10-1BG3 | SIGNAL CABLE, PREASSEMBLED | 273.91
6FX8002-2DC10-1BJ5 | SIGNAL CABLE, PREASSEMBLED | 291.07
6FX8002-2DC10-1BK3 | SIGNAL CABLE, PREASSEMBLED | 299.57
6FX8002-2DC10-1CC0 | SIGNAL CABLE, PREASSEMBLED | 316.66
6FX8002-2DC10-1CC5 | SIGNAL CABLE, PREASSEMBLED | 325.17
6FX8002-2DC10-1CF6 | SIGNAL CABLE, PREASSEMBLED | 350.7
6FX8002-2DC10-1CJ0 | SIGNAL CABLE, PREASSEMBLED | 367.71
6FX8002-5CN26-1AJ0 | POWER CABLE PREASSEMBLED | 354.62
6FX8002-5CN27-1AE0 | POWER CABLE PREASSEMBLED | 243.99
6FX8002-2DC10-1DD0 | SIGNAL CABLE, PREASSEMBLED | 409.5
6FX8002-2DC10-1DE0 | SIGNAL CABLE, PREASSEMBLED | 418.05
6FX8002-2DC10-1EG0 | SIGNAL CABLE, PREASSEMBLED | 520.5
6FX8002-2DC10-1EH0 | SIGNAL CABLE, PREASSEMBLED | 529.12
6FX8002-2DC10-1EJ0 | SIGNAL CABLE, PREASSEMBLED | 537.64
6FX8002-2DC10-1FC0 | SIGNAL CABLE, PREASSEMBLED | 571.92
6FX8002-2DC20-1AB5 | SIGNAL CABLE, PREASSEMBLED | 166.83
6FX8002-2DC20-1AB6 | SIGNAL CABLE, PREASSEMBLED | 166.83
6FX8002-2DC20-1AC0 | SIGNAL CABLE, PREASSEMBLED | 166.83
6FX8002-2DC20-1AC3 | SIGNAL CABLE, PREASSEMBLED | 175.31
6FX8002-2DC20-1AF5 | SIGNAL CABLE, PREASSEMBLED | 200.87
6FX8002-2DC20-1AG0 | SIGNAL CABLE, PREASSEMBLED | 200.72
6FX8002-2DC20-1AG3 | SIGNAL CABLE, PREASSEMBLED | 209.2
6FX8002-2DC20-1AH0 | SIGNAL CABLE, PREASSEMBLED | 209.33
6FX8002-2DC20-1BF0 | SIGNAL CABLE, PREASSEMBLED | 277.2
6FX8002-2DC20-1BG0 | SIGNAL CABLE, PREASSEMBLED | 285.55
6FX8002-2DC20-1BG5 | SIGNAL CABLE, PREASSEMBLED | 294.04
6FX8002-2DC20-1BH0 | SIGNAL CABLE, PREASSEMBLED | 294.17
6FX8002-5CP17-1BJ0 | POWER CABLE PREASSEMBLED | 391.83
6FX8002-5CP21-1AE0 | POWER CABLE, PREASSEMBLED | 379.9
6FX8002-5CP21-1AF0 | POWER CABLE, PREASSEMBLED | 397.62
6FX8002-5CP21-1BA0 | POWER CABLE, PREASSEMBLED | 485.98
6FX8002-5CP21-1BJ0 | POWER CABLE, PREASSEMBLED | 627.43
6FX8002-5CQ15-1BF0 | POWER CABLE EXTENSION | 489.33
6FX8002-5CQ28-1AK1 | POWER CABLE EXTENSION | 526.49
6FX8002-5CQ38-1AH0 | POWER CABLE EXTENSION | 505.37
6FX8002-5CQ38-1AJ0 | POWER CABLE EXTENSION | 520.06
6FX8002-5CS41-1BB0 | POWER CABLE, PREASSEMBLED | 577.12
6FX8002-5CS41-1BC0 | POWER CABLE, PREASSEMBLED | 597.17
6FX8002-5CS41-1BD0 | POWER CABLE, PREASSEMBLED | 617.2
6FX8002-5CS41-1BE0 | POWER CABLE, PREASSEMBLED | 637.14
6FX8002-5CS41-1EF0 | POWER CABLE, PREASSEMBLED | 1257.32
6FX8002-5CS41-1FA0 | POWER CABLE, PREASSEMBLED | 1358.35
6FX8002-5CS41-1FF0 | POWER CABLE, PREASSEMBLED | 1458.44
6FX8002-5CS41-1GA0 | POWER CABLE, PREASSEMBLED | 1557.23
6FX8002-5DS14-1AC0 | POWER CABLE, PREASSEMBLED | 650.88
6FX8002-5DS14-1AE0 | POWER CABLE, PREASSEMBLED | 722.11
6FX8002-5DS14-1AE5 | POWER CABLE, PREASSEMBLED | 757.75
6FX8002-5DS14-1AF0 | POWER CABLE, PREASSEMBLED | 757.73
6FX8002-5DS14-1EA0 | POWER CABLE, PREASSEMBLED | 2004.13
6FX8002-5DS21-1AA8 | POWER CABLE, PREASSEMBLED | 388.83
6FX8002-5DS21-1AB5 | POWER CABLE, PREASSEMBLED | 406.35
6FX8002-5DS21-1AC0 | POWER CABLE, PREASSEMBLED | 406.25
6FX8002-5DS21-1BG0 | POWER CABLE, PREASSEMBLED | 651.41
6FX8002-5DS21-1BH0 | POWER CABLE, PREASSEMBLED | 668.95
6FX8002-5DS21-1BJ0 | POWER CABLE, PREASSEMBLED | 686.49
6FX8002-5DS21-1BK0 | POWER CABLE, PREASSEMBLED | 703.86
6FX8002-5DS21-1EA0 | POWER CABLE, PREASSEMBLED | 1071.98
6FX8002-7HY22-1AB0 | HYBRID CABLE, PREASSEMBLED | 413.45
6FX8002-7HY22-1AB2 | HYBRID CABLE, PREASSEMBLED | 437.63
6FX8002-7HY22-1AB3 | HYBRID CABLE, PREASSEMBLED | 437.63
6FX8002-7HY22-1AC0 | HYBRID CABLE, PREASSEMBLED | 437.63
6FX8002-8QE21-1AK0 | ONE-CABLE-CONNECTION EXTENSION | 610.61
6FX8002-8QE21-1BA0 | ONE-CABLE-CONNECTION EXTENSION | 647.15
6FX8002-8QE21-1BB0 | ONE-CABLE-CONNECTION EXTENSION | 683.7
6FX8002-8QE21-1BC0 | ONE-CABLE-CONNECTION EXTENSION | 720.23
7ME6810-2DF31-1AB0 | SITRANS F M MAG 8000 | 3486.25
7MF1565-3BA10-2AA1 | Transducer SITRANS P200 for pressure | 244.35
7MF1565-3BD10-4CA1 | Transducer SITRANS P200 for pressure | 250.69
7MF1565-5BE01-2AA1 | Transducer SITRANS P200 for pressure | 295
6GK6000-8FE60-1AA0 | RUGGEDCOM SFP1131-1FX10AI | 454.94
6GK6000-8FE62-1AA0 | RUGGEDCOM SFP1131S-1FX40AI | 649.92
6GK6000-8FG01-1AA1 | RUGGEDCOM MEDIA MODULE 1FG01, CC | 1669.31
6GK6050-0AL20-0PR0 | RUGGEDCOM RX5000PN LM PRP | 3947.2
6GK6090-0AS23-0BA0-ZA26B00 | RUGGEDCOM RS900 | 2992.87
6GK6090-0AS23-0BA0-ZA26B01W04 | RUGGEDCOM RS900 | 3085.47
6GK6090-0AS23-0BA0-ZA27B01 | RUGGEDCOM RS900 | 3434.81
6FX8002-2DC10-1AJ6 | SIGNAL CABLE, PREASSEMBLED | 206.21
6FX8002-2DC10-1AJ7 | SIGNAL CABLE, PREASSEMBLED | 206.21
6FX8002-2DC10-1AK0 | SIGNAL CABLE, PREASSEMBLED | 206.25
6FX8002-2DC10-1AK2 | SIGNAL CABLE, PREASSEMBLED | 214.74
6FX8002-2DC10-1BC5 | SIGNAL CABLE, PREASSEMBLED | 240.02
6FX8002-2DC10-1BC8 | SIGNAL CABLE, PREASSEMBLED | 240.02
6FX8002-2DC10-1BD0 | SIGNAL CABLE, PREASSEMBLED | 239.99
6FX8002-2DC10-1BD1 | SIGNAL CABLE, PREASSEMBLED | 248.47
6FX8002-2DC10-1BD3 | SIGNAL CABLE, PREASSEMBLED | 248.47
6FX8002-2DC10-1BG8 | SIGNAL CABLE, PREASSEMBLED | 273.91
6FX8002-2DC10-1BH0 | SIGNAL CABLE, PREASSEMBLED | 274.02
6FX8002-2DC10-1BH5 | SIGNAL CABLE, PREASSEMBLED | 282.52
6FX8002-2DC10-1BJ0 | SIGNAL CABLE, PREASSEMBLED | 282.56
6FX8002-2DC10-1CD0 | SIGNAL CABLE, PREASSEMBLED | 325.12
6FX8002-2DC10-1CE0 | SIGNAL CABLE, PREASSEMBLED | 333.7
6FX8002-2DC10-1CF0 | SIGNAL CABLE, PREASSEMBLED | 342.22
6FX8002-2DC10-1CF5 | SIGNAL CABLE, PREASSEMBLED | 350.7
6FX8002-5CN31-1AD0 | POWER CABLE PREASSEMBLED | 401.7
6FX8002-5CN31-1AE0 | POWER CABLE PREASSEMBLED | 417.32
6FX8002-5CN31-1AF0 | POWER CABLE PREASSEMBLED | 432.95
6FX8002-5CN31-1AG0 | POWER CABLE PREASSEMBLED | 448.65
6FX8002-5CN31-1CD0 | POWER CABLE PREASSEMBLED | 714.78
6FX8002-5CN31-1CF0 | POWER CABLE PREASSEMBLED | 746.03
6FX8002-5CN31-1DA0 | POWER CABLE PREASSEMBLED | 824.36
6FX8002-5CN31-1DC0 | POWER CABLE PREASSEMBLED | 855.64
6FX8002-5CN41-1AK0 | POWER CABLE PREASSEMBLED | 537.09
6FX8002-5CN41-1BA0 | POWER CABLE PREASSEMBLED | 557.14
6FX8002-5CN41-1BC0 | POWER CABLE PREASSEMBLED | 597.17
6FX8002-5CN41-1BC5 | POWER CABLE PREASSEMBLED | 617.15
6FX8002-5CP11-1AE0 | POWER CABLE, PREASSEMBLED | 363.14
6FX8002-5CP11-1AF0 | POWER CABLE, PREASSEMBLED | 377.31
6FX8002-5CP11-1BA0 | POWER CABLE, PREASSEMBLED | 448.04
6FX8002-5CP11-1BF0 | POWER CABLE, PREASSEMBLED | 518.75
6FX8002-5DG11-1BA0 | POWER CABLE, PREASSEMBLED | 350.57
6FX8002-5DG11-1CA0 | POWER CABLE, PREASSEMBLED | 545.47
6FX8002-5DG11-1DB0 | POWER CABLE, PREASSEMBLED | 756.77
6FX8002-5DG12-1AF0 | POWER CABLE PREASSEMBLED | 253.77
6FX8002-5DG13-1AF0 | POWER CABLE, PREASSEMBLED | 946.26
6FX8002-5DG21-1BD0 | POWER CABLE, PREASSEMBLED | 451.65
6FX8002-5DG21-1DA0 | POWER CABLE, PREASSEMBLED | 735.35
6FX8002-5DG21-1DB0 | POWER CABLE, PREASSEMBLED | 752.16
6FX8002-5DG23-1CA0 | POWER CABLE, PREASSEMBLED | 1967.87
6FX8002-5DG31-1EA0 | POWER CABLE, PREASSEMBLED | 1005.92
6FX8002-5DG31-1FA0 | POWER CABLE, PREASSEMBLED | 1197.82
6FX8002-5DG31-2AA0 | POWER CABLE, PREASSEMBLED | 2159.78
6FX8002-5DG32-1CB0 | POWER CABLE PREASSEMBLED | 638.04
6FX8002-5DS11-1DD0 | POWER CABLE, PREASSEMBLED | 966.47
6FX8002-5DS11-1DF0 | POWER CABLE, PREASSEMBLED | 1006.99
6FX8002-5DS11-1DG0 | POWER CABLE, PREASSEMBLED | 1027.12
6FX8002-5DS11-1EA0 | POWER CABLE, PREASSEMBLED | 1106.86
6FX8002-5DS11-1EF0 | POWER CABLE, PREASSEMBLED | 1208.16
6FX8012-5DS01-1DD0 | POWER CABLE, PREASSEMBLED | 872.62
6FX8012-5DS01-1FA0 | POWER CABLE, PREASSEMBLED | 1171.54
6FX8012-5DS21-1BA0 | POWER CABLE, PREASSEMBLED | 546.39
6FX8012-5DS31-1AF0 | POWER CABLE, PREASSEMBLED | 477.42
6FX8012-5DX28-1AH0 | POWER CABLE, PREASSEMBLED EXT. | 2169.03
6FX8012-5DX28-1BD0 | POWER CABLE, PREASSEMBLED EXT. | 2515.84
6FX8002-2DC10-1BE6 | SIGNAL CABLE, PREASSEMBLED | 257.04
6FX8002-2DC10-1BF0 | SIGNAL CABLE, PREASSEMBLED | 257.07
6FX8002-2DC10-1BF5 | SIGNAL CABLE, PREASSEMBLED | 265.56
6FX8002-2DC10-1BK5 | SIGNAL CABLE, PREASSEMBLED | 299.57
6FX8002-2DC10-1CA0 | SIGNAL CABLE, PREASSEMBLED | 299.68
6FX8002-2DC10-1CA2 | SIGNAL CABLE, PREASSEMBLED | 308.19
6FX8002-2DC10-1CA5 | SIGNAL CABLE, PREASSEMBLED | 308.19
6FX8002-2DC10-1CB0 | SIGNAL CABLE, PREASSEMBLED | 308.19
6FX8002-2DC10-1DA0 | SIGNAL CABLE, PREASSEMBLED | 384.07
6FX8002-5CN21-1EA0 | POWER CABLE PREASSEMBLED | 890.66
6FX8002-5CN21-1EC0 | POWER CABLE PREASSEMBLED | 917.58
6FX8002-5CN21-1EF0 | POWER CABLE PREASSEMBLED | 957.95
6FX8002-5CN31-1BD0 | POWER CABLE PREASSEMBLED | 558.32
6FX8002-5CN31-1BE0 | POWER CABLE PREASSEMBLED | 573.93
6FX8002-5CN31-1BF0 | POWER CABLE PREASSEMBLED | 589.55
6FX8002-5CN31-1BG0 | POWER CABLE PREASSEMBLED | 605.24
6FX8002-5CN31-1GA0 | POWER CABLE PREASSEMBLED | 1294
6FX8002-5CN31-1HA0 | POWER CABLE PREASSEMBLED | 1450.58
6FX8002-5CN41-1AB0 | POWER CABLE PREASSEMBLED | 377.08
6FX8002-5CN41-1AC0 | POWER CABLE PREASSEMBLED | 397.1
6FX8002-5CN64-1CA0 | POWER CABLE PREASSEMBLED | 945.76
6FX8002-5CN64-1CF0 | POWER CABLE PREASSEMBLED | 1122.67
6FX8002-5CN64-1DA0 | POWER CABLE PREASSEMBLED | 1299.54
6FX8002-5CN64-1GA0 | POWER CABLE PREASSEMBLED | 2360.95
6FX8002-5CP16-1BH0 | POWER CABLE PREASSEMBLED | 430.6
6FX8002-5CP17-1AJ0 | POWER CABLE PREASSEMBLED | 280.33
6FX8002-5DG10-1AF0 | POWER CABLE PREASSEMBLED | 239.81
6FX8002-5DG10-1AH0 | POWER CABLE PREASSEMBLED | 273.39
6FX8002-5DG13-1CF0 | POWER CABLE, PREASSEMBLED | 1769.48
6FX8002-5DG13-1FA0 | POWER CABLE, PREASSEMBLED | 2802.66
6FX8002-5DG13-1HF0 | POWER CABLE, PREASSEMBLED | 3836.77
6FX8002-5DG21-1AD0 | POWER CABLE, PREASSEMBLED | 283.76
6FX8002-5DG31-1AH0 | POWER CABLE, PREASSEMBLED | 368.62
6FX8002-5DG31-1BA0 | POWER CABLE, PREASSEMBLED | 426.16
6FX8002-5DG31-1BB0 | POWER CABLE, PREASSEMBLED | 445.43
6FX8002-5DG31-1BD0 | POWER CABLE, PREASSEMBLED | 483.95
6FX8002-5DG31-1CD0 | POWER CABLE, PREASSEMBLED | 677.52
6FX8002-5DG33-1BA0 | POWER CABLE, PREASSEMBLED | 2069.57
6FX8002-5DS11-1CD0 | POWER CABLE, PREASSEMBLED | 763.05
6FX8002-5DS11-1CF0 | POWER CABLE, PREASSEMBLED | 803.53
6FX8002-5DS11-1CG0 | POWER CABLE, PREASSEMBLED | 823.66
6FX8002-5DS13-1BA0 | POWER CABLE, PREASSEMBLED | 1372.71
6FX8002-5DS13-1BG0 | POWER CABLE, PREASSEMBLED | 1631.7
6FX8002-5DS13-1CA0 | POWER CABLE, PREASSEMBLED | 1805.14
6FX8002-5DS13-1CF0 | POWER CABLE, PREASSEMBLED | 2021.34
6FX8012-5DS31-1DC0 | POWER CABLE, PREASSEMBLED | 1024.74
6FX8012-5DS31-1DG0 | POWER CABLE, PREASSEMBLED | 1105.71
6FX8012-5DS41-1AH0 | POWER CABLE, PREASSEMBLED | 548.19
6FX8012-5DS51-1AF0 | POWER CABLE, PREASSEMBLED | 536.98
6FX8012-5DS51-1AG0 | POWER CABLE, PREASSEMBLED | 567.77
6FX8012-5DX38-1DA0 | POWER CABLE, PREASSEMBLED EXT. | 5133.55
6FX8012-5DX48-1AD0 | POWER CABLE, PREASSEMBLED EXT. | 2589.9
6FX8012-5DX48-1CA0 | POWER CABLE, PREASSEMBLED EXT. | 4710.44
6FX8012-8QN04-1BA0 | ONE-CABLE-CONNECTION ASSEMBLY | 301.12
6GK5763-1AL00-7DB0 | SCALANCE WAM763-1 (US) | 1421.59
6GK5766-1GE00-3DC0 | SCALANCE WUM766-1 (ME) | 1421.59
6GK5766-1GE00-7DC0 | SCALANCE WAM766-1 (ME) | 1705.91
6GK5766-1GE00-7TC0 | SCALANCE WAM766-1 EEC (ME) | 2133.1
6GK6090-0GS11-0BA0-ZA04 | RUGGEDCOM RS900GNC | 4466.55
6GK6090-0GS11-0BA0-ZA05 | RUGGEDCOM RS900GNC | 3881.63
6GK6090-0GS11-0BA0-ZA06 | RUGGEDCOM RS900GNC | 4466.55
6GK6090-0GS11-0BA1-ZA01 | RUGGEDCOM RS900GNC | 3792.26
6GK6090-0GS13-0BA0-ZA03 | RUGGEDCOM RS900GNC | 3881.63
6FX5002-2CC11-1CA0 | SIGNAL CABLE, PREASSEMBLED, | 231.43
6FX5002-2CC12-1DA0 | SIGNAL CABLE, PREASSEMBLED | 283.96
6FX5002-2CC12-2AA0 | SIGNAL CABLE, PREASSEMBLED | 729.3
6FX5002-2CD01-1BG0 | SIGNAL CABLE, PREASSEMBLED, | 209.54
6GK6090-0AS13-0BA0-ZA00B03 | RUGGEDCOM RS900NC | 2414.43
6GK6090-0AS13-0BA0-ZA00B10 | RUGGEDCOM RS900NC | 2495.68
6GK6090-0AS13-0BA0-ZA01B00 | RUGGEDCOM RS900NC | 2268.21
6GK6090-0AS13-0BA0-ZA01B03 | RUGGEDCOM RS900NC | 2617.54
6GK6090-0AS13-0BA0-ZA01B05 | RUGGEDCOM RS900NC | 2617.54
6GK6090-0AS13-0BA0-ZA04B00 | RUGGEDCOM RS900NC | 2414.43
6GK6090-0AS13-0BA0-ZA04B03 | RUGGEDCOM RS900NC | 2763.77
6GK6090-0AS13-0BA0-ZA07B00 | RUGGEDCOM RS900NC | 2414.43
6GK6090-0AS13-0BA0-ZA07B07X01 | RUGGEDCOM RS900NC | 2845.01
6GK6090-0AS13-0BA0-ZA08B03 | RUGGEDCOM RS900NC | 3064.36
6GK6090-0AS13-0BA0-ZA08B04W00 | RUGGEDCOM RS900NC | 3064.36
6GK6091-0AT13-0CA0-ZA01B04C03 | RUGGEDCOM RS910NC | 3303.19
6GK6091-0AT13-0CA0-ZA01B09C07 | RUGGEDCOM RS910NC | 3555.05
6GK6091-0AT21-0BA0-ZA00B01C01 | RUGGEDCOM RS910 | 1745.03
6GK6091-0AT21-0BA0-ZA01B00C06 | RUGGEDCOM RS910 | 2295.83
6GK6091-0AT21-0BA0-ZA01B01C06 | RUGGEDCOM RS910 | 2523.29
6GK6091-0AT21-0BA0-ZA01B06C01 | RUGGEDCOM RS910 | 2703.66
6GK6091-0AT21-0BA0-ZA02B01C00 | RUGGEDCOM RS910 | 2076.49
6GK6091-0AT21-0BA0-ZA02B09C00 | RUGGEDCOM RS910 | 2742.65
6GK6091-0AT21-0CA0-ZA01B01C01 | RUGGEDCOM RS910 | 2170.72
6GK6091-0AT21-0CA0-ZA01B07C01 | RUGGEDCOM RS910 | 2836.88
6GT2812-1AA08 | Antenna RF662A | 853.76
6GT2831-6CB00 | Reader RF1140R PoE/RJ45 | 1076.16
6FX5002-5CG41-1GA0 | POWER CABLE, PREASSEMBLED | 739.5
6FX5002-5CG51-1AD0 | POWER CABLE, PREASSEMBLED | 243.77
6FX5002-5CG51-1BF0 | POWER CABLE, PREASSEMBLED | 377.86
6FX5002-5CG52-1CA0 | POWER CABLE PREASSEMBLED | 433.61
6FX5002-5CG61-1BF0 | POWER CABLE PREASSEMBLED | 478.91
6FX5002-5CG61-1CF0 | POWER CABLE PREASSEMBLED | 660.89
6FX5002-5CN01-1AD0 | POWER CABLE PREASSEMBLED | 274.59
6FX5002-5CN01-1AD7 | POWER CABLE PREASSEMBLED | 279.63
6FX5002-5CN01-1AG0 | POWER CABLE PREASSEMBLED | 289.71
6FX5002-5CN01-1AH0 | POWER CABLE PREASSEMBLED | 294.74
6FX5002-5CN01-1BF0 | POWER CABLE PREASSEMBLED | 335.06
6FX5002-5CN01-1BH0 | POWER CABLE PREASSEMBLED | 345.14
6FX5002-5CN01-1CA0 | POWER CABLE PREASSEMBLED | 360.31
6FX5002-5CN01-1DA5 | POWER CABLE PREASSEMBLED | 415.75
6FX5002-5CN01-1EF0 | POWER CABLE PREASSEMBLED | 486.3
6FX5002-5CN05-1AF6 | POWER CABLE PREASSEMBLED | 261.32
6FX5002-5CN05-1AK0 | POWER CABLE PREASSEMBLED | 275.16
6FX5002-5CN11-1AF0 | POWER CABLE PREASSEMBLED | 295.14
6FX5002-5CN11-1DF0 | POWER CABLE PREASSEMBLED | 494.95
6FX5002-5CS01-1AB5 | POWER CABLE, PREASSEMBLED | 269.57
6FX5002-5CS01-1AD0 | POWER CABLE, PREASSEMBLED | 274.59
6FX5002-5DS21-1BE0 | POWER CABLE, PREASSEMBLED | 465.54
6FX5002-5DS21-1BJ5 | POWER CABLE, PREASSEMBLED | 506.85
6FX5002-5DS21-1EA0 | POWER CABLE, PREASSEMBLED | 680.57
6FX5002-5DS23-1CA0 | POWER CABLE, PREASSEMBLED | 1357.4
6FX5002-5DS31-1AF0 | POWER CABLE, PREASSEMBLED | 403.45
6FX5002-5DS31-1BA0 | POWER CABLE, PREASSEMBLED | 454.73
6FX5002-5DS31-1EA0 | POWER CABLE, PREASSEMBLED | 761.6
6FX5002-5DS31-1EF0 | POWER CABLE, PREASSEMBLED | 812.74
6FX5002-5DS31-1JA0 | POWER CABLE, PREASSEMBLED | 1170.92
6FX5002-5DS31-1KA0 | POWER CABLE, PREASSEMBLED | 1274.97
6FX5002-5DS41-1AH0 | POWER CABLE, PREASSEMBLED | 451.71
6FX5002-5DS41-1BC0 | POWER CABLE, PREASSEMBLED | 519.22
6FX5002-5DS41-1CD6 | POWER CABLE, PREASSEMBLED | 681.59
6FX5002-5DS41-1CJ0 | POWER CABLE, PREASSEMBLED | 735.62
6FX5002-8QE21-1EJ0 | ONE-CABLE-CONNECTION EXTENSION | 1545.05
6FX8002-5CN31-1AK0 | POWER CABLE PREASSEMBLED | 495.6
6FX8002-5CN31-1BC0 | POWER CABLE PREASSEMBLED | 542.57
6FX8002-5CN31-1BJ0 | POWER CABLE PREASSEMBLED | 636.54
6FX8002-5CN31-1CA0 | POWER CABLE PREASSEMBLED | 667.78
6FX8002-5CN31-1EC0 | POWER CABLE PREASSEMBLED | 1012.16
6FX8002-5CN31-1EF0 | POWER CABLE PREASSEMBLED | 1059.13
6FX8002-5CN41-1AF0 | POWER CABLE PREASSEMBLED | 457.11
6FX8002-5CN41-1AH0 | POWER CABLE PREASSEMBLED | 497.11
6FX8002-5CN64-1AD0 | POWER CABLE PREASSEMBLED | 344.26
6FX8002-5CN64-1BA0 | POWER CABLE PREASSEMBLED | 591.94
6FX8002-5CP10-1AF0 | POWER CABLE, PREASSEMBLED | 320.36
6FX8002-5CP10-1BA0 | POWER CABLE, PREASSEMBLED | 391.12
6FX8002-5CP11-1CF0 | POWER CABLE, PREASSEMBLED | 660.17
6FX8002-5CP11-1HA0 | POWER CABLE, PREASSEMBLED | 1296.49
6FX8002-5DG10-1BA0 | POWER CABLE PREASSEMBLED | 323.76
6FX8002-5DG10-1CC0 | POWER CABLE PREASSEMBLED | 525.24
6FX8002-5DG13-1AF5 | POWER CABLE, PREASSEMBLED | 987.43
6FX8002-5DG13-1BA0 | POWER CABLE, PREASSEMBLED | 1151.6
6FX8002-5DG21-1AJ5 | POWER CABLE, PREASSEMBLED | 384.7
6FX8002-5DG21-1BC0 | POWER CABLE, PREASSEMBLED | 434.97
6FX8002-5DG23-1EA0 | POWER CABLE, PREASSEMBLED | 3124.04
6FX8002-5DG31-1AE0 | POWER CABLE, PREASSEMBLED | 310.8
6FX8002-5DG31-1CF0 | POWER CABLE, PREASSEMBLED | 716.16
6FX8002-5DG31-1DB0 | POWER CABLE, PREASSEMBLED | 830.92
6FX8002-5DG33-1AF0 | POWER CABLE, PREASSEMBLED | 1574.74
6FX8002-5DG33-1AJ0 | POWER CABLE, PREASSEMBLED | 1873.05
6FX8002-5DS11-1CJ0 | POWER CABLE, PREASSEMBLED | 864.08
6FX8002-5DS11-1DA0 | POWER CABLE, PREASSEMBLED | 905.68
6FX8002-5DS11-1FA0 | POWER CABLE, PREASSEMBLED | 1310.38
6FX8002-5DS11-1GF0 | POWER CABLE, PREASSEMBLED | 1612.85
6FX8012-5DS01-1CD0 | POWER CABLE, PREASSEMBLED | 696.87
6FX8012-5DS01-1CJ0 | POWER CABLE, PREASSEMBLED | 784.44
6FX8012-5DS31-1AH0 | POWER CABLE, PREASSEMBLED | 517.84
6FX8012-5DS31-1CG0 | POWER CABLE, PREASSEMBLED | 902.25
6FX8012-5DS51-1BA0 | POWER CABLE, PREASSEMBLED | 690.76
6FX8012-5DX28-1AD0 | POWER CABLE, PREASSEMBLED EXT. | 1937.74
6FX8012-5DX38-1AK0 | POWER CABLE, PREASSEMBLED EXT. | 3040.79
6FX8012-5DX38-1BD0 | POWER CABLE, PREASSEMBLED EXT. | 3438.52
6FX8022-5DN16-1AJ0 | POWER CABLE PREASSEMBLED | 324.56
6FX8042-2CA11-1BA0 | SIGNAL CABLE, PREASSEMBLED, | 196.47
6GK5761-1FC00-0KB0 | Temp IWLAN Bundle | 952.81
6GK5763-1AL00-3DB0 | SCALANCE WUM763-1 (US) | 1080.41
6GK5856-2EA00-3FA1 | SCALANCE MUM856-1 (CN) | 1417.34
6FX8012-5DS01-1BJ0 | POWER CABLE, PREASSEMBLED | 610.31
6GK6090-0GS11-0BA0-ZA02 | RUGGEDCOM RS900GNC | 3483.56
6GK6090-0GS12-0BA0-ZA01 | RUGGEDCOM RS900GNC | 2979.87
6GK6090-0GS12-0BA0-ZA03 | RUGGEDCOM RS900GNC | 3881.63
6GK6090-0GS13-0BA0 | RUGGEDCOM RS900GNC | 2256.84
6GK6090-0GS13-0BA0-ZA02 | RUGGEDCOM RS900GNC | 3483.56
6GK6090-0GS13-0BA1-ZA03 | RUGGEDCOM RS900GNC | 4694.02
6GK6090-0GS13-0CA0-ZA03 | RUGGEDCOM RS900GNC | 3881.63
6GK6090-0GS21-0BA0-ZA01 | RUGGEDCOM RS900G | 2650.03
6GK6090-0GS21-0BA0-ZA02 | RUGGEDCOM RS900G | 3096.85
6GK6091-0AT13-0BA0-ZA01B00C05 | RUGGEDCOM RS910NC | 2498.93
6GK6091-0AT13-0BA0-ZA01B01 | RUGGEDCOM RS910NC | 2328.33
6GK6091-0AT13-0BA0-ZA01B06C04 | RUGGEDCOM RS910NC | 3327.57
6GK6091-0AT13-0BA0-ZA01B08C00 | RUGGEDCOM RS910NC | 3075.73
6RA8082-6FS22-0AA0-ZG00G20L05 | SINAMICS DCM DC CONVERTER | 9715.2
6RA8087-6DS22-0AA0-ZS01 | SINAMICS DCM DC CONVERTER | 13147.17
6SL3054-0FC30-1BA0-ZF01U01 | SINAMICS S120 CF CARD V5.2 SP3 HF15 | 1132.64
6SL3054-0FC30-1BA0-ZJ01 | SINAMICS S120 CF CARD V5.2 SP3 HF15 | 261.95
6SL3054-0FC31-1BA0-ZA06 | S120 CF card V5.2 SP3 performance | 4232.88
6FX8012-5DX28-1BE0 | POWER CABLE, PREASSEMBLED EXT. | 2573.71
6FX8012-5DX38-1AH0 | POWER CABLE, PREASSEMBLED EXT. | 2844.27
6FX8042-2CA31-1AH0 | SIGNAL CABLE, PREASSEMBLED, | 226.6
6FX8042-2CA31-1BA0 | SIGNAL CABLE, PREASSEMBLED, | 259.44
6FX8042-2CA31-1BF0 | SIGNAL CABLE, PREASSEMBLED, | 314.22
6GK5615-0AA01-2AA2 | SCALANCE S615 EEC LAN-Router | 1467.46
6GK5626-2GS00-2AC2 | SCALANCE SC626-2C | 2003.07
6FX8012-5DS01-1BC0 | POWER CABLE, PREASSEMBLED | 505.15
6FX8012-5DS01-1BC8 | POWER CABLE, PREASSEMBLED | 522.64
6FX8012-5DS01-1BF0 | POWER CABLE, PREASSEMBLED | 557.92
6FX8012-5DS01-1BG0 | POWER CABLE, PREASSEMBLED | 575.23
6GK6090-0GS12-0BA0-ZA04 | RUGGEDCOM RS900GNC | 4466.55
6GK6090-0GS12-0CA0-ZA03 | RUGGEDCOM RS900GNC | 3881.63
6GK6090-0GS12-0CA0-ZA03X01 | RUGGEDCOM RS900GNC | 3881.63
6GK6090-0GS13-0AA0-ZA06 | RUGGEDCOM RS900GNC | 4419.43
6GK6090-0GS13-0CA1-ZA01 | RUGGEDCOM RS900GNC | 3792.26
6GK6090-0GS13-0CA1-ZA03 | RUGGEDCOM RS900GNC | 4694.02
6GK6090-0GS21-0AA0-ZA01 | RUGGEDCOM RS900G | 2607.79
6GK6090-0GS21-0AA0-ZA03 | RUGGEDCOM RS900G | 3412.05
6GK6091-0AT13-0BA0-ZA01B01C01 | RUGGEDCOM RS910NC | 2456.68
6GK6091-0AT13-0BA0-ZA01B03C01 | RUGGEDCOM RS910NC | 3033.48
6GK6091-0AT13-0BA0-ZA01B03C04 | RUGGEDCOM RS910NC | 3327.57
6GK6091-0AT13-0BA0-ZA01B06C00 | RUGGEDCOM RS910NC | 2905.12
6GK6091-0AT13-0BA0-ZA01B06C01 | RUGGEDCOM RS910NC | 3033.48
6SL3054-0FB00-1BA0-ZA03 | SINAMICS S120 CF CARD V5.1 | 1869.56
6SL3054-0FB00-1BA0-ZF02 | SINAMICS S120 CF CARD V5.1 | 812.65
6SL3054-0FB01-1BA0-ZF04 | SINAMICS S120 CF card V5.1 performance | 2119.05
6SL3054-0FB01-1BA0-ZF06 | SINAMICS S120 CF card V5.1 performance | 2767.82
6SL3054-2EJ00-1BA0-ZF01 | SINAMICS S150 | 417.23
6SL3054-4AG00-2AA0-ZE01 | SD-Card Empty 6SL3054-4AG00-2AA0 | 307.99
6SL3054-4AG00-2AA0-ZE01F01 | SD-Card Empty 6SL3054-4AG00-2AA0 | 632.39
6SL3054-4AG00-2AA0-ZF01 | SD-Card Empty 6SL3054-4AG00-2AA0 | 426.51
6GK6091-0AT11-0BA0-ZA01B01C00 | RUGGEDCOM RS910NC | 2328.33
6GK6091-0AT11-0BA0-ZA01B01C01 | RUGGEDCOM RS910NC | 2456.68
6GK6091-0AT11-0BA0-ZA01B06C01 | RUGGEDCOM RS910NC | 3033.48
6GK6091-0AT11-0BA0-ZA01B07C01 | RUGGEDCOM RS910NC | 3204.09
6GK6091-0AT12-0BA0-ZA01B09C01 | RUGGEDCOM RS910NC | 3204.09
6GK6091-0AT12-0BA0-ZA02B01C07 | RUGGEDCOM RS910NC | 2832.02
6GK6091-0AT12-0CA0-ZA00B09C01 | RUGGEDCOM RS910NC | 2676.03
8LK2301-6AC30 | Roof plate Al-module IP30 D600mm W1000mm | 110.11
8LK2304-0AA57 | Aluminum module 3mm, D: 400mm W: 400mm | 44.15
8LK2304-4AA56 | Bottom plate IP54 D: 400mm W: 400mm | 41.65
8LK2304-4AA57 | Roof plate IP54 D: 400mm W: 400mm | 40.53
8LK2304-6AB07 | Bottom plate IP54 D: 600mm W: 400mm | 83.69
8LK2304-6AB08 | Roof plate IP54 D: 600mm W: 400mm | 64.84
8LK2304-6AB11 | IPX1 upgrade D: 600mm W: 400mm | 170.84
8LK2306-4AA87 | Bottom plate Al-mod. IP54 D400mm W600mm | 65.48
8LK2306-4AB01 | Roof plate Al-module IP54 D400mm W600mm | 71.47
6GK6090-0AS23-0BA1-ZA12B05 | RUGGEDCOM RS900 | 3472.18
6GK6090-0AS23-0BA1-ZA15B00 | RUGGEDCOM RS900 | 3309.69
6GK6090-0AS23-0BA1-ZA17B00 | RUGGEDCOM RS900 | 3309.69
6GK6090-0AS23-0BA1-ZA17B05 | RUGGEDCOM RS900 | 3618.42
6GK6090-0GS23-0BA1-ZA02 | RUGGEDCOM RS900G | 3819.88
6GK6090-0GS23-0BA1-ZA03 | RUGGEDCOM RS900G | 4177.34
6GK6090-0GS23-0BA1-ZA04 | RUGGEDCOM RS900G | 4697.27
6GK6090-0GS23-0BA1-ZA05 | RUGGEDCOM RS900G | 4177.34
6GK6090-0PS10-0BA0-ZA06 | RUGGEDCOM RS900GPNC | 5735.52
6GK6090-0PS20-0AA0-ZA02 | RUGGEDCOM RS900GP | 4175.72
6GK6090-0PS20-0BA0-ZA00 | RUGGEDCOM RS900GP | 3145.6
7ME4138-6AA00-0BB1 | SITRANS FCT070 Coriolis flow transmitter | 2927.94
6GK6090-0GS13-0BA0-ZA04 | RUGGEDCOM RS900GNC | 4466.55
6GK6090-0GS13-0BA0-ZA05 | RUGGEDCOM RS900GNC | 3881.63
6GK6090-0GS13-0BA0-ZA06 | RUGGEDCOM RS900GNC | 4466.55
6GK6091-0AT12-0CA0-ZA00B09C07 | RUGGEDCOM RS910NC | 3051.36
6GK6091-0AT12-0CA0-ZA01B04C01 | RUGGEDCOM RS910NC | 3009.11
6GK6091-0AT13-0BA0-ZA00B02C06 | RUGGEDCOM RS910NC | 2775.15
6GK6091-0AT13-0BA0-ZA01B00C04 | RUGGEDCOM RS910NC | 2498.93
6GK6091-0AT13-0BA0-ZA01B09C01 | RUGGEDCOM RS910NC | 3204.09
6RA8031-6DS22-0AA0-ZL10M08S01 | SINAMICS DCM DC CONVERTER | 4050.18
6RA8031-6FS22-0AA0-ZL10 | SINAMICS DCM DC CONVERTER | 3524.32
6RA8078-6DV62-0AA0-ZG00 | SINAMICS DCM DC CONVERTER | 7500.42
6SL3054-0FC30-1BA0-ZU01 | SINAMICS S120 CF CARD V5.2 SP3 HF15 | 808.28
6SL3054-0FC30-1BA0-ZU04 | SINAMICS S120 CF CARD V5.2 SP3 HF15 | 831.68
6SL3054-0FC31-1BA0-ZA03 | S120 CF card V5.2 SP3 performance | 2527.2
6SL3054-0FC31-1BA0-ZA04 | S120 CF card V5.2 SP3 performance | 3095.75
6SL3054-0FC31-1BA0-ZA05 | S120 CF card V5.2 SP3 performance | 3664.33
6SL3070-4JA01-0XA5 | SINAMICS DCC V18 Combo DVD | 1417.91
6SL3070-4JA01-0XE5 | SINAMICS DCC V18 Combo Upgrade DVD | 567.16
6SL3070-4JA01-0XG5 | SINAMICS DCC V18 Combo OSD | 1181.6
7ML5742-0AA00-0BA0 | SITRANS RD150 | 806.93
7ML5745-1AC02-1CA0 | SITRANS LVL100 | 425.39
7ML5745-2BC01-1BA0 | SITRANS LVL100 | 525.1
7ML5745-3AA02-1DA0 | SITRANS LVL100 | 525.1
6GK6090-0PS20-0BA0-ZA12 | RUGGEDCOM RS900GP | 4567.29
6GK6090-0PS20-0BA0-ZA13 | RUGGEDCOM RS900GP | 4932.86
6GK6090-0PS20-0BA0-ZA14 | RUGGEDCOM RS900GP | 5826.5
6GK6090-0PS20-0BA1-ZA04 | RUGGEDCOM RS900GP | 5314.69
6GK6091-0AT11-0BA0-ZA02B01C00 | RUGGEDCOM RS910NC | 2328.33
6GK6091-0AT11-0BA0-ZA02B01C01 | RUGGEDCOM RS910NC | 2456.68
6GK6091-0AT11-0BA0-ZA02B03C00 | RUGGEDCOM RS910NC | 2905.12
6GK6091-0AT11-0BA0-ZA02B09C00 | RUGGEDCOM RS910NC | 3075.73
8LK2301-4AB06 | Roof plate IP30 D: 400mm W: 1000mm | 81.81
8LK2301-6AB84 | Roof plate IP54 D: 600mm W: 1000mm | 125.96
8LK2301-6AC04 | Bottom plate IP54 D: 600mm W: 1000mm | 157.14
8LK2301-6AC12 | Bottom plate Al-mod. IP54 D600mm W1000mm | 158.37
8LK2304-4AA66 | IPX1 upgrade D: 400mm W: 350mm | 108.23
8LK2304-4AA67 | IPX1 upgrade D: 400mm W: 400mm | 114.74
8LK2304-4AA68 | Bottom plate IP30 D: 400mm W: 400mm | 45.15
8LK2304-4AA70 | Bottom plate Al-mod. IP30 D400mm W400mm | 50.01
8LK2304-6AB20 | Bottom plate Al-mod. IP30 D600mm W400mm | 58.39
8LK2304-6AB22 | Roof plate IP30 D: 600mm W: 400mm | 54.13
8LK2304-6AB23 | Roof plate Al-module IP30 D600mm W400mm | 59.48
8LK2306-4AB16 | Roof plate IP30 D: 400mm W: 600mm | 55.01
8LK2306-4AB17 | Roof plate Al-module IP30 D400mm W600mm | 59.48
8LK2306-6AB87 | Bottom plate IP54 D: 600mm W: 600mm | 87.78
6GK6090-0AS23-0BA0-ZB00 | RUGGEDCOM RS900 | 1847.39
6GK6090-0AS23-0BA0-ZB00W00 | RUGGEDCOM RS900 | 1847.39
6GK6090-0AS23-0BA0-ZB05 | RUGGEDCOM RS900 | 2156.1
6GK6090-0AS23-0BA1 | RUGGEDCOM RS900 | 2578.54
6GK6090-0GS23-0BA0-ZA01T10 | RUGGEDCOM RS900G | 3064.36
6GK6090-0GS23-0BA0-ZA02 | RUGGEDCOM RS900G | 3096.85
6GK6090-0GS23-0BA0-ZA02X01 | RUGGEDCOM RS900G | 3096.85
6GK6090-0GS23-0BA0-ZA03 | RUGGEDCOM RS900G | 3454.31
6GK6090-0GS23-0CA0-ZA05 | RUGGEDCOM RS900G | 3454.31
6GK6090-0GS23-0CA0-ZA06 | RUGGEDCOM RS900G | 3974.23
6GK6090-0GS23-0CA1-ZA01 | RUGGEDCOM RS900G | 3373.06
6GK6090-0GS23-0CA1-ZA03 | RUGGEDCOM RS900G | 4177.34
7MF0340-1GM01-5AF2 | SITRANS P320 7MF03 / HNU | 1713.54
7MF0340-1HM01-5AF2 | SITRANS P320 7MF03 / HNU | 1713.54
7MF0340-1HW01-5AF2 | SITRANS P320 7MF03 / HNU | 1735.19
7MF0400-1QD01-5BF2 | SITRANS P420 7MF04 / HNU | 1454.54
6SL3054-0FC31-1BA0-ZF02 | S120 CF card V5.2 SP3 performance | 1470.29
6SL3054-7TG00-2BA0-ZE01F01 | SINAMICS G120 Multicard V4.7 SP13 | 657.7
6SL3070-4JA01-0XK5 | SINAMICS DCC V18 Combo Upgrade OSD | 472.64
6SL3072-4JA02-0XA5 | SINAMICS Startdrive Advanced V18 SP2 DVD | 1191.54
7ML5726-1NB13-2CB2 | Sitrans LPS200, extended with protection | 1268.23
7ML5747-1DA00-1AA0 | SITRANS LVL200, RIGID EXTENSION | 1906.32
7ML6013-0AB10-1AA3 | SITRANS LT500 | 1288.16
6GK6090-0PS20-0CA0-ZA01 | RUGGEDCOM RS900GP | 3584.28
6GK6091-0AT11-0BA0-ZA00B06C07 | RUGGEDCOM RS910NC | 2905.12
6GK6091-0AT11-0BA0-ZA01B09C01 | RUGGEDCOM RS910NC | 3204.09
6GK6091-0AT11-0BA0-ZA02B00C07 | RUGGEDCOM RS910NC | 2580.16
6GK6091-0AT11-0BA0-ZA03B00C01 | RUGGEDCOM RS910NC | 2578.54
6GK6091-0AT12-0BA0-ZA01B00C06 | RUGGEDCOM RS910NC | 2580.16
8GK9560-1CH04 | SIBOARD handle wall-mounted (10 parts) | 1811.3
8LK2301-4AB03 | IPX1 upgrade D: 400mm W: 1100mm | 182.07
8LK2301-6AC22 | Roof plate Al-module IP54 D600mm W1000mm | 132.2
8LK2301-6AC26 | Bottom plate IP30 D: 600mm W: 1000mm | 104.52
8LK2301-6AC28 | Roof plate IP30 D: 600mm W: 1000mm | 105.38
8LK2304-4AA58 | Bottom plate Al-mod. IP54 D400mm W400mm | 55.01
8LK2304-4AA62 | Roof plate Al-module IP54 D400mm W400mm | 44.29
8LK2304-4AA72 | Roof plate IP30 D: 400mm W: 400mm | 33.94
8LK2304-6AB12 | Roof plate Al-module IP54 D600mm W400mm | 71.47
8LK2304-6AB14 | Bottom plate Al-mod. IP54 D600mm W400mm | 81.46
8LK2304-6AB18 | Bottom plate IP30 D: 600mm W: 400mm | 53.74
8LK2306-4AA83 | Bottom plate IP54 D: 400mm W: 600mm | 63.35
8LK2306-4AB13 | Bottom plate IP30 D: 400mm W: 600mm | 53.5
8LK2306-6AC00 | Roof plate IP54 D: 600mm W: 600mm | 69.11
8LK2306-6AC02 | IPX1 upgrade D: 600mm W: 600mm | 190.8
6GK6090-0AS23-0BA1-ZA00B00X01 | RUGGEDCOM RS900 | 2578.54
6GK6090-0AS23-0BA1-ZA08B00 | RUGGEDCOM RS900 | 3163.48
6GK6090-0GS23-0AA1-ZA03 | RUGGEDCOM RS900G | 4135.09
6GK6090-0GS23-0BA0 | RUGGEDCOM RS900G | 2008.24
6GK6090-0GS23-0BA0-ZA04 | RUGGEDCOM RS900G | 3974.23
6GK6090-0GS23-0BA0-ZA06 | RUGGEDCOM RS900G | 3974.23
6GK6090-0GS23-0CA0-ZA02 | RUGGEDCOM RS900G | 3096.85
6GK6090-0GS23-0CA0-ZA04 | RUGGEDCOM RS900G | 3974.23
6GK6090-0GS23-0CA1-ZA05 | RUGGEDCOM RS900G | 4177.34
6GK6090-0PS10-0BA0-ZA00 | RUGGEDCOM RS900GPNC | 3525.79
7ME6820-2YC01-1AA4 | SITRANS F M MAG 8000 CT | 4193.22
7MF0340-1GL01-5AF1 | SITRANS P320 7MF03 / HNU | 1671.84
7MF1565-3BE10-2AA1 | Transducer SITRANS P200 for pressure | 244.35
7MF1565-3CA10-2CA1 | Transducer SITRANS P200 for pressure | 244.35
6GK5980-2HA00-0AA1 | DIN rail retaining plate | 59.62
6GK5998-3GS01-2AC2 | SCALANCE LPE9413 | 2269.98
6GK6000-2CA00-1AA0 | CROSSBOW Starter Edition License | 36483.47
6GK6090-0GS21-0BA0-ZA03 | RUGGEDCOM RS900G | 3454.31
6GK6090-0GS21-0BA1-ZA01 | RUGGEDCOM RS900G | 3373.06
6GK6090-0GS21-0BA1-ZA03 | RUGGEDCOM RS900G | 4177.34
6GK6090-0GS21-0CA1-ZA01 | RUGGEDCOM RS900G | 3373.06
6GK6090-0GS22-0BA0-ZA01 | RUGGEDCOM RS900G | 2650.03
6GK6090-0GS22-0BA1-ZA03 | RUGGEDCOM RS900G | 4177.34
6GK6090-0GS22-0CA0-ZA03 | RUGGEDCOM RS900G | 3454.31
6GK6090-0GS23-0AA0-ZA03 | RUGGEDCOM RS900G | 3412.05
6GK6090-0GS23-0AA0-ZA05 | RUGGEDCOM RS900G | 3412.05
6SL3077-0AA01-3AH0 | electronic CoL TEC-Function ADDFIL V2.x | 715.22
6SL3077-0AA01-7AH0 | electronic CoL TEC-Function FASTBRK | 501.27
7KN1300-1AA00-0YA0 | SENTRON POC3000 plus 10 devices | 489.31
7KN1300-3AA00-0YA0 | SENTRON POC3000 plus 50 devices | 1523.22
7KN2712-3CE40-0YC0 | SENTRON powermanager OPC UA/DA Cl. (100) | 1285.44
7MB8000-6CA | Flame barrier with adapter for O6/C6 SST | 1789.08
6FX5002-8QE21-1CH0 | ONE-CABLE-CONNECTION EXTENSION | 990.62
6FX5002-8QN11-1AE0 | ONE-CABLE-CONNECTION ASSEMBLY | 229.6
6FX5002-8QN21-1AD0 | ONE-CABLE-CONNECTION ASSEMBLY | 277.25
6FX3502-7CN01-1AD0 | Dual cable, Preassembled | 169.52
6FX3502-7CN01-1AH0 | Dual cable, Preassembled | 223.7
6FX3502-7DD01-1AH0 | Dual cable, Preassembled | 289.32
6FX3502-7DD01-1BF0 | Dual cable, Preassembled | 405.14
6FX3502-7DN01-1BF0 | Dual cable, Preassembled | 405.14
6FX3502-7DN01-1DA0 | Dual cable, Preassembled | 573.95
6FX3802-2XB11-1BF0 | Encoder cable, Preassembled | 212.83
6FX3802-2XB11-1DA0 | Encoder cable, Preassembled | 317.1
6FX3802-2XB12-1DA0 | Encoder cable, Preassembled | 333.21
6FX3802-5BL03-1AF0 | Brake cable, Preassembled | 94.32
6FX3802-5CK32-1AF0 | Power cable, Preassembled | 159.93
6FX3802-5CK32-1BA0 | Power cable, Preassembled | 231.64
6FX3802-5CL01-1AF0 | Power cable, Preassembled | 142.1
6FX3802-5CL01-1BA0 | Power cable, Preassembled | 192.76
6FX3802-5CL01-1CA0 | Power cable, Preassembled | 297.18
6FX3802-5CL02-1BA0 | Power cable, Preassembled | 192.76
6FX3802-5CL02-1CA0 | Power cable, Preassembled | 297.18
6FX3802-5CL12-1CA0 | Power cable, Preassembled | 380.73
6FX3802-5DK32-1AD0 | Power cable, Preassembled | 217.15
6FX3802-5DK32-1CA0 | Power cable, Preassembled | 534.26
6FX3802-7CD01-1AD0 | Dual cable, Preassembled | 211.92
6GK6090-0AS11-0BA0-ZA17B10 | RUGGEDCOM RS900NC | 3316.19
6GK6090-0AS11-0BA0-ZA25B10 | RUGGEDCOM RS900NC | 3316.19
6GK6090-0AS11-0BA0-ZA29B00 | RUGGEDCOM RS900NC | 3917.36
6GK6090-0AS11-0BA1-ZA05B00 | RUGGEDCOM RS900NC | 3535.55
6GK6090-0AS11-0CA0-ZA00B00 | RUGGEDCOM RS900NC | 2045.62
6GK6090-0AS12-0BA0-ZA01B01 | RUGGEDCOM RS900NC | 2372.2
6GK6090-0AS12-0BA0-ZA01B07 | RUGGEDCOM RS900NC | 2698.78
6GK6090-0AS12-0BA0-ZA08B04 | RUGGEDCOM RS900NC | 3064.36
6GK6090-0AS12-0BA0-ZA08B06 | RUGGEDCOM RS900NC | 3145.6
6GK6090-0AS12-0CA0-ZA08B00 | RUGGEDCOM RS900NC | 2695.52
6GK6090-0AS13-0AA0-ZA12B05 | RUGGEDCOM RS900NC | 2997.75
6GK6090-0AS21-0BA0-ZA01B01W01 | RUGGEDCOM RS900 | 2126.84
6GK6090-0AS21-0BA0-ZA01B02 | RUGGEDCOM RS900 | 2342.94
6GK6090-0AS21-0BA0-ZA03B00 | RUGGEDCOM RS900 | 2432.31
6GK6090-0AS21-0BA0-ZA05 | RUGGEDCOM RS900 | 2432.31
6GK6090-0AS21-0BA0-ZA05B07 | RUGGEDCOM RS900 | 2814.14
6GK6090-0AS21-0BA0-ZA06B00 | RUGGEDCOM RS900 | 2472.94
6GK6090-0AS21-0BA0-ZA08B06 | RUGGEDCOM RS900 | 2814.14
6GK6090-0AS21-0BA0-ZA08B08 | RUGGEDCOM RS900 | 3293.45
6GK6091-0AT13-0BA0-ZA02B01C01 | RUGGEDCOM RS910NC | 2456.68
6GK6091-0AT13-0BA0-ZA02B01C08 | RUGGEDCOM RS910NC | 3465.68
6GK6091-0AT13-0BA1-ZA02B07C01 | RUGGEDCOM RS910NC | 4203.33
6GK6091-0AT23-0CA0-ZA01B01C01 | RUGGEDCOM RS910 | 2170.72
6GK6091-0AT23-0CA0-ZA01B07C06 | RUGGEDCOM RS910 | 3168.34
6GK6091-0AT23-0CA0-ZA01B09C01 | RUGGEDCOM RS910 | 2836.88
6FX5002-5CG01-1AG5 | POWER CABLE, PREASSEMBLED | 158.66
6FX5002-5CG01-1AH5 | POWER CABLE, PREASSEMBLED | 163.48
6FX5002-5CG01-1BB0 | POWER CABLE, PREASSEMBLED | 177.35
6FX5002-5CG01-1BC0 | POWER CABLE, PREASSEMBLED | 182
6FX5002-5CG01-1BE0 | POWER CABLE, PREASSEMBLED | 191.22
6FX5002-5CG01-1BF0 | POWER CABLE, PREASSEMBLED | 195.83
6FX5002-5CG01-1BF6 | POWER CABLE, PREASSEMBLED | 200.41
6FX5002-5CG01-1BJ5 | POWER CABLE, PREASSEMBLED | 214.35
6FX5002-5CG01-1BK0 | POWER CABLE, PREASSEMBLED | 214.16
6FX5002-5CG01-1CF0 | POWER CABLE, PREASSEMBLED | 241.87
6FX5002-5CG01-1CJ0 | POWER CABLE, PREASSEMBLED | 255.79
6FX5002-5CG01-1DJ0 | POWER CABLE, PREASSEMBLED | 301.79
6FX5002-5CG01-1EF0 | POWER CABLE, PREASSEMBLED | 334.12
6FX5002-5CG01-1FA0 | POWER CABLE, PREASSEMBLED | 357.28
6FX5002-5CG01-1HA0 | POWER CABLE, PREASSEMBLED | 450.26
6FX5002-5CG01-2AA0 | POWER CABLE, PREASSEMBLED | 589
6FX5002-5CG10-1AG0 | POWER CABLE PREASSEMBLED | 154.26
6FX5002-5CG10-1AH5 | POWER CABLE PREASSEMBLED | 163.48
6FX5002-5CG10-1BF0 | POWER CABLE PREASSEMBLED | 195.91
6FX5002-5CG41-1AJ5 | POWER CABLE, PREASSEMBLED | 285.14
6FX5002-5CG41-1BB0 | POWER CABLE, PREASSEMBLED | 302.97
6FX5002-5CG41-1CE0 | POWER CABLE, PREASSEMBLED | 417.99
6FX5002-5CG41-1DA0 | POWER CABLE, PREASSEMBLED | 471.26
6FX5002-5DG12-1AH0 | POWER CABLE PREASSEMBLED | 215.81
6FX5002-5DG12-1BH0 | POWER CABLE PREASSEMBLED | 313.65
6FX5002-5DG21-1DA0 | POWER CABLE, PREASSEMBLED, | 457.89
6FX5002-5DG22-1AE0 | POWER CABLE PREASSEMBLED | 253.68
6FX5002-5DG23-1CA0 | POWER CABLE, PREASSEMBLED | 1313.44
6FX5002-5DG23-1EA0 | POWER CABLE, PREASSEMBLED | 1843.01
6FX5002-5DN21-1AD0 | POWER CABLE PREASSEMBLED | 374.67
6FX5002-5DN21-1AK5 | POWER CABLE PREASSEMBLED | 432.49
6FX5002-5DN21-1DG0 | POWER CABLE PREASSEMBLED | 647.09
6FX5002-5DN30-1AC0 | POWER CABLE PREASSEMBLED | 170.4
6FX5002-5DN31-1BF0 | POWER CABLE PREASSEMBLED | 505.96
6FX5002-5DN31-1CF0 | POWER CABLE PREASSEMBLED | 608.43
6FX5002-5DN31-1FA0 | POWER CABLE PREASSEMBLED | 864.52
6FX5002-5DN31-1GA0 | POWER CABLE PREASSEMBLED | 966.96
6FX5002-5DN41-1CA0 | POWER CABLE PREASSEMBLED | 627.15
6FX5002-5DN41-1DG0 | POWER CABLE PREASSEMBLED | 843.3
6FX5002-5DN51-1AE0 | POWER CABLE PREASSEMBLED | 425.99
6FX5002-5DN51-1BA0 | POWER CABLE PREASSEMBLED | 525.73
6FX5008-1BB05-1CA0 | POWER CABLE SOLD BY THE METER | 3452.44
6FX5008-1BB05-1CG0 | POWER CABLE SOLD BY THE METER | 4488.13
6FX5008-1BB41-1FF0 | POWER CABLE, SOLD BY THE METER | 813.01
6FX5008-1BB41-1HA0 | POWER CABLE, SOLD BY THE METER | 1031.56
6FX5008-1BB41-3AA0 | POWER CABLE, SOLD BY THE METER | 2925.4
6FX5008-1BB50-1AD0 | POWER CABLE, SOLD BY THE METER | 264.27
6FX5008-1BB50-1BG0 | POWER CABLE, SOLD BY THE METER | 1292.97
6FX5008-1BB50-1CC0 | POWER CABLE, SOLD BY THE METER | 1766.29
6FX5008-1BB50-1DF0 | POWER CABLE, SOLD BY THE METER | 2795.27
6FX5008-1BB50-1EF0 | POWER CABLE, SOLD BY THE METER | 3575.94
6FX5008-1BB50-1HA0 | POWER CABLE, SOLD BY THE METER | 5568.25
6FX5008-1BB50-1CH0 | POWER CABLE, SOLD BY THE METER | 2162.32
6FX5008-1BB51-1AG0 | POWER CABLE, SOLD BY THE METER | 147.29
6FX5008-1BB51-1BA0 | POWER CABLE, SOLD BY THE METER | 237.01
6FX2002-1DC20-1EA0 | SIGNAL CABLE, PREASSEMBLED | 443.77
6FX2002-1DC20-1FA0 | SIGNAL CABLE, PREASSEMBLED | 517.69
6FX2003-0GP20 | LEISTUNGSTECKER GR.1 | 47.65
6FX2003-0GP40 | LEISTUNGSTECKER GR.1 | 52.06
6FX2003-1GP20 | LEISTUNGSTECKER GR.1 | 47.65
6FX2003-1GP40 | LEISTUNGSTECKER GR.1 | 52.06
6FX2003-3HN00 | Hybrid plug, Non drive end direction | 116.01
6FX2003-7HS00 | Signal contacts for hybrid plug, reel | 1055.48
6FX3502-2XB11-1AF0 | Encoder cable, Preassembled | 112.33
6FX3502-2XB11-1DA0 | Encoder cable, Preassembled | 253.7
6FX3502-2XB12-1AF0 | Encoder cable, Preassembled | 125.16
6FX3502-5BL03-1AF0 | Brake cable, Preassembled | 75.46
6FX3502-5BL03-1BA0 | Brake cable, Preassembled | 94.55
6FX3502-5CK32-1AF0 | Power cable, Preassembled | 127.94
6FX3502-5CK32-1BA0 | Power cable, Preassembled | 185.31
6FX3502-5CK32-1CA0 | Power cable, Preassembled | 299.42
6FX3502-5CL01-1BA0 | Power cable, Preassembled | 154.22
6FX3502-5CL01-1CA0 | Power cable, Preassembled | 237.72
6FX3502-5CL02-1CA0 | Power cable, Preassembled | 237.72
6FX3502-5CL12-1AD0 | Power cable, Preassembled | 106.49
6FX3502-5CL12-1CA0 | Power cable, Preassembled | 304.59
6FX3502-5DK32-1AD0 | Power cable, Preassembled | 173.7
6FX3502-5DK32-1AH0 | Power cable, Preassembled | 241.66
6FX3502-7CD01-1AD0 | Dual cable, Preassembled | 169.52
6FX3502-7CD01-1AH0 | Dual cable, Preassembled | 223.7
6GK6090-0AS11-0AA0-ZA00B00 | RUGGEDCOM RS900NC | 1998.49
6GK6090-0AS11-0BA0-ZA01B00 | RUGGEDCOM RS900NC | 2268.21
6GK6090-0AS11-0BA0-ZA01B02 | RUGGEDCOM RS900NC | 2617.54
6GK6090-0AS11-0BA0-ZA04B00 | RUGGEDCOM RS900NC | 2414.43
6GK6090-0AS11-0BA0-ZA05B00 | RUGGEDCOM RS900NC | 2715.02
6GK6090-0AS11-0BA0-ZA10B00 | RUGGEDCOM RS900NC | 2796.26
6GK6090-0AS11-0BA0-ZA11B07 | RUGGEDCOM RS900NC | 2845.01
6GK6090-0AS11-0BA0-ZA15B01 | RUGGEDCOM RS900NC | 2989.61
6GK6090-0AS11-0BA0-ZA15B06 | RUGGEDCOM RS900NC | 3316.19
6GK6090-0AS13-0BA1-ZA12 | RUGGEDCOM RS900NC | 3535.55
6GK6090-0AS13-0BA1-ZA25B01 | RUGGEDCOM RS900NC | 3810.14
6GK6090-0AS13-0CA0-ZA01B03 | RUGGEDCOM RS900NC | 2598.04
6GK6090-0AS13-0CA0-ZA03B01 | RUGGEDCOM RS900NC | 2799.52
6GK6090-0AS13-0CA0-ZA08B01 | RUGGEDCOM RS900NC | 2799.52
6GK6090-0AS13-0CA0-ZA12B00 | RUGGEDCOM RS900NC | 2695.52
6GK6090-0AS13-0CA0-ZA17B04 | RUGGEDCOM RS900NC | 3215.47
6GK6090-0AS13-0CA1-ZA05B00 | RUGGEDCOM RS900NC | 3516.05
6GK6090-0AS21-0AA0-ZB07 | RUGGEDCOM RS900 | 2169.09
6GK6090-0AS21-0BA0 | RUGGEDCOM RS900 | 1847.39
6GK6090-0AS21-0BA0-ZA00B04W01 | RUGGEDCOM RS900 | 2156.1
6GK6090-0AS21-0BA0-ZA00B06 | RUGGEDCOM RS900 | 2229.21
6GK6091-0AT23-0BA0-ZA01B01C07 | RUGGEDCOM RS910 | 2523.29
6GK6091-0AT23-0BA0-ZA01B02C01 | RUGGEDCOM RS910 | 2589.92
6GK6091-0AT23-0BA0-ZA01B06C06 | RUGGEDCOM RS910 | 3035.1
6GK6091-0AT23-0BA0-ZA01B07C01 | RUGGEDCOM RS910 | 2858.01
6GK6091-0AT23-0BA0-ZA02B01C07 | RUGGEDCOM RS910 | 2523.29
6GK6091-0AT23-0BA0-ZA02B06C01 | RUGGEDCOM RS910 | 2703.66
6GK6091-0AT23-0BA0-ZA03B01C01 | RUGGEDCOM RS910 | 2524.93
6GK6091-0AT23-0BA0-ZA03B03C01 | RUGGEDCOM RS910 | 3036.74
6GK6091-0AT23-0BA1-ZA01B08C01 | RUGGEDCOM RS910 | 3751.63
6GK6091-0AT23-0BA1-ZA02B01C05 | RUGGEDCOM RS910 | 3343.82
6SL5310-1BE11-5DF0 | SINAMICS S210, 3AC 400V, 1.5kW | 1345.56
6SL5310-1BE13-5DF0 | SINAMICS S210, 3AC 400V, 3.5kW | 2035.21
6SL5510-1BB10-1AF0 | SINAMICS S200 PN, 1/3 AC 200V 0.1kW | 788.69
6SL5510-1BB10-4AF0 | SINAMICS S200 PN, 1/3 AC 200V 0.4kW | 857.4
6SL5510-1BE11-5AF0 | SINAMICS S200 PN, 3 AC 400V 1.75kW | 1107.39
6SL5510-1BE13-5AF0 | SINAMICS S200 PN, 3 AC 400V 3.5kW | 1706.05
6SL5560-0CE00-0AA0 | Replacement fan for SINAMICS S200 FSC | 27.1
6SL5562-1XX00-0AC0 | I/O cable for SINAMICS S200 PN | 78.73
6SL5610-1BB10-2AF0 | SINAMICS S200 Basic PN, 1/3 AC 200V 0.2k | 736.18
6SL5610-1BB10-8AF0 | SINAMICS S200 Basic PN, 1/3 AC 200V 0.75 | 871.14
6SW1700-2JD01-0AG4 | DRIVE ES PCS7 APL UPG TO V9.1 SP1 (OSD) | 1340.12
6FX5002-2DC10-1AG0 | SIGNAL CABLE, PREASSEMBLED | 154.9
6FX5002-2DC10-1AG5 | SIGNAL CABLE, PREASSEMBLED | 162.02
6FX5002-2DC10-1AH5 | SIGNAL CABLE, PREASSEMBLED | 169.21
6FX5002-2DC10-1AJ0 | SIGNAL CABLE, PREASSEMBLED | 169.25
6FX5002-2DC10-1BA5 | SIGNAL CABLE, PREASSEMBLED | 190.46
6FX5002-2DC10-1BB5 | SIGNAL CABLE, PREASSEMBLED | 197.58
6FX5002-2DC10-1BD0 | SIGNAL CABLE, PREASSEMBLED | 204.71
6FX5002-2DC10-1BD5 | SIGNAL CABLE, PREASSEMBLED | 211.79
6FX5002-2DC10-1BE2 | SIGNAL CABLE, PREASSEMBLED | 218.92
6FX5002-2DC10-1BF1 | SIGNAL CABLE, PREASSEMBLED | 226.12
6FX5002-2DC10-1BF4 | SIGNAL CABLE, PREASSEMBLED | 226.12
6FX5002-2DC10-1BH5 | SIGNAL CABLE, PREASSEMBLED | 240.2
6FX5002-2DC10-1BJ0 | SIGNAL CABLE, PREASSEMBLED | 240.23
6FX5002-2DC10-1CB0 | SIGNAL CABLE, PREASSEMBLED | 261.74
6FX5002-2DC10-1CC0 | SIGNAL CABLE, PREASSEMBLED | 268.87
6FX5002-5CA23-1JA0 | POWER CABLE PREASSEMBLED | 2754.66
6FX5002-5CA28-1AB0 | POWER CABLE, PREASSEMBLED,EXT. | 379.24
6FX5002-5CA48-1AC0 | POWER CABLE, PREASSEMBLED,EXT. | 394.68
6FX5002-5CA68-1AC0 | POWER CABLE PREASSEMBLED,EXT. | 376.24
6FX5002-5CG01-1AB5 | POWER CABLE, PREASSEMBLED | 135.72
6FX5002-5CG01-1AC0 | POWER CABLE, PREASSEMBLED | 135.76
6FX5002-5CG01-1AD4 | POWER CABLE, PREASSEMBLED | 144.94
6FX5002-5CG01-1AD8 | POWER CABLE, PREASSEMBLED | 144.94
6FX5002-5CS31-1DF0 | POWER CABLE, PREASSEMBLED | 566.64
6FX5002-5CS31-1EA0 | POWER CABLE, PREASSEMBLED | 599.23
6FX5002-5CS31-1HA0 | POWER CABLE, PREASSEMBLED | 800.39
6FX5002-5CS31-1CH0 | POWER CABLE, PREASSEMBLED | 513.46
6FX5002-5CS31-2AA0 | POWER CABLE, PREASSEMBLED | 999.28
6FX5002-5CS41-1AD0 | POWER CABLE, PREASSEMBLED | 364.04
6FX5002-5CS41-1BF0 | POWER CABLE, PREASSEMBLED | 477.81
6FX5002-5CS41-1CA0 | POWER CABLE, PREASSEMBLED | 525.46
6FX5002-5CS41-1FA0 | POWER CABLE, PREASSEMBLED | 809.66
6FX5002-5CS41-1FF0 | POWER CABLE, PREASSEMBLED | 857.06
6FX5002-5CS41-1JA0 | POWER CABLE, PREASSEMBLED | 1094.04
6FX5002-5CS41-1KA0 | POWER CABLE, PREASSEMBLED | 1188.86
6FX5002-5CS42-1BA0 | POWER CABLE, PREASSEMBLED | 297.39
6FX5002-5DG10-1AG0 | POWER CABLE PREASSEMBLED | 193.82
6FX5002-5DG11-1AC0 | POWER CABLE, PREASSEMBLED | 166.93
6FX5002-5DG11-1BA0 | POWER CABLE, PREASSEMBLED | 245.37
6FX5002-5DG11-1CA0 | POWER CABLE, PREASSEMBLED | 343.44
6FX5002-5DG11-1HA0 | POWER CABLE, PREASSEMBLED | 834.13
6FX5008-1BA61-1CF0 | POWER CABLE, SOLD BY THE METER, | 927.2
6FX5008-1BA61-1EA0 | POWER CABLE, SOLD BY THE METER, | 1473.16
6FX5008-1BB61-1BF0 | POWER CABLE, SOLD BY THE METER | 460.58
6FX5008-1BB61-1CA0 | POWER CABLE, SOLD BY THE METER | 609.91
6FX5008-1BB61-1DK0 | POWER CABLE, SOLD BY THE METER | 1174.13
6FX5008-1BB61-1EF0 | POWER CABLE, SOLD BY THE METER | 1353.13
6FX5008-1BB70-1BA0 | POWER CABLE SOLD BY THE METER | 1436.79
6FX5008-1BB70-1BF0 | POWER CABLE SOLD BY THE METER | 2155.19
6FX5008-1BB70-1DJ0 | POWER CABLE SOLD BY THE METER | 5459.78
6FX5008-1BB70-1FA0 | POWER CABLE SOLD BY THE METER | 7183.92
6FX5012-2CA31-1AG0 | SIGNAL CABLE, PREASSEMBLED, | 166.25
6FX5012-2CA31-1DA0 | SIGNAL CABLE, PREASSEMBLED, | 356.99
6FX5012-2CA34-1AF0 | SIGNAL CABLE, PREASSEMBLED,EXT. | 191.5
6FX7002-5EB11-1BA0 | POWER CABLE, PREASSEMBLED | 406.09
6FX7002-5EB11-1CA0 | POWER CABLE, PREASSEMBLED | 651.2
6FX7002-5EX01-1AG6 | POWER CABLE, PREASSEMBLED | 447.03
6FX7002-5EX01-1BA5 | POWER CABLE, PREASSEMBLED | 539.75
6FX7002-5EX10-1AH7 | POWER CABLE, PREASSEMBLED | 321.56
6FX7002-5LM00-1BC0 | POWER CABLE PREASSEMBLED | 1254.9
6FX7002-5LM00-1CA0 | POWER CABLE PREASSEMBLED | 1774.69
6FX7002-5LM02-1AH0 | POWER CABLE PREASSEMBLED | 634.28
6FX7002-5LM32-1AB0 | POWER CABLE PREASSEMBLED(1FN3) | 368.3
6FX7002-5LM40-1BA0 | POWER CABLE PREASSEMBLED | 469.17
6FX7002-5LM42-1AA5 | POWER CABLE PREASSEMBLED | 238.39
6FX7002-5LM42-1AB7 | POWER CABLE PREASSEMBLED | 250.48
6FX8002-2CB54-1AE0 | SIGNAL CABLE, PREASSEMBLED EXT. | 163.93
6FX8002-2CB54-1AF5 | SIGNAL CABLE, PREASSEMBLED EXT. | 179.72
6FX8002-2CB54-1AK0 | SIGNAL CABLE, PREASSEMBLED EXT. | 203.49
6FX8002-2CB54-1BC0 | SIGNAL CABLE, PREASSEMBLED EXT. | 227.11
6FX8002-2CB54-1BK0 | SIGNAL CABLE, PREASSEMBLED EXT. | 282.34
6FX8002-2CB54-1CB0 | SIGNAL CABLE, PREASSEMBLED EXT. | 298.14
6FX8002-2CB54-1EK0 | SIGNAL CABLE, PREASSEMBLED EXT. | 517.95
6FX8002-2CC11-1AD0 | SIGNAL CABLE, PREASSEMBLED, | 131.16
6FX8002-2CC11-1CD0 | SIGNAL CABLE, PREASSEMBLED, | 288.9
6FX8002-2CC11-1DA0 | SIGNAL CABLE, PREASSEMBLED, | 343.44
6FX8002-2CC80-1CA0 | SIGNAL CABLE, PREASSEMBLED | 391.75
6FX8002-2CC80-1FA0 | SIGNAL CABLE, PREASSEMBLED | 794.15
6FX8002-2CD01-1AH0 | SIGNAL CABLE, PREASSEMBLED, | 166.78
6FX8002-2CD01-1AK0 | SIGNAL CABLE, PREASSEMBLED, | 182.46
6FX8002-2CD01-1BD0 | SIGNAL CABLE, PREASSEMBLED, | 213.93
6FX8002-2CD01-1BH0 | SIGNAL CABLE, PREASSEMBLED, | 245.61
6FX8002-5CA15-1AE0 | POWER CABLE, PREASSEMBLED EXT. | 325.42
6FX8002-5CA15-1AG5 | POWER CABLE, PREASSEMBLED EXT. | 370.06
6FX8002-5CA15-1DA0 | POWER CABLE, PREASSEMBLED EXT. | 712.22
6FX8002-5CA28-1AC0 | POWER CABLE, PREASSEMBLED EXT. | 423.4
6FX8002-5CA28-1AG0 | POWER CABLE, PREASSEMBLED EXT. | 474.99
6FX8002-5CA28-1AH5 | POWER CABLE, PREASSEMBLED EXT. | 500.51
6FX8002-5CA38-1AD0 | POWER CABLE, PREASSEMBLED EXT. | 446.56
6FX8002-5CA38-1AE0 | POWER CABLE, PREASSEMBLED EXT. | 461.13
6FX8002-5CA38-1AJ0 | POWER CABLE, PREASSEMBLED EXT. | 520.11
6FX8002-5CA38-1AJ5 | POWER CABLE, PREASSEMBLED EXT. | 534.81
6FX8002-5CA38-1BE5 | POWER CABLE, PREASSEMBLED EXT. | 622.91
6FX8002-5CA38-1BH0 | POWER CABLE, PREASSEMBLED EXT. | 652.37
6FX8002-5CN11-1EC0 | POWER CABLE PREASSEMBLED | 935.97
6FX8002-5CN11-1FA0 | POWER CABLE PREASSEMBLED | 1061.22
6FX8002-5CN21-1AJ0 | POWER CABLE PREASSEMBLED | 459.98
6FX8002-5CN21-1BE0 | POWER CABLE PREASSEMBLED | 540.72
6FX8002-5CN21-1CC0 | POWER CABLE PREASSEMBLED | 648.46
6FX8002-5CN21-1CF0 | POWER CABLE PREASSEMBLED | 688.8
6FX8002-5CS61-1EA0 | POWER CABLE, PREASSEMBLED | 1796
6FX8002-5CS61-1FA0 | POWER CABLE, PREASSEMBLED | 2149.79
6FX8002-5CS61-1JF0 | POWER CABLE, PREASSEMBLED | 3400.09
6FX8002-5CS61-1KF0 | POWER CABLE, PREASSEMBLED | 3746.93
6FX8002-5CS64-1AG0 | POWER CABLE, PREASSEMBLED | 450.87
6FX8002-5CS64-1AJ0 | POWER CABLE, PREASSEMBLED | 522.57
6FX8002-5CS64-1BA0 | POWER CABLE, PREASSEMBLED | 591.94
6FX8002-5CS64-1BD5 | POWER CABLE, PREASSEMBLED | 733.65
6FX8002-5CS64-1BF0 | POWER CABLE, PREASSEMBLED | 769.29
6FX8002-5CS64-1BK0 | POWER CABLE, PREASSEMBLED | 911.05
6FX8002-5CS64-1CA5 | POWER CABLE, PREASSEMBLED | 983.38
6FX8002-5CS64-1CG0 | POWER CABLE, PREASSEMBLED | 1160.79
6FX8002-5CS64-1DA0 | POWER CABLE, PREASSEMBLED | 1301.79
6FX8002-5CS64-1FA0 | POWER CABLE, PREASSEMBLED | 2009.46
6FX8002-5DG01-1AG0 | POWER CABLE, PREASSEMBLED | 256.71
6FX8002-5DG01-1AJ0 | POWER CABLE, PREASSEMBLED | 290.23
6FX8002-5DG01-1BE0 | POWER CABLE, PREASSEMBLED | 390.81
6FX8002-5DG01-1BF0 | POWER CABLE, PREASSEMBLED | 407.7
6FX8002-5DG01-1CC0 | POWER CABLE, PREASSEMBLED | 524.68
6FX8002-5DG01-1CJ0 | POWER CABLE, PREASSEMBLED | 625.5
6FX8002-5DG01-1JB0 | POWER CABLE, PREASSEMBLED | 1516.21
6FX8002-8QN21-1EE0 | ONE-CABLE-CONNECTION ASSEMBLY | 1809.34
6FX8008-1BA25-1BA0 | POWER CABLE, SOLD BY THE METER, | 1094.13
6FX8008-1BA25-1BC0 | POWER CABLE, SOLD BY THE METER, | 1308.5
6FX8008-1BA25-1CC0 | POWER CABLE, SOLD BY THE METER, | 2379.15
6FX8008-1BA25-1CF0 | POWER CABLE, SOLD BY THE METER, | 2701.29
6FX8008-1BA31-1AJ0 | POWER CABLE,SOLD BY THE METER, | 218.43
6FX8008-1BA31-1BA0 | POWER CABLE,SOLD BY THE METER, | 269.97
6FX8008-1BA31-2AA0 | POWER CABLE,SOLD BY THE METER, | 2580.08
6FX8008-1BA31-3AA0 | POWER CABLE,SOLD BY THE METER, | 5146.86
6FX8008-1BA35-1BG0 | POWER CABLE, SOLD BY THE METER, | 2195.64
6FX8008-1BA35-1BJ0 | POWER CABLE, SOLD BY THE METER, | 2468.48
6FX8012-5DN01-1FD0 | POWER CABLE, PREASSEMBLED | 1222.94
6FX8012-5DN20-1AF0 | POWER CABLE, PREASSEMBLED | 351.61
6FX8012-5DS01-1AG0 | POWER CABLE, PREASSEMBLED | 400.16
6FX8012-5DS01-1AJ0 | POWER CABLE, PREASSEMBLED | 435.23
6FX8002-2DC20-1DK0 | SIGNAL CABLE, PREASSEMBLED | 480.72
6FX8002-2DC20-1EF0 | SIGNAL CABLE, PREASSEMBLED | 532.28
6FX8002-4AA21-1DF0 | SIGNAL CABLE, PREASSEMBLED, | 302.42
6FX8002-4AA21-1DH0 | SIGNAL CABLE, PREASSEMBLED, | 315.17
6FX8002-4AA21-1GA0 | SIGNAL CABLE, PREASSEMBLED, | 459.2
6FX8002-4AA41-1AB0 | SIGNAL CABLE, PREASSEMBLED, | 67.29
6FX8002-4AA41-1AD0 | SIGNAL CABLE, PREASSEMBLED, | 77.44
6FX8002-4AA41-1AJ0 | SIGNAL CABLE, PREASSEMBLED, | 102.9
6FX8002-4AA41-1BC0 | SIGNAL CABLE, PREASSEMBLED, | 123.06
6FX8002-4AA41-1EA0 | SIGNAL CABLE, PREASSEMBLED, | 265.47
6FX8002-5CA05-1AA5 | POWER CABLE, PREASSEMBLED EXT. | 260.3
6FX8002-5CA05-1AD5 | POWER CABLE, PREASSEMBLED EXT. | 298.92
6FX8002-5CA05-1AE6 | POWER CABLE, PREASSEMBLED EXT. | 311.64
6FX8002-5CA05-1AH0 | POWER CABLE, PREASSEMBLED EXT. | 337.39
6FX8002-5CA05-1AJ0 | POWER CABLE, PREASSEMBLED EXT. | 350.39
6FX8002-5CA05-1BE0 | POWER CABLE, PREASSEMBLED EXT. | 427.34
6FX8002-5CA05-1BF0 | POWER CABLE, PREASSEMBLED EXT. | 440.3
6FX8002-5CA05-1CC0 | POWER CABLE, PREASSEMBLED EXT. | 529.78
6FX8002-5CA05-1CF0 | POWER CABLE, PREASSEMBLED EXT. | 568.42
6FX8002-5CS51-1AJ0 | POWER CABLE, PREASSEMBLED | 560.72
6FX8002-5CS51-1AK0 | POWER CABLE, PREASSEMBLED | 585.5
6FX8002-5CS51-1BF0 | POWER CABLE, PREASSEMBLED | 733.52
6FX8002-5CS51-1BH0 | POWER CABLE, PREASSEMBLED | 783.27
6FX8002-5CS51-1CJ0 | POWER CABLE, PREASSEMBLED | 1057.86
6FX8002-5CS51-1DA0 | POWER CABLE, PREASSEMBLED | 1106.47
6FX8002-5CS51-1EA0 | POWER CABLE, PREASSEMBLED | 1356.2
6FX8002-5CS51-1ED0 | POWER CABLE, PREASSEMBLED | 1430.67
6FX8002-5CS51-1CH0 | POWER CABLE, PREASSEMBLED | 1032.97
6FX8002-5CS51-2AA0 | POWER CABLE, PREASSEMBLED | 2836.13
6FX8002-5CS54-1BE0 | POWER CABLE, PREASSEMBLED | 575.31
6FX8002-5CS54-1BH0 | POWER CABLE, PREASSEMBLED | 649.87
6FX8002-5CS61-1AA0 | POWER CABLE, PREASSEMBLED | 378.44
6FX8002-5CS61-1AD0 | POWER CABLE, PREASSEMBLED | 484.84
6FX8002-5CS61-1BB0 | POWER CABLE, PREASSEMBLED | 767.58
6FX8002-5CS61-1BF0 | POWER CABLE, PREASSEMBLED | 909.6
6FX8002-5CS61-1CF0 | POWER CABLE, PREASSEMBLED | 1265.73
6FX8002-5CS61-1DC0 | POWER CABLE, PREASSEMBLED | 1513.11
6FX8002-8QE21-1BJ0 | ONE-CABLE-CONNECTION EXTENSION | 939.38
6FX8002-8QE21-1CA0 | ONE-CABLE-CONNECTION EXTENSION | 1012.45
6FX8002-8QE21-1CJ0 | ONE-CABLE-CONNECTION EXTENSION | 1304.66
6FX8002-8QE21-1DA0 | ONE-CABLE-CONNECTION EXTENSION | 1377.74
6FX8002-8QE21-1DH0 | ONE-CABLE-CONNECTION EXTENSION | 1633.46
6FX8002-8QE21-1DK0 | ONE-CABLE-CONNECTION EXTENSION | 1706.49
6FX8002-8QE21-1EE0 | ONE-CABLE-CONNECTION EXTENSION | 1889.14
6FX8002-8QE21-1EG0 | ONE-CABLE-CONNECTION EXTENSION | 1962.22
6FX8002-8QN21-1AB0 | ONE-CABLE-CONNECTION ASSEMBLY | 238.6
6FX8002-8QN21-1AD0 | ONE-CABLE-CONNECTION ASSEMBLY | 311.62
6FX8002-8QN21-1BB0 | ONE-CABLE-CONNECTION ASSEMBLY | 603.88
6FX8002-8QN21-1BD0 | ONE-CABLE-CONNECTION ASSEMBLY | 676.92
6FX8002-8QN21-1BJ0 | ONE-CABLE-CONNECTION ASSEMBLY | 859.57
6FX8002-8QN21-1CB0 | ONE-CABLE-CONNECTION ASSEMBLY | 969.18
6FX8002-8QN21-1CD0 | ONE-CABLE-CONNECTION ASSEMBLY | 1042.21
6FX8002-8QN21-1CK0 | ONE-CABLE-CONNECTION ASSEMBLY | 1261.39
6FX8002-8QN21-1DB0 | ONE-CABLE-CONNECTION ASSEMBLY | 1334.46
6FX8002-8QN21-1DK0 | ONE-CABLE-CONNECTION ASSEMBLY | 1626.69
6FX8002-8QN21-1EB0 | ONE-CABLE-CONNECTION ASSEMBLY | 1699.76
7MF1567-3DG00-1JA1 | Transducer SITRANS P220 for pressure | 250.69
7MF7905-1DB | TAG plate unlabeled | 103.82
6GK6090-0AS23-0BA1-ZA17B07 | RUGGEDCOM RS900 | 3691.52
6GK6090-0AS23-0CA0-ZA00B10 | RUGGEDCOM RS900 | 2211.35
6GK6090-0AS23-0CA0-ZA01B01 | RUGGEDCOM RS900 | 2108.98
6GK6090-0AS23-0CA0-ZA01B04W29 | RUGGEDCOM RS900 | 2325.07
6GK6090-0AS23-0CA0-ZA03B00 | RUGGEDCOM RS900 | 2414.43
6GK6090-0AS23-0CA0-ZA12B04 | RUGGEDCOM RS900 | 2723.15
6GK6090-0AS23-0CA0-ZA12B05 | RUGGEDCOM RS900 | 2723.15
6GK6090-0AS23-0CA0-ZA17B00 | RUGGEDCOM RS900 | 2560.67
6GK6090-0AS23-0CA0-ZA17B07 | RUGGEDCOM RS900 | 2942.5
6GK6090-0AS23-0CA1-ZA01B01 | RUGGEDCOM RS900 | 2840.13
6GK6090-0AS23-0CA1-ZA01B03 | RUGGEDCOM RS900 | 3056.24
6GK6090-0PS20-0BA0-ZA03 | RUGGEDCOM RS900GP | 4591.66
6GK6090-0PS20-0BA0-ZA05 | RUGGEDCOM RS900GP | 5111.59
6FX5008-1BB51-1EF0 | POWER CABLE, SOLD BY THE METER | 1024.4
6FX5008-1BB51-1GA0 | POWER CABLE, SOLD BY THE METER | 1360.65
6FX5008-1BB51-2AA0 | POWER CABLE, SOLD BY THE METER | 2257.84
6FX5008-1BB61-1AB0 | POWER CABLE, SOLD BY THE METER | 43.16
6FX5008-1BB61-1BC0 | POWER CABLE, SOLD BY THE METER | 371.31
6FX7002-5LM62-1AA5 | POWER CABLE PREASSEMBLED | 238.98
6FX7002-5LM72-1BA0 | POWER CABLE PREASSEMBLED | 492.23
6FX7002-5LM80-1BE6 | POWER CABLE PREASSEMBLED | 717.86
6FX7002-5YP23-1AJ0 | POWER CABLE, PREASSEMBLED | 332.03
6FX7008-1BC11-1AF0 | POWER CABLE, SOLD BY THE METER | 149.9
6FX7008-1BC21-1CF0 | POWER CABLE, SOLD BY THE METER | 739.68
6FX7008-1BC31-1BG0 | POWER CABLE,SOLD BY THE METER, | 536.01
6FX8002-2CA80-1BA0 | SIGNAL CABLE, PREASSEMBLED | 263.99
6FX8002-2CA80-1BC0 | SIGNAL CABLE, PREASSEMBLED | 285.98
6FX8002-2CA80-1BG0 | SIGNAL CABLE, PREASSEMBLED | 329.94
6FX8002-2CA80-1BJ0 | SIGNAL CABLE, PREASSEMBLED | 351.86
6FX8002-2CA80-1DA0 | SIGNAL CABLE, PREASSEMBLED | 483.67
6FX8002-2CA80-1DD0 | SIGNAL CABLE, PREASSEMBLED | 516.64
6FX8002-2CA80-1FA0 | SIGNAL CABLE, PREASSEMBLED | 703.37
6FX8002-2CA88-1AA5 | SIGNAL CABLE, PREASSEMBLED EXT. | 158.03
6FX8002-2CA88-1AJ0 | SIGNAL CABLE, PREASSEMBLED EXT. | 236.26
6FX8002-2CA88-1BA0 | SIGNAL CABLE, PREASSEMBLED EXT. | 258.55
6FX8002-2DC10-1DG0 | SIGNAL CABLE, PREASSEMBLED | 434.92
6FX8002-2DC10-1DJ0 | SIGNAL CABLE, PREASSEMBLED | 452.07
6FX8002-2DC10-1EB5 | SIGNAL CABLE, PREASSEMBLED | 486.61
6FX8002-2DC10-1ED0 | SIGNAL CABLE, PREASSEMBLED | 495.05
6FX8002-2DC10-1EF0 | SIGNAL CABLE, PREASSEMBLED | 512.15
6FX8002-2DC10-1FD0 | SIGNAL CABLE, PREASSEMBLED | 580.36
6FX8002-2DC10-1GC0 | SIGNAL CABLE, PREASSEMBLED | 656.99
6FX8002-2DC10-1CH0 | SIGNAL CABLE, PREASSEMBLED | 359.16
6FX8002-2DC20-1AB0 | SIGNAL CABLE, PREASSEMBLED | 158.32
6FX8002-2DC20-1AC5 | SIGNAL CABLE, PREASSEMBLED | 175.31
6FX8002-2DC20-1AC8 | SIGNAL CABLE, PREASSEMBLED | 175.31
6FX8002-2DC20-1AD3 | SIGNAL CABLE, PREASSEMBLED | 183.77
6FX8002-2DC20-1AE0 | SIGNAL CABLE, PREASSEMBLED | 183.83
6FX8002-2DC20-1AE5 | SIGNAL CABLE, PREASSEMBLED | 192.34
6FX8002-2DC20-1AH5 | SIGNAL CABLE, PREASSEMBLED | 217.8
6FX8002-2DC20-1AJ0 | SIGNAL CABLE, PREASSEMBLED | 217.85
6FX8002-2DC20-1BC5 | SIGNAL CABLE, PREASSEMBLED | 260.15
6FX8002-2DC20-1BE0 | SIGNAL CABLE, PREASSEMBLED | 268.68
6FX8002-2DC20-1BJ0 | SIGNAL CABLE, PREASSEMBLED | 302.69
6FX8002-2DC20-1CA0 | SIGNAL CABLE, PREASSEMBLED | 319.81
6FX8002-5CP17-1AK0 | POWER CABLE PREASSEMBLED | 291.49
6FX8002-5CP17-1BG0 | POWER CABLE PREASSEMBLED | 369.55
6FX8002-5CP41-1AH0 | POWER CABLE, PREASSEMBLED | 539.91
6FX8002-5CP41-1BB0 | POWER CABLE, PREASSEMBLED | 667.47
6FX8002-5CP45-1DF0 | POWER CABLE PREASSEMBLED | 1189.58
6FX8002-5CQ15-1BC0 | POWER CABLE EXTENSION | 444.66
6FX8002-5CS36-1FA0 | POWER CABLE PREASSEMBLED | 888.83
6FX8002-5CS41-1AD0 | POWER CABLE, PREASSEMBLED | 417.18
6FX8002-5CS41-1AJ0 | POWER CABLE, PREASSEMBLED | 517.11
6FX8002-5CS41-1BA0 | POWER CABLE, PREASSEMBLED | 557.14
6FX8002-5CS41-1BF0 | POWER CABLE, PREASSEMBLED | 657.22
6FX8002-5CS41-1BH0 | POWER CABLE, PREASSEMBLED | 697.2
6FX8002-5CS41-1DF0 | POWER CABLE, PREASSEMBLED | 1058.41
6FX8002-5CS41-1DJ0 | POWER CABLE, PREASSEMBLED | 1118.31
6FX8002-5CS41-1HA0 | POWER CABLE, PREASSEMBLED | 1758.45
6FX8002-5CS41-1JA0 | POWER CABLE, PREASSEMBLED | 1957.22
6FX8002-5CS51-1AF0 | POWER CABLE, PREASSEMBLED | 486.07
6FX8002-5DS13-1DA0 | POWER CABLE, PREASSEMBLED | 2237.55
6FX8002-5DS14-1AG0 | POWER CABLE, PREASSEMBLED | 793.34
6FX8002-5DS14-1AH0 | POWER CABLE, PREASSEMBLED | 828.91
6FX8002-5DS14-1CK0 | POWER CABLE, PREASSEMBLED | 1612.34
6FX8002-5DS14-1DF0 | POWER CABLE, PREASSEMBLED | 1826.05
6FX8002-5DS21-1AD0 | POWER CABLE, PREASSEMBLED | 423.85
6FX8002-5DS21-1AF0 | POWER CABLE, PREASSEMBLED | 459.04
6FX8002-5DS21-1BD8 | POWER CABLE, PREASSEMBLED | 616.42
6FX8002-5DS21-1BF0 | POWER CABLE, PREASSEMBLED | 634.09
6FX8002-5DS21-1CA0 | POWER CABLE, PREASSEMBLED | 720.54
6FX8002-5DS21-1CC0 | POWER CABLE, PREASSEMBLED | 755.44
6FX8002-5DS21-1DA0 | POWER CABLE, PREASSEMBLED | 896.27
6FX8002-5DS21-1DE0 | POWER CABLE, PREASSEMBLED | 966.34
6FX8002-8QE07-1FA0 | ONE-CABLE-CONNECTION EXTENSION | 940.06
6FX8002-8QE11-1BA0 | ONE-CABLE-CONNECTION EXTENSION | 480.56
6FX8002-8QE21-1AG0 | ONE-CABLE-CONNECTION EXTENSION | 501.05
6FX8002-8QE21-1AJ0 | ONE-CABLE-CONNECTION EXTENSION | 574.08
6FX8002-8QE21-1BD0 | ONE-CABLE-CONNECTION EXTENSION | 756.73
7ME6520-1VF12-2KA1 | SITRANS F M MAG 5100 W | 2450.75
7MF1565-5BE10-2AA1 | Transducer SITRANS P200 for pressure | 244.35
7MF1566-3AA01-2AA1 | Transducer SITRANS P210 for pressure | 655.82
7MF1566-3AC01-2AA1 | Transducer SITRANS P210 for pressure | 655.82
6GK6000-8CG01-2CA1 | RUGGEDCOM MEDIA MODULE CG01, CC | 860.56
6GK6000-8CG03-2EA1 | RUGGEDCOM RMM2473C-2M12A | 933.14
6GK6090-0AS23-0BA0-ZA29B01 | RUGGEDCOM RS900 | 3597.28
6FX8002-2CD01-1DJ0 | SIGNAL CABLE, PREASSEMBLED, | 410.47
6FX8002-2DC10-1AG0 | SIGNAL CABLE, PREASSEMBLED | 180.56
6FX8002-2DC10-1AJ0 | SIGNAL CABLE, PREASSEMBLED | 197.72
6FX8002-2DC10-1AJ2 | SIGNAL CABLE, PREASSEMBLED | 206.21
6FX8002-2DC10-1AK5 | SIGNAL CABLE, PREASSEMBLED | 214.74
6FX8002-2DC10-1BA5 | SIGNAL CABLE, PREASSEMBLED | 223.04
6FX8002-2DC10-1BB5 | SIGNAL CABLE, PREASSEMBLED | 231.53
6FX8002-2DC10-1BC0 | SIGNAL CABLE, PREASSEMBLED | 231.53
6FX8002-2DC10-1BD5 | SIGNAL CABLE, PREASSEMBLED | 248.47
6FX8002-2DC10-1BE0 | SIGNAL CABLE, PREASSEMBLED | 248.55
6FX8002-2DC10-1BG2 | SIGNAL CABLE, PREASSEMBLED | 273.91
6FX8002-2DC10-1BG5 | SIGNAL CABLE, PREASSEMBLED | 273.91
6FX8002-2DC10-1BJ3 | SIGNAL CABLE, PREASSEMBLED | 291.07
6FX8002-2DC10-1BK0 | SIGNAL CABLE, PREASSEMBLED | 291.09
6FX8002-2DC10-1CB5 | SIGNAL CABLE, PREASSEMBLED | 316.66
6FX8002-2DC10-1CC3 | SIGNAL CABLE, PREASSEMBLED | 325.17
6FX8002-2DC10-1CG0 | SIGNAL CABLE, PREASSEMBLED | 350.55
6FX8002-2DC10-1CK0 | SIGNAL CABLE, PREASSEMBLED | 376.24
6FX8002-5CN21-1FA0 | POWER CABLE PREASSEMBLED | 1025.27
6FX8002-5CN27-1AD0 | POWER CABLE PREASSEMBLED | 233.39
6FX8002-5CN31-1AA3 | POWER CABLE PREASSEMBLED | 370.34
6FX8002-5CN31-1AH0 | POWER CABLE PREASSEMBLED | 464.34
6FX8002-5CN31-1BA0 | POWER CABLE PREASSEMBLED | 511.31
6FX8002-5CN31-1BJ3 | POWER CABLE PREASSEMBLED | 652.19
6FX8002-5CN31-1CC0 | POWER CABLE PREASSEMBLED | 699.06
6FX8002-5CN31-1DF0 | POWER CABLE PREASSEMBLED | 902.6
6FX8002-5CN31-1EE0 | POWER CABLE PREASSEMBLED | 1043.52
6FX8002-5CN31-1FA0 | POWER CABLE PREASSEMBLED | 1137.42
6FX8002-5CN41-1AE0 | POWER CABLE PREASSEMBLED | 437.1
6FX8002-5CN41-1AG0 | POWER CABLE PREASSEMBLED | 477.09
6FX8002-5CN64-1AF0 | POWER CABLE PREASSEMBLED | 415.04
6FX8002-5CN64-1BF0 | POWER CABLE PREASSEMBLED | 768.85
6FX8002-5CP10-1AD0 | POWER CABLE, PREASSEMBLED | 292.08
6FX8002-5CP10-1AJ0 | POWER CABLE, PREASSEMBLED | 362.82
6FX8002-5CP10-1DA0 | POWER CABLE, PREASSEMBLED | 673.89
6FX8002-5CP11-1CA0 | POWER CABLE, PREASSEMBLED | 589.46
6FX8002-5CP11-1DA0 | POWER CABLE, PREASSEMBLED | 730.84
6FX8002-5DG10-1BF0 | POWER CABLE PREASSEMBLED | 407.7
6FX8002-5DG11-1AJ0 | POWER CABLE, PREASSEMBLED | 312.13
6FX8002-5DG13-1AJ5 | POWER CABLE, PREASSEMBLED | 1111.8
6FX8002-5DG13-1CA0 | POWER CABLE, PREASSEMBLED | 1563.19
6FX8002-5DG21-1AH5 | POWER CABLE, PREASSEMBLED | 367.8
6FX8002-5DG21-1BA0 | POWER CABLE, PREASSEMBLED | 401.46
6FX8002-5DG23-1FA0 | POWER CABLE, PREASSEMBLED | 3702.16
6FX8002-5DG31-1AG0 | POWER CABLE, PREASSEMBLED | 349.4
6FX8002-5DG31-1CK0 | POWER CABLE, PREASSEMBLED | 793.38
6FX8002-5DG31-1DD0 | POWER CABLE, PREASSEMBLED | 869.43
6FX8002-5DG33-1AE0 | POWER CABLE, PREASSEMBLED | 1475.35
6FX8002-5DG33-1AG0 | POWER CABLE, PREASSEMBLED | 1671.94
6FX8002-5DS11-1CK0 | POWER CABLE, PREASSEMBLED | 884.43
6FX8002-5DS11-1DC0 | POWER CABLE, PREASSEMBLED | 946.15
6FX8002-5DS11-1FC0 | POWER CABLE, PREASSEMBLED | 1350.85
6FX8002-5DS11-1HA0 | POWER CABLE, PREASSEMBLED | 1715.08
6FX8012-5DS01-1CF0 | POWER CABLE, PREASSEMBLED | 732.04
6FX8012-5DS01-1DA0 | POWER CABLE, PREASSEMBLED | 820.09
6FX8012-5DS31-1AG0 | POWER CABLE, PREASSEMBLED | 497.55
6FX8012-5DS31-1CA0 | POWER CABLE, PREASSEMBLED | 780.81
6FX8012-5DS51-1AH0 | POWER CABLE, PREASSEMBLED | 598.47
6FX8012-5DS61-1DB0 | POWER CABLE, PREASSEMBLED | 1738
6FX8012-5DX38-1BC0 | POWER CABLE, PREASSEMBLED EXT. | 3338.18
6FX8012-5DX38-1BE0 | POWER CABLE, PREASSEMBLED EXT. | 3535.68
6FX8012-8QN08-1BA0 | ONE-CABLE-CONNECTION ASSEMBLY | 331.22
6FX8042-2CA11-1AK0 | SIGNAL CABLE, PREASSEMBLED, | 188.65
6GK5761-1FC00-0KA0 | Temp IWLAN Bundle | 952.81
6GK5763-1AL00-3AB0 | SCALANCE WUM763-1 (US) | 1009.7
6GK5897-1NY00-0AA0 | Antenna ANT897-1NY | 147.45
6FX8012-5DS01-1BB0 | POWER CABLE, PREASSEMBLED | 487.71
6FX8012-5DS01-1BH0 | POWER CABLE, PREASSEMBLED | 592.78
6FX8012-5DS01-1CA0 | POWER CABLE, PREASSEMBLED | 644.35
6GK6090-0GS11-0BA0-ZA03 | RUGGEDCOM RS900GNC | 3881.63
6GK6090-0GS11-0CA0-ZA03 | RUGGEDCOM RS900GNC | 3881.63
6GK6090-0GS12-0BA0-ZA02 | RUGGEDCOM RS900GNC | 3483.56
6GK6090-0GS13-0BA0-ZA01 | RUGGEDCOM RS900GNC | 2979.87
6GK6090-0GS13-0BA0-ZA02X01 | RUGGEDCOM RS900GNC | 3483.56
6GK6090-0GS13-0BA1-ZA02 | RUGGEDCOM RS900GNC | 4295.95
6GK6090-0GS13-0CA0-ZA01 | RUGGEDCOM RS900GNC | 2979.87
6GK6090-0GS13-0CA0-ZA05 | RUGGEDCOM RS900GNC | 3881.63
6GK6090-0GS21-0AA0-ZA05 | RUGGEDCOM RS900G | 3412.05
6GK6090-0GS21-0BA0-ZA01X01 | RUGGEDCOM RS900G | 2650.03
6GK6091-0AT13-0BA0-ZA01B00C07 | RUGGEDCOM RS910NC | 2580.16
6GK6091-0AT13-0BA0-ZA01B01C00 | RUGGEDCOM RS910NC | 2328.33
6GK6091-0AT13-0BA0-ZA01B07C00 | RUGGEDCOM RS910NC | 3075.73
6GK6091-0AT13-0BA0-ZA01B08C01 | RUGGEDCOM RS910NC | 3204.09
6RA8081-6GV62-0AA0-ZL10M08S01 | SINAMICS DCM DC CONVERTER | 11245.83
6RA8085-6FS22-0AA0-ZG00S01 | SINAMICS DCM DC CONVERTER | 10905.21
6SL3054-0FC30-1BA0-ZF02U01 | SINAMICS S120 CF CARD V5.2 SP3 HF15 | 1457.03
6SL3054-0FC30-1BA0-ZS01 | SINAMICS S120 CF CARD V5.2 SP3 HF15 | 1760.75
6SL3054-0FC31-1BA0-ZF01 | S120 CF card V5.2 SP3 performance | 1145.9
6GK6090-0GS21-0BA0-ZA03X01 | RUGGEDCOM RS900G | 3454.31
6GK6090-0GS21-0BA0-ZA04 | RUGGEDCOM RS900G | 3974.23
6GK6090-0GS21-0BA0-ZA05 | RUGGEDCOM RS900G | 3454.31
6GK6090-0GS21-0BA0-ZA06 | RUGGEDCOM RS900G | 3974.23
6GK6090-0GS22-0BA0-ZA03 | RUGGEDCOM RS900G | 3454.31
6GK6090-0GS22-0BA0-ZA04 | RUGGEDCOM RS900G | 3974.23
6GK6090-0GS22-0BA0-ZA05 | RUGGEDCOM RS900G | 3454.31
6GK6090-0GS22-0BA0-ZA06 | RUGGEDCOM RS900G | 3974.23
6SL3072-4JA02-0XG0 | SINAMICS Startdrive Basic V18 SP2 OSD | 55.52
6SL3072-4JA02-0XG5 | SINAMICS Startdrive Advanced V18 SP2 OSD | 992.94
6SL3072-4JA02-0XK5 | SINAMICS Startdrive Adv.V18 SP2 Upgr.OSD | 397.16
6SL3077-0AA00-3AH0 | electronic CoL TEC-Function SETPGEN | 960.02
6SL3077-0AA00-7AH0 | eCoL TEC-Function POLYGON | 959.63
7KN2712-3CE40-0YC2 | SENTRON powermanager OPC UA Server | 4824.18
7KN2712-6CE40-0YC0 | SENTRON powermanager logics | 1029.55
7KN2720-0CE00-1YC1 | Digital Testing Std. license | 690.96
8LK2306-6AC35 | Roof plate IP30 D: 600mm W: 600mm | 57.5
8LK2306-6AC36 | Roof plate Al-module IP30 D600mm W600mm | 62.83
8LK2308-0AA73 | Aluminum module 3mm, D: 400mm W: 800mm | 245.66
8LK2308-6AC07 | Bottom plate IP54 D: 600mm W: 800mm | 112.49
8LK2308-6AC08 | Roof plate IP54 D: 600mm W: 800mm | 110.59
8LK2308-6AC13 | Roof plate Al-module IP54 D600mm W800mm | 116.83
8LK2420-0AA24 | Rear panel IP54 W: 850mm | 226.94
8LK2420-0AA25 | Rear panel IP54 W: 1100mm | 319.22
8LK3006-6AA45 | Cable bracket W: 850mm | 54.37
8LK3006-6AA46 | Cable bracket W: 350mm | 22.33
8LK3011-5AA23 | Sep. mounting plate section with MBB | 172.08
8LK3011-5AA30 | Mounting plate H: 1900mm W: 400mm | 224.48
8LK3011-6AA03 | Cover frame IP54 W1100mm | 207.01
8LK3011-6AA30 | Support Cross wiring, 1 set=2 pieces | 13.95
8LK3011-6AA31 | 8GK adaptation W: 350mm | 82.7
8LK3011-6AA32 | 8GK adaptation W: 600mm | 127.19
8LK3011-6AA50 | Cover frame top IP30 H450mm W600mm | 110.35
8LK3011-6AA51 | Cover frame top IP54 H450mm W600mm | 97.89
8LK3011-6AA52 | Cover frame bottom IP30 H600mm W600mm | 107.74
8LK3011-6AA53 | Cover frame bottom IP54 H600mm W600mm | 94.31
8LK3011-8AA43 | Cable bracket with support W: 400mm | 51.13
8LK3011-8AA44 | Cable bracket with support W: 600mm | 76.71
8LK3011-8AA45 | Cable bracket with support W: 800mm | 102.25
8LK3011-8AA46 | Cable bracket with support W: 850mm | 108.6
8MF1111-0AA00-0JU6 | SIVACON 2200mm x 900mm x 400mm | 3572.86
8MF1111-0AA00-0JU7 | SIVACON 2200mm x 800mm x 600mm | 3357.62
8MF1111-0AA00-0JU8 | SIVACON 2200mm x 800mm x 600mm | 3802.43
8MF1111-0AA00-0JV0 | SIVACON 1800mm x 800mm x 600mm | 1779.26
8MF1111-0AA00-0JW5 | SIVACON 2200mm x 900mm x 600mm | 5309.05
8MF1111-0AA00-0JW6 | SIVACON 2200mm x 900mm x 600mm | 5309.05
8MF1111-0AA00-0JW7 | SIVACON 2000mm x 1000mm x 400mm | 4706.41
8MF1111-0AA00-0JW8 | SIVACON 2000mm x 1000mm x 400mm | 4763.81
8MF1111-0AA00-0JY3 | SIVACON 2000mm x 800mm x 600mm | 3214.14
8MF1111-0AA00-0JY4 | SIVACON 2000mm x 800mm x 600mm | 2927.15
8MF1111-0AA00-0JY5 | SIVACON 2000mm x 800mm x 400mm | 2984.55
8MF1111-0AA00-0JY6 | SIVACON 2000mm x 1200mm x 600mm | 4275.94
8MF1111-0AA00-0JY7 | SIVACON 2200mm x 800mm x 400mm | 3271.53
8MF1111-0AA00-0KB2 | SIVACON 2000mm x 900mm x 400mm | 3027.6
8MF1111-0AA00-0KB3 | SIVACON 2000mm x 900mm x 400mm | 3142.39
8MF1111-0AA00-0KB4 | SIVACON 2000mm x 800mm x 600mm | 3128.03
8MF1111-0AA00-0KB5 | SIVACON 2200mm x 800mm x 600mm | 3142.39
8MR2150-4AA | HEATER, CLIP FASTENING 400W,AC120V,UL | 194.4
8MR2150-4AB | HEATER, SCREWING FASTEN., 400W,AC120V,UL | 194.4
8MR2150-4B | HEATER, SCREWING FASTENING, 400W,AC230V | 194.4
7ME6520-2DF12-2KA1 | SITRANS F M MAG 5100 W | 2450.75
7ME6810-2YC32-1AB0 | SITRANS F M MAG 8000 | 3970.39
6GK6000-1BC43-0CE0 | RUGGEDCOM CROSSBOW TimeSync CAM annual M | 68.21
6GK6000-1BC43-0EB0 | CROSSBOW Nozomi IDS Integration Mainten. | 141.29
6GK6000-2CA00-0CE0 | RUGGEDCOM CROSSBOW TimeSync CAM License | 397.97
6GK6090-0GS21-0BA1-ZA06 | RUGGEDCOM RS900G | 4697.27
6GK6090-0GS21-0CA0-ZA01 | RUGGEDCOM RS900G | 2650.03
6GK6090-0GS21-0CA0-ZA02 | RUGGEDCOM RS900G | 3096.85
6GK6090-0GS21-0CA0-ZA05 | RUGGEDCOM RS900G | 3454.31
6GK6090-0GS21-0CA0-ZA06 | RUGGEDCOM RS900G | 3974.23
6GK6090-0GS22-0CA0-ZA04 | RUGGEDCOM RS900G | 3974.23
6GK6090-0GS22-0CA1-ZA03 | RUGGEDCOM RS900G | 4177.34
6GK6090-0GS23-0AA0-ZA01 | RUGGEDCOM RS900G | 2607.79
6GK6090-0GS23-0AA0-ZA02 | RUGGEDCOM RS900G | 3054.61
6SL3077-0AA03-0AH0 | electronic CoL TEC-Function DYNEGMA | 516.51
6SL3077-0AA03-3AH0 | electronic CoL TEC-Function CHATDTEC | 510.16
7KN1110-0MC00 | 7KN Powercenter 1000 data transceiver | 247.88
7KN1110-0XC01 | Bundle 1 POC1000+MCB COM B16+FI/LS B16 | 501.18
7KN1110-0XC02 | Bundle 2 POC1000+MCB COM C16+FI/LS C16 | 554.45
7KT1666-0EE00-0EE0 | PAC1600: 3 phasig / 80A, Modbus, MID | 315.27
7KT1666-0EE01-0EE0 | PAC1600: 3 phasig / 80A, Modbus, MID | 320.1
8LK2306-6AC05 | Bottom plate Al-mod. IP54 D600mm W600mm | 97.14
8LK2308-4AB11 | Roof plate Al-module IP54 D400mm W800mm | 76.71
8LK2308-4AB15 | IPX1 upgrade D: 400mm W: 800mm | 144.65
8LK2308-4AB25 | Bottom plate IP30 D: 400mm W: 800mm | 71.47
8LK2308-4AB26 | Bottom plate Al-mod. IP30 D400mm W800mm | 76.58
8LK2308-6AC63 | Roof plate IP30 D: 600mm W: 800mm | 92.3
8LK2308-6AC64 | Roof plate Al-module IP30 D600mm W800mm | 97.26
8LK2420-8AA08 | Rear panel IP54 W: 800mm | 209.52
8LK3011-5AA36 | Supports T400mm, with MBB | 36.68
8LK3011-5AA37 | Supports T400mm, without MBB | 97.89
8LK3011-5AA85 | Cover frame IP40 W350mm | 154.63
8LK3011-5AA86 | Cover frame IP40 W600mm | 182.07
8LK3011-5AA87 | Cover frame IP40 W850mm | 170.84
8LK3011-6AA40 | Cable bracket W: 1100mm | 70.35
8LK3011-6AA41 | Obstacle cable connection W: 400mm | 57.86
8LK3011-6AA42 | Obstacle comp. 3WL10 W: 400mm | 82.57
8LK3011-6AA43 | 8GK adaptation auxilary equip. B: 400mm | 45.9
8LK3011-6AA60 | Supports T400mm, 3WL10 | 24.44
8LK3011-6AA61 | Obstacle cable connection W: 600mm | 71.47
8LK3011-6AA62 | Partition wall 3WL10 B: 400mm Withdraw | 46.76
8LK3011-6AA63 | Partition wall 3WL10 B: 600mm Withdraw | 64.49
8LK3011-8AA87 | Cover frame bottom IP54 H600mm W800mm | 118.97
8LK3011-8AA88 | Cover frame top IP30 H450mm W800mm | 130.93
8LK3012-0AA00 | Obstacle cable connection W: 800mm | 88.93
8LK3012-0AA16 | Supports T600mm, 3WA, Connection top | 115.1
8MF1111-0AA00-0JV5 | SIVACON 2000mm x 1200mm x 400mm | 3458.07
8MF1111-0AA00-0JV6 | SIVACON 1800mm x 800mm x 600mm | 3988.97
8MF1111-0AA00-0JV7 | SIVACON 2200mm x 1200mm x 600mm | 5093.83
8MF1111-0AA00-0JV8 | SIVACON 2200mm x 1200mm x 600mm | 4964.69
8MF1111-0AA00-0JW0 | SIVACON 2200mm x 1200mm x 600mm | 5093.83
8MF1111-0AA00-0JX4 | SIVACON 2200mm x 800mm x 600mm | 4161.15
8MF1111-0AA00-0JX5 | SIVACON 2200mm x 800mm x 600mm | 4161.15
8MF1111-0AA00-0JX6 | SIVACON 2200mm x 800mm x 600mm | 4161.15
8MF1111-0AA00-0JX7 | SIVACON 2200mm x 800mm x 600mm | 4161.15
8MF1111-0AA00-0KA3 | SIVACON 2000mm x 800mm x 800mm | 3357.62
8MF1111-0AA00-0KA4 | SIVACON 2000mm x 800mm x 800mm | 3888.53
8MF1111-0AA00-0KA5 | SIVACON 2000mm x 600mm x 600mm | 3773.74
8MF1111-0AA00-0KA6 | SIVACON 1800mm x 1000mm x 500mm | 3845.47
8MF1111-0AA00-0KC1 | SIVACON 2200mm x 900mm x 800mm | 4692.06
7MB8000-6DA | Flame barrier with adapter for C62 SST | 1711.72
8LK2306-6AC32 | Bottom plate IP30 D: 600mm W: 600mm | 67.71
8LK2308-4AB05 | Bottom plate IP54 D: 400mm W: 800mm | 76.71
8LK2308-4AB07 | Bottom plate Al-mod. IP54 D400mm W800mm | 86.41
8LK2308-4AB30 | Roof plate Al-module IP30 D400mm W800mm | 63.98
8LK2308-6AC24 | Bottom plate Al-mod. IP54 D600mm W800mm | 107.74
8LK2308-6AC61 | Bottom plate IP30 D: 600mm W: 800mm | 72.46
8LK2308-6AC66 | Bottom plate Al-mod. IP30 D600mm W800mm | 78.44
8LK2420-4AA08 | Rear panel IP54 W: 400mm | 138.41
8LK2420-6AA08 | Rear panel IP54 W: 600mm | 168.34
8LK3001-6AA60 | Cable bracket W: 400mm | 25.57
8LK3001-6AA62 | Cable bracket W: 800mm | 51.13
8LK3011-5AA31 | Mounting plate H: 1900mm W: 600mm | 315.51
8LK3011-5AA33 | Mounting plate H: 1900mm W: 1100mm | 546.2
8LK3011-5AA88 | Cover frame IP40 W1100mm | 182.07
8LK3011-6AA01 | Cover frame IP54 W600mm | 143.43
8LK3011-6AA34 | 8GK adaptation W: 1100mm | 184.55
8LK3011-6AA38 | Inner door W: 800mm | 268.09
8LK3011-6AA44 | 8GK adaptation auxilary equip. B: 600mm | 46.14
8LK3011-6AA46 | Cover frame top IP54 H450mm W400mm | 88.67
8LK3011-6AA48 | Cover frame bottom IP54 H600mm W400mm | 85.18
8LK3011-6AA54 | Obstacle comp. 3WL10 Withdraw W: 400mm | 47.78
8LK3011-6AA57 | Door strut W: 400mm | 11.46
8LK3011-8AA40 | Obstacle 3VA W: 250mm | 27.32
8LK3011-8AA42 | Cable bracket with support W: 350mm | 44.76
8LK3011-8AA47 | Cable bracket with support W: 1100mm | 140.92
8LK3011-8AA83 | 8GK adaptation auxilary equip. B: 800mm | 54
8LK3011-8AA86 | Cover frame bottom IP30 H600mm W800mm | 124.73
8LK3012-0AA23 | Supports T600mm, 3WA coupling | 173.35
8MF1111-0AA00-0JU4 | SIVACON 2200mm x 900mm x 600mm | 5596.03
8MF1111-0AA00-0JV2 | SIVACON 2000mm x 600mm x 400mm | 2625.83
8MF1111-0AA00-0JV4 | SIVACON 2000mm x 800mm x 400mm | 3214.14
8MF1111-0AA00-0JW2 | SIVACON 2000mm x 800mm x 500mm | 3156.73
8MF1111-0AA00-0JW4 | SIVACON 2200mm x 800mm x 800mm | 3701.99
8MF1111-0AA00-0JX0 | SIVACON 2200mm x 900mm x 600mm | 3701.99
8MF1111-0AA00-0JX2 | SIVACON 2200mm x 800mm x 600mm | 3988.97
8MF1111-0AA00-0JY0 | SIVACON 2200mm x 800mm x 600mm | 4591.61
8MF1111-0AA00-0JY2 | SIVACON 2000mm x 800mm x 600mm | 2927.15
8MF1111-0AA00-0KA0 | SIVACON 2000mm x 1200mm x 600mm | 3242.82
8MF1111-0AA00-0KA2 | SIVACON 2000mm x 800mm x 800mm | 3859.83
8MF1111-0AA00-0KA7 | SIVACON 2000mm x 1200mm x 400mm | 684.44
8MF1111-0AA00-0KB0 | SIVACON 2000mm x 800mm x 800mm | 4634.66
8MF1111-0AA00-0KB7 | SIVACON 2200mm x 1200mm x 600mm | 4491.18
8MF1111-0AA00-0KC0 | SIVACON 2000mm x 1200mm x 500mm | 3988.97
8MR2130-3BA | SEMICONDUCTOR HEATER HG140 | 91.16
8MR2150-4A | HEATER, CLIP FASTENING 400W,AC230V | 194.4
8MR2150-5AA | HEATER, CLIP FASTENING 250W,AC120V,UL | 174.74
8MR2150-5B | HEATER, SCREWING FASTENING, 250W,AC230V | 174.74
8MR2170-1GA | ELECTRONIC THERMOSTAT ETR011 | 103.92
8MR2170-1GC | ELECTRONIC THERMOSTAT ETR011 | 103.92
8MR2170-2BF | ELECTRONIC HUMIDISTAT | 96.93
8MR2170-2KB | small compact thermostat | 30.73
8MR2200-0A | LED-LAMP,MD, MAGNET,AC100-240V | 273.25
8MR2200-0C | LED-LAMP,MD,CLIP,AC100-240V | 254.87
8MR2201-1A | LIGHT,LED025,DC24-48V MAGNET FASTENING | 260.12
8MR2201-1C | LED-LAMP,SWITCH,CLIP,DC24-48V | 233.81
8MR2210-3C | ACCES.DC-COAT LINE W. SOCKET A. PLUG,VDE | 24.26
8MR2301-0B | LED-lamp with motion detector | 252.23
8MR2301-1A | LED-lamp with switch | 174.74
8PQ6001-0BA64 | 3WA Connection MBB 2, size III, W:800mm | 199.78
8PQ6001-0BA66 | 3WA Connection MBB,size I Withd.,W:400mm | 422.77
8MR2150-5A | HEATER, CLIP FASTENING 250W,AC230V | 174.74
8MR2170-1KB | small compact thermostat | 30.73
8MR2170-1KC | small compact thermostat | 30.73
8MR2170-1KD | small compact thermostat | 29.84
8MR2170-1KE | small compact thermostat | 30.73
8MR2200-1B | PUSH BUT.,AC100-240V, SCREWING FASTENING | 157.64
8MR2200-1C | LED-LAMP,SWITCH,CLIP,AC100-240V | 151.06
8MR2201-0A | LED-LAMP,MD, MAGNET,DC24-48V | 384.88
8MR2201-0B | LED-LAMP,MD,SCREW,DC24-48V | 366.5
8MR2210-4A | ACCES.,DC-PLUG FOR EXIT SIDE, BLUE | 11.05
8MR2210-4B | ACCES. DC-CON. CABLE AWG16 W. SOCKET,UL | 40.71
8MR2210-4C | ACCES.DC-CON. CABLE W. SOCKET A. PLUG,UL | 50.05
8MR2301-0A | LED-lamp with motion detector | 271.93
8PQ6001-0BA68 | 3WA Connection MBB,size I,Withd.,W:600mm | 416.24
8PQ6001-0BA72 | 3WA Connection MBB, size II,Fest,W:800mm | 464.55
8PQ6001-0BA73 | 3WA Connection MBB,size II,With.,W:800mm | 456.19
8PQ6001-0BA74 | 3WA Con. MBB, size III 4000A ,W:1000mm | 1049.89
8PQ6001-1BA04 | KIT 3VM1/Vertical/H300/W600 | 101.29
8PQ6001-3BA31 | Field distribution busbar connection | 44.88
8PQ6001-3BA32 | Field distribution busbar connection | 51.49
8PQ6001-3BA33 | Field distribution busbar connection | 44.88
8PQ6001-3BA34 | Field distribution busbar connection | 51.49
8US1216-5AT80 | Device Adapter S00, S0, 260 x 45 mm | 55.14
8LK4003-2AA81 | Screw connection truss-head M10x55 | 10.18
8LK4003-2AA84 | Screw connection truss-head M10x35 | 1.03
8LK5002-0AA30 | Cover 3NJ4 B500 H750 | 165.86
8LK5002-1AA43 | Mounting plate 3VA15, 3VA25 (1000A), 4p | 81.94
8LK5002-1AA44 | Mounting plate 3VA26 (1250A) | 81.94
8LK5002-1AA45 | Mounting plate 3VA27 (1600A) | 90.68
8LK5002-1AA46 | Cover 3VA24 (630A) B250 H900 | 56.37
8LK5002-1AA47 | Cover 3VA15, 3VA25(1000A) B250 H900 3p | 58.12
8LK5002-2AA21 | Cover blank B500 H150 | 32.54
8LK5002-2AA22 | Cover blank B750 H150 | 48.15
8LK6034-2AA28 | Copper cable connect. 3WL10(1250A),withd | 608.53
8LK6034-2AA30 | CU cable conn. N100% 3WL10(1250A),withdr | 203.25
8MF1111-0AA00-0JM0 | SIVACON 2200mm x 900mm x 400mm | 3027.6
8MF1111-0AA00-0JM1 | SIVACON 2000mm x 1000mm x 600mm | 5280.35
8MF1111-0AA00-0JM2 | SIVACON 2200mm x 900mm x 400mm | 3027.6
8MF1111-0AA00-0JM3 | SIVACON 2000mm x 600mm x 500mm | 2568.43
8MF1111-0AA00-0JN8 | SIVACON 2000mm x 800mm x 600mm | 3443.71
8MF1111-0AA00-0JP0 | SIVACON 2000mm x 600mm x 500mm | 2568.43
8MF1111-0AA00-0JP1 | SIVACON 2000mm x 1000mm x 800mm | 3773.74
8MF1111-0AA00-0JP2 | SIVACON 2200mm x 600mm x 600mm | 2841.06
8MF1111-0AA00-0JQ6 | SIVACON 2000mm x 800mm x 500mm | 3242.82
8MF1111-0AA00-0JQ7 | SIVACON 2000mm x 800mm x 600mm | 3400.66
8MF1111-0AA00-0JQ8 | SIVACON 2000mm x 600mm x 600mm | 3199.78
8MF1111-0AA00-0JR0 | SIVACON 2000mm x 600mm x 600mm | 3199.78
8MF1111-0AA00-0JS5 | SIVACON 2200mm x 900mm x 600mm | 3630.25
8MF1111-0AA00-0JS6 | SIVACON 2200mm x 900mm x 600mm | 3056.3
8MF1111-0AA00-0JS7 | SIVACON 2200mm x 900mm x 600mm | 5136.87
8MF1111-0AA00-0JS8 | SIVACON 2200mm x 800mm x 600mm | 2396.25
8PQ5000-5BA22 | Sep. rear 2xACB, W:600mm, D:800/1200mm | 267.59
8PQ5000-5BA23 | Sep. rear 2xACB, W:800mm, D:800/1200mm | 306.62
8PQ5000-5BA24 | Sep. rear 2xACB, W:1000mm, D:800/1200mm | 470.11
8PQ5000-5BA25 | Sep. rear 1xACB, W:400mm, D:800/1200mm | 151.44
8PQ5000-5BA40 | Sep.rear 1xACB,W:800mm,D:800/1000/1200mm | 635.5
8PQ5000-5BA41 | Sep. rear 2xACB, W:800mm, D:1200mm | 730.29
8PQ5000-5BA42 | Sep. rear 1xACB, W:800mm, D:1200mm | 788.85
8PQ5000-5BA43 | Sep. rear 2xACB, W:1000mm, D:1200mm | 1319.33
8PQ5000-5BA44 | Sep. rear 1xACB, W:1000mm, D:1200mm | 1087.07
8MF1111-0AA00-0KC2 | SIVACON 2200mm x 800mm x 800mm | 4075.06
8MF1111-0AA00-0KC3 | SIVACON 2200mm x 900mm x 800mm | 5122.53
8MR2110-1BB | ACCES. SMAL SEMICONDUCTOR HEATER HGK047 | 3.52
8MR2122-8AA | COMPACT-HEATING BLAST HGL046 | 281.14
8MR2151-2B | PTC-HEATING BLAST CS030 | 378.33
8MR2151-3A | PTC-HEATING BLAST CS130 | 421.68
8MR2151-3B | PTC-HEATING BLAST CS130 | 405.93
8MR2170-1BF | ELECTRONIC HUMIDISTAT | 96.93
8MR2170-2KC | small compact thermostat | 30.73
8MR2170-2KD | small compact thermostat | 29.84
8MR2170-2KE | small compact thermostat | 30.73
8MR2171-3BB | QUICK THERMOSTAT FTS011 | 22.33
8MR2210-1B | ACCES. AC-CON. CABLE WITH SOCKET,VDE | 23.5
8MR2210-1C | ACCES.AC-COAT LINE W. SOCKET A. PLUG,VDE | 24.26
8MR2210-2A | ACCES.,AC-PLUG FOR EXIT SIDE, WHITE | 11.05
8MR2210-2B | ACCES. AC-CON. CABLE AWG16 W. SOCKET,UL | 40.71
8PQ6000-8BA70 | Assem. kit. 3WA BG III, H:550mm,W:1000mm | 283.41
8PQ6000-8BA78 | Cable connection N / PEN up to 3WA1350 | 308.48
8PQ6000-8BA80 | Cable connection N / PEN up to 3WA1363 | 457.6
8PQ6001-0BA61 | 3WA Connection MBB 2, size I, W:400mm | 155.16
8PQ6001-0BA62 | 3WA Connection MBB 2, size I, W:600mm | 183.98
8PQ6001-0BA81 | Cable Con. 3WA, size I, 3/4p, W:800mm | 344.73
8PQ6001-0BA82 | Cable Con.3WA,size III 4000A,4p,W:1000mm | 1049.89
8PQ6001-0BA83 | Cable Con.3WA,size III 5000A,4p,W:1000mm | 878
8PQ6001-0BA84 | Cable Con.3WA,size III 6300A,4p,W:1000mm | 823.17
8LK4003-2AA00 | Intermediate piece 100x10mm, W: 350mm | 132.2
8LK4003-2AA01 | Intermediate piece 100x10mm, W: 400mm | 163.36
8LK4003-2AA02 | Intermediate piece 100x10mm, W: 600mm | 274.33
8LK4003-2AA03 | Intermediate piece 100x10mm, W: 800mm | 385.33
8LK4003-2AA04 | Intermediate piece 100x10mm, W: 850mm | 394.05
8LK5002-0AA35 | Cable duct 3NJ4 | 205.74
8LK5002-0AA36 | Cable duct 3NJ4 for B600 and B1100mm | 226.94
8LK5002-0AA37 | Cover 3NJ4 B1000 H750 | 179.59
8LK5002-0AA38 | Mounting plate 3WL10 B400 T400 fixed | 64.99
8LK5002-1AA53 | Mounting plate 3WA B600 T600 | 118.49
8LK5002-1AA54 | Mounting plate 3WA B800 T600 | 153.41
8LK5002-1AA55 | Mounting plate for metering B250 H450 | 212
8LK5002-1AA56 | Mounting plate for metering B500 H450 | 322.97
8MF1111-0AA00-0JL1 | SIVACON 2200mm x 800mm x 1000mm | 3644.59
8MF1111-0AA00-0JL2 | SIVACON 2000mm x 1200mm x 400mm | 4032.01
8MF1111-0AA00-0JL3 | SIVACON 2000mm x 600mm x 600mm | 3400.66
8MF1111-0AA00-0JL4 | SIVACON 2200mm x 900mm x 400mm | 6973.52
8MF1111-0AA00-0JM8 | SIVACON 2000mm x 600mm x 500mm | 2568.43
8MF1111-0AA00-0JN0 | SIVACON 2000mm x 600mm x 500mm | 2568.43
8MF1111-0AA00-0JN1 | SIVACON 2000mm x 600mm x 500mm | 2568.43
8MF1111-0AA00-0JN2 | SIVACON 2200mm x 900mm x 400mm | 3242.82
8MF1111-0AA00-0JP7 | SIVACON 2000mm x 600mm x 500mm | 2568.43
8MF1111-0AA00-0JP8 | SIVACON 2000mm x 600mm x 500mm | 2568.43
8MF1111-0AA00-0JQ0 | SIVACON 2200mm x 1200mm x 600mm | 5782.57
8MF1111-0AA00-0JQ1 | SIVACON 1800mm x 800mm x 600mm | 3558.5
8MF1111-0AA00-0JR6 | SIVACON 2000mm x 600mm x 500mm | 2568.43
8MF1111-0AA00-0JR7 | SIVACON 2000mm x 600mm x 500mm | 2568.43
8MF1111-0AA00-0JR8 | SIVACON 2200mm x 1200mm x 500mm | 5323.41
8MF1111-0AA00-0JS0 | SIVACON 2200mm x 1000mm x 800mm | 5251.67
8MF1111-0AA00-0JT4 | SIVACON 2200mm x 1200mm x 600mm | 4275.94
8MF1111-0AA00-0JT5 | SIVACON 2200mm x 800mm x 600mm | 4663.36
8MF1111-0AA00-0JT6 | SIVACON 2200mm x 800mm x 600mm | 3501.11
8MF1111-0AA00-0JT7 | SIVACON 2200mm x 900mm x 600mm | 3429.36
8MF1111-0AA00-0JT8 | SIVACON 2200mm x 800mm x 600mm | 4433.78
8PQ5000-5BA31 | Sep.rear 1xACB,W:400mm,D:800/1000/1200mm | 418.12
8LK4002-8AA08 | Busbar 3NJ4 80x10, W:850mm | 462.62
8LK4002-8AA10 | Busbar 3NJ4 80x10, W:1100mm | 586.07
8LK4002-8AA11 | Busbar 3NJ4 2x80x10, W:600mm | 546.2
8LK4002-8AA12 | Busbar 3NJ4 2x80x10, W:850mm | 820.52
8LK4002-8AA27 | Busbar 3NJ4 metering right 80x10 B850 | 517.48
8LK4002-8AA28 | Busbar 3NJ4 metering right 2x80x10 B850 | 856.67
8LK4002-8AA30 | Busbar 3NJ4 metering right 2x100x10 B850 | 1036.24
8LK4002-8AA31 | Busbar 3NJ4 metering right 30x10 B1100 | 295.53
8LK4002-8AA46 | Busbar 3NJ4 metering left 60x10 B850 | 405.25
8LK4002-8AA47 | Busbar 3NJ4 metering left 80x10 B850 | 517.48
8LK4002-8AA48 | Busbar 3NJ4 metering left 2x80x10 B850 | 856.67
8LK4002-8AA50 | Busbar 3NJ4 metering left 2x100x10 B850 | 1036.24
8LK4002-8AA66 | Central grouding 60x10 Pos.:oben D400 | 108.5
8LK4002-8AA67 | Central grouding 40x5 Pos.:oben D400 | 69.11
8LK4002-8AA68 | Busbars second device level NH00, B600 | 919
8LK4002-8AA70 | Busbars second device level NH00, B850 | 2057.49
8LK4002-8AA71 | Busbars second device level NH00, B1100 | 2543.81
8LK4003-1AA33 | Busbar connection L, 2x80x10mm, left | 249.42
8LK4003-1AA36 | Busbar connection N, 30x10mm, right | 61.86
8LK4003-1AA37 | Busbar connection N, 50x10mm, right | 95.78
8LK4003-1AA38 | Busbar connection N, 60x10mm, right | 112.26
8LK4003-1AA58 | Busbar connection N, 50x10mm, left | 95.78
8LK4003-1AA60 | Busbar connection N, 60x10mm, left | 112.26
8LK4003-1AA61 | Busbar connection N, 80x10mm, left | 148.39
8LK4003-1AA62 | Busbar connection N, 2x80x10mm, left | 249.42
8LK4003-1AA87 | Intermediate piece 80x10mm, W: 850mm | 314.26
8MR6423-6LV30 | FL;105M3 PER H; 177X177MM;230V;IP54;EMC | 378.33
8MR6423-6LV41 | FL; 230M3 PER H; 223X223MM;230V;IP54;EMC | 461.1
8MR6423-6LV45 | FL;146M3 PER H; 223X223MM;230V;IP54;EMC | 405.93
8MR6440-5DE30 | COOL-U;ROOF-M;380W;230V | 6259.11
8MR6511-5LV41 | FL-FAN; 160M3 PER H; 223X223MM;115V;IP55 | 346.79
8MR6511-5LV45 | FL-FAN; 146M3 PER H; 223X223MM;115V;IP55 | 313.96
8MR6511-5LV60 | FL-FAN; 531M3 PER H; 2922X92MM;115V;IP55 | 488.68
8MR6511-5LV80 | FL-FAN; 850M3 PER H; 2922X92MM;115V;IP55 | 601.66
8PQ2301-8BA07 | Top plate cables, W:1000mm, D:800mm | 1040.59
8PQ2302-1BA01 | Bottom plate adapt., W:1200mm,D:1000mm | 98.5
8PQ2302-4BA06 | Top plate IPX1, W:1200mm, D:400mm | 180.27
8PQ2302-4BA07 | Top plate cables, W:1200mm, D:400mm | 723.78
8PQ2306-4BA11 | Top plate IPX1, W:600mm, D:400mm | 109.62
8PQ2306-4BA12 | Top plate cables, W:600mm, D:400mm | 588.13
8PQ2306-6BA17 | Top plate IPX1, W:600mm, D:600mm | 124.52
8PQ2306-6BA18 | Top plate cables, W:600mm, D:600mm | 692.19
8PQ3000-3BA56 | Separation MBB, W:1200, D:800/1000mm | 328.9
8PQ3000-3BA57 | Separation MBB, W:400, D:1200mm | 275.97
8PQ3000-3BA58 | Separation MBB, W:600, D:1200mm | 378.15
8PQ3000-3BA60 | Separation MBB, W:800, D:1200mm | 463.64
8PQ3000-3BA81 | Teroson band 130x2 mm, L= 15m | 403.22
8PQ3000-3BA82 | Isolation MBB top 3VA15, 3VA25 | 63.09
8PQ4000-2BA61 | Sep. MBB center single, D:1000 mm | 189.55
8PQ4000-2BA62 | Sep. MBB center single, D:1200 mm | 228.6
8PQ4000-3BA01 | Spacer H:20mm | 77.21
8PQ4000-3BA35 | Safety cover | 41.08
8LK4000-2AA71 | Screw connection truss-head M10x65 | 1.98
8LK4000-3AA21 | Screw connection truss-head M12x35 | 1.83
8LK4000-3AA22 | Screw connection hex bolt M8x25 | 0.4
8LK4000-7AA43 | PE mounting bracket | 10.18
8LK4002-6AA55 | Busbar PE 2x30x10mm W: 600mm | 159.64
8LK4002-6AA56 | Busbar PE 2x30x10mm W: 800mm | 210.75
8LK4002-6AA57 | Busbar PE 2x30x10mm W: 850mm | 285.56
8PQ5000-5BA32 | Sep. rear 2xACB, W:400mm, D:1200mm | 460.87
8PQ5000-5BA33 | Sep. rear 1xACB, W:400mm, D:1200mm | 405.07
8PQ5000-5BA34 | Sep.rear 2xACB,W:600mm,D:800/1000/1200mm | 528.66
8PQ5000-5BA51 | Sep. rear 2xACB, W:800mm, D:1000mm | 451.57
8PQ5000-5BA52 | Sep. rear 1xACB, W:400mm,D:1000mm | 215.55
8PQ5000-5BA53 | Sep. rear 1xACB, W:600mm,D:1000mm | 284.31
8PQ5000-5BA54 | Sep. rear 1xACB, W:800mm,D:1000mm | 306.62
8LK4002-8AA00 | Busbar 3NJ4 30x10mm W: 1100mm | 250.64
8LK4002-8AA01 | Busbar 3NJ4 50x10, W:600mm | 223.22
8LK4002-8AA02 | Busbar 3NJ4 50x10, W:850mm | 307.99
8LK4002-8AA03 | Busbar 3NJ4 50x10, W:1100mm | 391.55
8LK4002-8AA18 | Busbar 3NJ4 metering right 50x10 B600 | 263.13
8LK4002-8AA20 | Busbar 3NJ4 metering right 60x10 B600 | 319.22
8LK4002-8AA21 | Busbar 3NJ4 metering right 80x10 B600 | 406.51
8LK4002-8AA22 | Busbar 3NJ4 metering right 2x80x10 B600 | 617.23
8LK4002-8AA36 | Busbar 3NJ4 met. right 2x100x10 B1100 | 1371.69
8LK4002-8AA37 | Busbar 3NJ4 metering left,30x10 B600 | 159.64
8LK4002-8AA38 | Busbar 3NJ4 metering left 30x10 B850 | 212
8LK4002-8AA40 | Busbar 3NJ4 metering left,60x10 B600 | 317.99
8LK4002-8AA55 | Busbar 3NJ4 metering left 2x80x10 B1100 | 1126.03
8LK4002-8AA56 | Busbar 3NJ4 metering left 2x100x10 B1100 | 1371.69
8LK4002-8AA57 | Screw conn. truss-head with Role M10x60 | 4.04
8LK4002-8AA61 | Support current metering B: 600mm | 85.18
8LK4002-8AA86 | Screw connection hex bolt M12x30 | 0.4
8LK4002-8AA87 | Screw connection hex bolt M12x70 | 0.15
8LK4003-1AA26 | Screw connection truss-head M10x60 | 1.46
8LK4003-1AA27 | Intermediate piece M10 Role, ? 25mm | 0.8
8LK4003-1AA45 | Central grouding 60x10 Pos.:unten D600 | 118.49
8LK4003-1AA46 | Central grouding 40x5 Pos.:unten D600 | 72.33
8LK4003-1AA47 | Central grouding 60x10 Pos.:oben D600 | 125.96
8LK4003-1AA48 | Central grouding 40x5 Pos.:oben D600 | 75.05
8LK4003-1AA52 | Busbar connection L, 1x60mm, right | 113.12
8LK4003-1AA67 | Busbar connection N, 40x10mm, right | 76.07
8LK4003-1AA68 | Busbar connection L, Support | 70.09
8LK4003-1AA81 | Busbar connection L, 1x30mm, right | 62.72
8LK4003-1AA82 | Busbar connection L, 1x50mm, right | 96.64
8MR6500-5GV25 | EX-FL 125X125MM;IP55 | 86.3
8MR6500-5GV30 | EX-FL 177X177MM;IP55 | 97.09
8MR6500-5GV45 | EX-FL 223X223MM;IP55 | 103.92
8MR6500-5GV67 | EX-FL 292X292MM;IP55 | 114.81
8PQ2067-4BA01 | Head compart. door, IP40,H:675mm,B400mm | 133.8
8PQ2301-1BA01 | Bottom plate adapt., W:1000mm,D:1000mm | 96.64
8PQ2301-4BA07 | Top plate IPX1, W:1000mm, D:400mm | 169.1
8PQ2304-1BA01 | Bottom plate adapt., W:400mm, D:1000mm | 37.45
8PQ2304-4BA15 | Top plate IPX1, W:400mm, D:400mm | 98.5
8PQ2304-4BA16 | Top plate cables, W:400mm, D:400mm | 412.53
8PQ2304-6BA12 | Top plate IPX1, W:400mm, D:600mm | 107.76
8PQ2308-6BA14 | Top plate IPX1, W:800mm, D:600mm | 157.97
8PQ2308-6BA15 | Top plate cables, W:800mm, D:600mm | 814.83
8PQ2308-8BA12 | Top plate IPX1, W:800mm, D:800mm | 161.68
8PQ2308-8BA13 | Top plate cables, W:800mm, D:800mm | 768.38
8PQ3000-3BA65 | Mouting plate H:550mm, W:400mm | 84.11
8PQ3000-3BA66 | Mouting plate H:550mm, W:1000mm | 153.32
8PQ3000-3BA67 | Barrier support, D:1200mm | 44.42
8PQ3000-3BA68 | Cable bracket 3WA BG III | 74.89
8PQ3000-3BA70 | Crane bracket, D:1000mm, 1 set=2 pieces | 138.47
8PQ4000-2BA52 | Separation without MBB, D:1000mm | 525.91
8PQ4000-2BA53 | Sep. MBB top / bottom single, D:1000 mm | 446.9
8PQ4000-2BA54 | Separation without MBB, D:1200mm | 576.04
8PQ4000-2BA55 | Sep. MBB top / bottom single, D:1200 mm | 524.05
8LK3012-0AA25 | Cover frame coupling IP30, W: 600mm | 218.26
8LK3012-0AA26 | Cover frame coupling IP54, W: 600mm | 193.27
8LK4002-6AA44 | Busbar connection lug L1-3, 60x10mm | 34.78
8LK4002-6AA45 | Busbar connection lug L1-3, 80x10mm | 48.02
8LK4002-6AA46 | Busbar connection lug L1-3, 100x10mm | 58.26
8LK4002-6AA47 | Intermediate piece M12 | 7.05
8LK4002-6AA64 | Busbar PE 2x20x5mm W: 850mm | 104.76
8LK4002-6AA65 | Busbar PE 2x20x5mm W: 1100mm | 134.69
8LK4002-6AA67 | Busbar PE 2x40x5mm W: 400mm | 75.69
8LK4002-6AA68 | Busbar PE 2x40x5mm W: 600mm | 110.47
8LK4002-6AA85 | Busbar L 2x100x10mm W: 400mm | 374.08
8LK4002-6AA86 | Busbar L 30x10mm W: 600mm | 92.78
8LK4002-6AA87 | Busbar L 50x10mm W: 600mm | 153.41
8LK4002-6AA88 | Busbar L 60x10mm W: 600mm | 183.3
8LK4002-7AA17 | Busbar L 2x80x10mm W: 850mm | 710.78
8LK4002-7AA18 | Busbar L 2x100x10mm W: 850mm | 884.11
8LK4002-7AA20 | Busbar L 30x10mm W: 1100mm | 182.07
8LK4002-7AA21 | Busbar L 50x10mm W: 1100mm | 298.03
8LK4002-7AA35 | Busbar N 50x10mm W: 350mm | 82.09
8LK4002-7AA36 | Busbar N 60x10mm W: 350mm | 98.02
8LK4002-7AA37 | Busbar N 80x10mm W: 350mm | 129.69
8LK4002-7AA38 | Busbar N 2x80x10mm W: 350mm | 258.11
8LK4002-7AA40 | Busbar N 2x100x10mm W: 350mm | 321.74
8LK4002-7AA54 | Busbar N 80x10mm W: 600mm | 246.91
8LK4002-7AA55 | Busbar N 40x10mm W: 600mm | 125.96
8LK4002-7AA56 | Busbar N 2x80x10mm W: 600mm | 491.32
8LK4002-7AA57 | Busbar N 2x100x10mm W: 600mm | 612.27
8LK4002-7AA73 | Busbar N 40x10mm W: 850mm | 184.55
8LK4002-7AA74 | Busbar N 2x80x10mm W: 850mm | 724.51
8LK4002-7AA75 | Busbar N 2x100x10mm W: 850mm | 902.81
8LK4002-7AA76 | Busbar N 100x10mm W: 850mm | 452.67
8MR2303-0C | LED-lamp with motion detector | 198.37
8MR2303-1A | LED-lamp with switch | 131.36
8MR2303-1B | LED-lamp with switch | 113.11
8MR2303-1C | LED-lamp with switch | 113.11
8MR6000-0CF25 | Z-MAT; IP55;116X116X17MM | 71.2
8MR6000-0CF30 | Z-MAT; IP55;169X169X17MM | 76.98
8MR6000-0CF45 | Z-MAT; IP55;215X215X17MM | 79.07
8MR6000-0CF67 | Z-MAT; IP55;281X281X17MM | 86.84
8MR6400-5GV30 | EX-FL 177X177MM;IP54 | 52.04
8MR6400-5GV45 | EX-FL 223X223MM;IP54 | 59.38
8MR6400-5GV67 | EX-FL 292X292MM;IP54 | 68.31
8MR6400-5VE45 | ROOF-EXH;IP54;223X223MM;RAL7035 | 91.05
8MR6402-5VL80 | ROOF-FAN;DC24V;IP54;292X292MM; RAL7035 | 966.83
8MR6411-5LE25 | FAN-ECO,115VAC,62M3/H,125X125MM | 254.87
8MR6411-5LE30 | FAN-ECO115VAC,120M3/H,177X177MM | 248.25
8MR6411-5LV10 | FL-FAN; 25M3 PER H; 92X92MM;115V;IP54 | 127.43
8MR6411-6LV41 | FL;230M3 PER H; 223X223MM;115V;IP54;EMC | 479.46
8MR6411-6LV45 | FL;146M3 PER H; 223X223MM;115V;IP54;EMC | 421.68
8MR6423-2LV10 | FL-FAN; 25M3 PER H; 92X92MM;230V;IP54 | 127.43
8MR6423-2LV25 | FL-FAN; 63M3 PER H; 125X125MM;230V;IP54 | 178.66
8MR6423-2LV41 | FL-FAN; 250M3 PER H;223X223MM;230V;IP54 | 262.73
8MR6423-5LV10 | FL-FAN; 25M3 PER H; 92X92MM;230V;IP54 | 127.43
8MR6423-5LV25 | FL-FAN; 63M3 PER H; 125X125MM;230V;IP54 | 178.66
8MR6423-5LV30 | FL-FAN; 115M3 PER H; 177X177MM;230V;IP54 | 214.11
8MR6423-5LV41 | FL-FAN; 250M3 PER H; 223X223MM;230V;IP54 | 262.73
8MR6423-5VL64 | ROOF-FAN;AC230V;IP54;292X292MM; RAL7035 | 408.56
8MR6423-5VL80 | ROOF-FAN;AC230V;IP54;292X292MM; RAL7035 | 497.85
7ND4801-7GA | D300 5,7-Display-Touchscreen-Baus., Grey | 6986.79
7ND4801-7GD | 5.7” LVDS Display Cable | 1703.6
7ND4801-7GH | 8GB External SD memory card | 2622.72
7ND4801-7HA | Spare part - Connector kit | 5240.13
8LK6035-2AA61 | Screw connection L 3WA11(2000A), Withd. | 2.46
8LK4002-6AA58 | Busbar PE 2x30x10mm W: 1100mm | 365.38
8LK4002-6AA76 | Busbar L 80x10mm W: 350mm | 128.47
8LK4002-6AA77 | Busbar L 2x80x10mm W: 350mm | 255.65
8LK4002-6AA80 | Busbar L 30x10mm W: 400mm | 79.19
8LK4002-7AA05 | Busbar L 50x10mm W: 800mm | 184.55
8LK4002-7AA06 | Busbar L 60x10mm W: 800mm | 226.94
8LK4002-7AA08 | Busbar L 80x10mm W: 800mm | 299.26
8LK4002-7AA11 | Busbar L 2x80x10mm W: 800mm | 598.56
8LK4002-7AA12 | Busbar L 2x100x10mm W: 800mm | 741.96
8LK4002-7AA26 | Busbar PE 2x40x5mm W: 350mm | 85.18
8LK4002-7AA27 | Busbar PE 2x40x5mm W: 1100mm | 251.9
8LK4002-7AA28 | PE frame connection | 4.96
8LK4002-7AA30 | PE busbar connection lug 30x5mm | 13.22
8LK4002-7AA45 | Busbar N 80x10mm W: 400mm | 152.12
8LK4002-7AA46 | Busbar N 40x10mm W: 400mm | 78.8
8LK4002-7AA47 | Busbar N 2x80x10mm W: 400mm | 305.5
8LK4002-7AA48 | Busbar N 2x100x10mm W: 400mm | 380.32
8LK4002-7AA63 | Busbar N 80x10mm W: 800mm | 305.5
8LK4002-7AA64 | Busbar N 40x10mm W: 800mm | 157.14
8LK4002-7AA65 | Busbar N 2x80x10mm W: 800mm | 609.78
8LK4002-7AA66 | Busbar N 2x100x10mm W: 800mm | 760.65
8LK4002-7AA67 | Busbar N 100x10mm W: 800mm | 380.32
8LK4002-7AA82 | Busbar N 40x10mm W: 1100mm | 248.13
8LK4002-7AA83 | Busbar N 2x80x10mm W: 1100mm | 956.41
8LK4002-7AA85 | Busbar N 2x100x10mm W: 1100mm | 1193.34
8MR2301-1C | LED-lamp with switch | 157.64
8MR6000-0AM10 | FILTER MAT 92X92MM | 2.66
8MR6000-0AM20 | filter mat | 3.34
8MR6000-0AM25 | FILTER MAT 125X125MM | 3.34
8MR6000-0AM30 | FILTER MAT 177X177MM | 4.46
8MR6400-2GV10 | EX-FL 92X92MM;IP54 | 34.42
8MR6400-2GV25 | EX-FL 125X125MM;IP54 | 44.78
8MR6400-2GV45 | EX-FL 223X223MM;IP54 | 59.38
8MR6400-2GV67 | EX-FL 292X292MM;IP54 | 68.31
8MR6402-5LV10 | filter fan | 125.98
8MR6402-5LV25 | filter fan | 224.64
8MR6402-5LV30 | filter fan | 252.23
8MR6402-5LV41 | filter fan | 429.56
8MR6402-5LV45 | filter fan | 313.96
8MR6411-5LV60 | FL-FAN; 580M3 PER H; 292X292MM;115V:IP54 | 401.96
8MR6411-5LV80 | FL-FAN; 930M3 PER H; 2922X92MM;115V;IP54 | 496.56
8MR6411-5VL41 | ROOF-FAN;AC115V;IP54;223X223MM; RAL7035 | 307.41
8MR6411-5VL44 | ROOF-FAN;AC115V;IP54;223X223MM; RAL7035 | 408.56
8MR6423-5DE12 | COOL-U;ROOF-M;380W;230V | 3863.66
8MR6423-5DE15 | COOL-U;ROOF-M;380W;230V | 4192.09
8MR6423-5DE20 | COOL-U;ROOF-M;380W;230V | 5370.48
8MR6423-5ML36 | HEAT EX;36W;36W PER K | 1611.14
8MR6423-5ML80 | HEAT EX;80W;36W PER K | 2665.93
7ND4801-7BR | Spare Part - D300 Mother Board Assy | 9388.75
8LK6035-2AA31 | Copper cable connect. 3WA12(2000A),withd | 1434.02
8LK6035-2AA32 | Copper cable connect. 3WA12(3200A),withd | 2855.53
8LK6035-2AA33 | Supp. cable.conn. 3WA11, withd,3/4p,W600 | 258.11
8LK6035-2AA34 | Supp. cable.conn. 3WA12, withd, 3p, W800 | 260.64
8LK6035-2AA35 | CU cable conn. N100% 3WA11(2000A),withdr | 592.31
8LK6035-2AA71 | CU connect. 3WA11(2000A),fixed,CC:bottom | 955.16
8LK6035-3AA01 | Cover 3VA15/25, CC: top, W350 | 77.57
8LK6035-3AA02 | Cover 3VA26, CC: top, W600 | 99.1
8LK6035-3AA03 | Cover 3VA14/24, CC: bottom, W350 | 78.94
8LK6035-3AA04 | Cover 3VA15/25, CC: bottom, W350 | 71.83
8LK6035-3AA23 | Copper cable connect. 3WA12(2000A),fixed | 1458.96
8LK6035-3AA24 | Copper cable connect. 3WA12(3200A),fixed | 3179.73
8LK6035-3AA25 | CU cable conn. N 100% 3WA11(2000A),fixed | 669.63
8LK6035-3AA26 | CU cable conn. N 100% 3WA12(2000A),fixed | 467.63
8LK6035-3AA27 | CU cable conn. N 100% 3WA12(3200A),fixed | 997.56
8LK6035-3AA42 | Screw connection L 3WA12(2000A), fixed | 6
8PQ6001-0BA76 | 3WA Con. MBB, size III 6300A ,W:1000mm | 1811.77
8PQ6001-0BA78 | Cable Con. 3WA, size I, 3/4p, W:600mm | 363.27
8PQ6001-1BA00 | MBB rear connection FS 1 | 128.23
8PQ6001-1BA02 | Kit 3VA/3VM/Horiz/H250/W800 | 128.23
8PQ6001-4BA18 | Cable Con.3WA,size III 5000A,4p,W:1000mm | 1105.64
8PQ6001-5BA74 | KIT 3VA27/F/3-4p/H550/W400 | 252.71
8LK4003-2AA05 | Intermediate piece 100x10mm, W: 1100mm | 613.49
8LK4003-2AA76 | PE mounting bracket frame | 10.18
8LK5002-0AA34 | Cable duct 3NJ4 for B850mm | 225.7
8LK5002-0AA40 | Mounting plate 3WL10 B400 T400 withdraw | 30.05
8LK5002-1AA41 | Mounting plate 3VA14, 3VA24 (630A) | 25.07
8LK5002-1AA48 | Cover 3VA15, 3VA25(1000A) B500 H900 4p | 95.17
8LK5002-1AA51 | Cover 3VA27 (1600A) B500 H1050 | 160.87
8LK5002-1AA58 | Cover with window B500 H450 | 219.47
8LK5002-2AA17 | Cable brackets 3NJ4 with carrier W600 | 153.41
8MF1111-0AA00-0GJ6 | SIVACON 2000mm x 800mm x 800mm | 3171.09
8MF1111-0AA00-0GJ8 | SIVACON 2000mm x 800mm x 800mm | 3171.09
8MF1111-0AA00-0GQ2 | SIVACON 2000mm x 900mm x 1000mm | 3529.81
8MF1111-0AA00-0JL5 | SIVACON 2000mm x 1200mm x 400mm | 3443.71
8MF1111-0AA00-0JL7 | SIVACON 2000mm x 800mm x 400mm | 3242.82
8MF1111-0AA00-0JM5 | SIVACON 2000mm x 600mm x 500mm | 2568.43
8MF1111-0AA00-0JM7 | SIVACON 2000mm x 600mm x 500mm | 2568.43
8MF1111-0AA00-0JN3 | SIVACON 2000mm x 600mm x 600mm | 3458.07
8MF1111-0AA00-0JN5 | SIVACON 2000mm x 800mm x 400mm | 3745.04
8MF1111-0AA00-0JN7 | SIVACON 2000mm x 800mm x 1000mm | 3615.9
8MF1111-0AA00-0JP3 | SIVACON 2200mm x 900mm x 600mm | 5022.08
8MF1111-0AA00-0JP5 | SIVACON 2000mm x 800mm x 1000mm | 4075.06
8MF1111-0AA00-0JQ3 | SIVACON 2200mm x 900mm x 600mm | 4778.15
8MF1111-0AA00-0JQ5 | SIVACON 2000mm x 800mm x 500mm | 3242.82
8MF1111-0AA00-0JR1 | SIVACON 2000mm x 800mm x 600mm | 3572.86
8MF1111-0AA00-0JR3 | SIVACON 2200mm x 900mm x 600mm | 4706.41
8MF1111-0AA00-0JR5 | SIVACON 2000mm x 800mm x 500mm | 2826.72
8MF1111-0AA00-0JS1 | SIVACON 2000mm x 1000mm x 600mm | 3874.17
8MF1111-0AA00-0JS3 | SIVACON 2200mm x 900mm x 600mm | 3472.41
8MF1111-0AA00-0JT1 | SIVACON 2200mm x 900mm x 600mm | 5610.39
8MF1111-0AA00-0JT3 | SIVACON 2200mm x 900mm x 600mm | 5954.75
8MF1111-0AA00-0JU1 | SIVACON 2200mm x 900mm x 600mm | 5969.11
8PQ5000-5BA21 | Sep. rear 2xACB, W:400mm, D:800/1200mm | 249.94
8PQ5000-5BA26 | Sep. rear 1xACB, W:600mm, D:800/1200mm | 171.89
8PQ5000-5BA28 | Sep. rear 1xACB, W:1000mm,D:800/1200mm | 271.3
8PQ5000-5BA36 | Sep. rear 2xACB, W:600mm, D:1200mm | 592.79
8PQ5000-5BA38 | Sep.rear 2xACB,W:800mm,D:800/1000/1200mm | 576.99
8PQ5000-5BA47 | Reinforcement coupling ACB size III | 449.7
8PQ5000-5BA50 | Sep. rear 2xACB, W:600mm, D:1000mm | 387.44
8PQ5000-5BA55 | Separation rear W:800mm, H:150mm | 33.9
8LK4002-7AA87 | Busbar 3NJ4 30x10mm W: 600mm | 140.92
8LK4002-8AA05 | Busbar 3NJ4 60x10, W:850mm | 391.55
8LK4002-8AA07 | Busbar 3NJ4 80x10, W:600mm | 332.94
8LK4002-8AA13 | Busbar 3NJ4 2x80x10, W:1100mm | 1068.64
8LK4002-8AA15 | Busbar 3NJ4 2x100x10, W:850mm | 1057.44
8LK4002-8AA17 | Busbar 3NJ4 metering right,, 30x10 B600 | 159.64
8LK4002-8AA23 | Busbar 3NJ4 metering right 2x100x10 B600 | 748.2
8LK4002-8AA25 | Busbar 3NJ4 metering right 50x10 B850 | 337.94
8LK4002-8AA33 | Busbar 3NJ4 metering right 60x10 B1100 | 502.54
8LK4002-8AA35 | Busbar 3NJ4 metering right 2x80x10 B1100 | 1081.12
8LK4002-8AA41 | Busbar 3NJ4 metering left,80x10 B600 | 406.51
8LK4002-8AA43 | Busbar 3NJ4 metering left,2x100x10 B600 | 748.2
8LK4002-8AA45 | Busbar 3NJ4 metering left 50x10 B850 | 337.94
8LK4002-8AA51 | Busbar 3NJ4 metering left 30x10 B1100 | 295.53
8LK4002-8AA53 | Busbar 3NJ4 metering left 60x10 B1100 | 502.54
8LK4002-8AA63 | Support current metering B: 1100mm | 153.41
8LK4002-8AA65 | Central grouding 40x5 Pos.:unten D400 | 66.33
8LK4002-8AA83 | Support second device level NH00, B850 | 271.85
8LK4002-8AA85 | Screw connection hex bolt M8x40 | 0.15
8LK4003-1AA28 | Busbar connection L, 30x10mm, left | 62.72
8LK4003-1AA31 | Busbar connection L, 60x10mm, left | 113.12
8LK4003-1AA41 | Busbar connection N, 2x80x10mm, right | 249.42
8LK4003-1AA43 | Busbar connection N, 2x100x10mm, right | 306.76
8LK4003-1AA54 | Busbar connection L, 2x80mm, right | 250.64
8LK4003-1AA57 | Busbar connection N, 30x10mm, left | 61.86
8LK4003-1AA63 | Busbar connection N, 100x10mm, left | 182.07
8LK4003-1AA65 | Busbar connection L, 2x100x10mm, left | 306.76
8LK4003-1AA84 | Intermediate piece 80x10mm, W: 400mm | 129.69
8LK4003-1AA86 | Intermediate piece 80x10mm, W: 800mm | 307.99
8MR6500-6GV30 | EX-FL 177X177MM;115V;IP55 EMC; | 235.13
8MR6511-5LV25 | FL-FAN; 58M3 PER H; 125X125MM;115V;IP55 | 223.33
8PQ2055-6BA22 | Cover 3VA13_14/Vert/3p/H550/W600 | 140.3
8PQ2055-8BA15 | Cover 3VA13_14/Vert/3p/H550/W800 | 187.67
8PQ2301-6BA06 | Bottom plate IP55, W:1000mm, D:600mm | 192.34
8PQ2301-6BA08 | Top plate cables, W:1000mm, D:600mm | 432.98
8PQ2302-6BA07 | Top plate cables, W:1200mm, D:600mm | 903.09
8PQ2302-8BA07 | Top plate cables, W:1200mm, D:800mm | 827.84
8PQ2304-6BA13 | Top plate cables, W:400mm, D:600mm | 438.54
8PQ2304-8BA08 | Top plate cables, W:400mm, D:800mm | 459.92
8PQ2306-8BA08 | Top plate cables, W:600mm, D:800mm | 654.12
8PQ2308-4BA14 | Top plate IPX1, W:800mm, D:400mm | 122.67
8PQ3000-3BA53 | Separation MBB, W:600, D:800/1000mm | 198.84
8PQ3000-3BA55 | Separation MBB, W:1000, D:800/1000mm | 401.36
8PQ3000-3BA61 | Separation MBB, W:1000, D:1200mm | 528.66
8PQ3000-3BA63 | Mouting plate H:250mm, W:600mm | 65.41
8PQ3000-3BA71 | Crane bracket, D:1200mm, 1 set=2 pieces | 125.44
8PQ4000-2BA51 | Sep. MBB top / bottom single, D:800 mm | 445.98
8PQ4000-2BA56 | Sep. MBB center double, D:1200 mm | 201.63
8PQ4000-2BA58 | PE connection, MBB: rear | 234.14
8LK3012-0AA32 | Supports T600mm, 3WA, Connection bottom | 76.71
8LK4000-2AA68 | Screw connection truss-head M10x35 | 1.03
8LK4002-6AA40 | Busbar support N, 1 set=2 pieces | 58.49
8LK4002-6AA42 | Busbar connection lug L1-3, 40x10mm | 25.83
8LK4002-6AA51 | Screw connection truss-head M12x50 | 2.64
8LK4002-6AA54 | Busbar PE 2x30x10mm W: 400mm | 107.37
8LK4002-6AA60 | Busbar PE 2x20x5mm W: 350mm | 47.78
8LK4002-6AA62 | Busbar PE 2x20x5mm W: 600mm | 60.5
8LK4002-6AA71 | Busbar PE 2x40x5mm W: 850mm | 193.27
8LK4002-6AA74 | Busbar L 50x10mm W: 350mm | 80.71
8LK4002-6AA82 | Busbar L 60x10mm W: 400mm | 116.48
8LK4002-6AA84 | Busbar L 2x80x10mm W: 400mm | 303.02
8LK4002-7AA01 | Busbar L 80x10mm W: 600mm | 240.69
8LK4002-7AA03 | Busbar L 2x100x10mm W: 600mm | 598.56
8LK4002-7AA13 | Busbar L 30x10mm W: 850mm | 138.41
8LK4002-7AA15 | Busbar L 60x10mm W: 850mm | 288.06
8LK4002-7AA23 | Busbar L 80x10mm W: 1100mm | 468.86
8LK4002-7AA25 | Busbar L 2x100x10mm W: 1100mm | 1167.14
8LK4002-7AA31 | PE busbar connection lug 40x5mm | 14.86
8LK4002-7AA33 | Busbar N 30x10mm W: 350mm | 51.13
8LK4002-7AA41 | Busbar N 100x10mm W: 350mm | 159.64
8LK4002-7AA43 | Busbar N 50x10mm W: 400mm | 96.79
8LK4002-7AA51 | Busbar N 30x10mm W: 600mm | 96.15
8LK4002-7AA53 | Busbar N 60x10mm W: 600mm | 187.06
8LK4002-7AA58 | Busbar N 100x10mm W: 600mm | 306.76
6SL3054-0FC31-1BA0-ZF03 | S120 CF card V5.2 SP3 performance | 1794.67
6SL3054-7TH00-2BA0 | SINAMICS G120 Multicard V4.7 SP14 | 120.4
6SL3072-4JA02-0XA0 | SINAMICS Startdrive Basic V18 SP2 DVD | 66.61
6SL3072-4JA02-0XE5 | SINAMICS Startdrive Adv.V18 SP2 Upgr.DVD | 476.64
7ML6013-0AB10-1AA2 | SITRANS LT500 | 1288.16
7ML6013-0BB10-1AA2 | SITRANS LT500 | 1741.48
6GK6090-0PS20-0CA0 | RUGGEDCOM RS900GP | 3129.34
6GK6090-0PS20-0CA0-ZA07 | RUGGEDCOM RS900GP | 3803.64
6GK6091-0AT11-0BA0-ZA01B00C01 | RUGGEDCOM RS910NC | 2204.85
6GK6091-0AT11-0BA0-ZA01B08C01 | RUGGEDCOM RS910NC | 3204.09
6GK6091-0AT11-0BA0-ZA01B09C06 | RUGGEDCOM RS910NC | 3579.42
6GK6091-0AT11-0CA0-ZA02B01C07 | RUGGEDCOM RS910NC | 2807.64
6GK6091-0AT12-0BA0-ZA01B03C01 | RUGGEDCOM RS910NC | 3033.48
8GK4853-0KK40 | Crossbeam W=1000 mm | 38.38
8LK2301-4AB01 | Roof plate IP54 D: 400mm W: 1000mm | 97.89
8LK2301-6AC23 | Aluminum module 3mm, D: 600mm W: 1000mm | 276.83
8LK2301-6AC27 | Bottom plate Al-mod. IP30 D600mm W1000mm | 110.24
8LK2304-4AA73 | Roof plate Al-module IP30 D400mm W400mm | 37.08
8LK2304-6AB16 | Aluminum module 3mm, D: 600mm W: 400mm | 79.82
8LK2306-0AA66 | Aluminium module 3mm, D: 400mm W: 600mm | 79.95
8LK2306-4AA86 | Roof plate IP54 D: 400mm W: 600mm | 65.7
8LK2306-4AB04 | IPX1 upgrade D: 400mm W: 600mm | 127.19
8LK2306-4AB14 | Bottom plate Al-mod. IP30 D400mm W600mm | 58.39
8LK2306-6AC03 | Roof plate Al-module IP54 D600mm W600mm | 75.2
6GK6090-0AS23-0BA1-ZA00B00 | RUGGEDCOM RS900 | 2578.54
6GK6090-0AS23-0BA1-ZA01B01 | RUGGEDCOM RS900 | 2858.01
6GK6090-0GS23-0AA1-ZA05 | RUGGEDCOM RS900G | 4135.09
6GK6090-0GS23-0BA0-ZA01 | RUGGEDCOM RS900G | 2650.03
6GK6090-0GS23-0BA0-ZA03X01 | RUGGEDCOM RS900G | 3454.31
6GK6090-0GS23-0BA0-ZA05 | RUGGEDCOM RS900G | 3454.31
6GK6090-0GS23-0BA1-ZA01 | RUGGEDCOM RS900G | 3373.06
6GK6090-0GS23-0CA0-ZA01 | RUGGEDCOM RS900G | 2650.03
6GK6090-0GS23-0CA0-ZA03 | RUGGEDCOM RS900G | 3454.31
6GK6090-0PS10-0BA0 | RUGGEDCOM RS900GPNC | 3525.79
6GK6090-0PS10-0BA0-ZA01 | RUGGEDCOM RS900GPNC | 4037.6
7MF0300-1TD01-5BF2 | SITRANS P320 7MF03 / HNU | 1345.5
7MF0340-1GM01-5AF1 | SITRANS P320 7MF03 / HNU | 1671.84
7MF1565-3BE01-2AA1 | Transducer SITRANS P200 for pressure | 295
7MF1565-3CA01-2AA1 | Transducer SITRANS P200 for pressure | 295
6GK5897-5PN00-0AA0 | Antenna ANT897-5PN | 309.24
6GK5980-2HA10-0AA1 | operating station retaining plate | 59.62
6GK6000-2CA00-0EB0 | CROSSBOW Nozomi IDS Integration License | 836.53
6GK6090-0GS21-0BA0-ZA02X01 | RUGGEDCOM RS900G | 3096.85
6GK6090-0GS21-0BA1-ZA02 | RUGGEDCOM RS900G | 3819.88
6GK6090-0GS21-0BA1-ZA05 | RUGGEDCOM RS900G | 4177.34
6GK6090-0GS22-0BA0 | RUGGEDCOM RS900G | 2008.24
6GK6090-0GS22-0BA0-ZA02 | RUGGEDCOM RS900G | 3096.85
6GK6090-0GS22-0BA1-ZA01 | RUGGEDCOM RS900G | 3373.06
6GK6090-0GS22-0CA0-ZA01 | RUGGEDCOM RS900G | 2650.03
6GK6090-0GS23-0AA0-ZA04 | RUGGEDCOM RS900G | 3932
6GK6090-0GS23-0AA0-ZA06 | RUGGEDCOM RS900G | 3932
6SL3077-0AA01-4AH0 | electronic CoL TEC-Function SIVALU | 175.6
6SL3077-0AA02-5AH0 | electronic CoL TEC-Function ROTDTEC | 557.63
6SL3077-6AA00-3AH0 | SINAMICS SIMOCRANE DBSC BASIC ECOL | 3835.36
7KN1300-2AA00-0YA0 | SENTRON POC3000 plus 20 devices | 812.75
7KN1300-4AA00-0YA0 | SENTRON POC3000 plus 100 devices | 2942.16
7MB8000-6CB | Flame arrestor set O6/C6 Hastelloy | 5727.71
7MB8000-6DB | Flame arrestor set C62 Hastelloy | 5660.22
8LK2306-6AC30 | Aluminium module 3mm, D: 600mm W: 600mm | 150.87
8LK2306-6AC33 | Bottom plate Al-mod. IP30 D600mm W600mm | 73.21
8LK2308-4AB06 | Roof plate IP54 D: 400mm W: 800mm | 70.48
8LK2308-4AB28 | Roof plate IP30 D: 400mm W: 800mm | 58.39
8LK2308-6AC56 | Aluminum module 3mm, D: 600mm W: 800mm | 221.98
8LK2308-8AC20 | IPX1 upgrade D: 600mm W: 800mm | 215.74
8LK3001-6AA61 | Cable bracket W: 600mm | 38.43
8LK3011-5AA32 | Mounting plate H: 1900mm W: 800mm | 409.01
8LK3011-5AA35 | Sep. mounting plate section without MBB | 106.77
8LK3011-6AA00 | Cover frame IP54 W350mm | 135.93
8LK3011-6AA02 | Cover frame IP54 W850mm | 160.87
8LK3011-6AA33 | 8GK adaptation W: 850mm | 147.16
8LK3011-6AA37 | Inner door W: 600mm | 193.27
8LK3011-6AA45 | Cover frame top IP30 H450mm W400mm | 88.54
8LK3011-6AA47 | Cover frame bottom IP30 H600mm W400mm | 92.78
8LK3011-6AA56 | Obstacle comp. 3WL10 Withdraw W: 600mm | 72.59
8LK3011-6AA58 | Door strut W: 600mm | 12.5
8LK3011-8AA38 | Uprights T: 600mm, 1 set=2 pieces | 102.9
8LK3011-8AA41 | Obstacle 3VA W: 500mm | 50.78
8LK3011-8AA82 | Door strut W: 800mm | 16.61
8LK3011-8AA85 | Cover frame top IP54 H450mm W800mm | 124.45
8MF1111-0AA00-0JU3 | SIVACON 2200mm x 900mm x 600mm | 5509.94
8MF1111-0AA00-0JU5 | SIVACON 2200mm x 900mm x 600mm | 5509.94
8MF1111-0AA00-0JV1 | SIVACON 2000mm x 1200mm x 400mm | 3458.07
8MF1111-0AA00-0JV3 | SIVACON 2000mm x 1200mm x 400mm | 3458.07
8MF1111-0AA00-0JW1 | SIVACON 2000mm x 800mm x 500mm | 3084.99
8MF1111-0AA00-0JW3 | SIVACON 2000mm x 800mm x 800mm | 4448.14
8MF1111-0AA00-0JX1 | SIVACON 2200mm x 800mm x 600mm | 3988.97
8MF1111-0AA00-0JX3 | SIVACON 2200mm x 1200mm x 600mm | 4878.59
8MF1111-0AA00-0JX8 | SIVACON 2200mm x 800mm x 600mm | 4161.15
8MF1111-0AA00-0JY1 | SIVACON 2000mm x 800mm x 600mm | 3214.14
8MF1111-0AA00-0JY8 | SIVACON 2200mm x 900mm x 800mm | 4720.75
8MF1111-0AA00-0KA1 | SIVACON 2000mm x 800mm x 800mm | 3357.62
8MF1111-0AA00-0KA8 | SIVACON 2000mm x 1200mm x 400mm | 684.44
8MF1111-0AA00-0KB1 | SIVACON 2200mm x 900mm x 600mm | 3400.66
8MF1111-0AA00-0KB6 | SIVACON 2000mm x 1200mm x 600mm | 3759.38
8MF1111-0AA00-0KB8 | SIVACON 2000mm x 600mm x 600mm | 3171.09
8MR2130-1BA | SEMICONDUCTOR HEATER HG140 | 83.29
8MR2130-4BA | SEMICONDUCTOR HEATER HG140 | 95.91
8MR2150-5AB | HEATER, SCREWING FASTEN., 250W,AC120V,UL | 174.74
8MR2151-2A | PTC-HEATING BLAST CS030 | 401.96
8MR2170-1EA | TWIN THERMOSTAT ZR011 | 64.36
8MR2170-1GB | ELECTRONIC THERMOSTAT ETR011 | 103.92
8MR2170-1KA | small compact thermostat | 29.84
8MR2170-2AF | ELECTRONIC HUMIDISTAT | 100.89
8MR2170-2KA | small compact thermostat | 29.84
8MR2200-0B | LED-LAMP,MD,SCREW,AC100-240V | 254.87
8MR2200-1A | LIGHT,LED025,AV100-240V MAGNET FASTENING | 176.05
8MR2201-0C | LED-LAMP,MD,CLIP,DC24-48V | 366.5
8MR2201-1B | LED Pushbutton DC24-48VSCREWING FAST. | 235.13
8MR2210-1A | ACCES.,AC-SOCKET FOR INPUT SIDE,WHITE | 11.73
8MR2210-2C | ACCES.AC-COAT LINE W. SOCKET A. PLUG,UL | 50.05
8MR2301-0C | LED-lamp with motion detector | 252.23
8MR2301-1B | LED-lamp with switch | 157.64
8PQ6001-0BA65 | 3WA Connection MBB, size I,Fixed,W:400mm | 367.02
8PQ6001-0BA67 | 3WA Connection MBB, size I,Fixed,W:600mm | 485.94
8PQ6001-0BA75 | 3WA Con. MBB, size III 5000A ,W:1000mm | 1189.23
8PQ6001-0BA77 | Cable Con. 3WA, size I, 3p, W:400mm | 353.06
8PQ6001-1BA01 | MBB rear connection FS 2 | 141.23
8PQ6001-1BA03 | KIT 3VM1/Vertical/H300/W600 | 101.29
8PQ6001-5BA75 | Screw fixing 3VA27 | 35.96
8US1216-5AS80 | Device Adapter S00, S0, 200 x 45 mm | 46.63
8LK4003-1AA88 | Intermediate piece 80x10mm, W: 1100mm | 491.32
8LK4003-2AA06 | Screw connection truss-head M10x50 | 1.18
8LK4003-2AA77 | Screw connection truss-head M10x45 | 3.91
8LK5002-0AA31 | Cover 3NJ4 B750 H750 | 202
8LK5002-0AA41 | Mounting plate 3WL10 B600 T400 withdraw | 53.5
8LK5002-1AA42 | Mounting plate 3VA15, 3VA25 (1000A), 3p | 107.48
8LK5002-1AA50 | Cover 3VA26 (1250A) B500 H1050 | 113.87
8LK5002-1AA52 | Mounting plate 3WA B400 T600 | 94.31
8LK5002-1AA57 | Cover with window B250 H450 | 144.65
8LK5002-2AA04 | Cover blank B1000 H150 | 50.78
8MF1111-0AA00-0GJ7 | SIVACON 2000mm x 800mm x 800mm | 4390.73
8MF1111-0AA00-0GK0 | SIVACON 2000mm x 800mm x 800mm | 3171.09
8MF1111-0AA00-0JL6 | SIVACON 1800mm x 400mm x 400mm | 1347.35
8MF1111-0AA00-0JL8 | SIVACON 2200mm x 900mm x 400mm | 2281.46
8MF1111-0AA00-0JM4 | SIVACON 2000mm x 600mm x 500mm | 2568.43
8MF1111-0AA00-0JM6 | SIVACON 2000mm x 600mm x 500mm | 2568.43
8MF1111-0AA00-0JN4 | SIVACON 2200mm x 600mm x 800mm | 1506.63
8MF1111-0AA00-0JN6 | SIVACON 2000mm x 600mm x 600mm | 3214.14
8MF1111-0AA00-0JP4 | SIVACON 2000mm x 800mm x 1000mm | 4075.06
8MF1111-0AA00-0JP6 | SIVACON 2000mm x 600mm x 600mm | 2754.97
8MF1111-0AA00-0JQ2 | SIVACON 1800mm x 800mm x 400mm | 3257.18
8MF1111-0AA00-0JQ4 | SIVACON 2200mm x 800mm x 800mm | 4878.59
8MF1111-0AA00-0JR2 | SIVACON 2000mm x 800mm x 600mm | 3300.23
8MF1111-0AA00-0JR4 | SIVACON 2000mm x 800mm x 800mm | 3415.02
8MF1111-0AA00-0JS2 | SIVACON 2200mm x 1200mm x 600mm | 4017.67
8MF1111-0AA00-0JS4 | SIVACON 2200mm x 900mm x 600mm | 3171.09
8MF1111-0AA00-0JT0 | SIVACON 2200mm x 800mm x 600mm | 2568.43
8MF1111-0AA00-0JT2 | SIVACON 2200mm x 900mm x 600mm | 5782.57
8MF1111-0AA00-0JU0 | SIVACON 2200mm x 800mm x 600mm | 3773.74
8MF1111-0AA00-0JU2 | SIVACON 2200mm x 900mm x 600mm | 5969.11
8PQ5000-5BA27 | Sep. rear 1xACB, W:800mm, D:800/1200mm | 199.78
8PQ5000-5BA30 | Sep.rear 2xACB,W:400mm,D:800/1000/1200mm | 314.07
8PQ5000-5BA35 | Sep.rear 1xACB,W:600mm,D:800/1000/1200mm | 461.78
8PQ5000-5BA37 | Sep. rear 1xACB, W:600mm, D:1200mm | 578.84
8PQ5000-5BA46 | Reinforcement incoming ACB size III | 779.54
8PQ5000-5BA48 | Sep. rear 2xACB, W:400mm, D:1000mm | 327.05
8PQ5000-5BA56 | Separation horizontal, W: 1000mm | 85.38
8LK4002-7AA86 | Busbar N 100x10mm W: 1100mm | 597.32
8LK4002-7AA88 | Busbar 3NJ4 30x10mm W: 850mm | 198.29
8LK4002-8AA04 | Busbar 3NJ4 60x10, W:600mm | 259.39
8LK4002-8AA06 | Busbar 3NJ4 60x10, W:1100mm | 460.13
8LK4002-8AA14 | Busbar 3NJ4 2x100x10, W:600mm | 665.87
8LK4002-8AA16 | Busbar 3NJ4 2x100x10, W:1100mm | 1309.31
8LK4002-8AA24 | Busbar 3NJ4 metering right 30x10 B850 | 212
8LK4002-8AA26 | Busbar 3NJ4 metering right 60x10 B850 | 405.25
8LK4002-8AA32 | Busbar 3NJ4 metering right 50x10 B1100 | 420.26
8LK4002-8AA34 | Busbar 3NJ4 metering right 80x10 B1100 | 581.11
8LK4002-8AA42 | Busbar 3NJ4 metering left,2x80x10 B600 | 617.23
8LK4002-8AA44 | Busbar 3NJ4 metering left,50x10 B600 | 263.13
8LK4002-8AA52 | Busbar 3NJ4 metering left 50x10 B1100 | 420.26
8LK4002-8AA54 | Busbar 3NJ4 metering left 80x10 B1100 | 645.95
8LK4002-8AA62 | Support current metering B: 850mm | 106.64
8LK4002-8AA64 | Central grouding 60x10 Pos.:unten D400 | 101.13
8LK4002-8AA82 | Support second device level NH00, B600 | 263.13
8LK4002-8AA84 | Support second device level NH00, B1100 | 285.56
8LK4003-1AA30 | Busbar connection L, 50x10mm, left | 96.64
8LK4003-1AA32 | Busbar connection L, 80x10mm, left | 150.87
8LK4003-1AA40 | Busbar connection N, 80x10mm, right | 148.39
8LK4003-1AA42 | Busbar connection N, 1x100x10mm, right | 182.07
8LK4003-1AA53 | Busbar connection L, 1x80mm, right | 150.87
8LK4003-1AA56 | Busbar connection L, 2x100mm, right | 307.99
8LK4003-1AA64 | Busbar connection N, 2x100x10mm, left | 306.76
8LK4003-1AA66 | Busbar connection N, 40x10mm, left | 78.44
8LK4003-1AA83 | Intermediate piece 80x10mm, W: 350mm | 105.51
8LK4003-1AA85 | Intermediate piece 80x10mm, W: 600mm | 221.98
8MR6440-5DE40 | COOL-U;ROOF-M;380W;230V | 7012.53
8MR6500-6GV45 | EX-FL 223X223MM;230V;IP55 EMC | 258.79
8MR6511-5LV30 | FL-FAN; 105M3 PER H; 177X177MM;115V;IP55 | 262.73
8MR6511-6LV30 | FL;105M3 PER H; 177X177MM;115V;IP55; EMC | 429.56
8PQ2055-6BA23 | Cover 3VA13_14/Vert/4p/H550/W600 | 140.3
8PQ2055-8BA16 | Cover 3VA13_14/Vert/4p/H550/W800 | 187.67
8PQ2301-4BA08 | Top plate cables, W:1000mm, D:400mm | 291.77
8PQ2301-6BA07 | Top plate IPX1, W:1000mm, D:600mm | 203.48
8PQ2301-8BA06 | Top plate IPX1, W:1000mm, D:800mm | 231.35
8PQ2302-6BA06 | Top plate IPX1, W:1200mm, D:600mm | 219.28
8PQ2302-8BA06 | Top plate IPX1, W:1200mm, D:800mm | 249.94
8PQ2304-8BA07 | Top plate IPX1, W:400mm, D:800mm | 115.21
8PQ2306-1BA01 | Bottom plate adapt., W:600mm, D:1000mm | 80.58
8PQ2306-8BA07 | Top plate IPX1, W:600mm, D:800mm | 138.47
8PQ2308-1BA01 | Bottom plate adapt., W:800mm, D:1000mm | 90.26
8PQ2308-4BA15 | Top plate cables, W:800mm, D:400mm | 683.83
8PQ3000-3BA52 | Separation MBB, W:400, D:800/1000mm | 135.67
8PQ3000-3BA54 | Separation MBB, W:800, D:800/1000mm | 223.91
8PQ3000-3BA62 | Separation MBB, W:1200, D:1200mm | 634.59
8PQ3000-3BA64 | Mouting plate H:250mm, W:800mm | 75.9
8PQ4000-2BA50 | Separation without MBB, D:800mm | 497.06
8PQ4000-2BA57 | Sep. MBB top / bottom double, D:1200 mm | 788.85
8PQ4000-2BA60 | Sep. MBB center single, D:800 mm | 155.16
8LK4000-1AA67 | Screw connection truss-head M10x45 | 1.33
8LK4000-2AA70 | Screw connection truss-head M10x55 | 1.69
8LK4002-6AA38 | Busbar support L1-L3, 1 set=2 pieces | 134.69
8LK4002-6AA41 | Busbar connection lug L1-3, 30x10mm | 21.72
8LK4002-6AA43 | Busbar connection lug L1-3, 50x10mm | 29.95
8LK4002-6AA48 | PEN connection | 9.77
8LK4002-6AA53 | Busbar PE 2x30x10mm W: 350mm | 120.21
8LK4002-6AA61 | Busbar PE 2x20x5mm W: 400mm | 42.4
8LK4002-6AA63 | Busbar PE 2x20x5mm W: 800mm | 78.33
8LK4002-6AA70 | Busbar PE 2x40x5mm W: 800mm | 144.65
8LK4002-6AA73 | Busbar L 30x10mm W: 350mm | 50.37
8LK4002-6AA75 | Busbar L 60x10mm W: 350mm | 96.79
8LK4002-6AA81 | Busbar L 50x10mm W: 400mm | 95.78
8LK4002-6AA83 | Busbar L 80x10mm W: 400mm | 152.12
8LK4002-7AA02 | Busbar L 2x80x10mm W: 600mm | 480.08
8LK4002-7AA04 | Busbar L 30x10mm W: 800mm | 116.12
8LK4002-7AA14 | Busbar L 50x10mm W: 850mm | 224.48
8LK4002-7AA16 | Busbar L 80x10mm W: 850mm | 355.41
8LK4002-7AA22 | Busbar L 60x10mm W: 1100mm | 354.12
8LK4002-7AA24 | Busbar L 2x80x10mm W: 1100mm | 937.74
8LK4002-7AA32 | Screw connection truss-head M10x40 | 0.91
8LK4002-7AA34 | Busbar N 40x10mm W: 350mm | 66.85
8LK4002-7AA42 | Busbar N 30x10mm W: 400mm | 60.5
8LK4002-7AA44 | Busbar N 60x10mm W: 400mm | 115.72
8LK4002-7AA50 | Busbar N 100x10mm W: 400mm | 190.8
8LK4002-7AA52 | Busbar N 50x10mm W: 600mm | 155.89
8LK4002-7AA60 | Busbar N 30x10mm W: 800mm | 118.49
8LK4002-7AA62 | Busbar N 60x10mm W: 800mm | 230.7
8LK4002-7AA70 | Busbar N 50x10mm W: 850mm | 228.22
8LK4002-7AA72 | Busbar N 80x10mm W: 850mm | 361.64
8LK4002-7AA77 | Busbar N 30x10mm W: 1100mm | 188.31
8LK4002-7AA80 | Busbar N 50x10mm W: 1100mm | 303.02
8MR2301-3B | LED-lamp without switch | 153.7
8MR2303-0A | LED-lamp with motion detector | 219.37
8MR2303-3B | LED-lamp without switch | 110.34
8MR6000-0AM08 | filter mat | 2.66
8MR6000-0AM40 | ROOF-MAT;IP54;326X236MM | 31.8
8LK6035-2AA64 | CU cable conn. N 3WA11(2000A),withdrch | 406.51
8LK6035-2AA65 | CU cable conn. N 3WA12(2000A),withdrch | 352.9
8LK6035-2AA81 | CU MBB CC: top 3WA12(2000A), fixed,N:top | 305.5
8LK6035-2AA82 | CU MBB CC: bottom 3WA12(3200A),fixed,N:b | 795.56
8LK6035-2AA83 | CU MBB CC: top 3WA11(2000A), fixed; N:t | 512.51
8LK6035-2AA84 | CU MBB CC: top 3WA12(2000A), fixed,N:top | 303.02
8LK6035-2AA85 | CU MBB CC: top 3WA12(3200A), fixed,N:top | 789.33
8LK6035-3AA10 | support 3WL11 conn.MBB,fixed, 3p, W600 | 175.84
8LK6035-3AA11 | support 3WL12 conn.MBB,withdraw,3p,W600 | 143.43
8LK6035-3AA12 | support 3WL12 conn.MBB,fixed, 3p, W600 | 175.84
8LK6035-3AA13 | support 3WL12 conn.MBB,withdraw,3p,W800 | 150.87
8LK6035-3AA33 | Supp. cable.conn. 3WA11, fixed, 3p, W400 | 205.74
8LK6035-3AA34 | Supp. cable.conn. 3WA11, fixed, 3p, W600 | 234.46
8LK6035-3AA35 | Supp. cable.conn. 3WA12, withd, 3p, W600 | 236.93
8LK6035-3AA36 | Supp. cable.conn. 3WA12, fixed, 3p, W600 | 203.25
8LK6035-3AA52 | Screw connection N 3WA12(3200A), Withd. | 1.69
8LK6035-3AA53 | Screw connection N 3WA11(2000A), Withd. | 0.8
8LK6035-3AA54 | Screw connection N 3WA12(3200A), Withd. | 1.69
8LK6035-3AA57 | Screw connection N 3WL10(1250A), fixed | 1.03
8LK6035-4AA03 | CU MBB coupling L W600 | 1870.44
8LK6035-4AA05 | CU MBB coupling N 80x10 W600 | 324.25
8LK6035-4AA10 | CU coupling 3WA11(2000A),fixed, L | 3092.46
8LK6035-4AA11 | CU coupling 3WA11(2000A),withd, L | 2618.64
A5E52395673 | Magnet holder | 118.71
A5E52549742 | 7ML54310BE201CC0,C11,C12,Y15,5 POINT A&V | 5286.92
8LK6034-2AA71 | Copper spacer H: 80mm | 19.84
8LK6034-2AA83 | Screw connection M10x60 with clamp | 2.64
8LK6034-2AA84 | Screw connection M10x70 with clamp | 3
8LK6034-2AA85 | Screw connection M10x80 with clamp | 3.52
8LK6034-2AA86 | Screw connection M10x90 with clamp | 3.91
8LK6034-7AA32 | Screw connection truss-head M10x80 | 2.35
8LK6034-7AA33 | Screw connection truss-head M10x90 | 2.74
8LK6034-7AA34 | Screw connection truss-head M10x100 | 3
8LK6034-7AA35 | Screw connection truss-head M10x110 | 3.26
8LK6035-1AA23 | CU 3VA14/24(630A) to MBB N, equal, N100% | 203.25
8LK6035-1AA25 | CU cable connection L 3VA27 (1600A) | 990.1
8LK6035-1AA42 | Screw connection L 3VA26 (1250A) | 0.91
8LK6035-1AA43 | Screw connection L 3VA27 (1600A) | 3
8LK6035-1AA45 | Screw connection N 3VA15/25(1000A),N100% | 1.03
8LK6035-1AA60 | Supp. cable.conn. 3VA25 (1000A), 4p,W600 | 50.26
8LK6035-1AA61 | Supp. cable.conn.3VA26 (1250A),3/4p,W600 | 99.75
8LK6035-1AA62 | Supp. cable.conn.3VA27 (1600A),3/4p,W600 | 101.13
8LK6035-1AA76 | N isolation frame | 10.96
8LK6035-2AA12 | CU 3VA26(1250A) to MBB N, equal | 329.21
8LK6035-2AA14 | CU connection 3WA11(2000A),fixed, CC:top | 992.6
8MF1111-0AA00-0KU1 | SIVACON 2000mm x 800mm x 600mm | 4376.39
8MF1111-0AA00-0KU2 | SIVACON 2000mm x 400mm x 600mm | 2525.38
8MF1111-0AA00-0KU3 | SIVACON 2000mm x 1000mm x 400mm | 3529.81
8MF1111-0AA00-0KU4 | SIVACON 2200mm x 600mm x 600mm | 3357.62
8MF1111-0AA00-0KV8 | SIVACON 2000mm x 1200mm x 500mm | 4017.67
8MF1111-0AA00-0KW0 | SIVACON 2000mm x 900mm x 500mm | 3773.74
8MF1111-0AA00-0KW2 | SIVACON 2200mm x 900mm x 600mm | 3831.13
8MF1111-0AA00-0KW3 | SIVACON 2200mm x 900mm x 600mm | 5710.82
8MF1111-0AA00-0KW4 | SIVACON 2200mm x 900mm x 600mm | 5768.22
8MF1111-0AA00-0KY1 | SIVACON 2000mm x 1000mm x 600mm | 3773.74
8MF1111-0AA00-0KY2 | SIVACON 2000mm x 1000mm x 600mm | 3945.92
8MF1111-0AA00-0KY3 | SIVACON 2200mm x 1000mm x 600mm | 4720.75
8MF1111-0AA00-0KY4 | SIVACON 2000mm x 800mm x 800mm | 2769.31
8LK4002-7AA61 | Busbar N 50x10mm W: 800mm | 193.27
8LK4002-7AA68 | Busbar N 30x10mm W: 850mm | 140.92
8LK4002-7AA71 | Busbar N 60x10mm W: 850mm | 274.33
8LK4002-7AA78 | Busbar N 60x10mm W: 1100mm | 361.64
8LK4002-7AA81 | Busbar N 80x10mm W: 1100mm | 477.58
8MR2301-3A | LED-lamp without switch | 172.08
8MR2301-3C | LED-lamp without switch | 153.7
8MR2303-0B | LED-lamp with motion detector | 198.37
8MR2303-3A | LED-lamp without switch | 128.75
8MR2303-3C | LED-lamp without switch | 110.34
8MR6000-0AM42 | ROOF-MAT;IP54;1180X55MM | 17.89
8MR6000-0AM67 | FILTER MAT 292X202MM | 7.15
8MR6000-5DE40 | EX-FL 345X265MM;IP44 | 220.67
8MR6311-5DL42 | RMF;690M3 PER H;345X265MM115V;IP44 | 706.74
8MR6323-5DL42 | RMF;690M3 PER H;345X265MM115V;IP44 | 651.58
8MR6400-5GV08 | exhaust filter | 33.48
8MR6400-5GV20 | exhaust filter | 43.47
8MR6400-6GV30 | EX-FL 177X177MM;IP54 EMC | 195.73
8MR6402-2LV41 | FL-FAN; 250M3 PER H;223X223MM;24VDC;IP54 | 425.61
8MR6402-5VL44 | ROOF-FAN;DC24V;IP54;223X223MM; RAL7035 | 454.52
8MR6402-5VL64 | ROOF-FAN;DC24V;IP54;292X292MM; RAL7035 | 528.08
8MR6411-5LV25 | FL-FAN; 63M3 PER H; 125X125MM;115V;IP54 | 181.27
8MR6411-5LV41 | FL-FAN; 250M3 PER H;223X223MM;230V;IP54 | 286.36
8MR6411-5VL64 | ROOF-FAN;AC115V;IP54;292X292MM; RAL7035 | 446.63
8MR6411-6LV30 | FL;105M3 PER H; 177X177MM;115V;IP54; EMC | 384.88
8MR6423-2LV60 | FL-FAN; 580M3 PER H; 292X292MM;230V;IP54 | 373.06
8MR6423-5DE08 | COOL-U;ROOF-M;380W;230V | 3651.15
8MR6423-5LE25 | FAN-ECO,230VAC,62M3/H,125X125MM | 308.71
8MR6423-5LV55 | filter fan | 362.56
8MR6423-5LV80 | FL-FAN; 930M3 PER H; 292X292MM;230V;IP54 | 475.54
8MR6423-5VL44 | ROOF-FAN;AC230V;IP54;223X223MM; RAL7035 | 379.66
8MR6423-5VL60 | ROOF-FAN;AC230V;IP54;292X292MM; RAL7035 | 401.96
7ND4801-7DA | D200 -5.7 Grey Display Touch Screen Assy | 5240.13
7ND4801-7DC | 5.7 EZ QVGA DISPLAY CABLE | 874.26
8LK6035-2AA27 | support 3WL11 conn.MBB,withdraw,4p,W600 | 220.74
8LK6035-2AA36 | CU cable conn. N100% 3WA12(2000A),withdr | 461.41
8LK6035-2AA38 | CU conn. 3WA11(2000A),withd,CC: bottom | 783.11
8LK6035-2AA67 | support 3WL12 conn.MBB,withdraw,4p,W800 | 250.64
8LK6035-2AA70 | Screw connection L 3WA12(2000A), Withd. | 4.96
8LK6035-2AA78 | CU MBB CC: bottom 3WA12(3200A),fixed,N:b | 1172.15
8LK6035-2AA86 | CU MBB CC: top 3WA11(2000A),withd, N:t | 508.78
8LK6035-2AA88 | CU MBB CC: top 3WA12(3200A),withd,N:top | 779.37
8LK6035-3AA06 | support 3WL11 conn.MBB,withdraw,3p,W400 | 130.93
8LK6035-3AA08 | support 3WL11 conn.MBB,withdraw,3p,W600 | 142.17
8LK6035-3AA14 | support 3WL12 conn.MBB,fixed, 3p, W800 | 189.54
8LK6035-3AA16 | support 3WL12 conn.MBB,fixed, 4p, W800 | 289.27
8LK6035-3AA28 | CU cable conn. N 3WA11(2000A),fixed | 451.42
8LK6035-3AA31 | CU cable conn. N 3WA12(3200A),fixed | 675.85
8LK6035-3AA38 | Supp. cable.conn. 3WA12, fixed, 3p, W800 | 224.48
8LK6035-3AA41 | Screw connection L 3WA11(2000A), fixed | 3
8LK6035-3AA46 | Screw connection N 3WA12(3200A), fixed | 1.98
8LK6035-3AA48 | Screw connection N 3WA12(2000A), fixed | 1.03
8LK6035-3AA51 | Screw connection N 3WA11(2000A), Withd. | 0.8
8LK6035-3AA58 | Screw connection N 3WL10(1250A),fixed,WD | 1.03
8LK6035-4AA00 | CU 3VA15/25(1000A) to MBB N, equal | 265.63
8LK6035-4AA02 | CU MBB coupling L W600 | 1695.86
8LK6035-4AA14 | CU MBB coupling N 80x10 W600 | 322.97
A5E44082453 | FUS/FUE380 TRIAX sensor cable pair DN90 | 1460.58
A5E52944091 | 7ML54320BH201AC0,C11,C12,C20,N07,Y15,NDE | 7040.37
8LK6034-2AA66 | Copper spacer H: 30mm | 10.78
8LK6035-3AA43 | Screw connection L 3WA12(3200A), fixed | 6
8LK6035-3AA44 | Screw connection N 3WA11(2000A), fixed | 1.03
8LK6035-3AA45 | Screw connection N 3WA12(2000A), fixed | 1.98
8LK6035-3AA75 | CU conn. 3WA12(2000A),withd, CC:top | 426.48
8LK6035-3AA82 | CU terminal energy provider bar 30x10 | 152.12
8LK6035-3AA83 | CU terminal energy provider bar 40x10 | 203.25
A5E51793919 | ACCESSORY SFP Transc. Ex for IM 152-1 PN | 357.97
A5E52925351 | 7ML54310BF201DC0,C11,C12,Y15,5 POINT A&V | 5382.63
A5E52925364 | 7ML54320BH201AC0,C11,C12,Y15,5 POINT A&V | 5954.26
A5E52925392 | 7ML54310BE201GC0,C11,C12,Y15,5 POINT A&V | 5479.68
A5E52933839 | SPARE BELT FOR WEIGHFEEDER: A5E51627184 | 10021.2
8LK6034-2AA63 | support 3WL10 conn.MBB, fixed, 3p,W400 | 124.73
8LK6034-2AA64 | support 3WL10 conn.MBB,withdraw,3p,W400 | 115.85
8LK6034-2AA65 | support 3WL10 conn.MBB,withdraw,4p,W600 | 144.65
8LK6034-3AA02 | Screw connection M10x140 with clamp | 6.13
8LK6034-3AA08 | Mounting plate overvoltage protection | 36.68
8LK6034-3AA10 | DIN rail overvoltage protection | 22.58
8LK6034-3AA11 | CU MBB CC: bottom 3WL10(1250A),withd,N:b | 313
8LK6034-7AA42 | CU connection 3VA24 (630A) | 266.86
8LK6034-7AA43 | CU cable connection L 3VA24 (630A) | 329.21
8LK6034-7AA45 | CU connection 3VA25 (1000A) | 741.96
8LK6035-1AA32 | CU cable conn. N 3VA24 (630A), N 100% | 109.88
8LK6035-1AA33 | CU cable conn. N 3VA25 (1000A), N 100% | 169.6
8LK6035-1AA34 | CU cable conn. N 3VA26 (1250A), N 100% | 281.84
8LK6035-1AA35 | CU cable conn. N 3VA27 (1600A), N 100% | 330.47
8LK6035-1AA51 | Screw connection N 3VA27 (1600A) | 1.03
8LK6035-1AA52 | Support 3VA14/24 conn. MBB,3/4-pole,W350 | 71.47
8LK6035-1AA53 | Support 3VA25 conn. MBB, 3-pole, W350 | 147.16
8LK6035-1AA54 | Support 3VA25 conn. MBB, 4-pole W600 | 117.22
8LK6035-1AA83 | Copper N shift 80x10mm | 538.7
8LK6035-1AA84 | Copper N shift 2x80x10mm | 1069.89
8LK6035-1AA85 | Copper N shift 100x10mm | 663.41
8LK6035-1AA86 | Copper N shift 2x100x10mm | 1321.77
8LK6035-2AA21 | CU MBB CC: 3WA11(2000A), withd, N:b/o | 669.63
8LK6035-2AA22 | CU MBB CC: bottom 3WA12(2000A),withd,N:b | 392.8
8LK6035-2AA23 | CU MBB CC: bottom 3WA12(3200A),withd,N:b | 1158.43
8LK6035-2AA24 | CU MBB CC: bottom 3WA11(2000A),withd,N:b | 446.41
8LK6035-2AA25 | CU MBB CC: top 3WA12(2000A),withd,N:top | 300.52
8MF1111-0AA00-0KV0 | SIVACON 2000mm x 800mm x 800mm | 4189.85
8MF1111-0AA00-0KV1 | SIVACON 2200mm x 800mm x 600mm | 3328.93
8MF1111-0AA00-0KV2 | SIVACON 2000mm x 800mm x 600mm | 916.9
8MF1111-0AA00-0KV3 | SIVACON 2000mm x 600mm x 600mm | 2582.79
8MF1111-0AA00-0KX1 | SIVACON 2200mm x 900mm x 600mm | 4663.36
8MF1111-0AA00-0KX2 | SIVACON 2200mm x 900mm x 600mm | 3701.99
8MF1111-0AA00-0KX3 | SIVACON 2000mm x 1000mm x 600mm | 4519.87
8MF1111-0AA00-0KX4 | SIVACON 2200mm x 900mm x 600mm | 4261.6
8MF1111-0AA00-0LA1 | SIVACON 2200mm x 900mm x 600mm | 4204.19
8MF1111-0AA00-0LA2 | SIVACON 2200mm x 900mm x 600mm | 4476.82
8MF1111-0AA00-0LA3 | SIVACON 2200mm x 900mm x 600mm | 5179.92
8MF1111-0AA00-0LA4 | SIVACON 2200mm x 900mm x 600mm | 5136.87
8MR6523-5LV25 | FL-FAN; 58M3 PER H; 125X125MM;230V;IP55 | 222.03
8MR6523-5LV30 | FL-FAN; 105M3 PER H; 177X177MM;230V;IP55 | 260.12
8MR6523-5LV41 | FL-FAN; 160M3 PER H; 223X223MM;230V;IP55 | 328.41
8MR6523-5LV45 | FL-FAN; 146M3 PER H; 223X223MM;230V;IP55 | 286.36
8PQ2000-4BA04 | Base comp. cover IP55, H:275mm, W:400mm | 60.69
8PQ2000-4BA05 | IP55 upgrade H:275mm, W:400mm | 69.06
8PQ2000-4BA06 | Base comp. cover IP40, H:275mm, W:400mm | 90.26
8MR6000-0AM45 | FILTER MAT 223X223MM | 4.88
8MR6311-5DL40 | RMF;405M3 PER H;345X265MM115V;IP44 | 646.31
8MR6323-5DL40 | RMF;405M3 PER H;345X265MM115V;IP44 | 604.27
8MR6400-5GV10 | EX-FL 92X92MM;IP54 | 34.42
8MR6400-5GV25 | EX-FL 125X125MM;IP54 | 44.78
8MR6400-5VE67 | ROOF-EXH;IP54;292X292MM;RAL7035 | 108.78
8MR6400-6GV45 | EX-FL 223X223MM;IP54 EMC | 216.75
8MR6402-5VL41 | ROOF-FAN;DC24V;IP54;223X223MM; RAL7035 | 441.39
8MR6402-5VL60 | ROOF-FAN;DC24V;IP54;292X292MM; RAL7035 | 936.64
8MR6411-5LV30 | FL-FAN; 115M3 PER H; 177X177MM;115V;IP54 | 222.03
8MR6411-5LV45 | FL-FAN; 160M3 PER H; 223X223MM;115V;IP54 | 236.44
8MR6411-5VL60 | ROOF-FAN;AC115V;IP54;292X292MM; RAL7035 | 425.61
8MR6411-5VL80 | ROOF-FAN;AC115V;IP54;292X292MM; RAL7035 | 524.16
8MR6423-2LV45 | FL-FAN; 160M3 PER H; 223X223MM;230V;IP54 | 223.33
8MR6423-5DE04 | COOL-U;ROOF-M;380W;230V | 2917.07
8MR6423-5LE30 | FAN-ECO230VAC,120M3/H,177X177MM | 299.48
8MR6423-5LV45 | FL-FAN; 160M3 PER H; 223X223MM;230V;IP54 | 223.33
8MR6423-5LV60 | FL-FAN; 580M3 PER H; 292X292MM;230V;IP54 | 373.06
8MR6423-5VL41 | ROOF-FAN;AC230V;IP54;223X223MM; RAL7035 | 289
8MR6423-5VL55 | ROOF-FAN;AC230V;IP54;223X223MM; RAL7035 | 367.81
A6X30186065 | FS290 Transport Case | 1443.45
7ND4801-7BS | Spare Part - D400 Mother Board Assy | 3496.99
7ND4801-7DB | 5.7” QVGA Display | 9609.55
7ND4801-7FB | Spare Part - Connector kit | 2622.72
7ND4801-7JB | Grey Touch Screen Assy | 4367.62
8LK6035-2AA30 | Copper cable connect. 3WA11(2000A),withd | 1895.38
8LK6035-2AA37 | CU cable conn. N100% 3WA12(3200A),withdr | 880.33
8LK6035-2AA60 | Copper intermediate piece N | 20.1
8LK6035-2AA66 | CU cable conn. N 3WA12(3200A),withdrch | 632.24
8LK6035-2AA68 | Screw connection N 3WA12(2000A), Withd. | 0.8
8LK6035-2AA77 | CU MBB CC: bottom 3WA12(2000A),fixed,N:b | 396.55
8LK6035-2AA80 | CU MBB CC: bottom 3WA11(2000A),fixed,N:b | 516.27
8LK6035-2AA87 | CU MBB CC: top 3WA12(2000A),withd,N:top | 298.03
8LK6035-3AA00 | Cover 3VA14/24, CC: top, W350 | 80.43
8LK6035-3AA05 | Cover 3VA26, CC: bottom, W600 | 89.28
8LK6035-3AA07 | support 3WL11 conn.MBB,fixed, 3p, W400 | 165.86
8LK6035-3AA15 | support 3WL11 conn.MBB,fixed, 4p, W600 | 244.4
8LK6035-3AA22 | Copper cable connect. 3WA11(2000A),fixed | 2144.77
8LK6035-3AA30 | CU cable conn. N 3WA12(2000A),fixed | 377.84
8LK6035-3AA32 | Supp. cable.conn. 3WA11, withd, 3p, W400 | 236.93
8LK6035-3AA37 | Supp. cable.conn. 3WL11, fixed, 4p, W600 | 224.48
8LK6035-3AA40 | Supp. cable.conn. 3WA12, fixed, 4p, W800 | 228.22
8LK6035-3AA47 | Screw connection N 3WA11(2000A), fixed | 1.03
8LK6035-3AA50 | Screw connection N 3WA12(3200A), fixed | 1.98
8LK6035-3AA64 | Screw connection L 3WL10(800A), fixed,WD | 3
8LK6035-3AA68 | 3WA11 isolation side mounted | 102.41
8LK6035-3AA85 | CU 3VA27(1600A) to MBB N, equal | 389.06
8LK6035-4AA01 | CU MBB coupling L W600 | 1695.86
8LK6035-4AA16 | CU MBB coupling N 2x80x10 W600 | 683.36
A5E50520140 | DIO EX Module for production | 198.27
A5E52555287 | SITRANS,LG2XX SENSOR DISPLAY MODULE w/BT | 392.17
8LK6034-2AA67 | Copper spacer H: 40mm | 11.96
8LK6034-2AA70 | Copper spacer H: 60mm | 16.37
8LK6034-2AA88 | Screw connection M10x110 with clamp | 4.83
8LK6034-3AA01 | Screw connection M10x130 with clamp | 5.61
8LK6034-3AA12 | CU MBB CC: top 3WL10(1250A),withd, N:t | 283.07
8LK6034-7AA30 | Screw connection truss-head M10x60 | 1.83
8LK6034-7AA37 | Screw connection truss-head M10x130 | 3.91
8LK6034-7AA40 | Screw connection truss-head M10x160 | 4.83
8LK6035-1AA11 | CU cable connection L 3VA26 (1250A) | 845.46
8LK6035-1AA27 | CU 3VA26(1250A) to MBB N, equal,N100% | 654.67
8LK6035-1AA30 | CU 3VA15/25(1000A) to MBB N, equal | 265.63
8LK6035-1AA37 | CU cable conn. N 3VA26 (1250A), N red. | 162.1
8LK6035-1AA40 | Screw connection L 3VA14/24 (630A) | 3
8LK6035-1AA47 | Screw connection N 3VA27 (1600A), N100% | 1.03
8LK6035-1AA50 | Screw connection N 3VA26 (1250A) | 0.27
8LK6035-1AA55 | Support 3VA26 conn. MBB, 3/4-pole, W600 | 133.45
8LK6035-1AA57 | Supp.cable.con.3VA14/24 (630A),3/4p,W350 | 77.32
8LK6035-1AA78 | Copper PE shift 60x10mm | 606.02
8LK6035-1AA81 | Copper N shift 50x10mm | 341.67
8LK6035-2AA26 | CU MBB CC: bottom 3WA12(3200A),withd,N:b | 776.85
8MF1111-0AA00-0KT8 | SIVACON 2200mm x 1200mm x 800mm | 5266.01
8MF1111-0AA00-0KU6 | SIVACON 2200mm x 1000mm x 800mm | 8006.63
8MF1111-0AA00-0KU8 | SIVACON 2000mm x 800mm x 800mm | 4189.85
8MF1111-0AA00-0KV4 | SIVACON 2000mm x 1200mm x 800mm | 4562.91
8MF1111-0AA00-0KV6 | SIVACON 2000mm x 1200mm x 800mm | 4562.91
8MF1111-0AA00-0KW5 | SIVACON 2200mm x 900mm x 600mm | 5768.22
8MF1111-0AA00-0KW7 | SIVACON 2200mm x 900mm x 600mm | 5782.57
8MF1111-0AA00-0KX6 | SIVACON 2200mm x 900mm x 600mm | 4261.6
8MF1111-0AA00-0KY0 | SIVACON 2200mm x 900mm x 600mm | 4663.36
8MF1111-0AA00-0KY5 | SIVACON 2000mm x 800mm x 800mm | 2683.22
8MF1111-0AA00-0KY7 | SIVACON 2000mm x 1000mm x 600mm | 4118.1
8MF1111-0AA00-0LA0 | SIVACON 2200mm x 900mm x 400mm | 3242.82
8MF1111-0AA00-0LA5 | SIVACON 2200mm x 900mm x 600mm | 5208.62
8MF1111-0AA00-0LA7 | SIVACON 2200mm x 900mm x 400mm | 3515.45
8MF1111-0AA00-0LB5 | SIVACON 2000mm x 800mm x 500mm | 2841.06
8MR6511-6LV45 | FL;146M3 PER H; 223X223MM;115V;IP55;EMC | 528.08
8MR6523-5LV55 | filter fan | 429.56
8MR6523-5LV80 | FL-FAN; 850M3 PER H; 292X292MM;230V;IP55 | 575.37
8MR6523-6LV41 | FL; 230M3 PER H; 223X223MM;230V;IP55;EMC | 528.08
8PQ2000-0BA08 | SIVACON S8 trim hinge, 1 set = 2 pc | 105
8PQ2000-1BA03 | IP55 upgrade H:275mm, W:1000mm | 86.63
8PQ2000-6BA13 | Base comp. cover IP40, H:275mm, W:600mm | 88.73
8PQ2000-8BA12 | IP55 upgrade H:275mm, W:800mm | 79.56
8PQ2025-4BA04 | IP55 upgrade H:250mm, W:400mm | 84.11
8PQ2025-6BA26 | IP55 upgrade H:250mm, W:600mm | 80.58
8PQ2025-8BA17 | IP55 upgrade H:250mm, W:800mm | 101.29
8PQ2030-6BA30 | Cover 3VM11/Vert/4p/H300/W600 | 88.93
8PQ2035-1BA01 | Compartment door IP40, H:350mm, W:1000mm | 210.93
8PQ2050-8BA26 | Cover 3VM12/vert/4p/H500/W800 | 167.27
8WD4613-5HH37 | Electron. Configurable Signaling Column | 500.43
8WD4615-5JH47 | Electron. Configurable Signaling Column | 1104.86
8WD4618-0DA | SIGNAL COLUMNS, DIAMETER 70MM | 47.44
9AE4120-2AB00 | SIMIT UNIT PN256 | 18485.48
9DE5110-8CA10-1AX0 | Location Intelligence Perpetual Non-Prod | 5798.89
9DE5110-8CA12-1BX0 | Location Intelligence SUS Medium | 28722.92
9DE5110-8CA13-1BX0 | Location Intelligence SUS Large | 41438.09
8LK2197-6AC84 | Glass door IP54 W: 600mm, hinge: right | 391.55
8LK2197-8AD31 | Door IP30 rotary handle W850mm, Hinge:li | 288.06
8LK2197-8AD33 | Door IP54 rotary handle W850mm, Hinge:li | 290.54
8LK2197-8AD42 | Door IP30 double-bit key W: 850mm | 264.35
8LK2197-8AD65 | Glass door IP54 W: 850mm, hinge: left | 486.32
8LK2300-4AA12 | Roof plate IP54 D: 400mm W: 850mm | 76.2
8LK2300-4AA32 | Bottom plate IP30 D: 400mm W: 350mm | 26.43
8LK2300-4AA40 | Roof plate IP30 D: 400mm W: 850mm | 64.49
8LK2300-6AA38 | Roof plate IP54 D: 600mm W: 1100mm | 139.67
8LK2300-6AA51 | Bottom plate IP54 D: 600mm W: 850mm | 124.73
8LK2300-6AA70 | Roof plate IP30 D: 600mm W: 850mm | 98.26
8LK6034-2AA68 | Copper spacer H: 50mm | 16.48
8LK6034-2AA87 | Screw connection M10x100 with clamp | 4.28
8LK6034-3AA00 | Screw connection M10x120 with clamp | 5.22
8LK6034-4AA28 | Copper spacer H: 100mm | 25.2
8LK6034-7AA31 | Screw connection truss-head M10x70 | 2.09
8LK6034-7AA36 | Screw connection truss-head M10x120 | 3.52
8LK6034-7AA38 | Screw connection truss-head M10x140 | 4.18
8LK6034-7AA41 | Busbar clamps | 1.03
8LK6035-1AA10 | CU 3VA26(1250A) to MBB N, equal | 326.71
8LK6035-1AA28 | CU 3VA27(1600A) to MBB N, equal,N100% | 690.83
8LK6035-1AA31 | CU 3VA27(1600A) to MBB N, equal | 381.57
8LK6035-1AA36 | CU cable conn. N 3VA25 (1000A), N red. | 72.69
8LK6035-1AA38 | CU cable conn. N 3VA27 (1600A), N red. | 270.6
8LK6035-1AA46 | Screw connection N 3VA26 (1250A), N100% | 0.27
8LK6035-1AA48 | Screw connection N 3VA15/25 (1000A) | 1.03
8LK6035-1AA56 | Support 3VA27 conn. MBB, 3/4-pole, W600 | 138.41
8LK6035-1AA58 | Supp. cable.conn. 3VA25 (1000A), 3p,W350 | 42.15
8LK6035-1AA77 | Copper PE shift 40x10mm | 412.75
8LK6035-1AA80 | Copper N shift 40x10mm | 275.6
8LK6035-1AA82 | Copper N shift 60x10mm | 405.25
8LK6035-2AA20 | CU conn. 3WA12(3200A),withd, CC:top | 1236.98
8MF1111-0AA00-0KT7 | SIVACON 2200mm x 1200mm x 800mm | 4921.63
8MF1111-0AA00-0KU0 | SIVACON 2200mm x 1200mm x 800mm | 4921.63
8MF1111-0AA00-0KU5 | SIVACON 2200mm x 800mm x 800mm | 3529.81
8MF1111-0AA00-0KU7 | SIVACON 2000mm x 800mm x 500mm | 2424.95
8MF1111-0AA00-0KV5 | SIVACON 2000mm x 1200mm x 800mm | 4562.91
8MF1111-0AA00-0KV7 | SIVACON 2200mm x 1000mm x 600mm | 4032.01
8MF1111-0AA00-0KW6 | SIVACON 2200mm x 900mm x 600mm | 3701.99
8MF1111-0AA00-0KW8 | SIVACON 2200mm x 1200mm x 800mm | 4735.11
8MF1111-0AA00-0KX5 | SIVACON 2200mm x 900mm x 400mm | 3214.14
8MF1111-0AA00-0KX8 | SIVACON 2200mm x 900mm x 600mm | 3701.99
8MF1111-0AA00-0KY6 | SIVACON 2000mm x 800mm x 800mm | 2769.31
8MF1111-0AA00-0KY8 | SIVACON 2200mm x 900mm x 600mm | 4204.19
8MF1111-0AA00-0LA6 | SIVACON 2000mm x 800mm x 600mm | 3515.45
8MF1111-0AA00-0LA8 | SIVACON 2200mm x 900mm x 400mm | 3257.18
8MF1111-0AA00-0LB4 | SIVACON 2000mm x 1200mm x 600mm | 4419.43
8MR6511-6LV41 | FL;230M3 PER H; 223X223MM;115V;IP55;EMC | 545.16
8MR6523-5LV60 | FL-FAN; 531M3 PER H; 292X292MM;230V;IP55 | 461.1
8MR6523-6LV30 | FL;105M3 PER H; 177X177MM;230V;IP55;EMC | 425.61
8PQ2000-1BA02 | Base comp. cover IP55, H:275mm, W:1000mm | 112.44
8PQ2000-1BA04 | Base comp. cover IP40, H:275mm, W:1000mm | 109.62
8PQ2000-6BA12 | IP55 upgrade H:275mm, W:600mm | 75.9
8PQ2000-8BA11 | Base comp. cover IP55, H:275mm, W:800mm | 87.63
8PQ2025-6BA25 | Head comp. cover IP40, H:250mm, W:600mm | 105
8PQ2025-8BA16 | Head comp. cover IP40, H:250mm, W:800mm | 139.38
8PQ2030-8BA15 | Cover 3VA13_14/Horiz/WITH/H300/W800 | 182.13
8PQ2035-1BA02 | IP55 upgrade H:350mm, W:1000mm | 74.89
8PQ2050-8BA25 | Cover 3VM12/vert/3p/H500/W800 | 167.27
8WD4613-5HH47 | Electron. Configurable Signaling Column | 799.4
8WD4615-5JH37 | Electron. Configurable Signaling Column | 804.28
8WD4618-0CA | SIGNAL COLUMNS, DIAMETER 70MM | 32.19
9AE4120-2AA00 | SIMIT UNIT PN128 | 12365.13
9AE4122-2AA00 | SIMIT UNIT PB, 2 CHANNEL | 9052.41
9DE5110-8CA13-1AX0 | Location Intelligence Perpetual Large | 125610.28
9MC1110-1AA00-0AA0 | SSA /Machine Transparency | 93.06
8LK2197-6AC83 | Glass door IP54 W: 600mm, hinge: left | 391.55
8LK2197-8AD30 | Door IP54 rotary handle W800mm, Hinge:re | 225.7
8LK2197-8AD32 | Door IP30 rotary handle W850mm, Hinge:re | 288.06
8LK2197-8AD64 | Glass door IP54 W: 850mm | 488.81
8MF1111-0AA00-0LB0 | SIVACON 2200mm x 900mm x 400mm | 3271.53
8MF1111-0AA00-0LB1 | SIVACON 2200mm x 900mm x 600mm | 4519.87
8MF1111-0AA00-0LB2 | SIVACON 2000mm x 600mm x 600mm | 3658.95
8MF1111-0AA00-0LB3 | SIVACON 2000mm x 600mm x 600mm | 3142.39
8MR6523-6LV45 | FL;146M3 PER H; 223X223MM;230V;IP55;EMC | 509.69
8PQ1010-1BA01 | Base corners H:100, 1 Set=4pieces | 113.35
8PQ1020-1BA01 | Base corners H:200, 1 Set=4pieces | 218.37
8PQ2000-8BA13 | Base comp. cover IP40, H:275mm, W:800mm | 102.23
8PQ2025-1BA01 | Head comp. cover IP40, H:250mm, W:1000mm | 153.32
8PQ2025-1BA02 | IP55 upgrade H:250mm, W:1000mm | 133.8
8PQ2025-4BA03 | Head comp. cover IP40, H:250mm, W:400mm | 96.64
8PQ2045-6BA15 | Cover 3VM12/Vert/3p_4p/H450/W600 | 114.31
8PQ2045-8BA17 | Cover 3VM12/vert/3p/H450/W800 | 155.16
8PQ2045-8BA18 | Cover 3VM12/vert/4p/H450/W800 | 155.16
8WD4618-0FB | SIGNAL COLUMNS, DIAMETER 70MM | 65.48
9MC1110-1AA00-0AA1 | SSA /Machine Condition | 465.28
9MC1110-1AA00-0AA2 | SSA /Error Analysis | 465.28
8LK2197-8AD34 | Door IP54 rotary handle W850mm, Hinge:re | 290.54
8LK2197-8AD38 | Door IP54 double-bit key W: 850mm | 313
8LK2197-8AD40 | Door IP54 double-bit key W: 800mm | 224.48
8LK2197-8AD41 | Door IP30 double-bit key W: 800mm | 241.92
8LK2300-4AA07 | Bottom plate IP54 D: 400mm W: 350mm | 37.79
8LK2300-4AA08 | Bottom plate IP54 D: 400mm W: 850mm | 83.69
8LK2300-4AA10 | Bottom plate IP54 D: 400mm W: 1100mm | 98.39
8LK2300-4AA34 | Bottom plate IP30 D: 400mm W: 1100mm | 98.26
8LK2300-6AA43 | IPX1 upgrade D: 600mm W: 350mm | 162.1
8LK2300-6AA44 | IPX1 upgrade D: 600mm W: 850mm | 241.92
8LK2300-6AA45 | IPX1 upgrade D: 600mm W: 1100mm | 270.6
8LK6034-2AA31 | CU cable conn. N 3WL10(1250A),withdrch | 155.89
8LK6034-2AA45 | CU MBB CC: bottom 3WL10(800A), fixed,N:b | 269.36
8LK6034-2AA46 | CU MBB CC: bottom 3WL10(1250A),fixed,N:b | 521.24
8LK6034-2AA47 | CU MBB CC: bottom 3WL10(800A),withd, N:b | 264.35
8LK6034-2AA48 | CU MBB CC: bottom 3WL10(1250A),withd,N:b | 553.65
8MF1111-0AA00-0KC5 | SIVACON 2200mm x 1200mm x 600mm | 4735.11
8MF1111-0AA00-0KC6 | SIVACON 1800mm x 1200mm x 600mm | 3701.99
8MF1111-0AA00-0KC7 | SIVACON 2000mm x 600mm x 500mm | 2568.43
8MF1111-0AA00-0KC8 | SIVACON 2000mm x 600mm x 500mm | 2568.43
8MF1111-0AA00-0KE4 | SIVACON 2200mm x 800mm x 800mm | 3501.11
8MF1111-0AA00-0KE5 | SIVACON 2200mm x 1200mm x 500mm | 4562.91
8MF1111-0AA00-0KE6 | SIVACON 2200mm x 1200mm x 600mm | 4519.87
8MF1111-0AA00-0KE7 | SIVACON 2200mm x 1200mm x 600mm | 3831.13
8MF1111-0AA00-0KG2 | SIVACON 2000mm x 800mm x 600mm | 6973.52
8MF1111-0AA00-0KG3 | SIVACON 2000mm x 800mm x 600mm | 6743.93
8MF1111-0AA00-0KG4 | SIVACON 2000mm x 1000mm x 600mm | 697.34
8MF1111-0AA00-0KG5 | SIVACON 2000mm x 1000mm x 600mm | 4562.91
8MF1111-0AA00-0KG6 | SIVACON 2000mm x 1000mm x 600mm | 697.34
8MF1111-0AA00-0KJ1 | SIVACON 2200mm x 900mm x 600mm | 2711.92
8MF1111-0AA00-0KJ2 | SIVACON 2200mm x 900mm x 600mm | 2711.92
8MF1111-0AA00-0KJ3 | SIVACON 1800mm x 1200mm x 400mm | 4605.97
8MF1111-0AA00-0KJ4 | SIVACON 2000mm x 1200mm x 600mm | 3544.16
8MF1111-0AA00-0KL0 | SIVACON 2000mm x 600mm x 500mm | 2568.43
8MF1111-0AA00-0KL1 | SIVACON 2200mm x 1200mm x 500mm | 4204.19
8MF1111-0AA00-0KL2 | SIVACON 1800mm x 1200mm x 500mm | 3630.25
8MF1111-0AA00-0KL3 | SIVACON 2000mm x 800mm x 600mm | 4175.51
8MF1111-0AA00-0KN2 | SIVACON 2200mm x 800mm x 800mm | 3400.66
8MF1111-0AA00-0KN3 | SIVACON 2000mm x 600mm x 500mm | 2568.43
8MF1111-0AA00-0KN4 | SIVACON 2200mm x 800mm x 1000mm | 1211.03
8MF1111-0AA00-0KN5 | SIVACON 2000mm x 1000mm x 600mm | 3960.26
8PQ2000-6BA11 | Base comp. cover IP55, H:275mm, W:600mm | 79.56
8PQ2025-8BA18 | Cover 3VA13_14/Horiz/Plug/H250/W800 | 153.32
8PQ2025-8BA21 | Cover 3VM13_14/Horiz/Plug/H250/W800 | 153.32
8PQ2030-6BA28 | Cover 3VM11/Vert/3p/H300/W600 | 88.93
8PQ2050-6BA11 | Cover 3VA13_3VA14/Vert/3p/W600 | 125.44
8PQ2050-6BA12 | Cover 3VA13_14/Vert/4p/H500/W600 | 125.44
8PQ2050-6BA20 | Cover 3VM12/Vert/3p_4p/H500/W600 | 125.44
8PQ2050-8BA14 | Cover 3VA13_14/Vert/3p/H500/W800 | 167.27
8PQ2050-8BA15 | Cover 3VA13_14/Vert/4p/H500/W800 | 167.27
8WD4613-5JH37 | Electron. Configurable Signaling Column | 550.8
8WD4613-5JH47 | Electron. Configurable Signaling Column | 854.65
8WD4615-5HH37 | Electron. Configurable Signaling Column | 740.91
8WD4615-5HH47 | Electron. Configurable Signaling Column | 1047.99
9DE5110-8CA10-1BX0 | Location Intelligence SUS Non-Prod | 6375.09
9DE5110-8CA11-1AX0 | Location Intelligence Perpetual Small | 38653.36
9DE5110-8CA11-1BX0 | Location Intelligence SUS Small | 12750.17
9DE5110-8CA12-1AX0 | Location Intelligence Perpetual Medium | 86956.92
8LK2197-8AD24 | Sealing frame IP54 W: 800mm | 143.43
8LK2197-8AD25 | Sealing frame IP54, three-part W: 800mm | 255.65
8LK2197-8AD26 | Door IP30 rotary handle W800mm, Hinge:li | 231.95
8LK2197-8AD27 | Door IP30 rotary handle W800mm, Hinge:re | 231.95
8LK2197-8AD28 | Door IP54 rotary handle W800mm, Hinge:li | 225.7
8LK2300-0AA21 | Plate IP54 blank | 13.58
8LK2300-0AA22 | Plate IP54 for cable inlet 3x45mm | 53.01
8LK2300-0AA23 | Plate IP54 for cable inlet 2x75mm | 39.56
8LK2300-0AA24 | Plate IP54 for cable inlet 8x38mm | 8.48
8LK2300-6AA34 | Bottom plate IP54 D: 600mm W: 350mm | 75.33
8LK2300-6AA35 | Bottom plate IP54 D: 600mm W: 1100mm | 172.08
8LK2300-6AA36 | Roof plate IP54 D: 600mm W: 350mm | 43.53
8LK2300-6AA62 | Bottom plate IP30 D: 600mm W: 350mm | 51.51
8LK2300-6AA63 | Bottom plate IP30 D: 600mm W: 850mm | 82.09
8LK2300-6AA64 | Bottom plate IP30 D: 600mm W: 1100mm | 104.52
8LK6034-2AA37 | Supp. cable.conn. 3WL10, withd, 3p, W400 | 67.84
8LK6034-2AA38 | Copper cable connect. 3WL10(1250A),fixed | 680.85
8LK6034-2AA40 | CU cable conn. N 100% 3WL10(1250A),fixed | 226.94
8LK6034-2AA55 | CU connect. 3WL10(1250A),fixed,CC:bottom | 755.66
8LK6034-2AA56 | CU connection 3WL10(800A),fixed, CC:top | 361.64
8LK6034-2AA57 | CU connection 3WL10(1250A),fixed, CC:top | 717
8MF1111-0AA00-0KD4 | SIVACON 2000mm x 800mm x 600mm | 2998.9
8MF1111-0AA00-0KD5 | SIVACON 2000mm x 600mm x 800mm | 3745.04
8MF1111-0AA00-0KD6 | SIVACON 2000mm x 600mm x 800mm | 3802.43
8MF1111-0AA00-0KD7 | SIVACON 2000mm x 600mm x 800mm | 3745.04
8MF1111-0AA00-0KD8 | SIVACON 2000mm x 1000mm x 1000mm | 3587.2
8MF1111-0AA00-0KF3 | SIVACON 2200mm x 900mm x 600mm | 3242.82
8MF1111-0AA00-0KF4 | SIVACON 2200mm x 900mm x 600mm | 3644.59
8MF1111-0AA00-0KF5 | SIVACON 2200mm x 900mm x 600mm | 3515.45
8MF1111-0AA00-0KF6 | SIVACON 2200mm x 900mm x 600mm | 3644.59
8MF1111-0AA00-0KH2 | SIVACON 2200mm x 1000mm x 500mm | 1076.16
8MF1111-0AA00-0KH3 | SIVACON 2000mm x 800mm x 400mm | 3099.35
8MF1111-0AA00-0KH4 | SIVACON 2000mm x 800mm x 400mm | 2826.72
8MF1111-0AA00-0KH5 | SIVACON 2200mm x 900mm x 600mm | 5854.31
8MF1111-0AA00-0KK1 | SIVACON 2200mm x 900mm x 600mm | 3644.59
8MF1111-0AA00-0KK2 | SIVACON 2000mm x 800mm x 400mm | 3415.02
8MF1111-0AA00-0KK3 | SIVACON 2000mm x 1000mm x 400mm | 3415.02
8MF1111-0AA00-0KK4 | SIVACON 2200mm x 1000mm x 600mm | 3529.81
8MF1111-0AA00-0KL8 | SIVACON 2200mm x 900mm x 400mm | 4333.34
8MF1111-0AA00-0KM0 | SIVACON 2000mm x 1000mm x 600mm | 3658.95
8LK2197-8AD66 | Glass door IP54 W: 850mm, hinge: right | 486.32
8LK2300-0AA25 | Plate IP54 for 8GK flange | 16.84
8LK2300-4AA11 | Roof plate IP54 D: 400mm W: 350mm | 35.17
8LK2300-4AA13 | Roof plate IP54 D: 400mm W: 1100mm | 107.74
8LK2300-4AA31 | IPX1 upgrade D: 400mm W: 850mm | 160.87
8LK2300-4AA33 | Bottom plate IP30 D: 400mm W: 850mm | 75.69
8LK2300-4AA38 | Roof plate IP30 D: 400mm W: 350mm | 29.54
8LK2300-4AA41 | Roof plate IP30 D: 400mm W: 1100mm | 81.81
8LK2300-6AA37 | Roof plate IP54 D: 600mm W: 850mm | 117.58
8LK2300-6AA68 | Roof plate IP30 D: 600mm W: 350mm | 36.17
8LK2300-6AA71 | Roof plate IP30 D: 600mm W: 1100mm | 105.38
8LK6034-2AA32 | Copper cable connect. 3WL10(800A),withd | 381.57
8LK6034-2AA34 | Supp. cable.conn. 3WL10,fixed, 3/4p,W400 | 124.73
8LK6034-2AA42 | Supp. cable.conn. 3WL10, withd, 4p, W600 | 94.16
8LK6034-2AA44 | Support N connection 3WL10, W600 | 75.33
8LK6034-2AA50 | CU MBB CC: top 3WL10(1250A),withd, N:t | 263.13
8LK6034-2AA52 | CU MBB CC: top 3WL10 (800A),withd, N:t | 231.95
8LK6034-2AA54 | CU connection 3WL10(800A),fixed,CC:bott. | 396.55
8LK6034-2AA60 | CU conn. 3WL10(1250A),withd,CC: bottom | 856.67
8LK9700-7AA41 | Surcharge for special colour | 207.01
8MF1111-0AA00-0KD1 | SIVACON 2200mm x 1200mm x 600mm | 4763.81
8MF1111-0AA00-0KD3 | SIVACON 2000mm x 800mm x 600mm | 3386.32
8MF1111-0AA00-0KE1 | SIVACON 2200mm x 1200mm x 500mm | 2410.59
8MF1111-0AA00-0KE3 | SIVACON 2200mm x 1000mm x 500mm | 2209.71
8MF1111-0AA00-0KE8 | SIVACON 2200mm x 1200mm x 600mm | 3831.13
8MF1111-0AA00-0KF1 | SIVACON 2200mm x 900mm x 600mm | 3515.45
8MF1111-0AA00-0KF8 | SIVACON 2000mm x 900mm x 1000mm | 3515.45
8MF1111-0AA00-0KG1 | SIVACON 2000mm x 800mm x 600mm | 6887.43
8MF1111-0AA00-0KG8 | SIVACON 2000mm x 800mm x 600mm | 3658.95
8MF1111-0AA00-0KH1 | SIVACON 2200mm x 1200mm x 500mm | 1822.3
8MF1111-0AA00-0KH6 | SIVACON 2000mm x 1000mm x 800mm | 4003.31
8MF1111-0AA00-0KH8 | SIVACON 2000mm x 1200mm x 600mm | 3185.44
8MF1111-0AA00-0KJ6 | SIVACON 2000mm x 600mm x 600mm | 2511.04
8MF1111-0AA00-0KJ8 | SIVACON 2200mm x 900mm x 600mm | 3701.99
8MF1111-0AA00-0KK6 | SIVACON 2000mm x 600mm x 400mm | 2310.16
8MF1111-0AA00-0KK8 | SIVACON 2000mm x 800mm x 600mm | 2683.22
8MF1111-0AA00-0KL4 | SIVACON 2000mm x 800mm x 400mm | 3128.03
8MF1111-0AA00-0KL6 | SIVACON 2000mm x 800mm x 400mm | 3343.27
8MF1111-0AA00-0KM7 | SIVACON 1800mm x 600mm x 400mm | 2582.79
8MF1111-0AA00-0KN0 | SIVACON 2200mm x 1200mm x 600mm | 5108.17
8MF1111-0AA00-0KN7 | SIVACON 2200mm x 800mm x 800mm | 3615.9
8MF1111-0AA00-0KP0 | SIVACON 2200mm x 800mm x 800mm | 3902.88
8MF1111-0AA00-0KP5 | SIVACON 2200mm x 800mm x 800mm | 3802.43
8MF1111-0AA00-0KP7 | SIVACON 2000mm x 800mm x 600mm | 3673.29
8MF1111-0AA00-0KQ5 | SIVACON 2200mm x 900mm x 600mm | 3472.41
8MF1111-0AA00-0KQ7 | SIVACON 2200mm x 900mm x 600mm | 5366.46
8MF1111-0AA00-0KR5 | SIVACON 2200mm x 900mm x 400mm | 2798.01
8MF1111-0AA00-0KR7 | SIVACON 2200mm x 900mm x 400mm | 2826.72
8MF1111-0AA00-0KS3 | SIVACON 2000mm x 800mm x 400mm | 2740.63
8MF1111-0AA00-0KS5 | SIVACON 2000mm x 800mm x 600mm | 3357.62
8MF1111-0AA00-0KT3 | SIVACON 2000mm x 600mm x 800mm | 2841.06
8MF1111-0AA00-0KT5 | SIVACON 2000mm x 400mm x 400mm | 2324.5
8LK1000-0AA43 | Base reinforcement B: 350mm | 30.81
8LK1010-0AA01 | Corner pieces H: 100mm, 1 set=4 units | 188.31
8LK1016-0AA02 | Base cover H: 100mm W: 600mm | 24.83
8LK1018-0AA06 | Base cover H: 100mm W: 800mm | 31.18
8LK1024-0AA04 | Base cover H: 200mm W: 350mm | 31.31
8LK1026-0AA04 | Base cover H: 200mm W: 600mm | 40.53
8MF1111-0AA00-0KM1 | SIVACON 2000mm x 800mm x 500mm | 4261.6
8MF1111-0AA00-0KM2 | SIVACON 2000mm x 1000mm x 400mm | 3630.25
8MF1111-0AA00-0KP1 | SIVACON 2200mm x 900mm x 400mm | 3529.81
8MF1111-0AA00-0KP2 | SIVACON 2200mm x 900mm x 400mm | 3529.81
8MF1111-0AA00-0KP3 | SIVACON 2200mm x 900mm x 400mm | 3443.71
8MF1111-0AA00-0KP4 | SIVACON 2200mm x 900mm x 400mm | 3529.81
8MF1111-0AA00-0KR0 | SIVACON 2000mm x 900mm x 400mm | 2109.28
8MF1111-0AA00-0KR1 | SIVACON 2000mm x 900mm x 600mm | 2668.88
8MF1111-0AA00-0KR2 | SIVACON 2000mm x 600mm x 600mm | 634.22
8MF1111-0AA00-0KR3 | SIVACON 2200mm x 900mm x 400mm | 3558.5
8MF1111-0AA00-0KS7 | SIVACON 2000mm x 600mm x 600mm | 3486.75
8MF1111-0AA00-0KS8 | SIVACON 2000mm x 800mm x 800mm | 5208.62
8MF1111-0AA00-0KT0 | SIVACON 2000mm x 1000mm x 600mm | 3902.88
8MF1111-0AA00-0KT1 | SIVACON 1800mm x 400mm x 500mm | 2539.74
8MF1111-0AA00-0KT2 | SIVACON 2000mm x 600mm x 500mm | 2568.43
8LK1010-0AA05 | Base cover lateral H: 100mm, D: 600mm | 23.19
8LK1010-4AA01 | Base cover lateral H: 100mm, D: 400mm | 32.06
8LK1011-0AA04 | Base reinforcement B: 1100mm | 92.43
8LK1011-0AA05 | Base cover H: 100mm W: 1100mm | 28.72
8LK1014-0AA02 | Base cover H: 100mm W: 350mm | 33.05
8LK1028-0AA07 | Base cover H: 200mm W: 800mm | 47.91
8LK1200-4AA03 | Frame H: 2000mm, D: 400mm, W: 350mm | 327.98
8LK1200-4AA04 | Frame H: 2000mm, D: 400mm, W: 850mm | 394.05
8LK1200-4AA05 | Frame H: 2000mm, D: 400mm, W: 1100mm | 435.18
8LK2000-0AD17 | Inner door strut H: 450mm | 20.83
8LK2000-0AD35 | Inner door strut H: 1200mm | 33.94
8LK2000-0AH55 | Hinge | 24.72
8LK2000-0AH56 | Handle modular door | 20.6
8LK2060-4AA66 | 3WA Door IP40 H: 600mm W: 600mm | 144.65
8LK2060-4AA68 | 3WA Door IP40 H: 600mm W: 400mm | 66.98
8LK2060-4AA70 | 3WA Door IP54 H: 600mm W: 400mm | 71.34
8LK2060-6AA53 | 3WL10 Door IP54 H: 600mm W: 600mm | 123.72
8LK2067-8AA11 | Compartment door IP40 H: 675mm W: 800mm | 244.4
8LK2067-8AA12 | Compartment door IP54 H: 675mm W: 800mm | 214.5
8LK2070-4AA21 | Compartment door IP40 H: 700mm W: 400mm | 128.47
8LK2070-4AA22 | Compartment door IP54 H: 700mm W: 400mm | 113.25
8LK2197-4AD43 | Sealing frame IP54 W: 400mm | 122.72
8LK2197-4AD44 | Sealing frame IP54, three-part, W: 400mm | 234.46
8LK2197-4AD45 | Door IP30 rotary handle W350mm, Hinge:li | 154.63
8LK2197-4AD46 | Door IP30 rotary handle W350mm, Hinge:re | 154.63
8LK2197-6AC67 | Door IP30 rotary handle W600mm, Hinge:re | 234.46
8LK2197-6AC68 | Door IP54 rotary handle W600mm, Hinge:li | 174.6
8LK2197-6AC70 | Door IP54 rotary handle W600mm, Hinge:re | 174.6
8LK2197-6AC74 | Door IP54 double-bit key W: 600mm | 177.07
8LK6035-4AA31 | CU coupling N 3WA11(2000A),withd,N bott. | 690.83
8LK6035-4AA32 | Support Coupling section L 3WA11 W600 | 779.37
8LK6035-4AA33 | Support Coupling section L 3WA11 W600 | 811.78
8LK6035-4AA34 | Support Coupling section N 3WA11 W600 | 349.16
8LK6035-4AA35 | Support Coupling section N 3WA11 W600 | 377.84
8LK6035-5AA15 | CU MBB CC:bottom 3WL10(800A),withd,N:top | 107.24
8LK6035-5AA16 | CU MBB CC:bottom 3WL10(1250A),withd,Ntop | 213.23
8LK6035-5AA17 | CU MBB CC:top 3WL10(800A),fixed,N bottom | 144.65
8LK6035-5AA18 | CU MBB CC:top 3WL10(1250A),fixed,N bott. | 288.06
8LK6035-5AA34 | CU MBB CC: bottom 3WA12(3200A),withd,N:t | 810.53
8LK6035-5AA35 | CU MBB CC: top 3WA12(3200A), fixed; N:b | 1155.95
8LK6035-5AA36 | CU MBB CC: top 3WA12(3200A),withd, N:b | 814.28
8LK6035-5AA37 | CU MBB CC: bottom 3WA12(2000A),fixed,N:t | 325.46
8LK6035-5AA53 | CU MBB CC: top 3WA12(2000A), fixed; N:b | 251.9
8MF1111-0AA00-0KQ0 | SIVACON 2000mm x 800mm x 400mm | 3673.29
8MF1111-0AA00-0KQ1 | SIVACON 2000mm x 800mm x 400mm | 4204.19
8MF1111-0AA00-0KQ2 | SIVACON 2000mm x 800mm x 400mm | 3673.29
8MF1111-0AA00-0KQ3 | SIVACON 2000mm x 1000mm x 800mm | 2281.46
8MF1111-0AA00-0KR8 | SIVACON 2000mm x 800mm x 400mm | 2539.74
8MF1111-0AA00-0KS0 | SIVACON 2000mm x 600mm x 400mm | 2539.74
8MF1111-0AA00-0KS1 | SIVACON 2000mm x 800mm x 400mm | 2941.51
8MF1111-0AA00-0KS2 | SIVACON 2000mm x 900mm x 400mm | 2410.59
8LK1000-0AA11 | Base reinforcement B: 400mm | 30.18
8LK1000-0AA12 | Base reinforcement B: 600mm | 45.51
8LK1000-0AA13 | Base reinforcement B: 800mm | 47.39
8LK1000-0AA25 | Frame sealing IP54, 1 set=8 pieces | 48.28
8LK1020-0AA11 | Corner pieces H: 200mm, 1 set=4 units | 228.22
8LK1020-0AA14 | Base cover lateral H: 200mm, D: 600mm | 55.49
8LK1020-4AA01 | Base cover lateral H: 200mm, D: 400mm | 39.29
8LK1021-0AA06 | Base cover H: 200mm W: 1100mm | 72.2
8LK1206-4AA01 | Frame H: 2000mm, D: 400mm, W: 600mm | 349.16
8LK1206-6AA01 | Frame H: 2000mm, D: 600mm, W: 600mm | 350.39
8LK1208-4AA01 | Frame H: 2000mm, D: 400mm, W: 800mm | 369.12
8LK1208-6AA01 | Frame H: 2000mm, D: 600mm, W: 800mm | 370.34
8LK1208-6AA02 | Frame H: 2000mm, D: 600mm, W: 850mm | 395.27
8LK2000-0AH62 | Rotary handle typ A, flat cylinder | 50.26
8LK2000-0AH63 | Rotary handle typ B, profile cylinder | 47.78
8LK2000-0AJ65 | 3WA protective cover IP54 fixing | 29.54
8LK2000-0AJ71 | Sealing foil, W: 19mm | 2.74
8LK2060-6AA65 | 3WA Door IP54 H: 600mm W: 600mm | 152.12
8LK2060-6AA67 | 3WA Door IP54 H: 600mm W: 600mm | 152.12
8LK2060-8AA41 | 3WA Door IP40 H: 600mm W: 800mm | 153.41
8LK2060-8AA42 | 3WA Door IP54 H: 600mm W: 800mm | 159.64
8LK2100-0AA07 | Closing rods Typ B, profile cylinder | 84.18
8LK2197-0AA33 | Sealing frame IP54 W: 1100mm | 158.37
8LK2197-0AA34 | Sealing frame IP54 W: 850mm | 145.91
8LK2197-0AA35 | Sealing frame IP54 W: 350mm | 120.21
8LK2197-4AD52 | Door IP54 rotary handle W400mm, Hinge:li | 137.17
8LK2197-4AD53 | Door IP54 rotary handle W400mm, Hinge:re | 137.17
8LK2197-4AD54 | Door IP54 double-bit key W: 400mm | 137.17
8LK2197-4AD55 | Door IP54 double-bit key W: 350mm | 140.92
8LK2197-4AD56 | Door IP30 double-bit key W: 350mm | 138.41
8LK6035-4AA21 | CU MBB coupling N 2x80x10 W600 | 704.54
8LK6035-4AA23 | CU coupling N 3WA11(2000A),fixed, N top | 1296.86
8LK6035-4AA24 | CU coupling N 3WA11(2000A),withdr,N top | 1037.46
8LK6035-4AA25 | CU coupling N 3WA11(2000A),fixed, N top | 728.25
8LK6035-4AA78 | Supp. cable.conn. 3WA12, withd, 4p, W800 | 264.35
8LK6035-4AA80 | CU MBB CC: top 3WA11(2000A), fixed; N:t | 755.66
8LK6035-4AA81 | CU MBB CC: top 3WA12(2000A), fixed,N:top | 394.05
8LK6035-4AA82 | CU MBB CC: top 3WA12(2000A),withd,N:top | 389.06
8LK6035-5AA24 | CU MBB CC: bottom 3WL10(1250A),withd,N:t | 107
8LK6035-5AA25 | CU MBB CC: top 3WL10(1250A), fixed, N:b | 152.12
8LK6035-5AA26 | CU MBB CC: top 3WL10(800A),withd, N:b | 108.86
8LK6035-5AA27 | CU MBB CC: top 3WL10(1250A),withd, N:b | 108.6
8LK6035-5AA28 | CU MBB CC: top 3WA11(2000A),fixed, N:t | 623.47
8LK6035-5AA43 | CU MBB CC: top 3WA11(2000A),withd, N:t | 401.51
8LK6035-5AA44 | CU MBB CC: bottom 3WA11(2000A),fixed,N:b | 426.48
8LK6035-5AA45 | CU MBB CC: bottom 3WA11(2000A),withd,N:b | 404.02
8LK6035-5AA46 | CU MBB CC: bottom 3WA12(3200A),fixed,N:t | 659.65
8LK6035-5AA62 | CU 3VA26(1250A) to MBB N, unequal | 170.84
8LK6035-5AA63 | CU 3VA27(1600A) to MBB N, unequal | 205.74
8LK6035-5AA64 | CU 3VA27(1600A) to MBB N, unequal | 204.51
8LK6034-2AA33 | CU cable conn. N 100% 3WL10(800A),withdr | 127.19
8LK6034-2AA35 | Copper cable connect. 3WL10(800A), fixed | 380.32
8LK6034-2AA41 | CU cable conn. N 3WL10(1250A),fixed | 180.82
8LK6034-2AA43 | Support N connection 3WL10, W400 | 54.89
8LK6034-2AA51 | CU MBB CC: top 3WL10(1250A),fixed, N:t | 533.7
8LK6034-2AA53 | CU MBB CC: top 3WL10(1250A),withd, N:t | 541.18
8LK6034-2AA61 | CU connection 3WL10(800A),withd, CC:top | 332.94
8MF1111-0AA00-0KC4 | SIVACON 2200mm x 800mm x 800mm | 4075.06
8MF1111-0AA00-0KD0 | SIVACON 2200mm x 1200mm x 600mm | 4649.02
8MF1111-0AA00-0KD2 | SIVACON 2000mm x 600mm x 800mm | 2955.85
8MF1111-0AA00-0KE0 | SIVACON 2200mm x 1200mm x 500mm | 1951.44
8MF1111-0AA00-0KE2 | SIVACON 2200mm x 1200mm x 500mm | 1951.44
8MF1111-0AA00-0KF0 | SIVACON 2200mm x 900mm x 600mm | 3644.59
8MF1111-0AA00-0KF2 | SIVACON 2200mm x 900mm x 600mm | 3644.59
8MF1111-0AA00-0KF7 | SIVACON 2200mm x 900mm x 600mm | 3056.3
8MF1111-0AA00-0KG0 | SIVACON 2000mm x 800mm x 600mm | 6973.52
8MF1111-0AA00-0KG7 | SIVACON 2000mm x 600mm x 600mm | 3587.2
8MF1111-0AA00-0KH0 | SIVACON 2000mm x 600mm x 600mm | 2826.72
8MF1111-0AA00-0KH7 | SIVACON 2000mm x 1000mm x 800mm | 4003.31
8MF1111-0AA00-0KJ0 | SIVACON 2200mm x 1200mm x 500mm | 1086.21
8MF1111-0AA00-0KJ5 | SIVACON 2000mm x 1200mm x 600mm | 4089.42
8MF1111-0AA00-0KJ7 | SIVACON 2200mm x 800mm x 600mm | 3587.2
8MF1111-0AA00-0KK0 | SIVACON 2200mm x 900mm x 600mm | 3701.99
8MF1111-0AA00-0KK5 | SIVACON 2000mm x 800mm x 400mm | 3558.5
8MF1111-0AA00-0KK7 | SIVACON 2200mm x 900mm x 400mm | 4046.37
8MF1111-0AA00-0KL5 | SIVACON 2200mm x 1200mm x 600mm | 4735.11
8MF1111-0AA00-0KL7 | SIVACON 2200mm x 900mm x 400mm | 4333.34
8MF1111-0AA00-0KM6 | SIVACON 2200mm x 1000mm x 800mm | 6557.41
8MF1111-0AA00-0KM8 | SIVACON 2000mm x 800mm x 1000mm | 724.62
8MF1111-0AA00-0KN1 | SIVACON 2200mm x 1200mm x 1000mm | 4376.39
8MF1111-0AA00-0KN6 | SIVACON 2200mm x 600mm x 400mm | 3271.53
8MF1111-0AA00-0KN8 | SIVACON 2200mm x 600mm x 400mm | 2855.42
8MF1111-0AA00-0KP6 | SIVACON 2200mm x 800mm x 800mm | 4060.71
8MF1111-0AA00-0KP8 | SIVACON 2000mm x 800mm x 400mm | 3673.29
8MF1111-0AA00-0KQ4 | SIVACON 2000mm x 1000mm x 400mm | 4304.64
8MF1111-0AA00-0KQ6 | SIVACON 2000mm x 800mm x 500mm | 3070.64
8MF1111-0AA00-0KQ8 | SIVACON 2000mm x 800mm x 400mm | 627.04
8MF1111-0AA00-0KR4 | SIVACON 2200mm x 1200mm x 400mm | 3171.09
8MF1111-0AA00-0KR6 | SIVACON 2200mm x 1200mm x 400mm | 3171.09
8MF1111-0AA00-0KS4 | SIVACON 2000mm x 800mm x 400mm | 2826.72
8MF1111-0AA00-0KS6 | SIVACON 2000mm x 1200mm x 600mm | 3859.83
8MF1111-0AA00-0KT4 | SIVACON 2000mm x 600mm x 800mm | 2941.51
8MF1111-0AA00-0KT6 | SIVACON 2000mm x 1000mm x 400mm | 3486.75
8LK1000-0AA42 | Base reinforcement B: 850mm | 56.48
8LK1000-0AA78 | Sealing tape W: 30mm, H: 0,05mm | 2.71
8LK1014-0AA03 | Base cover H: 100mm W: 400mm | 34.54
8LK1018-0AA04 | Base cover H: 100mm W: 850mm | 34.54
8LK1024-0AA05 | Base cover H: 200mm W: 400mm | 33.05
8LK1028-0AA05 | Base cover H: 200mm W: 850mm | 52.64
8LK1200-6AA05 | Frame H: 2000mm, D: 600mm, W: 350mm | 329.21
8LK1204-4AA01 | Frame H: 2000mm, D: 400mm, W: 400mm | 329.21
8LK2000-0AD07 | Inner door strut H: 1400mm | 33.32
8LK2000-0AD15 | Inner door strut H: 500mm | 20.83
8LK2000-0AH58 | Double-bit lock | 20.83
8LK2000-0AH61 | Handle modular door, lockable | 26.71
8LK2000-0AJ72 | Sealing tape, W: 10mm H: 4 mm | 1.18
8LK2060-4AA60 | 3WL10 Door IP54 H: 600mm W: 400mm | 98.15
8LK2060-4AA62 | 3WL10 Door IP30 H: 600mm W: 400mm | 57.23
8LK2060-6AA54 | 3WL10 Door IP30 H: 600mm W: 600mm | 149.65
8LK1200-6AA06 | Frame H: 2000mm, D: 600mm, W: 1100mm | 436.46
8LK1204-6AA01 | Frame H: 2000mm, D: 600mm, W: 400mm | 330.47
8LK2000-0AD13 | Inner door strut H: 300mm | 16.37
8LK2000-0AD16 | Inner door strut H: 700mm | 26.6
8LK2000-0AH57 | Rotary handle typ A, without lock | 33.94
8LK2000-0AH60 | Rotary handle typ A, double-bit | 47.78
8LK2060-4AA57 | 3WL10 Door IP54 H: 600mm W: 400mm | 73.71
8LK2060-4AA61 | 3WL10 Door IP30 H: 600mm W: 400mm | 56.87
8LK2060-6AA60 | 3WA Door IP40 H: 600mm W: 600mm | 145.91
8LK2060-6AA64 | 3WA Door IP40 H: 600mm W: 600mm | 152.12
8LK2067-4AA07 | Compartment door IP40 H: 675mm W: 400mm | 128.47
8LK2067-6AA07 | Compartment door IP40 H: 675mm W: 600mm | 170.84
8LK2070-6AA24 | Compartment door IP54 H: 700mm W: 600mm | 130.93
8LK2070-8AA43 | Compartment door IP54 H: 700mm W: 800mm | 214.5
8LK2197-1AC08 | Double door IP30, W:1100mm,rotary handle | 662.13
8LK2197-1AC11 | Double door IP54, W:1100mm,rotary handle | 697.08
8LK2197-4AD47 | Door IP54 rotary handle W350mm, Hinge:li | 155.89
8LK2197-4AD50 | Door IP30 rotary handle W400mm, Hinge:li | 127.19
8LK2197-4AD57 | Door IP30 double-bit key W: 400mm | 130.93
8LK2197-6AC65 | Sealing frame IP54, three-part W: 600mm | 241.92
8LK2197-6AC82 | Glass door IP54 W: 600mm | 390.31
8LK6035-4AA20 | CU MBB coupling N 80x10 W600 | 335.45
8LK6035-4AA26 | CU coupling N 3WA11(2000A),withdr,N top | 572.37
8LK6035-4AA28 | CU coupling N 3WA11(2000A),withd,N bott. | 1246.95
8LK6035-4AA36 | Support Coupling section N 3WA11 W600 | 512.51
8LK6035-4AA73 | Cover 3VA15/25, CC: bottom, W600 | 82.18
8LK6035-4AA84 | CU MBB CC: top 3WA12(3200A),withd, N:top | 1155.95
8LK6035-5AA14 | CU MBB CC:bottom 3WL10(1250A),fixed,Ntop | 285.56
8LK6035-5AA20 | CU MBB CC:top 3WL10(800A),withd,N bottom | 108.86
8LK6035-5AA22 | CU MBB CC: bottom 3WL10(1250A),fixed,N:t | 150.87
8LK6035-5AA30 | CU MBB CC: top 3WA11(2000A),withd, N:t | 574.85
8LK6035-5AA32 | CU MBB CC: top 3WA11(2000A),withd, N:b | 601.03
8LK6035-5AA40 | CU MBB CC: top 3WA12(2000A), fixed; N:b | 386.58
8LK6035-5AA42 | CU MBB CC: top 3WA11(2000A), fixed, N:t | 421.49
8LK6035-5AA47 | CU MBB CC: bottom 3WA12(3200A),withd,N:t | 624.72
8LK6035-5AA50 | CU MBB CC: top 3WA12(3200A),withd, N:b | 630.96
8LK6035-5AA52 | CU MBB CC: bottom 3WA12(2000A),withd,N:t | 240.69
8LK6035-5AA57 | CU 3VA26(1250A) to MBB N, unequal,N100% | 344.17
8LK6035-5AA60 | CU 3VA15/25(1000A) to MBB N, unequal | 140.92
8LK6035-5AA68 | Support N connection 3VA26 (1250A), W600 | 83.55
8LK6035-5AA71 | Support N connection 3WL10, W400 | 79.82
8LK9400-1AA74 | Frame connection IP54 incl. sealing | 10.96
8LK9400-3AA75 | Cable entry, D=14-38mm | 8.61
8LK9400-4AA15 | Lifting brackets W: 400mm | 163.36
A5E37673426 | WW100 CAL CHAIN,SS,2 ST,CSTM EYELET | 1054.64
A5E39669934003 | Spare,Std/Subm_Coax_Sensor_Cables,5m,NY | 441.1
A5E39669934007 | Spare,Std/Subm_Coax_Sensor_Cables,3m,BR | 418.05
A5E39669934011 | Spare,Std/Subm_Coax_Sensor_Cables,1m,SS | 801.55
A5E39669934028 | Spare,Hi-Temp_Coax_Sensor_Cable,5m,SS | 641.9
1FK7105-2AC71-1CH0-ZN24 | SYNCHRONOUS MOTOR 1FK7-CT 48 NM | 6666.37
1FT7086-5AF74-1MG0 | SYNCHRONOUS MOTOR 1FT7 | 6657.76
1PH8165-1FD13-0GB1 | COMPACT ASYNCHRONOUS MOTOR 1PH816 | 10494.5
1PH8165-1HD13-2FA2 | COMPACT ASYNCHRONOUS MOTOR 1PH816 | 9010.4
1PH8284-1HF40-1AU2-ZG14 | COMPACT ASYNCHRONOUS MOTOR | 50535.58
6SL5510-1BB11-0AA0 | SINAMICS S200 PTI, 1/3 AC 200V 1kW | 827.91
6SL5510-1BE10-4AA0 | SINAMICS S200 PTI, 3 AC 400V 0.4kW | 646.67
6SL5510-1BE17-0AA0 | SINAMICS S200 PTI, 3 AC 400V 7kW | 2480.59
8LK6035-5AA66 | Support N connection 3VA24 (630A), W350 | 80.43
8LK9400-4AA16 | Lifting brackets W: 600mm | 167.12
8LK9400-4AA17 | Lifting brackets W: 800mm | 172.08
8LK9400-4AA18 | Lifting brackets W: 850mm | 204.51
8LK9400-4AA21 | Lifting brackets W: 1100mm | 239.44
A5E39669934012 | Spare,Std/Subm_Coax_Sensor_Cables,3m,SS | 841.05
A5E39669934013 | Spare,Std/Subm_Coax_Sensor_Cables,5m,SS | 905.24
A5E39669934018 | Spare,Hi-Temp_Coax_Sensor_Cable,5m,NY | 421.34
A5E39669934023 | Spare,Hi-Temp_Coax_Sensor_Cable,5m,BR | 531.63
1FT7086-5AH71-1DH1-ZK23X12 | SYNCHRONOUS MOTOR 1FT7 | 7599.55
1FT7086-5SF74-1NH1 | SYNCHRONOUS MOTOR 1FT7 | 7611.89
1FT7108-5AC71-1LB1 | SYNCHRONOUS MOTOR 1FT7 | 12059.34
1PH8165-1ED13-0CC2-ZM03Q81 | COMPACT ASYNCHRONOUS MOTOR 1PH816 | 11283.18
6SL5510-1BE11-0AA0 | SINAMICS S200 PTI, 3 AC 400V 1kW | 800.56
6SL5510-1BE11-5AA0 | SINAMICS S200 PTI, 3 AC 400V 1.75kW | 942.03
6SL5510-1BE12-5AA0 | SINAMICS S200 PTI, 3 AC 400V 2.5kW | 1116.48
6SL5510-1BE13-5AA0 | SINAMICS S200 PTI, 3 AC 400V 3.5kW | 1526.43
7MH7723-1TH | Polyurethane sealing for Weighf., white | 257.31
7MH7723-1TJ | Polyurethane sealing for Weighf. blue | 257.31
7ML6003-0AB10-1AA3 | SITRANS LT500 | 1288.16
7ML6003-0AC10-1AA3 | SITRANS LT500 | 1552.7
A5E53339360002 | Blades for belt plow, 18in belt width | 367.33
A5E53339360003 | Blades for belt plow, 24in belt width | 397.45
A5E53339360004 | Blades for belt plow, 30in belt width | 426.16
A5E53339360005 | Blades for belt plow, 36in belt width | 456.28
A5E53425671 | SPARE,LUT420, LID SCREWS,304SS | 303.96
1FK7062-3BF71-1RG1-ZJ29 | SYNCHRONOUS MOTOR 1FK7-HI 8.5 NM | 5117.52
1FK7086-4SF71-1QG0-ZY84 | SYNCHRONOUS MOTOR 1FK7-HD 38 NM | 4779.47
1FK7086-4SF71-1RG0-ZX01 | SYNCHRONOUS MOTOR 1FK7-HD 38 NM | 5298.02
1FK7086-4SF71-1RG0-ZX05 | SYNCHRONOUS MOTOR 1FK7-HD 38 NM | 5298.02
1PH8131-1AF12-2BA2-ZV90X01 | COMPACT ASYNCHRONOUS MOTOR 1PH813 | 5215.7
1PH8137-1DD12-2GA1-ZG14 | COMPACT ASYNCHRONOUS MOTOR 1PH813 | 7715.92
1PH8184-1DC00-0BA1-ZK40L27L76 | COMPACT ASYNCHRONOUS MOTOR | 13805.57
1FK7044-4CF71-1CG0-ZV42 | SYNCHRONOUS MOTOR 1FK7-HD 4,5 NM | 4095.3
1PH3136-1DS04-0GA0-ZP81 | SIMOTICS M 1PH3 motor; 3AC 380V | 6181.51
1PH3136-1DS04-2GA0 | SIMOTICS M 1PH3 motor; 3AC 380V | 6160.1
1PH3136-1DS04-2GA0-ZP81 | SIMOTICS M 1PH3 motor; 3AC 380V | 6181.51
1PH8101-1AF00-0BA2 | COMPACT ASYNCHRONOUS MOTOR 1PH810 | 3957.15
1PH8224-1AD23-1BA2 | COMPACT ASYNCHRONOUS MOTOR | 25705.29
1PH8224-1AF30-2AD2-ZK40L76 | COMPACT ASYNCHRONOUS MOTOR | 24683.29
1PH8224-1DC10-2BB1-ZK40L76 | COMPACT ASYNCHRONOUS MOTOR | 21602.08
3RT2016-1HA41 | CONTACTOR,AC3:4KW 1NO DC12V | 35.38
6AG4142-3BC11-0BA0 | SIMATIC IPC BX-39A | 4335.74
6AG4142-3BD10-1AB0 | SIMATIC IPC BX-39A | 5087.83
6AG4142-3BJ20-1AB0 | SIMATIC IPC BX-39A | 5546.27
6AG4142-5AD22-0AA0 | SIMATIC IPC BX-39A | 5932.8
6AG4142-5BB10-1AA0 | SIMATIC IPC BX-39A | 4102.02
6AV2101-0AA02-3AH5 | WinCC Comfort V19 DL | 1139.3
6AV2101-3AA02-3AE5 | WinCC Comfort V19 Upgrade | 528.42
6AV2101-3AA02-3AK5 | WinCC Comfort V19 Upgrade DL | 454.86
6AV2101-4AB02-3AE5 | WinCC Comfort V19 Upgrade | 1511.75
6AV7241-7DC06-0GA0 | SIMATIC IPC477E 19" ST (1366 x 768) | 7977.83
6AV7241-7EC46-0GA1 | SIMATIC IPC477E 22" ST (1920 x 1080) | 8978.62
6AV7242-3BD10-1AB0 | SIMATIC IPC PX-39A 19" MT (1920 x 1080) | 7425.01
6AV7251-1CA05-0DA0 | SIMATIC IPC477E PRO, 15 MTouch | 5098.32
6ES7810-4CE12-0JB5 | STEP 7 V5.7 SP2 Japanese DL, FL | 2970.89
6ES7810-4CE12-0JE5 | STEP 7 V5.7 SP2 Japanese Upgrade DL | 970.82
6ES7810-5CC16-0YA5 | STEP 7 Prof. V19/2021 SR2 Combo, FL | 5826.45
6SL5570-0GD00-0AA0 | SINAMICS S200 SD-Card V6.3 | 123.41
6SL5610-1BB11-0AA0 | SINAMICS S200 Basic PTI,1/3 AC 200V 1kW | 781.93
7MF7905-1AB | 7MF7905-1AB: Name plate unlabeled | 82.3
7MF7905-1CB | 7MF7905-1CB: Remote seal plate unlabeled | 259.55
A5E53337202 | SENSGUARD,PPS,G1 THRD w/ G1/2 INTRNL | 126.28
A5E53339360007 | Blades for belt plow, 48in belt width | 515.12
1FT2103-2AH10-0MA0-ZC37M01R09 | Synchronous motor 1FT2-HD 0,64 Nm | 3219.75
1FT2104-4AK00-2CA0-ZA21M11R04 | Synchronous motor 1FT2-HD 1,27 Nm | 2283.06
1FT2210-4AC00-1MA0 | Synchronous motor 1FT2-CT 40 Nm | 4004.28
1PH8107-1MD03-2GA2-ZX05 | COMPACT ASYNCHRONOUS MOTOR 1PH810 | 5630.86
1FK7105-3BC71-1CH0-ZN24 | SYNCHRONOUS MOTOR 1FK7-HI 48 NM | 6637.86
1FT7065-7SF71-1BB0 | SYNCHRONOUS MOTOR 1FT7 | 6286.92
1PH3136-1DS02-2GA0 | SIMOTICS M 1PH3 motor; 3AC 380V | 6160.1
1PH3136-1DS04-0GA0 | SIMOTICS M 1PH3 motor; 3AC 380V | 6160.1
1PH8131-1MF13-2GA2-ZM03V90X05 | COMPACT ASYNCHRONOUS MOTOR 1PH813 | 6891.21
1PH8137-1HB03-0BA2 | COMPACT ASYNCHRONOUS MOTOR 1PH813 | 6701.21
1PH8186-1HF00-2EA2-ZL00L76 | COMPACT ASYNCHRONOUS MOTOR | 15958.89
1PH8186-3DF00-2AA1 | COMPACT ASYNCHRONOUS MOTOR | 15643.09
3RT2017-1HA41 | CONTACTOR,AC3:5.5KW 1NO, DC12V | 41.73
6AG4131-3HL20-3AC0 | SIMATIC IPC627E (Box PC) | 7114.87
6AG4141-3BA15-0FA0 | SIMATIC IPC427E (MicroBOX PC) | 3904.27
6AG4141-5BC10-0FA0 | SIMATIC IPC427E (MicroBOX PC) | 4663.85
6AG4142-5BC20-1AB0 | SIMATIC IPC BX-39A | 4884.08
6AG4142-5DC11-0AA0 | SIMATIC IPC BX-39A | 4521.52
6AV2100-3AA02-3AE5 | WinCC Basic V19 Upgrade | 74.89
6AV2101-0AA02-3AA5 | WinCC Comfort V19 | 1320.35
6AV2101-4AB02-3AK5 | WinCC Comfort V19 Upgrade DL | 1302.88
6AV2101-4BB02-3AK5 | WinCC Comfort V19 Upgrade DL | 456.28
6AV2102-4AA02-3AK5 | WinCC Advanced V19 Upgrade DL | 1140.73
6AV7241-5EH45-0GA0 | SIMATIC IPC477E 22" ST (1920 x 1080) | 8269.98
6EP3437-8SB00-4AY0 | SITOP PSU8400/3AC/DC24V/40A IOL | 587.46
6ES7155-6AA02-0BN0 | ET 200SP, IM 155-6 PN ST incl. BA 2xRJ45 | 404.18
6ES7810-5CE16-0YB5 | STEP 7 Prof. V19/2021 SR2 Combo DL, FL | 5245.13
6ES7822-0AA23-0YE5 | STEP 7 Basic Upgrade V19 | 226.05
6ES7822-0AE23-0YE5 | STEP 7 Basic Upgrade V19 DL | 202.26
6ES7822-1AA23-0YE3 | STEP 7 Prof. Upgrade V19 Combo Legacy | 1427.13
6ES7822-1AE23-0XC3 | STEP 7 Prof. Upgr.&Powerp. V19 Legacy DL | 2127.43
6ES7822-1BE23-0YC5 | STEP 7 Prof. Powerpack Trial 365->V19 DL | 1351.37
6ES7823-0KU00-1AA0 | S7-1500T Motion Control KinPlus (USB) | 778.64
6ES7823-1AE23-0YA5 | TIA Portal Multiuser V19 DL | 850.97
6ES7823-1EE23-0YA5 | TIA Portal Teamcenter Gateway V19 DL | 1700.44
6ES7823-1FA05-0YA5 | S7-PLCSIM Advanced V6.0 | 5446.78
6ES7823-1GE23-0YA5 | SIMATIC 50h Engineering V19 Combo DL | 834.49
6ES7823-1TE23-0AA5 | Test Suite Advanced V19 DL | 2551.41
6ES7833-1FA23-0YJ5 | STEP 7 Safety Adv.V19 Powerpack SW DL | 892.91
6ES7833-1FB23-0YA5 | STEP 7 Safety Basic V19 | 359
6FX5002-5DG10-1CB5 | POWER CABLE PREASSEMBLED | 320.36
6FX5002-5DS56-1CA0 | POWER CABLE PREASSEMBLED | 537.38
6FX5002-8QN08-1BD0 | ONE-CABLE-CONNECTION ASSEMBLY | 294.38
6FX8002-2DC40-1CG0 | SIGNAL CABLE, PREASSEMBLED | 399.43
6GK1704-0HB23-0AA0 | SOFTNET-IE S7 REDCONNECT V19 | 8210.52
6GK1704-1CW23-0AA0 | SOFTNET-IE S7 V19 | 2237.86
1PH8224-1MF05-2EA2-ZK24L00L76 | COMPACT ASYNCHRONOUS MOTOR | 23184.61
1PH8226-1DC10-2BB1-ZK40L76 | COMPACT ASYNCHRONOUS MOTOR | 26433.38
1PH8228-1DC10-2BB1-ZK40L76 | COMPACT ASYNCHRONOUS MOTOR | 32793.04
1PH8228-1HF30-2EA2-ZK24L76 | COMPACT ASYNCHRONOUS MOTOR | 37937.9
5UB1870-1MG01 | Style, Schuko USB AC claws PD, malt gold | 96.64
8LK6035-5AA54 | CU MBB CC: top 3WA12(2000A),withd, N:b | 243.17
8LK6035-5AA55 | CU 3VA14/24(630A) to MBB N,unequal,N100% | 127.19
8LK6036-2AA14 | Isolation B: 35mm, 1 role | 3.34
8LK9400-1AA73 | Frame connection IP40 | 4.89
1FK7042-2AC71-1RH0-ZY84 | SYNCHRONOUS MOTOR 1FK7-CT 3 NM | 2245.88
1FK7042-2AF71-1CH1-ZK23 | SYNCHRONOUS MOTOR 1FK7-CT 3 NM | 2983.56
1FK7042-2AF74-1EG0-ZV42 | SYNCHRONOUS MOTOR 1FK7-CT 3 NM | 3702.97
1FK7063-2AF71-4ZG2-ZP4RS20 | SYNCHRONOUS MOTOR 1FK7-CT 1,15 NM | 4427.39
1PH8286-1MB10-2AU2 | COMPACT ASYNCHRONOUS MOTOR | 44458.28
1PH8286-1MC10-2AU2 | COMPACT ASYNCHRONOUS MOTOR | 44458.28
6SL5510-1BB10-4AA0 | SINAMICS S200 PTI, 1/3 AC 200V 0.4kW | 672.99
6SL5510-1BB10-8AA0 | SINAMICS S200 PTI, 1/3 AC 200V 0.75kW | 759.8
6SL5610-1BB10-1AA0 | SINAMICS S200 BasicPTI,1/3 AC200V 0.1kW | 558.74
6SL5610-1BB10-2AA0 | SINAMICS S200 BasicPTI,1/3 AC200V 0.2kW | 575.6
6SL5610-1BB10-4AA0 | SINAMICS S200 BasicPTI,1/3 AC200V 0.4kW | 618.63
6SL5610-1BB10-8AA0 | SINAMICS S200 BasicPTI,1/3AC200V 0.75kW | 704.57
A5E53337200 | SENSGUARD,PPS,3/4NPT THRD EXTRNL/INTRNL | 126.28
A5E53337201 | SENSGUARD,PPS,3/4NPT THRD w/ G1/2 INTRNL | 126.28
1FT2104-4AK00-2CA0-ZA22M11R25 | Synchronous motor 1FT2-HD 1,27 Nm | 2423.33
1FT2104-4AK00-2CA0-ZA22M11R40 | Synchronous motor 1FT2-HD 1,27 Nm | 2423.33
1FT2206-4AC00-0MA0-ZB46M01R01 | Synchronous motor 1FT2-CT 12 Nm | 3883.75
1FT2206-4AC00-0MA0-ZB46M01R10 | Synchronous motor 1FT2-CT 12 Nm | 3883.75
1PH3136-1DS00-0GA0-ZP81 | SIMOTICS M 1PH3 motor; 3AC 380V | 6181.51
1PH3136-1DS00-2GA0 | SIMOTICS M 1PH3 motor; 3AC 380V | 6160.1
1PH3136-1DS00-2GA0-ZP81 | SIMOTICS M 1PH3 motor; 3AC 380V | 6181.51
1PH3136-1DS02-0GA0 | SIMOTICS M 1PH3 motor; 3AC 380V | 6160.1
1PH8137-3HD12-2AA2-ZU60V90 | COMPACT ASYNCHRONOUS MOTOR 1PH813 | 10386.45
1PH8163-1AF00-0BA2 | COMPACT ASYNCHRONOUS MOTOR 1PH816 | 6711.7
1PH8186-1AF40-2AC2-ZA12L27L76 | COMPACT ASYNCHRONOUS MOTOR | 19008.4
1PH8186-1DL00-2BA1-ZK40L27 | COMPACT ASYNCHRONOUS MOTOR | 18149.69
6AG4131-3HQ40-8DA2 | SIMATIC IPC627E (Box PC) | 10559.2
6AG4141-0BB12-0DA0 | SIMATIC IPC427E (MicroBOX PC) | 3108.73
6AG4141-0BB12-0EA0 | SIMATIC IPC427E (MicroBOX PC) | 3290.02
6AG4141-0BB12-0FA0 | SIMATIC IPC427E (MicroBOX PC) | 3432.35
6AG4142-7BF10-0AA0 | SIMATIC IPC BX-39A | 6353.81
6AG4142-7BF22-0BA0 | SIMATIC IPC BX-39A | 7426.5
6AU1400-2PA02-0AA0-ZG01 | SIMOTION D, CF CARD 1 GB FOR D4XX | 1606.51
6AV2100-0AA02-3AA5 | WinCC Basic V19 | 187.24
6AV2102-0AA02-3AA7 | SIMATIC STEP 7/WinCC Advanced Trial V19 | 47.15
6AV2102-0AA02-3AH5 | WinCC Advanced V19 DL | 2851.11
6AV2102-3AA02-3AE5 | WinCC Advanced V19 Upgrade | 1321.74
6AV2102-3AA02-3AK5 | WinCC Advanced V19 Upgrade DL | 1140.73
6AV2102-4AA02-3AE5 | WinCC Advanced V19 Upgrade | 1323.13
6ES7155-6AU02-0BN0 | ET 200SP, IM 155-6 PN ST | 329.52
6ES7661-1FC42-1RA6 | Process Control System IPC847E | 11272.34
6ES7822-1AA23-0XC3 | STEP 7 Prof. Upgr.&Powerpack V19 Legacy | 2361.92
6ES7822-1AA23-0XC5 | STEP 7 Prof. Upgrade&Powerpack V19 | 2228.78
6ES7822-1AA23-0YA5 | STEP 7 Professional V19 | 3572.71
6ES7822-1AA23-0YC5 | STEP 7 Professional Powerpack V19 | 3023.48
6ES7823-0KU01-1AA0 | S7-1500T Motion Control KinPlus (USB) | 778.64
6ES7823-0SJ00-1AA0 | SIMATIC Motion Interpreter basic | 140.16
6ES7823-1AA23-0YA5 | TIA Portal Multiuser Engineering V19 | 990.2
6ES7823-1AA23-0YE5 | TIA Portal Multiuser Upgrade V19 | 395.48
6ES7823-1TE23-0CA5 | TestSuite Adv V19+PLCSIM Adv V6.0 Bundle | 5669.14
6ES7833-1FA23-0YA5 | STEP 7 Safety Advanced V19 | 1165.02
6ES7833-1FA23-0YC5 | STEP 7 Safety Advanced V19 Powerpack | 990.28
6ES7833-1FA23-0YF5 | STEP 7 Safety Advanced V19 Upgrade | 465.99
6FX5002-8QE11-1AD0 | ONE-CABLE-CONNECTION EXTENSION | 293.44
6FX5002-8QN04-1AA5 | ONE-CABLE-CONNECTION ASSEMBLY | 146.06
6FX5002-8QN04-1AK0 | ONE-CABLE-CONNECTION ASSEMBLY | 224.64
6FX5002-8QN04-1BB0 | ONE-CABLE-CONNECTION ASSEMBLY | 244.32
6GK1704-1CW23-0AC0 | SIMATIC NET SOFTNET-IE S7 Power Pack V19 | 1427.33
6GK1704-1LW23-0AA0 | SOFTNET-IE S7 LEAN V19 | 825.54
1PH8224-1DF30-1BA1 | COMPACT ASYNCHRONOUS MOTOR | 25551.78
1PH8224-1FD15-2BD1-ZG14K08L76 | COMPACT ASYNCHRONOUS MOTOR | 24817.65
1PH8224-1HF00-0FA2-ZK40L76 | COMPACT ASYNCHRONOUS MOTOR | 20460.63
3RT2023-1XB40-0LA2 | RAIL-CONTACTOR,AC3: 4KW 1NO+1NC DC 24V | 94.96
3RT2025-1HA40 | CONTACTOR,AC3:7,5KW 1NO+1NC DC12V | 93.67
3RT2026-1HA40 | CONTACTOR,AC3:11KW 1NO+1NC DC12V | 108.99
5UB1870-1AC01 | Style, Schuko USB AC claws PD, antracite | 96.64
6AV2103-0HA02-3AH5 | WinCC Prof. 4096 PowerTags V19 DL | 4072.19
6AV2103-0XA02-3AA5 | WinCC Prof. max. PowerTags V19 | 7492.95
6AV2103-0XA02-3AH5 | WinCC Prof. max. PowerTags V19 DL | 6515.79
6AV2103-3DA02-3AE5 | WinCC Prof. 512 V19 Upgrade | 1564.02
6AV2105-0FA12-3AA0 | WinCC Runtime Prof 2048, Asia V19 | 7701.79
6AV2105-0HA02-3AA0 | WinCC Runtime Professional 4096, V19 | 8500.84
6AV2105-0HA02-3AH0 | WinCC Runtime Prof 4096, V19 DL | 7696.7
6AV2105-0HA12-3AA0 | WinCC Runtime Prof 4096, Asia V19 | 8500.84
6AV2105-0TA02-3AA0 | WinCC Runtime Prof 262144, V19 | 28531.1
6AV2105-0TA02-3AH0 | WinCC Runtime Prof 262144, V19 DL | 25832.16
6AV2105-0TA12-3AA0 | WinCC Runtime Prof 262144, Asia V19 | 28531.1
6AV2105-3BB02-3AE0 | UG WinCC RT Prof 128 V17/18->V19 | 1623.51
6AV2107-0DB12-3AA0 | WinCC Runtime Prof Asia Client V19 | 3868.5
6AV2107-0PX02-3AA5 | Visualization Architect V19 | 7154.31
6AV2107-0PX02-3AA6 | Visualization Architect V19, Rental | 1876.82
6AV2107-0PX02-3AA7 | Visualization Architect V19, Trial | 48.78
6AV6646-1BA22-1NA1 | SIMATIC ITC2200 V3 | 3448.86
6AV6646-1BA24-0AA1 | SIMATIC ITC2400 V3 | 3583.23
6AV6646-1BA24-0NA1 | SIMATIC ITC2400 V3 | 3751.54
6AV6646-1BC24-0AA1 | SIMATIC ITC2400 V3 PRO | 4089.64
6ES7516-2PP03-0AB0 | ET 200pro: CPU 1516pro-2 PN | 5808.22
6ES7590-5DA00-0AA0 | strain release for IM 155-5 MF HF (5 pcs | 92.93
6FC5872-3YC18-0YA0 | Create MyHMI /WinCC U 6FC5872-3YC18-0YA0 | 339.14
6FX5002-2DC40-1CE0 | SIGNAL CABLE, PREASSEMBLED | 308.98
6FX5002-2DC40-1CK0 | SIGNAL CABLE, PREASSEMBLED | 347.13
6FX8002-5CN27-1DA0 | POWER CABLE PREASSEMBLED | 519.91
6GK6090-0AS21-0BA0-ZA03B01 | RUGGEDCOM RS900 | 2524.93
8GK9302-2KK01 | Separation metering kit H=900mm | 29.12
8GK9302-3KK01 | Separation metering kit H=1050mm | 35.15
3RH2131-1JB40-ZX95 | COUPL.CONT.RELAY,3NO+1NC,DC24V,DIODE | 40.39
3RV2921-5M | Wireless auxiliary and signaling module | 54.63
3VA2580-7MQ32-0HE0 | MCCB_IEC_FS1000_800A_3P_110KA_ETU8_LSIG | 4393.89
5TA3361-3PC01 | 20A 1G DP SW w/ IND WHT | 2.29
6AG4131-3GC23-8AC2 | SIMATIC IPC627E (Box PC) | 5538.78
6AG4131-3GE13-3AA3 | SIMATIC IPC627E (Box PC) | 7016
6AG4131-3GJ10-3CA2 | SIMATIC IPC627E (Box PC) | 5782.99
6AV2157-1GK02-3LB0 | Unified Connect GraphQL Log Data V19 DL | 1807.94
6DL1134-6GH00-0PH1 | ET 200SP HA, AI 16xI 2-wire HA | 1701.17
6ED1052-1FB08-0BA2 | LOGO!230RCE, 8DI/4DO, 400 Blocks | 192.91
6ED1052-1HB08-0BA2 | LOGO! 24RCE, 8DI/4DO, 400 Blocks | 187.9
6ED1052-1MD08-0BA2 | LOGO!12/24RCE, 8DI(4AI)/4DO, 400 Blocks | 187.9
6ED1052-2CC08-0BA2 | LOGO! 24CEo, 8DI(4AI)/4DO, 400 Blocks | 144.08
6ES7661-0LT42-4RG2 | Process Control System IPC647E | 13098.62
6ES7661-0NX51-1CG6 | Process Control System IPC647E | 9721.71
6ES7822-1AE23-0YA3 | STEP 7 Prof. V19 PoC DL | 161.81
6ES7822-1AE23-0YA5 | STEP 7 Prof. V19 DL | 3215.11
6ES7822-1AE23-0YC5 | STEP 7 Prof. Powerpack V19 DL | 2722.2
6ES7822-1AE23-0YE3 | STEP 7 Prof. Upgrade V19 Combo Legacy DL | 1285.44
6ES7823-1FA05-0YE5 | S7-PLCSIM Advanced Upgr V6.0 | 2178.12
6ES7823-1FE05-0YA5 | S7-PLCSIM Advanced V6.0 DL | 4677.33
6ES7823-1FE05-0YA7 | S7-PLCSIM Adv. V6.0 PoC DL | 173.78
6ES7823-1FE05-0YE5 | S7-PLCSIM Adv. Upgr. V6.0 DL | 1869.74
6ES7833-1FB23-0YE5 | STEP 7 Safety Basic V19 Upgrade | 143.59
6ES7833-1FB23-0YH5 | STEP 7 Safety Basic V19 SW DL | 305.63
6ES7833-1FB23-0YK5 | STEP 7 Safety Basic V19 Upgr. SW DL | 121.36
6ES7833-1FC23-0YA5 | STEP 7 Safety Advanced V19 Combo | 1705.91
6ES7833-1FC23-0YH5 | STEP 7 Safety Advanced V19 Combo SW DL | 1535.64
6FX8002-2DD48-1BC0 | SIGNAL CABLE, PREASSEMBLED | 284.57
6FX8002-2EN20-1BF0 | SIGNAL CABLE, PREASSEMBLED | 343.7
6FX8002-5CP41-1CK0 | POWER CABLE, PREASSEMBLED | 1241.39
6FX8002-5CR52-1BG0 | POWER CABLE, PREASSEMBLED | 970.72
1PH8226-1HD10-2AC2-ZL00L76 | COMPACT ASYNCHRONOUS MOTOR | 24695.32
1PH8226-1HF30-0AC2 | COMPACT ASYNCHRONOUS MOTOR | 28978.08
1PH8226-1HF40-1AA2 | COMPACT ASYNCHRONOUS MOTOR | 29185.67
1PH8228-1DC00-1BC1 | COMPACT ASYNCHRONOUS MOTOR | 31595.23
5UB1970-1AM01 | i-sys, Schuko USB AC claws PD, alum.met. | 96.64
5UB1970-1CM01 | i-sys, Schuko USB AC claws PD, carbon m. | 96.64
5UB1970-1SB01 | i-sys, Schuko USB AC claws PD,soft black | 96.64
5UB1970-1TW01 | i-sys, Schuko USB AC claws PD, t.white | 93.97
6AG1217-1AG40-2XB0 | SIPLUS S7-1200 CPU 1217C DC/DC/DC | 2387.8
6AV2103-3XA02-3AK5 | WinCC Prof. max. V19 Upgrade DL | 2607.18
6AV2105-0BA02-3AA0 | WinCC Runtime Professional 128, V19 | 4062.97
6AV2105-0BA02-3AH0 | WinCC Runtime Prof 128, V19 DL | 3677.6
6AV2105-0BA12-3AA0 | WinCC Runtime Prof 128, Asia V19 | 4062.97
6AV2105-0MA02-3AH0 | WinCC Runtime Prof 65536, V19 DL | 10305.32
6AV2105-0MA12-3AA0 | WinCC Runtime Prof 65536, Asia V19 | 11380.02
6AV2105-0PA02-3AA0 | WinCC Runtime Prof 102400, V19 | 15968.68
6AV2105-0PA02-3AH0 | WinCC Runtime Prof 102400, V19 DL | 14453.55
6AV2105-3HH02-3AE0 | UG WinCC RT Prof 4096 V17/18->V19 | 3402.04
6AV2105-3HH02-3AK0 | UG WinCC RT Prof 4096 V17/18->V19 DL | 3079.25
6AV2105-3KK02-3AE0 | UG WinCC RT Prof 8192 V17/18->V19 | 3702.2
6AV2105-3KK02-3AK0 | UG WinCC RT Prof 8192 V17/18->V19 DL | 3351.88
6AV6646-1BA12-0AA1 | SIMATIC ITC1200 V3 | 2304.66
6AV6646-1BA12-0NA1 | SIMATIC ITC1200 V3 | 2472.97
6AV6646-1BA15-0AA1 | SIMATIC ITC1500 V3 | 2607.32
6AV6646-1BA15-0NA1 | SIMATIC ITC1500 V3 | 2775.65
6AV6646-1BA16-0AA1 | SIMATIC ITC1500 V3 | 2607.32
6AV7231-0FC31-2CA0 | SIMATIC IPC377G | 4037.6
6AV7241-1LC55-0FA0 | SIMATIC IPC477E 22" MT (1920 x 1080) | 6774.79
6AV7241-3BA32-0DA0 | SIMATIC IPC477E 15" ST (1280 x 800) | 5020.41
6AV7241-3EB07-0JA1 | SIMATIC IPC477E 22" ST (1920 x 1080) | 6209.97
6FX5002-5DN27-1CD0 | POWER CABLE PREASSEMBLED | 355.38
6FX5002-5DN27-1CG0 | POWER CABLE PREASSEMBLED | 375.49
6FX5002-5DN30-1AC5 | POWER CABLE PREASSEMBLED | 178.87
6FX5002-5DN30-1FA0 | POWER CABLE PREASSEMBLED | 577.77
1PH8184-1DC40-2BA1-ZK10K85L76 | COMPACT ASYNCHRONOUS MOTOR | 15496.99
1PH8184-1FC02-1BA1-ZK08K90V92 | COMPACT ASYNCHRONOUS MOTOR | 14936.23
3RH2122-2LV40 | CPL.CONT.RELAY RAIL,2NO+2NC,DC24V,VDR | 43.17
3RH2131-1AF00-ZX95 | CONT.RELAY,3NO+1NC,AC110V 50/60HZ | 30.19
6AG4112-3NR34-4JC2 | SIMATIC IPC647E (Rack PC) | 13996.03
6AG4114-3DD03-0CX2 | SIMATIC IPC847E (Rack PC) | 6636.95
6AG4114-3GE13-0JX0 | SIMATIC IPC847E (Rack PC) | 9359.15
6AG4114-3GE13-0JX2 | SIMATIC IPC847E (Rack PC) | 9384.63
5UB1870-1TW01 | Style, Schuko USB AC claws PD, t. white | 93.97
6AV2103-0DA02-3AA5 | WinCC Prof. 512 PowerTags V19 | 3861.26
6AV2103-0HA02-3AA5 | WinCC Prof. 4096 PowerTags V19 | 4785.33
6AV2103-3DA02-3AK5 | WinCC Prof. 512 V19 Upgrade DL | 1302.88
6AV2103-3HA02-3AK5 | WinCC Prof. 4096 V19 Upgrade DL | 1628.58
6AV2105-0DA02-3AH0 | WinCC Runtime Prof 512, V19 DL | 5687.87
6AV2105-0FA02-3AA0 | WinCC Runtime Professional 2048, V19 | 7701.79
6AV2105-0KA02-3AH0 | WinCC Runtime Prof 8192, V19 DL | 8381.14
6AV2105-0MA02-3AA0 | WinCC Runtime Professional 65536 V19 | 11380.02
6AV2105-0PA12-3AA0 | WinCC Runtime Prof 102400, Asia V19 | 15968.68
6AV2105-0RA02-3AH0 | WinCC Runtime Prof 153600, V19 DL | 18812.71
6AV2105-3DD02-3AE0 | UG WinCC RT Prof 512 V17/18-> V19 | 2512.77
6AV2105-3FF02-3AE0 | UG WinCC RT Prof 2048 V17/18->V19 | 3082.12
6AV2105-3MM02-3AK0 | UG WinCC RT Prof64k-max V17/18->V19DL | 4122.41
6AV2107-0DB02-3AH0 | WinCC Runtime Prof Client V19 DL | 3502.54
6AV2107-0PX02-3AH5 | Visualization Architect V19 DL | 6092.5
6AV6387-2BF00-0GH0 | WWW PAC WinCC Large (Red SRV/Client) DL | 35872.01
6AV6646-1BA16-0NA1 | SIMATIC ITC1500 V3 | 2775.65
6AV6646-1BA18-0NA1 | SIMATIC ITC1900 V3 | 3112.23
6AV7231-0DD41-0CA0 | SIMATIC IPC377G | 3613.62
6AV7231-0FA31-2BA0 | SIMATIC IPC377G | 3782.91
6ES7194-6JA00-0BB0 | Connector cover for ET200ecoPN M12-L | 122.28
6ES7513-2PM03-0AB0 | ET 200pro: CPU 1513pro-2 PN | 2479.47
6FX5002-2DC40-1CH0 | SIGNAL CABLE, PREASSEMBLED | 331.88
6FX5002-5DN27-1BG0 | POWER CABLE PREASSEMBLED | 308.58
6FX8002-2SL10-1BA5 | SIGNAL CABLE EXTENSION | 424.84
6FX8002-5CN24-1DH0 | POWER CABLE, PREASSEMBLED(1FT/1FK) | 1980.92
8GK9302-5KK01 | Separation metering kti H=1350mm | 44.18
3RH2131-1BE40-ZX95 | CONT.RELAY,3NO+1NC,DC60V | 38.73
3RH2131-1BM40-ZX95 | CONT.RELAY,3NO+1NC,DC220V | 34.94
5TA3361-3PC06 | 20A 1G DP SW w/ IND GR | 2.72
6AG4112-3GR02-0BX0 | SIMATIC IPC647E (Rack PC) | 6927.61
6AG4114-3HC71-0BX0 | SIMATIC IPC847E (Rack PC) | 6741.83
6AG4114-3RR85-0XX0 | SIMATIC IPC847E (Rack PC) | 12331.55
6AG4131-3CE13-2AA3 | SIMATIC IPC627E (Box PC) | 6154.54
6AV2185-5AE23-1AA0 | SIMATIC HMI Connection Box decentra. | 701.95
6AV7886-0BB21-2AB0 | SIMATIC IPC277G, 10" Multitouch | 3469.8
6AV9681-1AA08-0AH0 | WINCC/PMC-ChannelSuite V8.0 DL | 6106.85
6DL1134-6AF00-0PH1 | ET 200SP HA, AI 8xU/I/TC/4xRTD HA | 1474.42
6ED1052-2HB08-0BA2 | LOGO! 24RCEO, 8DI/4DO, 400 Blocks | 150.32
6ES7654-5CE03-3BF0 | SIMATIC PCS 7 CPU 410 SINGLE AS | 29722.47
6ES7661-0FC41-1RL2 | Process Control System IPC647E | 13895.66
6ES7661-0GS42-4RG2 | Process Control System IPC647E | 11519.54
6FX5002-5CG01-1JA0 | POWER CABLE, PREASSEMBLED | 496.46
6FX5002-5DS16-1AF0 | POWER CABLE PREASSEMBLED | 253.7
6GK8781-1DA02-0AK1 | SINEC NMS V2.0 Monitoring XS SP/TP | 1311.98
6GT2300-0CC00-0AX1 | Transponder RF1100T for RF1000 Konfig. | 86.09
8MF1111-0AA00-0LC1 | SIVACON 2000mm x 1200mm x 600mm | 4261.6
8MF1111-0AA00-0LC3 | SIVACON 2000mm x 1000mm x 500mm | 3716.34
8MF1111-0AA00-0LC8 | SIVACON 2200mm x 900mm x 600mm | 4634.66
8MF1111-0AA00-0LD1 | SIVACON 2200mm x 900mm x 600mm | 4634.66
8MF1111-0AA00-0LD8 | SIVACON 2200mm x 900mm x 600mm | 4634.66
8MF1111-0AA00-0LE1 | SIVACON 2200mm x 900mm x 600mm | 4634.66
8MF1111-0AA00-0LF1 | SIVACON 2000mm x 900mm x 600mm | 3515.45
8MF1111-0AA00-0LF3 | SIVACON 1800mm x 800mm x 400mm | 2869.76
8MF1111-0AA00-0LF8 | SIVACON 1800mm x 600mm x 600mm | 3328.93
8MF1111-0AA00-0LG1 | SIVACON 1800mm x 600mm x 600mm | 3415.02
8MF1111-0AA00-0LH3 | SIVACON 2000mm x 1200mm x 600mm | 3730.7
8MF1111-0AA00-0LH5 | SIVACON 2000mm x 800mm x 800mm | 2869.76
6AV7886-0CB21-2BC0 | SIMATIC IPC277G, 12" Multitouch | 3931.24
6AV7886-0CF21-2AB0 | SIMATIC IPC277G, 12" Multitouch | 3967.18
6AV7886-0FC22-2BC0 | SIMATIC IPC277G, 22" Multitouch | 5065.35
6AV7886-1AF31-4BC0 | SIMATIC IPC277G PRO, 12" | 5841.41
6ES7654-5CJ03-7AF0 | SIMATIC PCS 7 CPU 410 SINGLE AS | 22289.98
6ES7660-8DC52-1DG2 | Process Control System IPC547J | 9040.04
6ES7661-0BA40-1RG2 | Process Control System IPC647E | 8359.86
6FX8002-5CN06-1AE5 | POWER CABLE PREASSEMBLED | 264.48
6FX8002-5CN06-1DH0 | POWER CABLE PREASSEMBLED | 604.06
6FX8002-5CS56-1CD0 | POWER CABLE PREASSEMBLED | 725.28
6FX8002-5DQ58-1BG0 | POWER CABLE PREASSEMBLED EXT. | 904.63
8MF1111-0AA00-0LC4 | SIVACON 2200mm x 900mm x 600mm | 4634.66
8MF1111-0AA00-0LC5 | SIVACON 2200mm x 900mm x 600mm | 4677.7
8MF1111-0AA00-0LC6 | SIVACON 2200mm x 900mm x 600mm | 4634.66
8MF1111-0AA00-0LC7 | SIVACON 2200mm x 800mm x 600mm | 3501.11
8MF1111-0AA00-0LE2 | SIVACON 1800mm x 800mm x 600mm | 3845.47
8MF1111-0AA00-0LE4 | SIVACON 2000mm x 600mm x 400mm | 2668.88
8MF1111-0AA00-0LE6 | SIVACON 2200mm x 900mm x 400mm | 3084.99
8MF1111-0AA00-0LE7 | SIVACON 2000mm x 400mm x 600mm | 2841.06
8MF1111-0AA00-0LE8 | SIVACON 2000mm x 400mm x 600mm | 2841.06
8MF1111-0AA00-0LG3 | SIVACON 2000mm x 1000mm x 400mm | 4261.6
8MF1111-0AA00-0LG4 | SIVACON 1800mm x 800mm x 800mm | 3673.29
8MF1111-0AA00-0LG5 | SIVACON 1800mm x 600mm x 800mm | 3501.11
8MF1111-0AA00-0LG6 | SIVACON 1800mm x 1200mm x 800mm | 6844.38
8MF1111-0AA00-0LJ8 | SIVACON 2000mm x 600mm x 600mm | 5911.7
8MF1111-0AA00-0LK1 | SIVACON 1800mm x 600mm x 600mm | 3644.59
8MF1111-0AA00-0LK2 | SIVACON 2000mm x 900mm x 800mm | 3529.81
8MF1111-0AA00-0LK5 | SIVACON 2200mm x 900mm x 600mm | 4462.48
1PH8288-1HC40-2BU2-ZG14P00Y84 | COMPACT ASYNCHRONOUS MOTOR | 75094.65
3RT2027-1HA40 | CONTACTOR,AC3:15KW 1NO+1NC DC12V | 141.34
3ZS1320-6CE15-0YB5 | SIRIUS Soft Starter ES V19 Pro OSD | 1299.12
6AG4022-0BB41-2CA2 | SIMATIC IPC327G | 2668.26
6AG4104-5HD14-1AC8 | SIMATIC IPC547J | 5263.12
6AG4104-5LG32-2CN0 | SIMATIC IPC547J | 8338.89
6AG4104-5LK02-4AN0 | SIMATIC IPC547J | 9849.07
6AV2115-2KA02-3AA0 | WinCC RT Prof. V19 (8192) SW Package | 7403
6AV2115-2MA02-3AA0 | WinCC RT Prof. V19 (65536) SW Package | 9096.99
6AV2117-2DB02-3AA0 | WinCC Client for RT Prof. V19 SW Pack | 3094.81
6AV2123-3DB32-0AW0 | SIMATIC HMI MTP400 Unified Basic | 538.4
6AV2151-0XB02-3AA5 | WinCC Unified Comfort ES V19 | 1340.18
6AV2151-0XB02-3LA5 | WinCC Unified Comfort ES V19 DL | 1116.34
6AV2151-0XB20-0AB5 | WinCC Unified ES Basic->Comf PP V19 | 1146.47
6AV2151-0XB20-0LB5 | WinCC Unified ES Basic->Comf PP V19 DL | 955.63
6AV2153-2GB32-3AA5 | Unified PC ES 100kPT UG V16..V18->V19 | 3066.33
6AV2153-2GB32-3LA5 | Unified PC ES 100kPT UG V16..V18->V19 DL | 2555.53
6AV2154-0BP02-3AB0 | WinCC Unified PC Parameter Ctrl. V19 | 536.64
6AV2154-0BP02-3LB0 | WinCC Unified PC Parameter Ctrl. V19 DL | 479.25
6AV2154-0BR02-3AB0 | WinCC Unified Collaboration V19 | 2683.22
6AV2154-1EB02-3LA0 | WinCC Unified PC RT 500 V19 DL | 2396.25
6AV2154-1EB32-3AB0 | Unified PC RT 500 UG V17..V18->V19 | 804.97
6AV2154-1EB32-3LA0 | Unified PC RT 500 UG V17..V18->V19 DL | 718.88
6AV2154-1FB02-3AA0 | WinCC Unified PC RT 5k V19 | 7154.31
6AV2154-2EB02-3BA0 | WinCC Unified PC RT 1k V19 ASIA | 3577.15
6AV2154-2EB02-3LA0 | WinCC Unified PC RT 1k V19 DL | 3194.04
6AV2154-2EB32-3AB0 | Unified PC RT 1k UG V17..V18->V19 | 1073.29
6AV2154-2EB32-3LA0 | Unified PC RT 1k UG V17..V18->V19 DL | 958.5
6AV2154-2MB32-3AB0 | Unified PC RT 2.5k UG V17..V18->V19 | 1394.7
6AV2154-2MB32-3LA0 | Unified PC RT 2.5k UG V17..V18->V19 DL | 1245.47
8MF1111-0AA00-0LJ4 | SIVACON 2000mm x 800mm x 600mm | 2927.15
8MF1111-0AA00-0LJ7 | SIVACON 2000mm x 600mm x 600mm | 5854.31
8MF1111-0AA00-0LK6 | SIVACON 2000mm x 600mm x 500mm | 2568.43
8MF1111-0AA00-0LK8 | SIVACON 2200mm x 800mm x 600mm | 3644.59
8MF1111-0AA00-0LL6 | SIVACON 2000mm x 1200mm x 600mm | 4577.27
8MF1111-0AA00-0LM1 | SIVACON 2000mm x 800mm x 800mm | 3687.65
3ZS1322-6CE17-0YB5 | SIRIUS; SIMOCODE ES V19 OSD | 1948.8
6AG1512-1SM03-7AB0 | SIPLUS ET 200SP CPU 1512SP F-1 PN | 4114.37
6AG2516-3FP03-2AB0 | SIPLUS S7-1500 CPU 1516F-3 PN RAIL | 15873.73
6AG4021-0AD11-2BA0 | SIMATIC IPC127E | 1803.81
6AV2107-3DB02-3AK0 | UG WinCC RT Prof CL V17/18->V19 DL | 1401.88
6AV2107-3PX02-3AH5 | Visualization Architect UG V18->V19 DL | 2436.42
6AV2115-2DA02-3AA0 | WinCC RT Prof. V19 (512) SW Package | 5010.04
6AV2115-2HA02-3AA0 | WinCC RT Prof. V19 (4096) SW Package | 6784.32
6AV2123-3GB32-0AW0 | SIMATIC HMI MTP700 Unified Basic | 977.09
6AV2123-3MB32-0AW0 | SIMATIC HMI MTP1200 Unified Basic | 2446.05
6AV2151-0XA02-3AA5 | WinCC Unified Basic ES V19 | 193.7
6AV2151-0XA32-3AA5 | Unified Basic ES UG V18->V19 | 77.48
6AV2151-0XB32-3LA5 | Unified Comfort ES UG V16..V18->V19 DL | 446.25
6AV2153-0XB02-3LA5 | WinCC Unified PC ES max. V19 DL | 9582.12
6AV2153-2FB32-3AA5 | Unified PC ES 10kPT UG V16..V18->V19 | 1341.61
6AV2153-2GB02-3AA5 | WinCC Unified PC ES 100k V19 | 7505.86
6AV2154-0BR02-3LB0 | WinCC Unified Collaboration V19 DL | 2396.25
6AV2154-0BS02-3LA0 | WinCC Unified DB Storage V19 DL | 3194.04
6AV2154-1BS32-3LA0 | Unified DB Storage UG V18->V19 DL | 693.05
6AV2154-1EB02-3BA0 | WinCC Unified PC RT 500 V19 ASIA | 2683.22
6AV2154-1FB02-3BA0 | WinCC Unified PC RT 5k V19 ASIA | 7154.31
6AV2154-1FB32-3AA0 | Unified PC RT 5k UG V17..V18->V19 | 2146.58
6AV2154-1GB02-3AA0 | WinCC Unified PC RT 50k V19 | 12520.76
6AV2154-1JS00-0LA0 | WWW PAC WinCC Unified Small DL | 5273.19
6AV2154-2BS32-3LA0 | Unified DB Storage UG V17..V18->V19 DL | 1277.04
6AV2154-2FB02-3BA0 | WinCC Unified PC RT 10k V19 ASIA | 8943.61
6AV2154-2FB32-3AA0 | Unified PC RT 10k UG V17..V18->V19 | 2683.22
6AV2154-2GB32-3AA0 | Unified PC RT 100k UG V17..V18->V19 | 5366.46
6AV2154-2MB02-3AA0 | WinCC Unified PC RT 2.5k V19 | 4650.44
6AV2154-2MB02-3LA0 | WinCC Unified PC RT 2.5k V19 DL | 4152.54
6AV2154-3DB02-3LA0 | WinCC Unified PC RT 150 V19 DL | 958.5
6AV2154-3DB32-3LA0 | Unified PC RT 150 UG V17..V18->V19 DL | 288.42
6AV2155-1EW02-3AA0 | WinCC Unified V19 PC RT 500+2CL, Package | 7736.87
6AV2155-1GB02-3AA0 | WinCC Unified V19 PC RT 50k, Package | 10015.46
6AV2155-2FS02-3LA0 | WinCC Unified V19 PC RT small (10k) DL | 7985.11
6AV2155-2MB02-3AA0 | WinCC Unified V19 PC RT 2.5k, Package | 3722.07
6AV2155-3DV02-3AA0 | WinCC Unified V19 PC RT 150+1CL, Package | 3653.21
6AV2156-0BC32-3LA0 | Unified Calendar UG V17..V18->V19 DL | 766.22
6AV2156-0BL32-3LA0 | WinCC Unified Line Coord. UG V18->V19 DL | 2555.53
6AV2157-0BD02-3AB0 | ProDiag for WinCC RT Unified V19 | 1434.88
6AV2157-0BL02-3AB0 | WinCC Unified Audit Basis V19 | 1013.02
6AV7261-0GA23-8AB1 | SIMATIC IPC677E, 19" Multitouch | 6954.57
6AV7261-1GC20-3BA0 | SIMATIC IPC677E, 22" Multitouch | 8800.33
1FK2203-2AK00-2MA0-ZB22M01R40 | SYNCHRONOUS MOTOR 1FK2 CT 0,64 NM | 1769.63
1FK2205-2AF01-0MA0-ZB52M01R00 | SYNCHRONOUS MOTOR 1FK2 CT 3,6 NM | 3886.94
1FT7105-5SC71-1CG1-ZJ13 | SYNCHRONOUS MOTOR 1FT7 | 18562.2
1PH8103-1MD03-2GA2-ZX05 | COMPACT ASYNCHRONOUS MOTOR 1PH810 | 5242.82
1PH8224-1DF02-2BA1 | COMPACT ASYNCHRONOUS MOTOR | 21973.82
6GK1704-5CW23-0AA0 | SOFTNET-PB S7 V19 | 1042.53
6GK1706-1NW23-0AK1 | IE SNMP OPC-SERVER POWERPACK V19 DL | 1112.09
6ES7661-0VC40-8RG2 | Process Control System IPC647E | 8744.9
6ES7661-0WC41-8XG6 | Process Control System IPC647E | 8057.23
6GT2300-0CC00-0AX2 | Transponder RF1100T for RF1000 Konfig. | 71.75
6GT2831-6BA60-0AX1 | Reader RF1070R USB without housing | 738.96
8MF1111-0AA00-0LB6 | SIVACON 2000mm x 900mm x 600mm | 6098.24
8MF1111-0AA00-0LB7 | SIVACON 2000mm x 600mm x 400mm | 2769.31
8MF1111-0AA00-0LB8 | SIVACON 2000mm x 1200mm x 600mm | 4261.6
8MF1111-0AA00-0LD3 | SIVACON 2200mm x 900mm x 600mm | 4634.66
8MF1111-0AA00-0LD4 | SIVACON 2200mm x 800mm x 600mm | 3859.83
8MF1111-0AA00-0LD5 | SIVACON 2200mm x 900mm x 600mm | 4634.66
8MF1111-0AA00-0LD6 | SIVACON 2200mm x 900mm x 600mm | 4634.66
8MF1111-0AA00-0LF4 | SIVACON 2000mm x 600mm x 500mm | 2568.43
8MF1111-0AA00-0LF5 | SIVACON 2000mm x 1000mm x 500mm | 3415.02
8MF1111-0AA00-0LF6 | SIVACON 1800mm x 1200mm x 500mm | 3788.08
8MF1111-0AA00-0LF7 | SIVACON 1800mm x 600mm x 600mm | 3415.02
8MF1111-0AA00-0LH7 | SIVACON 1800mm x 600mm x 400mm | 3099.35
8MF1111-0AA00-0LH8 | SIVACON 2000mm x 1200mm x 600mm | 4692.06
8MF1111-0AA00-0LJ1 | SIVACON 2200mm x 1000mm x 600mm | 5883.02
8MF1111-0AA00-0LJ2 | SIVACON 1800mm x 1200mm x 500mm | 4146.8
8MF1111-0AA00-0LL1 | SIVACON 2200mm x 800mm x 800mm | 3845.47
8MF1111-0AA00-0LL2 | SIVACON 2200mm x 600mm x 500mm | 2697.58
8MF1111-0AA00-0LL3 | SIVACON 1800mm x 1200mm x 600mm | 4232.89
8MF1111-0AA00-0LL4 | SIVACON 2000mm x 1200mm x 600mm | 4390.73
6AG2511-1AL03-1AB0 | SIPLUS S7-1500 CPU 1511-1 PN RAIL | 2811.21
6AG2512-1SM03-1AB0 | SIPLUS ET 200SP CPU 1512SP F-1 PN RAIL | 4510.26
6AG2512-1SM03-4AB0 | SIPLUS ET 200SP CPU 1512SP F-1 PN RAIL | 4678.16
6AG2515-2FN03-4AB0 | SIPLUS S7-1500 CPU 1515F-2 PN RAIL | 10512.59
6AV2108-0AA02-3AA7 | Energy Suite TRIAL V19 | 44.49
6AV2108-0AA02-3AH5 | Energy Suite V19, Engineering +2x5EnO DL | 1302.88
6AV2108-3AA02-3AE5 | Energy Suite V19, Upgrade | 470.64
6AV2108-3AA02-3AK5 | Energy Suite V19, Upgrade DL | 391.72
6AV2148-8KB40-0KS0 | SIMATIC HMI MTP1000 Unified Comfort Hyg | 3258.69
6AV2148-8QB40-0KS0 | SIMATIC HMI MTP1500 Unified Comfort Hyg | 5141.27
6AV2148-8XB40-0KS0 | SIMATIC HMI MTP2200 Unified Comfort Hyg | 7181.82
6AV2151-0XA01-8AA5 | WinCC Unified Basic ES V18 | 219.34
6AV2151-0XA01-8LA5 | WinCC Unified Basic ES V18 DL | 181.97
6AV2153-0XB32-3AA5 | Unified PC ES maxPT UG V16..V18->V19 | 4598.79
6AV2153-0XB32-3LA5 | Unified PC ES maxPT UG V16..V18->V19 DL | 3832.57
6AV2153-2FB02-3AA5 | WinCC Unified PC ES 10k V19 | 3353.32
6AV2153-2FB02-3LA5 | WinCC Unified PC ES 10k V19 DL | 2795.14
6AV2154-0XB02-3BA0 | WinCC Unified PC RT max. V19 ASIA | 28618.7
6AV2154-0XB02-3LA0 | WinCC Unified PC RT max. V19 DL | 25552.35
6AV2154-0XB32-3AA0 | Unified PC RT max UG V17..V18->V19 | 8586.32
6AV2154-0XB32-3LA0 | Unified PC RT max UG V17..V18->V19 DL | 7665.13
6AV2154-1GB02-3BA0 | WinCC Unified PC RT 50k V19 ASIA | 12520.76
6AV2154-1GB02-3LA0 | WinCC Unified PC RT 50k V19 DL | 11179.15
6AV2154-1GB32-3AA0 | Unified PC RT 50k UG V17..V18->V19 | 3756.51
6AV2154-1GB32-3LA0 | Unified PC RT 50k UG V17..V18->V19 DL | 3353.32
6AV2154-2FB32-3LA0 | Unified PC RT 10k UG V17..V18->V19 DL | 2396.25
6AV2154-2GB02-3AA0 | WinCC Unified PC RT 100k V19 | 17887.22
6AV2154-2GB02-3BA0 | WinCC Unified PC RT 100k V19 ASIA | 17887.22
6AV2154-2GB02-3LA0 | WinCC Unified PC RT 100k V19 DL | 15970.22
6AV2154-3JR02-3LB0 | Unified Collaboration 3x1 V19 DL | 5749.57
6AV2155-0XS02-3LA0 | WinCC Unified V19 PC RT maximum DL | 44445.43
6AV2155-1CP02-3LA0 | WinCC Unified V19 PIOpt CAL+PFI MP DL | 1492.27
6AV2155-1EB02-3AA0 | WinCC Unified V19 PC RT 500, Package | 2146.58
6AV2155-3DW02-3AA0 | WinCC Unified V19 PC RT 150+2CL, Package | 6448.36
6AV2155-4LJ32-3LA0 | WinCC Unified V19 PIOpt SES+LCS MP UG DL | 738.96
6AV2155-4PJ32-3LA0 | WinCC Unified V19 PIOpt CAL+PFI MP UG DL | 462.04
6AV2156-0BC02-3LA0 | WinCC Unified Calendar V19 DL | 1917
6AV2157-0BL02-3LB0 | WinCC Unified Audit Basis V19 DL | 903.98
6AV2157-0BQ02-3AB0 | WinCC Unified Report Execution V19 | 536.64
6AV2157-0BQ02-3LB0 | WinCC Unified Report Execution V19 DL | 479.25
6AV2157-1BL02-3AB0 | WinCC Unified Audit Enhanced V19 | 2531.14
6AV2157-1BL02-3LB0 | WinCC Unified Audit Enhanced V19 DL | 2259.93
1FK7060-2AF71-1CG1-ZJ17 | SYNCHRONOUS MOTOR 1FK7-CT 6 NM | 7662.05
1FK7060-2AF71-1UH0-ZY84 | SYNCHRONOUS MOTOR 1FK7-CT 6 NM | 2006.15
1FK7084-3BC71-1CH1-ZN24 | SYNCHRONOUS MOTOR 1FK7-HI 20 NM | 4696.97
1FK7084-3BF71-1CH0-ZN24 | SYNCHRONOUS MOTOR 1FK7-HI 20 NM | 4593.23
6GK1704-5DW23-0AA0 | SOFTNET-PB DP EDITION V19 | 798.28
6GK1704-5SW23-0AA0 | SOFTNET-PB DP-SLAVE V19 | 420.29
6GK1706-1NW23-0AA0 | IE SNMP OPC-SERVER BASIC V19 | 1595.17
6GK1706-1NW23-0AC0 | IE SNMP OPC-SERVER POWERPACK V19 | 1335.89
6GK1716-1CB23-0AA0 | HARDNET-IE S7 V19 | 1930.84
6GK1716-1CB23-0AK0 | HARDNET-IE S7 V19 DL | 1608.79
6GK1724-6XG01-0BK0 | SINEMA RC Layer-2-connection license | 1363.34
6SL4112-0CA05-0AF0 | G220 IP20 3AC200V 0,55kW FSA | 1338.27
6SL4112-0CA11-0BF0 | G220 IP20 3AC200V 2,2kW FSA | 1855.77
6SL4112-0CA11-0FF0 | G220 IP20 3AC200V 2,2kW FSA | 2147.73
6SL4112-0CA12-0AF0 | G220 IP20 3AC200V 3kW FSB | 1867.11
6SL4112-0CA12-0BF0 | G220 IP20 3AC200V 3kW FSB | 2061.77
6SL4112-0CA18-0AF0 | G220 IP20 3AC200V 15kW FSD2 | 4253.3
6SL4112-0CA18-0BF0 | G220 IP20 3AC200V 15kW FSD2 | 4447.96
6SL4112-0CA18-0FF0 | G220 IP20 3AC200V 15kW FSD2 | 4739.95
6SL4112-0CA20-0AF0 | G220 IP20 3AC200V 18,5kW FSD2 | 4905.41
6SL4113-0CA08-2FF0 | G220 IP20 3AC400V 1,1kW FSA | 1855.11
6SL4113-0CA10-0AF0 | G220 IP20 3AC400V 1,5kW FSA | 1341.53
6SL4113-0CA10-0BF0 | G220 IP20 3AC400V 1,5kW FSA | 1536.19
6SL4113-0CA10-0FF0 | G220 IP20 3AC400V 1,5kW FSA | 1828.17
6SL4113-0CA12-2AF0 | G220 IP20 3AC400V 3kW FSA | 1802.4
6SL4113-0CA12-2BF0 | G220 IP20 3AC400V 3kW FSA | 1997.06
6SL4113-0CA12-2FF0 | G220 IP20 3AC400V 3kW FSA | 2289.04
6SL4113-0CA13-0AF0 | G220 IP20 3AC400V 4kW FSA | 1852.51
6SL4113-0CA13-0BF0 | G220 IP20 3AC400V 4kW FSA | 2047.17
6SL4113-0CA16-0FF0 | G220 IP20 3AC400V 7,5kW FSB | 2932.87
6SL4113-0CA16-2AF0 | G220 IP20 3AC400V 7,5kW FSB | 2715.33
6SL4113-0CA16-2BF0 | G220 IP20 3AC400V 7,5kW FSB | 2909.99
6SL4113-0CA16-2FF0 | G220 IP20 3AC400V 7,5kW FSB | 3201.95
6SL4113-0CA20-0BF0 | G220 IP20 3AC400V 18,5kW FSD1 | 4460.94
6SL4113-0CA20-0FF0 | G220 IP20 3AC400V 18,5kW FSD1 | 4752.94
6SL4113-0CA20-2AF0 | G220 IP20 3AC400V 18,5kW FSD1 | 4650.23
6SL4113-0CA20-2BF0 | G220 IP20 3AC400V 18,5kW FSD1 | 4844.89
6SL4113-0CA24-0AF0 | G220 IP20 3AC400V 37kW FSD2 | 7014.2
6SL4113-0CA24-0BF0 | G220 IP20 3AC400V 37kW FSD2 | 7208.86
6SL4113-0CA24-0FF0 | G220 IP20 3AC400V 37kW FSD2 | 7500.85
6SL4113-0CA24-2AF0 | G220 IP20 3AC400V 37kW FSD2 | 7645.48
6SL4113-0CA27-2BF0 | G220 IP20 3AC400V 55kW FSE | 10380.95
6SL4113-0CA27-2FF0 | G220 IP20 3AC400V 55kW FSE | 10672.94
6SL4170-1GC00-0AA0 | SINAMICS G220 SD-Card V6.2 | 123.41
6SL4170-1GC00-0AA0-ZF01 | SINAMICS G220 SD-Card V6.2 | 616.63
8MF1111-0AA00-0LN4 | SIVACON 1800mm x 800mm x 400mm | 2826.72
8MF1111-0AA00-0LN7 | SIVACON 1800mm x 900mm x 600mm | 3285.87
6ES7647-8BB21-8EA1 | SIMATIC IPC227E (Nanobox PC) | 2278.73
6ES7647-8CD21-2AC3 | SIMATIC IPC227G | 2311.7
6FX8002-5CA68-1BA5 | POWER CABLE, PREASSEMBLED EXT. | 813.11
6AV2154-3DB02-3AA0 | WinCC Unified PC RT 150 V19 | 1073.29
6AV2154-3DB02-3BA0 | WinCC Unified PC RT 150 V19 ASIA | 1073.29
6AV2155-1SL02-3LA0 | WinCC Unified V19 PIOpt SES+LCS MP DL | 2697.58
6AV2155-2EB02-3AA0 | WinCC Unified V19 PC RT 1k, Package | 2862.58
6AV2155-2ES02-3LA0 | WinCC Unified V19 PC RT start (1k) DL | 3013.26
6AV2155-2FB02-3AA0 | WinCC Unified V19 PC RT 10k, Package | 7154.31
6AV2156-0BP32-3LA0 | Unified Perf. Ins. UG V17..V18->V19 DL | 2235.54
6AV2156-0BS02-3LA0 | WinCC Unified Sequence V19 DL | 2874.07
6AV2156-0BS32-3LA0 | WinCC Unified Sequence UG V18->V19 DL | 1149.33
6AV2156-0EM01-8LA0 | SIMATIC MTP Creator V3.0 DL | 38.94
6AV7882-0DA30-8EA0 | SIMATIC IPC277E, 15" Touch | 4013.63
1PH8133-1HG00-0BA2 | COMPACT ASYNCHRONOUS MOTOR 1PH813 | 5256.85
1PH8133-1JF23-1BA2-ZV90 | COMPACT ASYNCHRONOUS MOTOR 1PH813 | 7417.44
1PH8163-1DD03-1HC1 | COMPACT ASYNCHRONOUS MOTOR 1PH816 | 9240.42
1PH8163-1MF03-0GA2-ZX05 | COMPACT ASYNCHRONOUS MOTOR 1PH816 | 8201.52
1PH8163-3FF13-2AA1-ZG14U60 | COMPACT ASYNCHRONOUS MOTOR 1PH816 | 16566.87
6GK1711-1EW23-0AK0 | SOFTNET-IE RNA V19 DL | 637.23
6GK1713-5CB23-0AA0 | HARDNET-PB S7 V19 | 1042.53
6GK1713-5CB23-0AK0 | HARDNET-PB S7 V19 DL | 867.85
6GK1713-5DB23-0AA0 | HARDNET-PB DP V19 | 798.28
6SL4112-0CA06-0FF0 | G220 IP20 3AC200V 0,75kW FSA | 1867.11
6SL4112-0CA08-0AF0 | G220 IP20 3AC200V 1,1kW FSA | 1417.77
6SL4112-0CA08-0BF0 | G220 IP20 3AC200V 1,1kW FSA | 1612.43
6SL4112-0CA08-0FF0 | G220 IP20 3AC200V 1,1kW FSA | 1904.42
6SL4112-0CA15-0BF0 | G220 IP20 3AC200V 5,5kW FSC | 2532.19
6SL4112-0CA15-0FF0 | G220 IP20 3AC200V 5,5kW FSC | 2824.19
6SL4112-0CA16-0AF0 | G220 IP20 3AC200V 7,5kW FSC | 2812.83
6SL4112-0CA16-0BF0 | G220 IP20 3AC200V 7,5kW FSC | 3007.49
6SL4112-0CA21-0FF0 | G220 IP20 3AC200V 22kW FSE | 6018.21
6SL4112-0CA23-0AF0 | G220 IP20 3AC200V 30kW FSE | 6787.11
6SL4112-0CA23-0BF0 | G220 IP20 3AC200V 30kW FSE | 6981.77
6SL4112-0CA23-0FF0 | G220 IP20 3AC200V 30kW FSE | 7273.75
6SL4113-0CA11-0BF0 | G220 IP20 3AC400V 2,2kW FSA | 1638.37
6SL4113-0CA11-0FF0 | G220 IP20 3AC400V 2,2kW FSA | 1930.39
6SL4113-0CA11-2AF0 | G220 IP20 3AC400V 2,2kW FSA | 1602.56
6SL4113-0CA11-2BF0 | G220 IP20 3AC400V 2,2kW FSA | 1797.21
6SL4113-0CA15-0AF0 | G220 IP20 3AC400V 5,5kW FSB | 2032.57
6SL4113-0CA15-0BF0 | G220 IP20 3AC400V 5,5kW FSB | 2227.23
6SL4113-0CA15-0FF0 | G220 IP20 3AC400V 5,5kW FSB | 2519.21
6SL4113-0CA15-2AF0 | G220 IP20 3AC400V 5,5kW FSB | 2256.16
6SL4113-0CA17-2BF0 | G220 IP20 3AC400V 11kW FSC | 3520.35
6SL4113-0CA17-2FF0 | G220 IP20 3AC400V 11kW FSC | 3812.34
6SL4113-0CA18-0AF0 | G220 IP20 3AC400V 15kW FSC | 3698.53
6SL4113-0CA18-0BF0 | G220 IP20 3AC400V 15kW FSC | 3893.18
6SL4113-0CA18-0FF0 | G220 IP20 3AC400V 15kW FSC | 4185.16
6SL4113-0CA21-2AF0 | G220 IP20 3AC400V 22kW FSD1 | 5242.57
6SL4113-0CA21-2BF0 | G220 IP20 3AC400V 22kW FSD1 | 5437.23
6SL4113-0CA21-2FF0 | G220 IP20 3AC400V 22kW FSD1 | 5729.2
6SL4113-0CA23-0AF0 | G220 IP20 3AC400V 30kW FSD2 | 5901.41
6SL4113-0CA26-0FF0 | G220 IP20 3AC400V 45kW FSE | 8688.26
6SL4113-0CA26-2AF0 | G220 IP20 3AC400V 45kW FSE | 8939.77
6SL4113-0CA26-2BF0 | G220 IP20 3AC400V 45kW FSE | 9134.43
6SL4113-0CA26-2FF0 | G220 IP20 3AC400V 45kW FSE | 9426.43
6SL5510-1BB10-1AA0 | SINAMICS S200 PTI, 1/3 AC 200V 0.1kW | 613.47
6SL5510-1BB10-2AA0 | SINAMICS S200 PTI, 1/3 AC 200V 0.2kW | 632.05
8MF1111-0AA00-0LM4 | SIVACON 2000mm x 800mm x 600mm | 3113.69
8MF1111-0AA00-0LM5 | SIVACON 2000mm x 800mm x 600mm | 4046.37
6ES7658-1ET23-0YK5 | STEP 7 CFC adv. ES UG V18.0 -> V19.0 DL | 1108.65
6FX5002-5DN46-1BB0 | POWER CABLE PREASSEMBLED | 390.36
6FX8002-5DN05-1FA0 | POWER CABLE PREASSEMBLED EXT. | 1100.73
6FX8002-8QE11-1BE0 | ONE-CABLE-CONNECTION EXTENSION | 573.28
6FX8002-8QN04-1BB0 | ONE-CABLE-CONNECTION ASSEMBLY | 302.39
6RA8031-6FV62-0AA0-ZG00G20 | SINAMICS DCM DC CONVERTER | 5738.84
6RA8097-4GS22-0AA0-ZG00G20L10 | SINAMICS DCM DC CONVERTER | 47603.13
6RA8097-4KS22-0AA0-ZG00G20 | SINAMICS DCM DC CONVERTER | 49004.06
6SL3054-0FC30-1BA0-ZA03 | SINAMICS S120 CF CARD V5.2 SP3 HF15 | 1869.56
6SL3054-7TH00-2BA0-ZF01 | SINAMICS G120 Multicard V4.7 SP14 | 451.81
6XV1870-4RN30 | TP Cord RJ45/RJ45 30 m red | 125.93
6XV1883-4FN50 | FO connection cable LC/MM, 50m | 720.71
6XV1883-7EN50 | FO connection cable LC/SM, 50m | 706.14
7KM4220-0BA01-1EA0 | PAC4220 WR PM CT 690V ModbusTCP | 795.01
8GB5060-4KM | SIMBOX XL Small distribution board 5-Row | 321.19
1FK7042-2AF74-1TG1-ZJ29 | SYNCHRONOUS MOTOR 1FK7-CT 3 NM | 3595.98
1FK7042-2AK71-1CG1-ZJ22 | SYNCHRONOUS MOTOR 1FK7-CT 3 NM | 4922.72
1FK7042-2AK71-1RH0-ZY84 | SYNCHRONOUS MOTOR 1FK7-CT 3 NM | 2245.88
1FK7063-2AF71-1CG1-ZJ09 | SYNCHRONOUS MOTOR 1FK7-CT 11 NM | 5751.66
6AV7882-0GB30-8DA0 | SIMATIC IPC277E, 19" Multitouch | 5753.02
6ED1057-4BA01-0AA0 | LOGO! Starter Kit 12/24RCE V8.4 | 396.4
6ED1057-4BA03-0AA0 | LOGO! Starter Kit 230RCE V8.4 | 353.23
6ED1057-4BA11-0AA0 | LOGO! TD Starter Kit 12/24 V8.4 | 567.14
6ES7648-6WD21-5YA0 | SIMATIC IPC Operating System Package | 423.98
6ES7648-6WD21-6YA0 | SIMATIC IPC Operating System Package | 423.98
6ES7648-6WD21-7YA0 | SIMATIC IPC Operating System Package | 212.75
6ES7650-0AG78-0YX0 | SIMATIC PCS Client IPC227G | 2844.07
6ES7651-5AX78-0YK5 | PCS 7 UG PACK ENGINEERING V9.X->V10.0 DL | 6960.57
6ES7651-5EX88-0YE5 | PDM UG PACK BASIC V8.X / V9.X -> V9.3 | 1020.05
6ES7651-5EX88-0YK5 | PDM UG PACK BASIC V8.X / V9.X -> V9.3 DL | 1087.68
6ES7651-5FX88-0YE5 | PDM UG PACK COMPLETE V8.X / V9.X ->V9.3 | 2178.36
6ES7652-3BA78-2YA0 | PCS 7 OS SW SERVER REDUNDANCY V10.0 | 30965.48
6ES7652-3BA78-2YC0 | PCS 7 SING.STAT.RED. ->SERVER RED. V10.0 | 9494.61
6ES7652-3BA78-2YD0 | PCS 7 OS SW SERVER -> SERVER REDU V10.0 | 2939.37
6ES7652-3BA78-2YH0 | PCS 7 OS SW SERVER REDUNDANCY V10.0 DL | 32991.5
6ES7652-5FX78-0YF0 | PCS 7 UG PACK MAINT. STATION V9.X->V10.0 | 3641.33
6ES7652-5FX78-0YK0 | PCS 7 UG MAINT. STATION V9.X -> V10.0 DL | 4064.57
6ES7652-5XX78-0YF0 | PCS 7 UG PACK ROUTE CONTROL V9.X ->V10.0 | 6019.69
6ES7652-5XX78-0YK0 | PCS 7 UG PACK ROUTE CONTR. V9.X->V10.0DL | 6719.35
6ES7652-7EX78-2YH0 | PCS 7 INFORM.SERVER BASIC PACK. V10.0 DL | 5460.88
6ES7652-7FX78-2YB0 | PCS 7 PROCESS HISTORIAN OPC UA SRV V10.0 | 4699.81
6ES7652-7FX78-2YH0 | PCS 7 PH OPC UA SERVER V10.0 DL | 4485.56
6ES7652-7GX78-2YB0 | PCS 7 PH OPC UA DATA COLLECTOR V10.0 | 6142.55
6ES7652-7GX78-2YH0 | PCS 7 PH OPC UA DATA COLLECTOR V10.0 DL | 5835.43
6ES7654-5CA00-7AF1 | SIMATIC PCS 7 CPU 410 SINGLE AS | 21822.54
6ES7654-5CA00-7FF0 | SIMATIC PCS 7 CPU 410 SINGLE AS | 19301.1
6ES7654-5CA03-3BF0 | SIMATIC PCS 7 CPU 410 SINGLE AS | 24318.53
6ES7654-5CA03-3BF1 | SIMATIC PCS 7 CPU 410 SINGLE AS | 26934.35
6ES7654-5CC00-3BF0 | SIMATIC PCS 7 CPU 410 SINGLE AS | 22600.11
6ES7654-5CC00-3BF2 | SIMATIC PCS 7 CPU 410 SINGLE AS | 27831.76
6ES7654-5CC00-3EF0 | SIMATIC PCS 7 CPU 410 SINGLE AS | 24499.8
6ES7654-5CC00-3GF0 | SIMATIC PCS 7 CPU 410 SINGLE AS | 22664.53
5TG7141-0TW50 | STYLE, ROCKER UP&DOWN SIMB., TITAN WHITE | 9.79
6AG4114-3MS18-0XX0 | SIMATIC IPC847E (Rack PC) | 11396.68
6AG4114-3NR02-0JX2 | SIMATIC IPC847E (Rack PC) | 9450.54
6AG4114-3NR04-2DC2 | SIMATIC IPC847E (Rack PC) | 11005.66
6AG4131-3DC23-0AA1 | SIMATIC IPC627E (Box PC) | 5188.22
6GK1706-1NX23-0AK0 | IE SNMP OPC-SERVER EXTENDED V19 DL | 2490.31
6GK1716-0HB23-0AA0 | HARDNET-IE S7 REDCONNECT V19 | 3692.48
6GK1716-0HB23-0AK0 | HARDNET-IE S7 REDCONNECT V19 DL | 3077.06
6SL4112-0CA05-0FF0 | G220 IP20 3AC200V 0,55kW FSA | 1824.93
6SL4112-0CA06-0BF0 | G220 IP20 3AC200V 0,75kW FSA | 1575.12
6SL4112-0CA10-0AF0 | G220 IP20 3AC200V 1,5kW FSA | 1542.69
6SL4112-0CA10-0FF0 | G220 IP20 3AC200V 1,5kW FSA | 2029.33
6SL4112-0CA13-0AF0 | G220 IP20 3AC200V 4kW FSB | 2129.89
6SL4112-0CA13-0FF0 | G220 IP20 3AC200V 4kW FSB | 2616.55
6SL4112-0CA17-0AF0 | G220 IP20 3AC200V 11kW FSD2 | 3445.46
6SL4112-0CA17-0FF0 | G220 IP20 3AC200V 11kW FSD2 | 3932.11
6SL4112-0CA20-0BF0 | G220 IP20 3AC200V 18,5kW FSD2 | 5100.07
6SL4112-0CA21-0AF0 | G220 IP20 3AC200V 22kW FSE | 5531.57
6SL4113-0CA08-0BF0 | G220 IP20 3AC400V 1,1kW FSA | 1427.52
6SL4113-0CA08-2AF0 | G220 IP20 3AC400V 1,1kW FSA | 1368.48
6SL4113-0CA10-2BF0 | G220 IP20 3AC400V 1,5kW FSA | 1683.75
6SL4113-0CA11-0AF0 | G220 IP20 3AC400V 2,2kW FSA | 1443.73
6SL4113-0CA11-2FF0 | G220 IP20 3AC400V 2,2kW FSA | 2089.18
6SL4113-0CA12-0BF0 | G220 IP20 3AC400V 3kW FSA | 1818.43
6SL4113-0CA13-0FF0 | G220 IP20 3AC400V 4kW FSA | 2339.17
6SL4113-0CA13-2BF0 | G220 IP20 3AC400V 4kW FSA | 2250.95
6SL4113-0CA15-2FF0 | G220 IP20 3AC400V 5,5kW FSB | 2742.8
6SL4113-0CA16-0BF0 | G220 IP20 3AC400V 7,5kW FSB | 2640.87
6SL4113-0CA17-0AF0 | G220 IP20 3AC400V 11kW FSC | 2996.11
6SL4113-0CA17-0FF0 | G220 IP20 3AC400V 11kW FSC | 3482.76
6SL4113-0CA18-2AF0 | G220 IP20 3AC400V 15kW FSC | 4031.4
6SL4113-0CA18-2FF0 | G220 IP20 3AC400V 15kW FSC | 4518.04
6SL4113-0CA21-0AF0 | G220 IP20 3AC400V 22kW FSD1 | 4809.69
6SL4113-0CA21-0FF0 | G220 IP20 3AC400V 22kW FSD1 | 5296.33
6SL4113-0CA23-0BF0 | G220 IP20 3AC400V 30kW FSD2 | 6096.07
6SL4113-0CA23-2AF0 | G220 IP20 3AC400V 30kW FSD2 | 6432.55
6SL4113-0CA23-2FF0 | G220 IP20 3AC400V 30kW FSD2 | 6919.18
6SL4113-0CA24-2BF0 | G220 IP20 3AC400V 37kW FSD2 | 7840.14
6SL4113-0CA26-0AF0 | G220 IP20 3AC400V 45kW FSE | 8201.63
6SL4113-0CA27-0BF0 | G220 IP20 3AC400V 55kW FSE | 9539.89
6SL4113-0CA27-2AF0 | G220 IP20 3AC400V 55kW FSE | 10186.3
6SL4170-1GC00-0AA0-ZF01H01 | SINAMICS G220 SD-Card V6.2 | 1071.48
6SL4950-0AJ00-0AA0 | SINAMICS Smart Adapter | 171.95
6SL4950-0AL00-0FA0 | SINAMICS G220 Options Module OM-SMT | 486.66
8MF1111-0AA00-0LM7 | SIVACON 2000mm x 800mm x 800mm | 3917.22
8MF1111-0AA00-0LN2 | SIVACON 2200mm x 900mm x 600mm | 3701.99
6ES7658-1ET23-0YA5 | STEP 7 CFC V19.0 advanced ES | 2442.78
6ES7658-1ET23-0YH5 | STEP 7 CFC V19.0 advanced ES DL | 2217.31
6FX5012-5CN16-1DD0 | POWER CABLE PREASSEMBLED | 373.53
6FX5022-5DN36-1CD0 | POWER CABLE PREASSEMBLED | 424.94
6FX8002-2CB54-1AF1 | SIGNAL CABLE, PREASSEMBLED EXT. | 179.72
6FX8002-8QN04-1BC0 | ONE-CABLE-CONNECTION ASSEMBLY | 317.23
6FX8002-8QN08-1BJ0 | ONE-CABLE-CONNECTION ASSEMBLY | 457.03
6GK5334-5TS00-4AR3 | SCALANCE XR302-32 (2x10G;24xSFP;8xSFP+) | 4230.41
6GK5534-5TR00-4AR3 | SCALANCE XR502-32 (4AR3) | 7050.66
6SL3070-4KA01-0XE5 | SINAMICS DCC V19 Combo Upgrade DVD | 535.86
6SL3070-4KA01-0XK5 | SINAMICS DCC V19 Combo Upgrade OSD | 446.56
6SL3072-4KA02-0XK5 | SINAMICS Startdrive Adv.V19 Upgr.OSD | 375.23
6XV1870-4RN20 | TP Cord RJ45/RJ45 20 m red | 91.88
7KM9900-0SA01-0AA0 | PAC spare part device holder side | 26.38
7MB8000-3AC | Trennuebertrager Ex i | 590.88
8GB5054-3 | Door handle SIMBOX XL as sparepart | 17.83
8GB5060-3KM01 | SIMBOX XL Multimediaboard 5-Row | 434.58
1FK7042-2AF71-1RH1-ZJ09 | SYNCHRONOUS MOTOR 1FK7-CT 3 NM | 4679.37
1FK7042-2AF74-1EH0-ZV42 | SYNCHRONOUS MOTOR 1FK7-CT 3 NM | 3989.89
6AG4131-3DC33-0DA3 | SIMATIC IPC627E (Box PC) | 6744.83
6AG4131-3DE10-2BA3 | SIMATIC IPC627E (Box PC) | 6430.2
6AG4131-3GA40-3AB4 | SIMATIC IPC627E (Box PC) | 8220.53
6AG4131-3GJ10-3AA3 | SIMATIC IPC627E (Box PC) | 6064.64
6AG4131-3GJ20-8AB2 | SIMATIC IPC627E (Box PC) | 5675.12
6AG4131-3GJ23-8AA1 | SIMATIC IPC627E (Box PC) | 5573.24
6AG4131-3GK22-3AA0 | SIMATIC IPC627E (Box PC) | 6353.81
6AG4131-3HJ30-8AA0 | SIMATIC IPC627E (Box PC) | 6455.68
6AG4131-3HJ43-3AA0 | SIMATIC IPC627E (Box PC) | 8491.7
6AG4131-3HS31-3BC7 | SIMATIC IPC627E (Box PC) | 7384.55
6AG4131-3HS33-3CA0 | SIMATIC IPC627E (Box PC) | 7209.26
6AG4141-1CC15-0FA0 | SIMATIC IPC427E (MicroBOX PC) | 4109.51
6AG4141-3BA47-0FA0 | SIMATIC IPC427E (MicroBOX PC) | 4031.61
6AG4141-3BA50-2AA0 | SIMATIC IPC427E (MicroBOX PC) | 3465.29
6AG4141-3BB03-1EA0 | SIMATIC IPC427E (MicroBOX PC) | 4148.47
6AG4141-3BB07-0DA0 | SIMATIC IPC427E (MicroBOX PC) | 3651.07
6AG4141-5BG05-0FA0 | SIMATIC IPC427E (MicroBOX PC) | 4328.25
6AG4141-5BG15-0DA0 | SIMATIC IPC427E (MicroBOX PC) | 4173.93
6AG4141-5BH07-0FA0 | SIMATIC IPC427E (MicroBOX PC) | 4872.09
6AG4141-5BH54-0GA0 | SIMATIC IPC427E (MicroBOX PC) | 6162.03
6AG4141-7BC08-0GA0 | SIMATIC IPC427E (MicroBOX PC) | 6123.07
6AG4141-7BC20-0DA0 | SIMATIC IPC427E (MicroBOX PC) | 5105.81
6AG4141-7BC34-0GA0 | SIMATIC IPC427E (MicroBOX PC) | 6332.82
6AG4141-7BC42-0GA0 | SIMATIC IPC427E (MicroBOX PC) | 6224.96
6AV7886-0DB21-2AC0 | SIMATIC IPC277G, 15" Multitouch | 4123
6AV7886-0DB22-2AA0 | SIMATIC IPC277G, 15" Multitouch | 3962.69
6AV7886-0DC31-4AC0 | SIMATIC IPC277G, 15" Multitouch | 5498.33
6AV7886-0DE32-2AA0 | SIMATIC IPC277G, 15" Multitouch | 4421.14
3VA5285-5ED36-0AA0 | MCCB_UL_FS250_25A_3P_35KA_TM_ FTFM | 455.13
3VA5285-5ED36-1AA0 | MCCB_UL_FS250_25A_3P_35KA_TM_ FTFM | 467.16
3VA5285-5ED61-0AA0 | MCCB_UL_FS250_25A_2P_35KA_TM_ FTFM | 403.71
3VA5285-6ED31-0AA0 | MCCB_UL_FS250_25A_3P_65KA_TM_ FTFM | 515.84
3VA5295-5ED31-0AA0 | MCCB_UL_FS250_15A_3P_35KA_TM_ FTFM | 447.45
3VA5295-5ED31-1AA0 | MCCB_UL_FS250_15A_3P_35KA_TM_ FTFM | 461.15
3VA5295-5ED32-0AA0 | MCCB_UL_FS250_15A_3P_35KA_TM_ FTFM | 455.65
3VA5295-5ED32-1AA0 | MCCB_UL_FS250_15A_3P_35KA_TM_ FTFM | 467.71
3VA5295-7ED32-1AA0 | MCCB_UL_FS250_15A_3P_100KA_TM_ FTFM | 585.31
3VA5295-7ED36-0AA0 | MCCB_UL_FS250_15A_3P_100KA_TM_ FTFM | 568.91
3VA5295-7ED36-1AA0 | MCCB_UL_FS250_15A_3P_100KA_TM_ FTFM | 585.31
3VA5295-7ED61-0AA0 | MCCB_UL_FS250_15A_2P_100KA_TM_ FTFM | 505.46
6AG2136-6CB00-1CA0 | SIPLUS ET 200SP F-TM Count HF RAIL | 1957.82
6AG2138-6BA01-2BA0 | SIPLUS ET 200SP TM POSINPUT 1 RAIL | 727.07
6AG2510-1DK03-1AB0 | SIPLUS ET 200SP CPU 1510SP-1 PN RAIL | 2362.96
6AG2515-2RN03-4AB0 | SIPLUS S7-1500 CPU 1515R-2 PN RAIL | 12031.89
6AG2677-2SB43-2GB1 | SIPLUS ET 200SP CPU 1515SP PC2 F L RAIL | 8427.46
6AG4021-0BD00-1AA1 | SIMATIC IPC BX-21A | 1937.16
6AG4021-0BD00-1AA2 | SIMATIC IPC BX-21A | 2022.55
6AG4021-0BD00-1AB1 | SIMATIC IPC BX-21A | 2166.37
6AG4021-0BD00-2AA1 | SIMATIC IPC BX-21A | 2116.94
6AV6372-2DF07-5CX4 | Energy Manager V7.5, Upgr. <= 50 Tags | 4495.48
6AV6372-2DF07-5DH4 | Energy Manager V7.5, Upgr. <=100 Tags DL | 5700.79
6AV6372-2DF07-5DX4 | Energy Manager V7.5, Upgr. <= 100 Tags | 6557.41
6AV6372-2DF07-5FH4 | Energy Manager V7.5, Upgr. <=500 Tags DL | 11401.56
6AV7241-5LC05-0GA1 | SIMATIC IPC477E 22" MT (1920 x 1080) | 8266.98
6AV7241-5LH05-0GA0 | SIMATIC IPC477E 22" MT (1920 x 1080) | 8299.94
6AV7241-5LH17-0GA0 | SIMATIC IPC477E 22" MT (1920 x 1080) | 8469.24
6AV7241-7BB34-0FA1 | SIMATIC IPC477E 15" ST (1280 x 800) | 6774.79
6AV7242-1LB10-1AB0 | SIMATIC IPC PX-39A 15" MT (1920x1080) Ne | 5511.82
6FX5002-5DQ15-1AC3 | POWER CABLE EXTENSION | 288.29
6FX5012-5CN16-1CC0 | POWER CABLE PREASSEMBLED | 315.82
6FX8002-8QN08-1CC0 | ONE-CABLE-CONNECTION ASSEMBLY | 526.69
6FX8002-8QN11-1AH0 | ONE-CABLE-CONNECTION ASSEMBLY | 331.25
6FX8002-8QN11-1BE0 | ONE-CABLE-CONNECTION ASSEMBLY | 493.48
6GK5334-5TS00-2AR3 | SCALANCE XR302-32 (2x10G;24xSFP;8xSFP+) | 3948.35
6SL3072-4KA02-0XA5 | SINAMICS Startdrive Advanced V19 DVD | 1125.79
6SL3072-4KA02-0XE5 | SINAMICS Startdrive Adv. V19 Upgr. DVD | 450.34
6SL3072-4KA02-0XG0 | SINAMICS Startdrive Basic V19 OSD | 52.46
6SL3072-4KA02-0XG5 | SINAMICS Startdrive Advanced V19 OSD | 938.16
7MH5104-2GD01-0AC0 | SIWAREX WL260 SP-S SA 20kg C3 Ex 2m | 720.1
7MH5104-2GD01-0AF0 | SIWAREX WL260 SP-S SA 20kg C3 Ex 5m | 720.1
8GB5054-0 | Board connection set for hollow walls | 65.65
8GB5054-1 | Board connection set for hollow walls | 69.4
1FK2208-5AC00-0MA0-ZB42M01R40 | SYNCHRONOUS MOTOR 1FK2-CT 27 NM | 4073.48
1FK7042-2AF21-1RH0-ZM03 | SYNCHRONOUS MOTOR 1FK7-CT 3 NM | 2410.96
1FK7083-2AC71-1QH0-ZX01 | SYNCHRONOUS MOTOR 1FK7-CT 16 NM | 2891.15
1FK7083-2AF71-1BA1-ZN05 | SYNCHRONOUS MOTOR 1FK7-CT 16 NM | 3404.68
1FK7083-2AF71-1CG1-ZR72 | SYNCHRONOUS MOTOR 1FK7-CT 16 NM | 3761.12
6AV7882-0DA20-0CA0 | SIMATIC IPC277E, 15" Touch | 3869.81
6AV7882-0DA20-5BA0 | SIMATIC IPC277E, 15" Touch | 4250.35
6ES7132-6BD21-0CA0 | ET 200SP, DQ 4x24VDC/2A HF, PU 1 | 108.12
6ES7132-6BD21-2BA0 | ET 200SP, DQ 4X24VDC/2A ST, PU 10 | 95.25
6ES7132-6BF01-0CA0 | ET 200SP, DQ 8x24VDC/0,5A HF, PU 1 | 97.82
6ES7132-6BF01-2CA0 | ET 200SP, DQ 8x24VDC/0,5A HF, PU 10 | 97.82
6ES7650-1CD78-2YH5 | PCS 7 BCE V10.0 DL | 1830.78
6ES7651-5AA78-0CA0 | PCS 7 ES SINGLE STAT. ASIA V10.0 (PO250) | 10737.47
6ES7651-5AA78-0YA0 | PCS 7 ES SINGLE STAT V10.0 (AS/OS:PO250) | 23043.93
6ES7651-5AA78-0YH0 | PCS 7 ES SGL STAT.(AS/OS:PO250) V10.0 DL | 24553.74
6ES7652-3AA78-2CA0 | PCS 7 OS SW SINGLE STAT. RED. ASIA V10.0 | 14227.14
6ES7652-3AA78-2YA0 | PCS 7 OS SW SINGLE STATION RED. V10.0 | 21469.54
6ES7652-3AA78-2YD0 | PCS 7 SINGLE STATION -> REDUNDANCY V10.0 | 2939.37
6ES7652-3AA78-2YH0 | PCS 7 OS SW SINGLE STATION RED. V10.0 DL | 22875.77
6ES7652-5AX78-0YK0 | PCS7 UG OS SINGLE STATION V9.X ->V10.0DL | 4176.93
6ES7652-5BX78-0CE0 | PCS7 UG PACK. OS SERVER ASIA V9.X->V10.0 | 7233.02
6ES7652-5BX78-0YE0 | PCS 7 UG PACK OS SERVER V9.X -> V10.0 | 7233.02
6ES7652-5BX78-0YK0 | PCS 7 UG PACK OS SERVER V9.X -> V10.0 DL | 8073.71
6ES7652-5CX78-0CF5 | PCS 7 UG CL. SFC VISU ASIA V9.X->V10.0 | 3564.84
6ES7652-7BX78-2YB0 | PCS 7 PROCESS HISTORIAN BASIC PACK V10.0 | 15635.05
6ES7652-7BX78-2YH0 | PCS 7 PH BASIC PACKAGE V10.0 DL | 14921.91
6ES7652-7BX78-2YK0 | PCS 7 UG PACK INF.SERVER V9.X ->V10.0 DL | 1947.65
6ES7652-7CX78-2YB0 | PCS 7 PH SERVER REDUNDANCY V10.0 | 27996.57
6ES7654-5CA00-3CF0 | SIMATIC PCS 7 CPU 410 SINGLE AS | 20588.04
6ES7654-5CA00-3EF0 | SIMATIC PCS 7 CPU 410 SINGLE AS | 22101.2
6ES7654-5CA00-4BF0 | SIMATIC PCS 7 CPU 410 SINGLE AS | 19858.43
6ES7654-5CA00-4GF0 | SIMATIC PCS 7 CPU 410 SINGLE AS | 19922.85
6ES7654-5CA03-4EF0 | SIMATIC PCS 7 CPU 410 SINGLE AS | 25875.14
6ES7654-5CA03-4GF0 | SIMATIC PCS 7 CPU 410 SINGLE AS | 24039.85
6ES7654-5CA03-4GF1 | SIMATIC PCS 7 CPU 410 SINGLE AS | 26655.69
6ES7654-5CA03-5JF1 | SIMATIC PCS 7 CPU 410 SINGLE AS | 28290.2
6ES7654-5CA03-6DF1 | SIMATIC PCS 7 CPU 410 SINGLE AS | 27662.47
6ES7654-5CC00-4BF0 | SIMATIC PCS 7 CPU 410 SINGLE AS | 22257.01
6ES7654-5CC00-4XF0 | SIMATIC PCS 7 CPU 410 SINGLE AS | 21130.39
5SV6314-7KP06 | AFDD-RCBOele PT 30mA A C6 230V 10KA 1MW | 447.68
5SV6314-7KP10 | AFDD-RCBOele PT 30mA A C10 230V 10KA 1MW | 447.68
6AG4131-3CA03-0BA1 | SIMATIC IPC627E (Box PC) | 4043.6
6AG4131-3CA10-2AA0 | SIMATIC IPC627E (Box PC) | 4066.08
6AG4131-3CC00-2AA0 | SIMATIC IPC627E (Box PC) | 4517.03
6AG4131-3CC10-2AA2 | SIMATIC IPC627E (Box PC) | 4729.76
6AG4131-3GC30-8AA0 | SIMATIC IPC627E (Box PC) | 6322.33
6AG4131-3GC31-3AA0 | SIMATIC IPC627E (Box PC) | 6755.31
6AG4131-3GD30-3AA2 | SIMATIC IPC627E (Box PC) | 7441.47
6AG4131-3GD31-8AA0 | SIMATIC IPC627E (Box PC) | 6993.52
6AG4131-3HC33-8AA1 | SIMATIC IPC627E (Box PC) | 6406.23
6AG4131-3HD32-3AA2 | SIMATIC IPC627E (Box PC) | 7525.38
6AG4131-3HD32-8AA2 | SIMATIC IPC627E (Box PC) | 7084.91
6AG4131-3HD33-3AA2 | SIMATIC IPC627E (Box PC) | 7525.38
6AG4133-0DE60-0AN0 | SIMATIC IPC BX-59A (Box PC) | 17283.05
6AG4133-0DF41-0FN0 | SIMATIC IPC BX-59A (Box PC) | 16493.51
6AG4133-0DF61-0FN0 | SIMATIC IPC BX-59A (Box PC) | 18089.08
6AG4133-0DG50-0FN0 | SIMATIC IPC BX-59A (Box PC) | 19257.65
6AG4141-5BA11-0FA0 | SIMATIC IPC427E (MicroBOX PC) | 4125.99
6AG4141-5BB14-0EA0 | SIMATIC IPC427E (MicroBOX PC) | 4500.55
6AG4141-5BB15-0FA8 | SIMATIC IPC427E (MicroBOX PC) | 4499.04
6AG4141-5BB44-0FA0 | SIMATIC IPC427E (MicroBOX PC) | 4770.21
6AG4141-5CC05-0DA0 | SIMATIC IPC427E (MicroBOX PC) | 4464.59
6AG4141-5CC30-0DA0 | SIMATIC IPC427E (MicroBOX PC) | 4298.29
6AG4141-5DA04-0EA0 | SIMATIC IPC427E (MicroBOX PC) | 4091.54
6AG4141-5DB05-0FA0 | SIMATIC IPC427E (MicroBOX PC) | 4244.35
6AG4141-5DB35-0FA0 | SIMATIC IPC427E (MicroBOX PC) | 4371.7
6AV6387-2EE00-0GH0 | WinCC V8.0 Starter Package V DL | 41030.4
6AV7882-0MB30-6CA0 | SIMATIC IPC277E, 15" Multitouch neutral | 5126.79
6AV7882-0MB30-7CA0 | SIMATIC IPC277E, 15" Multitouch neutral | 4833.14
6AV7886-0AE11-2AB0 | SIMATIC IPC277G, 7" Multitouch | 3015.85
6AV7886-0TE31-2AB0 | SIMATIC IPC277G, 15" Multitouch, neutral | 4744.75
6AV7886-0UE21-2AC0 | SIMATIC IPC277G, 19" Multitouch, neutral | 4698.3
6AV7886-0UE24-2AC0 | SIMATIC IPC277G, 19" Multitouch, neutral | 4698.3
3VA5282-7ED61-0AA0 | MCCB_UL_FS250_20A_2P_100KA_TM_ FTFM | 505.46
3VA5285-6ED61-0AA0 | MCCB_UL_FS250_25A_2P_65KA_TM_ FTFM | 460.6
3VA5285-7ED31-0AA0 | MCCB_UL_FS250_25A_3P_100KA_TM_ FTFM | 568.91
3VA5285-7ED31-1AA0 | MCCB_UL_FS250_25A_3P_100KA_TM_ FTFM | 579.84
3VA5285-7ED32-0AA0 | MCCB_UL_FS250_25A_3P_100KA_TM_ FTFM | 568.91
3VA5295-6ED31-1AA0 | MCCB_UL_FS250_15A_3P_65KA_TM_ FTFM | 530.06
3VA5295-6ED32-0AA0 | MCCB_UL_FS250_15A_3P_65KA_TM_ FTFM | 521.86
3VA5295-6ED32-1AA0 | MCCB_UL_FS250_15A_3P_65KA_TM_ FTFM | 534.45
3VA5295-6ED36-0AA0 | MCCB_UL_FS250_15A_3P_65KA_TM_ FTFM | 521.31
3WA9111-0AG04 | Accessory Air Circuit Breaker 3WA | 78.2
3WA9111-0AG05 | Accessory Air Circuit Breaker 3WA | 78.2
3WA9111-0AH13 | Accessory Air Circuit Breaker 3WA | 323.58
3WA9111-0AH14 | Accessory Air Circuit Breaker 3WA | 323.58
6AG4021-0AB11-2CA0 | SIMATIC IPC127E | 1853.26
6AG4021-0AD11-0BA0 | SIMATIC IPC127E | 1574.6
6AG4021-0AD11-3CA0 | SIMATIC IPC127E | 1938.65
6AG4021-0BC00-1AA1 | SIMATIC IPC BX-21A | 1564.1
6AG4022-0BC21-2BA1 | SIMATIC IPC327G | 1742.39
6AG4022-0BC42-0CA1 | SIMATIC IPC327G | 2412.08
6AG4022-0BC42-0CA2 | SIMATIC IPC327G | 2412.08
6AG4025-0CE20-3AC0 | SIMATIC IPC527G (Box PC) | 2898.98
6AG4025-0CE20-5AB0 | SIMATIC IPC527G (Box PC) | 2830.07
6AV6372-2DF17-5AX0 | SIMATIC EnMBasic/PRO V7.5, Trial | 81.8
6AV6372-2DF67-5MH0 | SIMATIC EnMPRO V7.5 Consumer Master DL | 9772.97
6AV6372-2DF67-5MX0 | SIMATIC EnMPRO V7.5 Consumer Master | 11239.41
6AV6372-2DF77-5XH4 | Energy Manager V7.5, Upgr. >5000 Tags DL | 26063.17
6AV7241-7KB34-0FA0 | SIMATIC IPC477E 19" MT (1366 x 768) | 7377.05
6AV7242-3AC10-0AA0 | SIMATIC IPC PX-39A 15" MT (1920 x 1080) | 5920.83
6AV7242-3AC10-1AB0 | SIMATIC IPC PX-39A 15" MT (1920 x 1080) | 6299.87
6AV7242-3BB20-1CA0 | SIMATIC IPC PX-39A 19" MT (1920 x 1080) | 6577.02
6AV7251-5EB05-0DA0 | SIMATIC IPC477E PRO, 19 MTouch | 6755.31
6AV7251-5FB55-0DA0 | SIMATIC IPC477E PRO, 19 MTouch | 6755.31
6AV7251-5GG00-0FA0 | SIMATIC IPC477E PRO, 19 MTouch | 6869.18
6AV7251-5GG30-0FA8 | SIMATIC IPC477E PRO, 19 MTouch | 7081.91
6AV7252-3AC10-1BA0 | SIMATIC IPC PX-39A PRO 15" MT | 6950.07
6AV7252-3CD22-1BA0 | SIMATIC IPC PX-39A PRO 19" MT | 9386.12
6AV7252-3EC10-0AA0 | SIMATIC IPC PX-39A PRO 22" MT | 7962.84
6AV7252-3EC10-0BA0 | SIMATIC IPC PX-39A PRO 22" MT | 7962.84
6AV7261-1GC20-3AA2 | SIMATIC IPC677E, 22" Multitouch | 8610.06
6AV7261-1GD20-1AB1 | SIMATIC IPC677E, 22" Multitouch | 9390.61
6AV7261-1GG10-3AA0 | SIMATIC IPC677E, 22" Multitouch | 9407.09
6AV7261-2GE20-3AA0 | SIMATIC IPC677E, 24" Multitouch | 9774.16
6AV7272-1AA10-1AB1 | SIMATIC IPC PX-32A 12" ST | 3062.28
6AV7285-6HH00-0AB0 | SIMATIC IFP1500 V2 ext Hygienic Neutral | 2792.62
6AV7285-6KH00-0AA0 | SIMATIC IFP1900 V2 ext Hygienic | 2969.4
6AV7285-6KH00-0AB0 | SIMATIC IFP1900 V2 ext Hygienic Neutral | 2969.4
6AV7285-6LH00-0AA0 | SIMATIC IFP2200 V2 ext Hygienic | 3324.47
6ES7654-6CJ04-3BF1 | SIMATIC PCS 7 CPU 410 SINGLE AS | 30017.61
6ES7730-1AC24-0AC0 | SIMATIC IPC MD-57A | 16298.75
6ES7730-1AC24-0BA0 | SIMATIC IPC MD-57A | 12190.73
6ES7730-1AC24-2BC0 | SIMATIC IPC MD-57A | 17641.12
6ES7730-1AC24-3NA0 | SIMATIC IPC MD-57A | 14046.97
6ES7730-1AC25-2AC0 | SIMATIC IPC MD-57A | 17555.71
6FX5002-5CG11-2EF0 | POWER CABLE, PREASSEMBLED | 1041.95
6FX5002-5CG12-1BH0 | POWER CABLE PREASSEMBLED | 234.14
6FX5002-5CG12-1BK0 | POWER CABLE PREASSEMBLED | 246.72
6FX5002-5CG12-1GA0 | POWER CABLE PREASSEMBLED | 504.6
6FX5002-5DN06-1BJ5 | POWER CABLE PREASSEMBLED | 336.79
6FX5002-5DN06-1CA5 | POWER CABLE PREASSEMBLED | 349.84
6FX5002-5DN06-1CB5 | POWER CABLE PREASSEMBLED | 356.35
6FX5002-5DN06-1CE5 | POWER CABLE PREASSEMBLED | 375.85
6FX5002-5DN27-1DG0 | POWER CABLE PREASSEMBLED | 442.35
6FX5002-5DN30-1AB5 | POWER CABLE PREASSEMBLED | 170.37
6FX5002-5DN36-1AA6 | POWER CABLE PREASSEMBLED | 277.82
6FX5002-5DN36-1AB0 | POWER CABLE PREASSEMBLED | 277.82
6FX5002-8QE08-1AH7 | ONE-CABLE-CONNECTION EXTENSION | 309.74
6FX5002-8QE08-1AJ1 | ONE-CABLE-CONNECTION EXTENSION | 321.56
6FX5002-8QE08-1AJ8 | ONE-CABLE-CONNECTION EXTENSION | 321.56
6FX5002-8QE08-1AK0 | ONE-CABLE-CONNECTION EXTENSION | 321.54
6FX5002-8QE08-1AK2 | ONE-CABLE-CONNECTION EXTENSION | 333.36
6FX5002-8QN08-1AE6 | ONE-CABLE-CONNECTION ASSEMBLY | 199.83
6FX5002-8QN08-1AF5 | ONE-CABLE-CONNECTION ASSEMBLY | 211.66
6FX5002-8QN08-1AG5 | ONE-CABLE-CONNECTION ASSEMBLY | 223.46
6FX5002-8QN08-1AH5 | ONE-CABLE-CONNECTION ASSEMBLY | 235.31
6FX5002-8QN11-1BB5 | ONE-CABLE-CONNECTION ASSEMBLY | 357.31
6FX5002-8QN11-1BD5 | ONE-CABLE-CONNECTION ASSEMBLY | 389.2
6FX5002-8QN11-1BE0 | ONE-CABLE-CONNECTION ASSEMBLY | 389.24
6FX5002-8QN21-1AE5 | ONE-CABLE-CONNECTION ASSEMBLY | 330.05
6FX8002-2CB54-1DA1 | SIGNAL CABLE, PREASSEMBLED EXT. | 376.3
6FX8002-2CB54-1GB0 | SIGNAL CABLE, PREASSEMBLED EXT. | 614.46
6FX8002-2CC81-1BJ0 | SIGNAL CABLE PREASSEMBLED, | 364.89
6FX8002-2CF02-1DA5 | SIGNAL CABLE, PREASSEMBLED, | 484.61
6FX8002-2SL02-1AB5 | SIGNAL CABLE, PREASSEMBLED | 266.68
6FX8002-5CQ28-1AH0 | POWER CABLE EXTENSION | 487.89
6FX8002-5CQ48-1BH0 | POWER CABLE EXTENSION | 723.18
6FX8002-5CR42-1AD5 | POWER CABLE, PREASSEMBLED | 394.07
6FX8002-5CR42-1AE5 | POWER CABLE, PREASSEMBLED | 422.82
6AV7241-7LC06-0GA0 | SIMATIC IPC477E 22" MT (1920 x 1080) | 8957.65
6AV7241-7LG06-5AA0 | SIMATIC IPC477E 22" MT (1920 x 1080) | 8073.71
6AV7241-7RG06-5AA0 | SIMATIC IPC477E 24" MT (1920 x 1080) | 8237.01
6AV7242-5DC82-2CB0 | SIMATIC IPC PX-39A 24" MT (1920 x 1080) | 8854.26
6AV7242-5DD20-1CA0 | SIMATIC IPC PX-39A 24" MT (1920 x 1080) | 8671.48
6AV7242-7DD20-2CB2 | SIMATIC IPC PX-39A 24" MT (1920 x 1080) | 9498.48
6AV7242-7DE20-2AB2 | SIMATIC IPC PX-39A 24" MT (1920 x 1080) | 9174.88
6AV7251-5JH07-0GA0 | SIMATIC IPC477E PRO, 22 MTouch | 9035.55
6AV7251-5KA07-0DA0 | SIMATIC IPC477E PRO, 22 MTouch | 7252.71
6AV7251-5KB57-0DA0 | SIMATIC IPC477E PRO, 22 MTouch | 7490.92
6AV7251-5KC00-0DA8 | SIMATIC IPC477E PRO, 22 MTouch | 7826.51
6AV7252-7EJ01-2BB0 | SIMATIC IPC PX-39A PRO 22" MT | 10365.93
6AV7252-7GL21-2BB0 | SIMATIC IPC PX-39A PRO 24" MT | 12136.79
6AV7261-0GC20-3AA2 | SIMATIC IPC677E, 19" Multitouch | 7956.85
6AV7261-0GD23-1AA0 | SIMATIC IPC677E, 19" Multitouch | 8635.54
6AV7272-3BB10-1AB1 | SIMATIC IPC PX-32A 15" ST | 4179.93
6AV7272-3BB20-1CB1 | SIMATIC IPC PX-32A 15" ST | 4588.94
6AV7272-3BC10-1AB1 | SIMATIC IPC PX-32A 15" ST | 4552.98
6AV7272-3DB10-1CB1 | SIMATIC IPC PX-32A 22" ST | 5245.13
6ES7147-6AB00-0BB0 | ET 200eco PN, TM PosInput 2, M12-L | 804.49
6ES7148-6JG00-0BB5 | IO-Link Promotion Set ET 200eco PN + 8WD | 1230.04
6ES7155-6MU01-0CN0 | ET 200SP, IM 155-6 MF HF | 388.72
6ES7194-4CC00-0AA0 | ET 200pro CM SSI 2 x M12 | 64.36
6ES7212-0AB61-0DA2 | SIMATIC EMS600 | 13032.48
6ES7654-6CP03-7FF0 | SIMATIC PCS 7 CPU 410 SINGLE AS | 31391.44
6ES7654-6DJ00-3BF0 | SIMATIC PCS neo CPU 410 SINGLE | 19167.77
6ES7654-6EB00-3BF0 | SIMATIC PCS 7 CPU 410 SINGLE AS | 11576.46
6ES7823-0FE04-1AA0 | SIMATIC Safe Kinematics DL | 2572.27
6ES7823-1CA02-0YA0 | TIA Portal Cloud Connector V2 | 648.48
6FX5002-5DN05-1CD0 | POWER CABLE PREASSEMBLED | 426.98
6FX5002-5DN05-1EA0 | POWER CABLE PREASSEMBLED | 561.42
6FX5002-5DN06-1AA6 | POWER CABLE PREASSEMBLED | 219.76
6FX5002-5DN06-1AH2 | POWER CABLE PREASSEMBLED | 265.26
6FX5002-5DN26-1AJ0 | POWER CABLE PREASSEMBLED | 319.95
6FX5002-5DN26-1EA0 | POWER CABLE PREASSEMBLED | 528.06
6FX5002-5DN26-1GA0 | POWER CABLE PREASSEMBLED | 658.12
6FX5002-5DN27-1AD0 | POWER CABLE PREASSEMBLED | 221.61
6FX5002-5DX38-1BB0 | POWER CABLE PREASSEMBLED, EXT. | 2523.07
6FX5002-5DX48-1EB0 | POWER CABLE PREASSEMBLED, | 4168.33
6FX5002-5MN05-1AC0 | POWER CABLE, PREASSEMBLED,EXT. | 215.4
6FX5002-5MN05-1AD0 | POWER CABLE, PREASSEMBLED,EXT. | 223.86
6FX5002-8QN04-1BA5 | ONE-CABLE-CONNECTION ASSEMBLY | 244.32
6FX5002-8QN04-1BB5 | ONE-CABLE-CONNECTION ASSEMBLY | 254.14
6FX5002-8QN04-1BE5 | ONE-CABLE-CONNECTION ASSEMBLY | 283.6
6FX5002-8QN04-1BF5 | ONE-CABLE-CONNECTION ASSEMBLY | 293.41
6FX5002-8QN08-1BC2 | ONE-CABLE-CONNECTION ASSEMBLY | 294.38
6FX5002-8QN08-1BD5 | ONE-CABLE-CONNECTION ASSEMBLY | 306.19
6FX5002-8QN11-1AD5 | ONE-CABLE-CONNECTION ASSEMBLY | 229.6
6FX5002-8QN11-1AF5 | ONE-CABLE-CONNECTION ASSEMBLY | 261.53
6FX5002-8QN11-1AG0 | ONE-CABLE-CONNECTION ASSEMBLY | 261.53
6FX7002-5EX26-1AG0 | POWER CABLE, PREASSEMBLED | 480.37
6FX7002-5EX26-1AJ0 | POWER CABLE, PREASSEMBLED | 536.35
6FX7002-5EX30-1AG5 | POWER CABLE, PREASSEMBLED | 298.54
6FX7002-5EX30-1AJ5 | POWER CABLE, PREASSEMBLED | 344.59
6FX8002-5CP26-1AE0 | POWER CABLE PREASSEMBLED | 292.48
6FX8002-5CP27-1BF0 | POWER CABLE PREASSEMBLED | 402.58
6FX8002-5CP45-1DA0 | POWER CABLE PREASSEMBLED | 1063.81
6FX8002-5CP46-1AH0 | POWER CABLE PREASSEMBLED | 418.59
6FX8002-5DA58-1AE7 | POWER CABLE, PREASSEMBLED EXT. | 581.11
8MF1111-0AA00-0LP6 | SIVACON 2200mm x 900mm x 600mm | 3558.5
8MF1111-0AA00-0LQ1 | SIVACON 1800mm x 1000mm x 400mm | 947.02
8MF1111-0AA00-0LQ2 | SIVACON 1800mm x 1000mm x 400mm | 4864.24
8MF1111-0AA00-0LQ3 | SIVACON 1800mm x 1000mm x 400mm | 947.02
8MF1111-0AA00-0LS2 | SIVACON 2200mm x 800mm x 500mm | 3013.26
8MF1111-0AA00-0LS3 | SIVACON 2200mm x 600mm x 600mm | 3400.66
8MF1111-0AA00-0LS4 | SIVACON 2200mm x 600mm x 600mm | 3214.14
8MF1111-0AA00-0LS5 | SIVACON 2000mm x 600mm x 600mm | 7891.84
8MF1111-0AA00-0LU2 | SIVACON 2000mm x 1200mm x 400mm | 3974.62
8MF1111-0AA00-0LU3 | SIVACON 2000mm x 1200mm x 400mm | 4362.03
8MF1111-0AA00-0LU4 | SIVACON 2000mm x 600mm x 600mm | 3070.64
8MF1111-0AA00-0LU5 | SIVACON 1800mm x 1200mm x 800mm | 4304.64
8MF1111-0AA00-0LV0 | SIVACON 1800mm x 600mm x 600mm | 2869.76
8PS5080-0AA00-0AA8 | BD2-AP-8 | 34.26
8PS5080-0AA00-1AA0 | BD2-AP-9 | 34.26
8PS5080-0AA00-1AA1 | BD2-AP-10 | 34.26
8PS5080-0AA00-1AA2 | BD2-AP-11 | 34.26
8PS5203-0AA00-1AA2 | BD2A-3-1000-W1-3W* | 2627.65
8PS5203-0AA00-1AA3 | BD2A-3-1000-W2-3W* | 2627.65
8PS5403-0AA00-0AA1 | BD2C-3-160-W1-3W* | 1162.67
8PS5403-0AA00-0AA2 | BD2C-3-160-W2-3W* | 1162.67
8PS5403-0AA00-0AA3 | BD2C-3-250-W1-3W* | 1288.73
A5E02896941 | Battery package (Dual pack 34Ah) | 3405.41
A5E03434626 | Compact Operating Instruction DSIII/P410 | 156.99
A5E03434657 | Compact Operating Instruction P300 | 129.52
A5E03920348 | Compact Operating Instruction DSIII/P410 | 156.99
A5E37056685 | Adapter M25/NPT (2x) + plug M25 | 616.2
A5E37056687 | Stainless steel lid 316L | 1617.03
A5E37056923 | Seal kit | 1175.49
A5E37086797 | Spare gaskets, 5 pcs. | 380.71
7ME6532-2YC03-1GA3-ZA02 | SITRANS FMS500 | 2538.77
7ME6532-3FC02-1GA2-ZA02 | SITRANS FMS500 | 2608.64
7ME6532-3FC02-1GA3-ZA02 | SITRANS FMS500 | 2608.64
7ME6532-3FC03-1GA2-ZA02 | SITRANS FMS500 | 2551.48
7ME6532-4BC03-1GA3-ZA02 | SITRANS FMS500 | 2822.76
7ME6532-4HC02-1GA2-ZA02 | SITRANS FMS500 | 3092.25
7ME6532-4HC02-1GA3-ZA02 | SITRANS FMS500 | 3092.25
7ME6532-4HC03-1GA2-ZA02 | SITRANS FMS500 | 3013.32
7ME6532-4HC03-1GA3-ZA02 | SITRANS FMS500 | 3013.32
7ME6532-5BB02-1GA2-ZA02 | SITRANS FMS500 | 4992.24
7ME6532-5BB02-1GA3-ZA02 | SITRANS FMS500 | 4992.24
7ME6532-5BC02-1GA2-ZA02 | SITRANS FMS500 | 5180.06
7ME6532-5BC02-1GA3-ZA02 | SITRANS FMS500 | 5180.06
7MF7910-8AF | Oring for proc.flanges, NBR | 140.53
7MF7910-8AG | O-ring EPDM with WRAS, ACS | 206.38
7MF7910-8AH | O-ring EPDM with NSF61 | 75.96
7MF7910-8AJ | Oring for proc.flanges, FKM | 124.08
8LK4003-3AA30 | Busbar 3NJ4 metering left, 100x10 B1100 | 679.58
8LK4003-3AA31 | Busbar 3NJ4 metering right, 100x10 B600 | 412.75
8LK4003-3AA32 | Busbar 3NJ4 metering right, 100x10 B850 | 527.48
8LK4003-3AA33 | Busbar 3NJ4 metering right, 100x10 B1100 | 643.44
8LK4003-3AA34 | Busbars second device level 60x10, B600 | 1608.58
8LK5002-2AA18 | Cable brackets 3NJ4 with carrier W1100 | 281.84
8LK5002-2AA20 | Cable brackets 3NJ4 with carrier W850 | 204.51
8LK5002-2AA25 | Section cover 3NJ4 bis NH00 (160A) B500 | 95.88
8LK5002-2AA26 | Section cover 3NJ4 bis NH00 (160A) B750 | 99.38
8LK6036-6AA53 | Copper PE shift 40x10mm | 412.75
8LK6036-6AA54 | Copper PE shift 60x10mm | 606.02
8LK6036-6AA55 | Copper N shift 40x10mm | 275.6
8LK6036-6AA74 | Copper cable connection ACB N 3WA size 1 | 198.29
8LK6036-6AA75 | Copper cable connection ACB N 3WA size 1 | 184.55
8LK6036-6AA76 | Copper cable connection ACB N 3WA size 1 | 303.02
8LK6036-6AA77 | Copper cable connection ACB N 3WA size 1 | 285.56
8LK4002-8AA78 | Busbars second device level 60x10, B1100 | 2232.06
8MF1111-0AA00-0LN8 | SIVACON 2000mm x 1200mm x 500mm | 3730.7
8MF1111-0AA00-0LP0 | SIVACON 2000mm x 600mm x 600mm | 6040.85
8MF1111-0AA00-0LR0 | SIVACON 2200mm x 900mm x 600mm | 5007.74
8MF1111-0AA00-0LR1 | SIVACON 2000mm x 800mm x 600mm | 3343.27
8MF1111-0AA00-0LR2 | SIVACON 2000mm x 800mm x 600mm | 3343.27
8MF1111-0AA00-0LR4 | SIVACON 2000mm x 1200mm x 800mm | 4347.69
8MF1111-0AA00-0LT1 | SIVACON 1800mm x 900mm x 600mm | 4304.64
8MF1111-0AA00-0LT2 | SIVACON 1800mm x 900mm x 600mm | 4304.64
8MF1111-0AA00-0LT3 | SIVACON 1800mm x 900mm x 600mm | 4304.64
8MF1111-0AA00-0LT4 | SIVACON 2000mm x 800mm x 800mm | 3185.44
8PS5080-0AA00-0AA1 | BD2-AP-1 | 175.02
8PS5080-0AA00-0AA2 | BD2-AP-2 | 187.25
8PS5080-0AA00-0AA3 | BD2-AP-3 | 209.28
8PS5203-0AA00-0AA3 | BD2A-3-250-W1-3W* | 1064.77
8PS5203-0AA00-0AA4 | BD2A-3-250-W2-3W* | 1064.77
8PS5203-0AA00-0AA5 | BD2A-3-400-W1-3W* | 1370.73
8PS5203-0AA00-0AA6 | BD2A-3-400-W2-3W* | 1370.73
8PS5403-0AA00-0AA8 | BD2C-3-630-W2-3W* | 3836.83
8PS5403-0AA00-1AA0 | BD2C-3-800-W1-3W* | 3860.07
8PS5403-0AA00-1AA1 | BD2C-3-800-W2-3W* | 3860.07
8PS5403-0AA00-1AA2 | BD2C-3-1000-W1-3W* | 3880.88
A5E38019263 | I/O module, Ex, O, R, R, active | 1681.79
A5E38019378 | I/O module, Ex, O, R, -, active | 1571.89
7ME6532-2RF02-1GA2-ZA02 | SITRANS FMS500 | 2556.92
7ME6532-2RF02-1GA3-ZA02 | SITRANS FMS500 | 2556.92
7ME6532-3MC03-1GA3-ZA02 | SITRANS FMS500 | 2562.35
7ME6532-3TC02-1GA2-ZA02 | SITRANS FMS500 | 2674.87
7ME6532-3TC02-1GA3-ZA02 | SITRANS FMS500 | 2674.87
7ME6532-3TC03-1GA2-ZA02 | SITRANS FMS500 | 2612.27
7ME6532-4PC03-1GA2-ZA02 | SITRANS FMS500 | 3336.34
7ME6532-4PC03-1GA3-ZA02 | SITRANS FMS500 | 3336.34
7ME6532-4VB02-1GA2-ZA02 | SITRANS FMS500 | 3825.39
7ME6532-4VB02-1GA3-ZA02 | SITRANS FMS500 | 3825.39
7MF7903-1CB | Electronics FOUNDATION Fieldbus, Ex i | 1014.69
7MF7903-2AC | 7MF7903-2AC: Connec. board HART, w.Ovp. | 673.55
7MF7903-2BB | Termination board | 239.41
7MF7903-2CB | Termination board | 235.79
7MF7906-1BC | Gland 1/2NPT, Pl. blue, Ex i | 18.8
8LK4003-3AA21 | Busbar L1-3 100x10mm, W: 350mm | 159.64
8LK4003-3AA22 | Busbar L1-3 100x10mm, W: 400mm | 187.06
8LK4003-3AA23 | Busbar L1-3 100x10mm, W: 600mm | 299.26
8LK4003-3AA24 | Busbar L1-3 100x10mm, W: 800mm | 370.34
8LK4003-3AA53 | Busbar metering section 100x10mm | 781.85
8LK4003-3AA54 | Busbar metering section 2x80x10mm | 1596.12
8LK4003-3AA55 | Busbar metering section 2x100x10mm | 1995.16
8LK4003-3AA56 | Busbar 3NJ4 100x10mm, W: 600 mm | 349.16
8LK6036-6AA41 | CU cable conn. ACB to MBB L 3WA size 1 | 243.17
8LK6036-6AA43 | CU cable conn. ACB to MBB N 3WA size 1 | 200.79
8LK6036-6AA44 | Copper cable connection ACB L 3WA size 1 | 1011.3
8LK6036-6AA45 | Copper cable connection ACB L 3WA size 1 | 993.83
8LK6036-6AA61 | Copper N shift 2x80x10mm | 1069.89
8LK6036-6AA62 | Copper N shift 2x100x10mm | 1321.77
8LK6036-6AA63 | Support N / PE elevation W: 600mm | 221.98
8LK6036-6AA64 | Support N / PE elevation W: 800mm | 239.44
8LK6036-6AA84 | CU cable conn. ACB to MBB L 3WA size 1 | 244.4
8LK6036-6AA85 | CU cable conn. ACB to MBB L 3WA size 1 | 205.74
8LK6036-6AA86 | CU cable conn. ACB to MBB L 3WA size 1 | 324.25
6SL4113-0JQ11-0FF0 | G220 IP55 3AC400V 2,2kW FSB | 2454.35
6SL4113-0JQ11-2AF0 | G220 IP55 3AC400V 2,2kW FSB | 2126.52
6SL4113-0JQ11-2BF0 | G220 IP55 3AC400V 2,2kW FSB | 2321.18
6SL4113-0JQ11-2FF0 | G220 IP55 3AC400V 2,2kW FSB | 2613.14
6SL4113-0JQ15-0AF0 | G220 IP55 3AC400V 5,5kW FSB | 2676.56
6SL4113-0JQ08-2FF0 | G220 IP55 3AC400V 1,1kW FSB | 2359.62
6SL4113-0JQ10-0AF0 | G220 IP55 3AC400V 1,5kW FSB | 1860.63
6SL4113-0JQ10-0BF0 | G220 IP55 3AC400V 1,5kW FSB | 2055.29
6SL4113-0JQ10-0FF0 | G220 IP55 3AC400V 1,5kW FSB | 2347.27
6SL4113-0JQ12-2BF0 | G220 IP55 3AC400V 3kW FSB | 2558.33
6SL4113-0JQ12-2FF0 | G220 IP55 3AC400V 3kW FSB | 2850.33
6SL4113-0JQ13-0AF0 | G220 IP55 3AC400V 4kW FSB | 2426.77
6SL4113-0JQ13-0BF0 | G220 IP55 3AC400V 4kW FSB | 2621.42
6SL4113-0JQ16-2AF0 | G220 IP55 3AC400V 7,5kW FSB | 3226.29
6SL4113-0JQ16-2BF0 | G220 IP55 3AC400V 7,5kW FSB | 3420.95
6SL4113-0JQ16-2FF0 | G220 IP55 3AC400V 7,5kW FSB | 3712.95
6SL4113-0JQ17-0AF0 | G220 IP55 3AC400V 11kW FSC | 3622.27
6SL4113-0JQ20-0BF0 | G220 IP55 3AC400V 18,5kW FSD1 | 5322.29
6SL4113-0JQ20-0FF0 | G220 IP55 3AC400V 18,5kW FSD1 | 5614.29
6SL4113-0JQ20-2AF0 | G220 IP55 3AC400V 18,5kW FSD1 | 5511.61
6SL4113-0JQ20-2BF0 | G220 IP55 3AC400V 18,5kW FSD1 | 5706.27
6SL4113-0JQ20-2FF0 | G220 IP55 3AC400V 18,5kW FSD1 | 5998.25
6SL4113-0JQ24-0AF0 | G220 IP55 3AC400V 37kW FSD2 | 8094.56
6SL4113-0JQ24-0BF0 | G220 IP55 3AC400V 37kW FSD2 | 8289.22
6SL4113-0JQ24-0FF0 | G220 IP55 3AC400V 37kW FSD2 | 8581.21
6SL4113-0JQ24-2AF0 | G220 IP55 3AC400V 37kW FSD2 | 8725.84
6SL4113-0JQ27-2FF0 | G220 IP55 3AC400V 55kW FSE | 11879.84
6SL4113-2CA16-2AF0 | G220 CP IP20 3AC400V 7,5kW FSD1 | 4736.52
6SL4113-2CA16-2BF0 | G220 CP IP20 3AC400V 7,5kW FSD1 | 4931.18
6SL4113-2CA16-2FF0 | G220 CP IP20 3AC400V 7,5kW FSD1 | 5223.16
6SL4113-2CA23-2BF0 | G220 CP IP20 3AC400V 30kW FSD2 | 9890.96
6SL4113-2CA23-2FF0 | G220 CP IP20 3AC400V 30kW FSD2 | 10182.97
6SL4113-2CA24-2AF0 | G220 CP IP20 3AC400V 37kW FSD2 | 11460.79
6SL4113-2CA24-2BF0 | G220 CP IP20 3AC400V 37kW FSD2 | 11655.45
6SL4113-2DA17-2FF0 | G220 CP IP20 3AC400V 11kW FSD1 | 6295.88
6SL4113-2DA18-2AF0 | G220 CP IP20 3AC400V 15kW FSD1 | 6923.68
6SL4113-2DA18-2BF0 | G220 CP IP20 3AC400V 15kW FSD1 | 7118.34
6SL4113-2DA18-2FF0 | G220 CP IP20 3AC400V 15kW FSD1 | 7410.34
6SL4113-2DA26-2BF0 | G220 CP IP20 3AC400V 45kW FSE | 13965.21
6SL4113-2DA26-2FF0 | G220 CP IP20 3AC400V 45kW FSE | 14257.2
6SL4113-2DA27-2AF0 | G220 CP IP20 3AC400V 55kW FSE | 15485.88
6SL4113-2DA27-2BF0 | G220 CP IP20 3AC400V 55kW FSE | 15680.54
A5E51251920 | Electronics, 2-wire, Ex, coated | 1340.33
A5E51251929 | Electronics, 2/3/4-wire, coated | 1232.39
A5E51251931 | Electronics, FOUNDATION F., Ex, coated | 1640.58
A5E51496329 | LOAD CELL,MUS HVY DUTY,50KG,SST | 1167.99
A5E51531602003 | 25m SSL cable male 1xM12 gray | 1526.76
A5E51531602004 | 50m SSL cable male 1xM12 gray | 1738.69
A5E51531602005 | 75m SSL cable male 1xM12 gray | 2710.09
A5E51531602006 | 5m SSL cable male 1xM12 blue | 989.05
A5E51531602007 | 10m SSL cable male 1xM12 blue | 1193.14
A5E51593591 | LOAD CELL,W/HDW,MUS,HD,200KG,SST,SPARE | 1167.99
A5E51593592 | LOAD CELL,W/HDW,MUS,HD,300KG,SST,SPARE | 1167.99
A5E51593593 | LOAD CELL,W/HDW,MUS,HD,500KG,SST,SPARE | 1167.99
A5E51596143 | LOADCELL SPARE, WD600 10KG SS, W HW | 588.3
A5E52607584 | AIMING GASKET ACCESSORY,4 INCH,EPDM | 396.16
A5E52885008 | MOUNTING BRACKET ACCESSORY,300 mm | 147.56
A5E52897545 | SPARE TERMINAL BLOCKS,LT500 ULTRASONIC | 192.76
A5E52897548 | SPARE,LT500,BRD STK ASSY,SNGL,AC,US I/P | 1261.58
A5E53276261 | SPARE LT500 REMOTE PANEL MOUNT BLIND LID | 136.93
A5E53276263 | ELEC MODULE,LR510,530<DN80/3IN,HART | 2624.18
A5E53308674 | LR530 SS SPRING WASHERS(4): M10, 3/8 IN | 58.49
A5E53308675 | LR530 SST SPRING WASHERS(4): 1/2 INCH | 63.81
A5E53701866 | 7MH73034GD610CX1,CUSTM BELTW/ROLER DESGN | 89106.08
6SL4113-0JQ15-0BF0 | G220 IP55 3AC400V 5,5kW FSB | 2871.22
6SL4113-0JQ15-0FF0 | G220 IP55 3AC400V 5,5kW FSB | 3163.22
6SL4113-0JQ15-2AF0 | G220 IP55 3AC400V 5,5kW FSB | 2900.15
6SL4113-0JQ15-2BF0 | G220 IP55 3AC400V 5,5kW FSB | 3094.81
6SL4113-0JQ17-2FF0 | G220 IP55 3AC400V 11kW FSC | 4438.49
6SL4113-0JQ18-0AF0 | G220 IP55 3AC400V 15kW FSC | 4465.78
6SL4113-0JQ18-0BF0 | G220 IP55 3AC400V 15kW FSC | 4660.44
6SL4113-0JQ18-0FF0 | G220 IP55 3AC400V 15kW FSC | 4952.44
6SL4113-0JQ21-2BF0 | G220 IP55 3AC400V 22kW FSD1 | 6331.04
6SL4113-0JQ21-2FF0 | G220 IP55 3AC400V 22kW FSD1 | 6623.03
6SL4113-0JQ23-0AF0 | G220 IP55 3AC400V 30kW FSD2 | 6905.52
6SL4113-0JQ23-0BF0 | G220 IP55 3AC400V 30kW FSD2 | 7100.17
6SL4113-0JQ26-2AF0 | G220 IP55 3AC400V 45kW FSE | 10070.42
6SL4113-0JQ26-2BF0 | G220 IP55 3AC400V 45kW FSE | 10265.08
6SL4113-0JQ26-2FF0 | G220 IP55 3AC400V 45kW FSE | 10557.07
6SL4113-0JQ27-0AF0 | G220 IP55 3AC400V 55kW FSE | 10552.13
6SL4113-2CA18-2BF0 | G220 CP IP20 3AC400V 15kW FSD1 | 6959.39
6SL4113-2CA18-2FF0 | G220 CP IP20 3AC400V 15kW FSD1 | 7251.35
6SL4113-2CA20-2AF0 | G220 CP IP20 3AC400V 18,5kW FSD1 | 7286.24
6SL4113-2CA20-2BF0 | G220 CP IP20 3AC400V 18,5kW FSD1 | 7480.9
6SL4113-2CA27-2AF0 | G220 CP IP20 3AC400V 55kW FSE | 15036.54
6SL4113-2CA27-2BF0 | G220 CP IP20 3AC400V 55kW FSE | 15231.2
6SL4113-2CA27-2FF0 | G220 CP IP20 3AC400V 55kW FSE | 15523.19
6SL4113-2DA16-2AF0 | G220 CP IP20 3AC400V 7,5kW FSD1 | 4848.44
6SL4113-2DA21-2FF0 | G220 CP IP20 3AC400V 22kW FSD1 | 8840.5
6SL4113-2DA23-2AF0 | G220 CP IP20 3AC400V 30kW FSD2 | 9967.21
6SL4113-2DA23-2BF0 | G220 CP IP20 3AC400V 30kW FSD2 | 10161.87
6SL4113-2DA23-2FF0 | G220 CP IP20 3AC400V 30kW FSD2 | 10453.84
A5E51496335 | LOAD CELL,MUS HVY DUTY,500KG,SST | 1167.99
A5E51496337 | LOAD CELL,MUS STD DUTY, 20KG,SST | 588.3
A5E51496338 | LOAD CELL,MUS STD DUTY, 30KG,SST | 588.3
A5E51496339 | LOAD CELL,MUS STD DUTY, 50KG,SST | 588.3
A5E51593526 | LOAD CELL,W/HDW,MUS,SD,20KG,SST,SPARE | 588.3
A5E51593558 | LOAD CELL,W/HDW,MUS,SD,30KG,SST,SPARE | 588.3
A5E51593559 | LOAD CELL,W/HDW,MUS,SD,50KG,SST,SPARE | 588.3
A5E51593562 | LOAD CELL,W/HDW,MUS,SD,75KG,SST,SPARE | 588.3
A5E52095588 | LR500, BLUETOOTH ASSY,1/2 INCH NPT,GP | 128.96
A5E52107153 | SUNSHIELD ACCESS,304 SST,DIA 99-104 mm | 245.94
A5E52324251 | SPARE,LG270 REMOTE ELECTRONIC CABLE,10M | 1636.46
A5E53276247 | LR500 HMI DISPLAY w/ CONNECTION CABLE | 357.6
A5E53276249 | ELEC MODULE,LR550/580,530>DN50/2IN,HART | 2624.18
A5E53276250 | LR500 LID WITH WINDOW, INCLUDES O-RING | 98.37
A5E53276252 | LR500 LID w/o WINDOW, INCLUDES O-RING | 66.46
A5E53332217 | COAX CABLE CONVERTER | 181.47
A5E53569994 | LCS100 CABLE SHORTENING KIT | 131.61
A5E53610729 | 7ML54400HA000AA2,C11,Y15,PRE-PROG 57 | 4333.76
A5E53882225 | CHAMBER,EXT,316SS,2IN300LB RF,C-C:2000MM | 14931.53
A5E53882263 | CHAMBER,EXT,316SS,3IN300LB RF,C-C:5700MM | 24709.08
A5E53882294 | CHAMBER,EXT,316SS,3IN300LB RF,C-C:350MM | 16833.86
A5E53882301 | CHAMBER,EXT,316SS,3IN300LB RF,C-C:1000MM | 12933.48
1FK2103-2AH00-2MA0-ZC21M00R10 | SYNCHRONOUS MOTOR 1FK2 HD 0,64 NM | 2001.95
1FK2103-4AG00-2MA0-ZC22M01R20 | Synchronous motor 1FK2-HD 1,27 Nm | 2384.79
1FK2103-4AH00-2MA0-ZC21M00R05 | SYNCHRONOUS MOTOR 1FK2 HD 1,27 NM | 2111.53
1FK2103-4AH00-2SA0-ZM01 | SYNCHRONOUS MOTOR 1FK2 HD 1,27 NM | 840.16
6ES7654-5CC00-7FF0 | SIMATIC PCS 7 CPU 410 SINGLE AS | 21699.7
6ES7654-5CC00-7XF0 | SIMATIC PCS 7 CPU 410 SINGLE AS | 21028.51
6ES7654-5CC03-3BF0 | SIMATIC PCS 7 CPU 410 SINGLE AS | 26717.11
6ES7654-5CC03-3BF1 | SIMATIC PCS 7 CPU 410 SINGLE AS | 29332.94
A5E53724441 | Viessmann IPC COL WinCC RT Adv. 4K PT | 1589.85
A5E53796234 | ADAPTER,RJ45,EXTERNAL ENCLOSURE,M20 MNT | 77.11
A5E53796237 | CABLE,ETHERNET,CAT6,RJ45,0.1M | 33.24
A5E53798671 | CHAMBER,EXT,316SS,2IN600LB RF,C-C:860MM | 13635.4
A5E53798821 | CHAMBER,EXT,316SS,2IN600LB RF,C-C:515MM | 13607.47
A5E53861674 | MAG6000I Lid Gasket spare part kit | 0.91
A5E53873677 | CHAMBER,EXT,316SS,3IN300LB RF,C-C:1100MM | 12953.42
1FK2104-4AK00-2MA0-ZC31M00R10 | Synchronous motor 1FK2-HD 1,27 Nm | 2243.06
1FK2104-5AF01-2SA0-ZC21M00R10 | Synchronous motor 1FK2-HD 2.4 NM | 2004.76
1FK2104-6AF00-2SA0-ZA21M00R03 | Synchronous motor 1FK2-HD 3.2 NM | 1545.93
1FK2105-4AF11-0MA0-ZA31M00R03 | SYNCHRONOUS MOTOR 1FK2 HD 5 NM | 2453.59
6ES7657-0TX78-0YB0 | PCS 7 SIMATIC BATCH SERVER V10.0 | 9388.57
6ES7657-0TX78-0YH0 | PCS 7 SIMATIC BATCH SERVER V10.0 DL | 10004.88
6ES7657-0UX78-0YB0 | PCS 7 SIMATIC BATCH SINGLE STATION V10.0 | 23465.37
6ES7657-0UX78-0YH0 | PCS 7 SIMATIC BATCH SINGLE STAT V10.0 DL | 25001.69
6ES7658-1AX78-0YA6 | PCS 7 AS ENGINEERING V10.0 30 DAYS | 675.11
6ES7658-1AX78-0YB5 | PCS 7 AS ENGINEERING V10.0 | 6924.32
6ES7658-1AX78-0YH5 | PCS 7 AS ENGINEERING V10.0 DL | 7377.05
6ES7658-1AX78-0YH6 | PCS 7 AS ENGINEERING V10.0 30 DAYS DL | 737.1
6FX2002-1DC00-1BD8 | SIGNAL CABLE, PREASSEMBLED | 209.52
6FX2002-1DC00-1BH4 | SIGNAL CABLE, PREASSEMBLED | 239.39
6FX2002-1DC00-1BJ6 | SIGNAL CABLE, PREASSEMBLED | 246.8
6FX2002-1DC00-1CE1 | SIGNAL CABLE, PREASSEMBLED | 291.66
6FX5002-2DX00-2AA0 | SIGNALLEITUNG KONFEKTIONIERT 100 | 716.44
6FX5002-2DX10-2AA0 | SIGNALLEITUNG KONFEKTIONIERT 100 | 730.79
6FX5002-2DX30-1AB0 | DRIVE-CLIQ CABLE, PREASSEMBLED | 117.47
6FX5002-2DX30-1AC0 | DRIVE-CLIQ CABLE, PREASSEMBLED | 123.58
6FX5002-2DX30-1BF0 | DRIVE-CLIQ CABLE, PREASSEMBLED | 202.92
6FX5002-2DX30-1BG0 | DRIVE-CLIQ CABLE, PREASSEMBLED | 208.87
6FX5002-2DX30-1BH0 | DRIVE-CLIQ CABLE, PREASSEMBLED | 214.98
6FX5002-2DX30-1BJ0 | DRIVE-CLIQ CABLE, PREASSEMBLED | 221.12
6FX5002-2DX30-1BK0 | DRIVE-CLIQ CABLE, PREASSEMBLED | 227.35
6FX5002-2DX30-1JA0 | DRIVE-CLIQ CABLE, PREASSEMBLED | 632.74
6FX5002-2DX30-1JF0 | DRIVE-CLIQ CABLE, PREASSEMBLED | 664.98
6FX5002-2DX30-1KA0 | DRIVE-CLIQ CABLE, PREASSEMBLED | 697.25
6FX5002-2DX30-1KF0 | DRIVE-CLIQ CABLE, PREASSEMBLED | 729.47
6FX5002-5DG10-1DJ1 | POWER CABLE PREASSEMBLED | 454.78
6FX5002-5DN46-1EA0 | POWER CABLE PREASSEMBLED | 698.69
6FX5002-5DN66-1GA0 | POWER CABLE PREASSEMBLED | 1339.73
6FX5002-5DQ28-1AB5 | POWER CABLE PREASSEMBLED | 402.02
6FX8002-2DC40-1CE0 | SIGNAL CABLE, PREASSEMBLED | 379.84
6FX8002-2DC40-1DD0 | SIGNAL CABLE, PREASSEMBLED | 467.92
6FX8002-2DC40-1DF0 | SIGNAL CABLE, PREASSEMBLED | 487.5
6FX8002-2DC40-1GA0 | SIGNAL CABLE, PREASSEMBLED | 732.14
6AV7886-1JB21-2AC0 | SIMATIC IPC277G PRO, 19" | 4994.95
6AV7886-1JC22-2AC0 | SIMATIC IPC277G PRO, 19" | 5149.26
6BK1603-1BF10-1WA0 | Quantum 1.1 (CPU 1510) | 2819.75
6BK1603-1BF10-2WA0 | ACC/DCC 1.1 (CPU 1510) | 2940.6
6ES7923-3BJ00-0HC0 | Cable D-Sub/end sleeve shie. 32x0.34 8m | 165.23
6FC5800-0BT00-0YB0 | OMM /AC Standard | 6203.75
6FC5800-0BT00-0YH0 | OMM /AdaptiveControl - Standard | 6203.75
6FC5800-0BT02-0YB0 | OMM /AdaptiveControl - Pro | 6203.75
6FX5002-5CS06-1ED0 | POWER CABLE PREASSEMBLED | 369.77
6FX5002-5CS06-1EE0 | POWER CABLE PREASSEMBLED | 373.76
6FX5002-5DG12-1CD0 | POWER CABLE PREASSEMBLED | 372.29
6FX5002-5DG12-1CK0 | POWER CABLE PREASSEMBLED | 430.97
6FX5002-5DG53-1GA0 | POWER CABLE, PREASSEMBLED | 5651.5
6FX5002-5DG62-1AC0 | POWER CABLE PREASSEMBLED | 330.7
6FX5002-5DG62-1FA0 | POWER CABLE PREASSEMBLED | 1551.65
6ES7657-5XX78-0YF0 | PCS 7 UG PACK BATCH SERVER V9.X -> V10.0 | 5983.45
6ES7657-5XX78-0YF5 | PCS 7 UG PACK BATCH CLIENT V9.X -> V10.0 | 1711.29
6ES7657-5XX78-0YK0 | PCS 7 UG PACK BATCH SERV. V9.X->V10.0 DL | 6678.9
6ES7657-5XX78-0YK5 | PCS 7 UG PACK BATCH CL. V9.X->V10.0 DL | 1910.19
6FX2002-1DC00-1AJ3 | SIGNAL CABLE, PREASSEMBLED | 172.1
6FX2002-1DC00-1AJ6 | SIGNAL CABLE, PREASSEMBLED | 172.1
6FX2002-1DC00-1AK2 | SIGNAL CABLE, PREASSEMBLED | 179.49
6FX2002-1DC00-1AK8 | SIGNAL CABLE, PREASSEMBLED | 179.49
6FX5002-2DC42-1AB0 | SIGNAL CABLE, PREASSEMBLED | 152.93
6FX5002-2DC42-1AH2 | SIGNAL CABLE, PREASSEMBLED | 206.33
6FX5002-2DC42-1FA0 | SIGNAL CABLE, PREASSEMBLED | 526.67
6FX5002-2DC48-1AB0 | SIGNAL CABLE, PREASSEMBLED | 152.93
6FX5002-2DC48-1AC0 | SIGNAL CABLE, PREASSEMBLED | 160.54
6FX5002-2DX30-1AH0 | DRIVE-CLIQ CABLE, PREASSEMBLED | 153.98
6FX5002-2DX30-1AJ0 | DRIVE-CLIQ CABLE, PREASSEMBLED | 160.17
6FX5002-2DX30-1AK0 | DRIVE-CLIQ CABLE, PREASSEMBLED | 166.35
6FX5002-2DX30-1BA0 | DRIVE-CLIQ CABLE, PREASSEMBLED | 172.33
6FX5002-2DX30-1EA0 | DRIVE-CLIQ CABLE, PREASSEMBLED | 373.94
6FX5002-2DX30-1EF0 | DRIVE-CLIQ CABLE, PREASSEMBLED | 405.53
6FX5002-2DX30-1FA0 | DRIVE-CLIQ CABLE, PREASSEMBLED | 440.45
6FX5002-2DX30-1FF0 | DRIVE-CLIQ CABLE, PREASSEMBLED | 471.55
6FX5002-2EN20-1FA0 | SIGNAL CABLE, PREASSEMBLED | 672.79
6FX5002-5CN36-1AJ0 | POWER CABLE PREASSEMBLED | 297.1
6FX5002-5CN36-1EA0 | POWER CABLE PREASSEMBLED | 464.91
6FX5002-5CN46-1CF0 | POWER CABLE PREASSEMBLED | 443.84
6FX5002-5CN56-1AE0 | POWER CABLE PREASSEMBLED | 297.44
6FX5008-1BB12-1CB0 | POWER CABLE SOLD BY THE METER | 4421.46
6FX8002-2DC10-1BJ2 | SIGNAL CABLE, PREASSEMBLED | 291.07
6FX8002-2DC10-1DH3 | SIGNAL CABLE, PREASSEMBLED | 452.02
6FX8002-2DC20-1DJ8 | SIGNAL CABLE, PREASSEMBLED | 480.71
6FX8002-2DC42-1AF6 | SIGNAL CABLE, PREASSEMBLED | 225.82
6FX8002-5CF13-1CA0 | POWER CABLE, PREASSEMBLED | 1380.51
6FX8002-5CG10-2AA0 | POWER CABLE PREASSEMBLED | 1422.58
6FX8002-5CG12-1DB0 | POWER CABLE PREASSEMBLED | 591.19
6DL2804-2AE40 | EX-DEV_PNE_GAS_950x450x230_M20_57CE_BL | 7465.22
6DL4138-0BS03-2XX0 | CPU 1514PA-2PN for ET 200SP HA | 3391.49
6ES7512-1CM03-0AB0 | CPU 1512C-1 PN, 400 KB Prog., 2 MB Data | 3217.85
6ES7517-3FP01-0AB0 | CPU 1517F-3 PN/DP, 3MB Prog., 8MB Data | 9471.22
6ES7923-1BB00-0HD0 | Cable D-Sub/end sleeve shie. 20x0.56 1m | 102.93
6ES7923-1BD00-0HD0 | Cable D-Sub/end sleeve shie. 20x0.56 3m | 121.78
6ES7923-1BF00-0HD0 | Cable D-Sub/end sleeve shie. 20x0.56 5m | 140.74
6FC5800-0BU06-0YB0 | Run MyHMI /Automotive CNC on NCU | 2163.52
6FC5800-0BU08-0YB0 | Run MyHMI /Automotive CNC on IPC | 2163.52
6FX5002-2CF02-1BF3 | SIGNAL CABLE, PREASSEMBLED | 231.63
6FX5002-2CG00-1DA5 | SIGNAL CABLE, PREASSEMBLED, | 280.12
6FX5002-5DG52-1BG0 | POWER CABLE PREASSEMBLED | 481.92
6FX5002-5DG52-1CD0 | POWER CABLE PREASSEMBLED | 589.59
6FX5002-5DG52-1CG0 | POWER CABLE PREASSEMBLED | 635.71
6FX5002-5DG52-1CK0 | POWER CABLE PREASSEMBLED | 681.87
6FX5012-5DN06-1AH0 | POWER CABLE PREASSEMBLED | 258.76
6FX5012-5DN06-1BA0 | POWER CABLE PREASSEMBLED | 278.29
6FX5012-5DN26-1DA0 | POWER CABLE PREASSEMBLED | 463.06
6FX5012-5DN61-2BA0 | POWER CABLE PREASSEMBLED | 2825.97
6AG4104-5HB11-2BC0 | SIMATIC IPC547J | 4624.89
6AG4104-5HD10-1AA0 | SIMATIC IPC547J | 4499.04
6AG4104-5HG02-1AA0 | SIMATIC IPC547J | 4166.45
6AG4104-5HG41-2AX0 | SIMATIC IPC547J | 4535
6AG4104-6DB14-4BD0 | SIMATIC IPC RW-545A | 11100.05
6AG4104-6DD04-4GD2 | SIMATIC IPC RW-545A | 19467.4
6AG4104-6DD12-3FD2 | SIMATIC IPC RW-545A | 12286.61
1FK7063-2AF71-1CH0-ZM39 | SYNCHRONOUS MOTOR 1FK7-CT 11 NM | 3481.61
1FK7063-2AF71-1RG0-ZK23 | SYNCHRONOUS MOTOR 1FK7-CT 11 NM | 2548.24
6AV7882-0DB10-2EA0 | SIMATIC IPC277E, 15" Touch | 3824.86
6AV7882-0EB10-7BA0 | SIMATIC IPC277E, 19" Touch | 4316.26
6EP4548-7XB00-3AX0 | SITOP CHO1400 24/48V | 299.84
6ES7132-6BD21-0BA0 | ET 200SP, DQ 4X24VDC/2A ST, PU 1 | 95.25
6ES7132-6BH00-0CA0 | ET 200SP, DQ 16x24VDC/0,5A HF, PU 1 | 146.74
6ES7648-6WD11-5YA0 | SIMATIC IPC Operating System Package | 440.47
6ES7648-6WD11-7YA0 | SIMATIC IPC Operating System Package | 229.23
6ES7650-0AG78-1YX0 | SIMATIC PCS Client IPC277G 19" MT Panel | 4837.57
6ES7650-0AG78-1YX2 | SIMATIC PCS Client IPC277G 24" MT Panel | 5471.54
6ES7651-5AA78-6CE0 | PCS 7 UG ES SGL STAT SN ASIA V9.X->V10.0 | 8730.88
6ES7651-5AX78-0YE5 | PCS 7 UG PACKAGE ENGINEERING V9.X->V10.0 | 6235.77
6ES7651-5FX88-0YK5 | PDM UG PACK COMPL V8.X / V9.X -> V9.3 DL | 2322.18
6ES7651-5GX05-0YE5 | PDM MAINT. ST. BASIC UG V4.0 -> V5.0 | 2542.08
6ES7652-0XD78-2YH5 | PCS 7 SFC VISUALIZATION V10.0 DL | 2254.76
6ES7652-3AA78-2YJ0 | PCS 7 SINGLE STATION -> REDU V10.0 DL | 3131.21
6ES7652-3BA78-1YJ0 | PCS 7 SING.STAT.RED. ->SRV RED. V10.0 DL | 10117.24
6ES7652-3BA78-6CA0 | PCS 7 OS SW SRV RED SN ASIA V10.0(PO100) | 21474.91
6ES7652-5AX78-0YE0 | PCS 7 UG OS SINGLE STATION V9.X -> V10.0 | 3741.99
6ES7652-5CX78-0YK5 | PCS 7 UG CLIENT SFC VISU V9.X->V10.0 DL | 3979.18
6ES7652-5DX78-0YK0 | PCS7 UG PACK. WEB SERVER V9.X ->V10.0 DL | 2304.21
6ES7652-7AX78-2YB0 | PCS 7 PH AND IS BASIC PACKAGE V10.0 | 20158.06
6ES7652-7AX78-2YH0 | PCS 7 PH AND IS BASIC PACKAGE V10.0 DL | 19241.18
6ES7652-7DX78-2YB0 | PCS 7 PROC.HISTORIAN ARCHIVE BATCH V10.0 | 2507.96
6ES7652-7EX78-2YB0 | PCS 7 INFORM. SERVER BASIC PACKAGE V10.0 | 5721.56
6ES7652-7HA00-2YH0 | PCS 7 PH (1000 ARCHIVE TAGS) DL | 2918.46
6ES7654-5CA00-3BF4 | SIMATIC PCS 7 CPU 410 SINGLE AS | 30664.83
6ES7654-5CA00-4XF0 | SIMATIC PCS 7 CPU 410 SINGLE AS | 18731.79
6ES7654-5CA00-6XF1 | SIMATIC PCS 7 CPU 410 SINGLE AS | 22039.78
6ES7654-5CA03-3DF1 | SIMATIC PCS 7 CPU 410 SINGLE AS | 27313.39
6ES7654-5CA03-3GF0 | SIMATIC PCS 7 CPU 410 SINGLE AS | 24382.95
6ES7654-5CA04-3BF1 | SIMATIC PCS 7 CPU 410 SINGLE AS | 31051.36
6ES7654-5CA04-4DF0 | SIMATIC PCS 7 CPU 410 SINGLE AS | 28471.49
6ES7654-5CC00-3GF1 | SIMATIC PCS 7 CPU 410 SINGLE AS | 25280.35
6ES7654-5CC00-3KF0 | SIMATIC PCS 7 CPU 410 SINGLE AS | 24586.7
5SV6314-7KP16 | AFDD-RCBOele PT 30mA A C16 230V 10KA 1MW | 447.68
5SV6314-7KP25 | AFDD-RCBOele PT 30mA A C25 230V 10KA 1MW | 493.77
6AG4114-3RT08-0DX0 | SIMATIC IPC847E (Rack PC) | 12431.93
6AG4131-3AA10-2AB0 | SIMATIC IPC627E (Box PC) | 3709.5
6AG4131-3CC30-4AA0 | SIMATIC IPC627E (Box PC) | 5877.38
6AG4131-3CL20-2AB2 | SIMATIC IPC627E (Box PC) | 6256.42
6AG4131-3GC10-3AA2 | SIMATIC IPC627E (Box PC) | 5591.23
6AG4131-3GC20-3AA1 | SIMATIC IPC627E (Box PC) | 5964.28
6AG4131-3GD33-8AA0 | SIMATIC IPC627E (Box PC) | 7001.01
6AG4131-3GG10-1AA0 | SIMATIC IPC627E (Box PC) | 6761.31
6AG4131-3GK23-3DA3 | SIMATIC IPC627E (Box PC) | 7111.88
6AG4131-3HC20-1AA3 | SIMATIC IPC627E (Box PC) | 6472.15
6AG4131-3HE20-3AA3 | SIMATIC IPC627E (Box PC) | 7472.95
6AG4131-3HH40-3AA1 | SIMATIC IPC627E (Box PC) | 10971.2
6AG4132-0FB20-0DB0 | SIMATIC IPC BX-56A (Box PC) | 5853.41
6AG4133-0DE40-0WN0 | SIMATIC IPC BX-59A Industrial Edge Dev. | 15820.83
6AG4133-0DG51-0FN0 | SIMATIC IPC BX-59A (Box PC) | 19392.49
6AG4141-0AA07-0DA0 | SIMATIC IPC427E (MicroBOX PC) | 2747.68
6AG4141-3BB35-0DA0 | SIMATIC IPC427E (MicroBOX PC) | 3778.42
6AG4141-3CB04-0JA0 | SIMATIC IPC427E (MicroBOX PC) | 3880.3
6AG4141-5BC00-4FA0 | SIMATIC IPC427E (MicroBOX PC) | 5158.25
6AG4141-5BG02-4EA0 | SIMATIC IPC427E (MicroBOX PC) | 4801.69
6AG4141-5CA30-0AA0 | SIMATIC IPC427E (MicroBOX PC) | 3174.66
6AG4141-5CB47-0FA0 | SIMATIC IPC427E (MicroBOX PC) | 4541
6AG4141-7AC08-0FA0 | SIMATIC IPC427E (MicroBOX PC) | 5529.79
6AG4141-7AH08-0FA0 | SIMATIC IPC427E (MicroBOX PC) | 5613.69
6AV6387-2EB00-0GH0 | WinCC V8.0 Starter Package II DL | 17211.38
6AV6387-2ED00-0GH0 | WinCC V8.0 Starter Package IV DL | 21989.54
6AV7886-0BA11-2AC0 | SIMATIC IPC277G, 10" Multitouch | 3087.76
6AV7886-0CB21-2AC0 | SIMATIC IPC277G, 12" Multitouch | 3796.4
6AV7886-0DB11-2AC0 | SIMATIC IPC277G, 15" Multitouch | 3910.27
6AV7886-0EA21-2AC0 | SIMATIC IPC277G, 19" Multitouch | 4280.31
6AV7886-0TE21-2AC0 | SIMATIC IPC277G, 15" Multitouch, neutral | 4371.7
3VA5285-5ED31-1AA0 | MCCB_UL_FS250_25A_3P_35KA_TM_ FTFM | 461.15
3VA5285-5ED32-1AA0 | MCCB_UL_FS250_25A_3P_35KA_TM_ FTFM | 467.71
3VA5285-6ED31-1AA0 | MCCB_UL_FS250_25A_3P_65KA_TM_ FTFM | 530.06
3VA5285-6ED32-1AA0 | MCCB_UL_FS250_25A_3P_65KA_TM_ FTFM | 534.45
3VA5285-6ED36-1AA0 | MCCB_UL_FS250_25A_3P_65KA_TM_ FTFM | 533.9
3VA5285-7ED32-1AA0 | MCCB_UL_FS250_25A_3P_100KA_TM_ FTFM | 585.31
3VA5285-7ED36-1AA0 | MCCB_UL_FS250_25A_3P_100KA_TM_ FTFM | 585.31
3VA5295-5ED36-1AA0 | MCCB_UL_FS250_15A_3P_35KA_TM_ FTFM | 467.16
3VA5295-6ED31-0AA0 | MCCB_UL_FS250_15A_3P_65KA_TM_ FTFM | 515.84
3VA5295-6ED36-1AA0 | MCCB_UL_FS250_15A_3P_65KA_TM_ FTFM | 533.9
3VA5295-7ED31-0AA0 | MCCB_UL_FS250_15A_3P_100KA_TM_ FTFM | 568.91
3VA5295-7ED32-0AA0 | MCCB_UL_FS250_15A_3P_100KA_TM_ FTFM | 568.91
3VA9601-0WP31 | terminal cover ext. transp. 3p 1pcs. | 81.52
3VA9603-0QB03 | front bus connectors 3 pcs | 184.89
5TG4726 | DELTA FLACHE,COVER SWITCH,DIF,BULB,LABEL | 10.39
5TG6201-0TW50 | I-SYS, ROCKER UP&DOWN SIMB., TITAN WHITE | 7.7
6AG4012-2CC40-0BX0 | SIMATIC IPC347G (Rack PC, 19, 4HE) | 4917.05
6AG4021-0AB11-2BA0 | SIMATIC IPC127E | 1718.42
6AG4021-0BC00-1AB1 | SIMATIC IPC BX-21A | 1793.32
6AG4021-0BC00-2AB1 | SIMATIC IPC BX-21A | 1973.11
6AG4022-0BA21-2BA1 | SIMATIC IPC327G | 1742.39
6AG4022-0BA41-2CA2 | SIMATIC IPC327G | 2582.87
6AG4061-1BC00-0DX0 | SIMATIC IPC Slider M.2 SSD, 512GB Eco | 503.4
6AG4102-0AE00-0XA2 | SIMATIC IPC RS-828A | 48367.38
6AV6372-2DF07-5FX4 | Energy Manager V7.5, Upgr. <= 500 Tags | 13111.94
6AV6372-2DF07-5HX4 | Energy Manager V7.5, Upgr. <= 5000 Tags | 22478.84
6AV7241-5GC35-1GA0 | SIMATIC IPC 477E 19" MT (1920 x 1080) | 7826.51
6AV7241-5LB05-0FA0 | SIMATIC IPC477E 22" MT (1920 x 1080) | 7078.91
6AV7241-7BG02-3FA0 | SIMATIC IPC477E 15" ST (1280 x 800) | 6812.25
6AV7241-7KB08-0FA0 | SIMATIC IPC477E 19" MT (1366 x 768) | 7167.32
6AV7242-1AA10-1AA0 | SIMATIC IPC PX-39A 15" MT (1920 x 1080) | 5050.38
6AV7242-1BA10-1AB0 | SIMATIC IPC PX-39A 19" MT (1920 x 1080) | 5462.39
6AV7242-3NB10-1AA0 | SIMATIC IPC PX-39A 22" MT (1920x1080) Ne | 6262.87
6AV7242-5AC10-1DB2 | SIMATIC IPC PX-39A 15" MT (1920 x 1080) | 6824.22
6AV7242-7PC10-2AA0 | SIMATIC IPC PX-39A 24" MT (1920x1080) Ne | 8368.86
6AV7251-3DA01-0FA0 | SIMATIC IPC477E PRO, 15 MTouch | 5952.28
6AV7251-5GG35-0GA8 | SIMATIC IPC477E PRO, 19 MTouch | 7968.84
6AV7251-5HC07-0FA0 | SIMATIC IPC477E PRO, 22 MTouch | 8358.37
6AV7251-7KE36-0GA0 | SIMATIC IPC477E PRO, 22 MTouch | 10361.44
6AV7252-3AC10-0AA0 | SIMATIC IPC PX-39A PRO 15" MT | 6656.43
6AV7252-3GC10-1BA0 | SIMATIC IPC PX-39A PRO 24" MT | 8583.09
6AV7252-5ED10-1BA0 | SIMATIC IPC PX-39A PRO 22" MT | 9324.7
6AV7261-0GD30-3AA2 | SIMATIC IPC677E, 19" Multitouch | 9434.06
6AV7261-0GJ23-1AA0 | SIMATIC IPC677E, 19" Multitouch | 8006.29
6AV7272-1AB10-1AB1 | SIMATIC IPC PX-32A 12" ST | 3275.03
6AV7272-1BB10-1AB1 | SIMATIC IPC PX-32A 15" ST | 3601.64
6AV7272-3DC20-1AB1 | SIMATIC IPC PX-32A 22" ST | 5856.4
6AV7285-6HH00-0AA0 | SIMATIC IFP1500 V2 ext Hygienic | 2792.62
6AV7285-6LH00-0AB0 | SIMATIC IFP2200 V2 ext Hygienic Neutral | 3324.47
6AV7285-6NH00-0AB0 | SIMATIC IFP1200 V2 ext Hygienic Neutral | 2615.83
6ES7654-6CL04-3EF0 | SIMATIC PCS 7 CPU 410 SINGLE AS | 31700.07
6ES7654-6CP00-7FF1 | SIMATIC PCS 7 CPU 410 SINGLE AS | 29890.26
6ES7654-6EK03-7FF0 | SIMATIC PCS 7 CPU 410 SINGLE AS | 13759.32
6ES7798-0AA11-0XA0 | Spare battery SIMATIC IPC MD-57A | 479.41
6FX5002-2AH00-2BJ0 | SIGNAL CABLE, PREFABRICATED | 805.88
6FX5002-5CG10-1AG1 | POWER CABLE PREASSEMBLED | 158.84
6FX5002-5CG23-1DH0 | POWER CABLE PREASSEMBLED | 1669.78
6FX5002-5CG52-2AA0 | POWER CABLE PREASSEMBLED | 1327.14
6FX5002-5DN05-1BH0 | POWER CABLE PREASSEMBLED | 379.69
6FX5002-5DN06-1AK5 | POWER CABLE PREASSEMBLED | 278.3
6FX5002-5DN06-1BC5 | POWER CABLE PREASSEMBLED | 297.85
6FX5002-5DN06-1CG5 | POWER CABLE PREASSEMBLED | 388.88
6FX5002-5DN06-1EE0 | POWER CABLE PREASSEMBLED | 499.38
6FX5002-5DN27-1AH0 | POWER CABLE PREASSEMBLED | 248.37
6FX5002-5DN27-1AK0 | POWER CABLE PREASSEMBLED | 261.76
6FX5002-5DN27-1BD0 | POWER CABLE PREASSEMBLED | 288.5
6FX5002-5DN36-1BD1 | POWER CABLE PREASSEMBLED | 383.08
6FX5002-5DN36-1EA0 | POWER CABLE PREASSEMBLED | 593.47
6FX5002-8QE08-1AG0 | ONE-CABLE-CONNECTION EXTENSION | 286.1
6FX5002-8QE08-1AG6 | ONE-CABLE-CONNECTION EXTENSION | 297.91
6FX5002-8QN04-1AE5 | ONE-CABLE-CONNECTION ASSEMBLY | 185.37
6FX5002-8QN04-1AJ5 | ONE-CABLE-CONNECTION ASSEMBLY | 224.64
6FX5002-8QN04-1BH5 | ONE-CABLE-CONNECTION ASSEMBLY | 313.05
6FX5002-8QN08-1AA8 | ONE-CABLE-CONNECTION ASSEMBLY | 152.55
6FX5002-8QN08-1AK5 | ONE-CABLE-CONNECTION ASSEMBLY | 258.92
6FX5002-8QN08-1BB5 | ONE-CABLE-CONNECTION ASSEMBLY | 282.56
6FX5002-8QN11-1AK0 | ONE-CABLE-CONNECTION ASSEMBLY | 309.44
6FX5002-8QN11-1BB0 | ONE-CABLE-CONNECTION ASSEMBLY | 341.33
6FX5002-8QN21-1AH5 | ONE-CABLE-CONNECTION ASSEMBLY | 409.22
6FX7002-5EX04-1AJ5 | POWER CABLE, PREASSEMBLED | 361.7
6FX7002-5LM72-1AB5 | POWER CABLE PREASSEMBLED | 365.87
6FX8002-2CB54-1BF1 | SIGNAL CABLE, PREASSEMBLED EXT. | 258.55
6FX8002-4AA21-1AG7 | SIGNAL CABLE, PREASSEMBLED, | 126.27
6FX8002-5CP16-1GA0 | POWER CABLE PREASSEMBLED | 917.07
6FX8002-5CP46-1BF0 | POWER CABLE PREASSEMBLED | 619.71
6FX8002-5CP46-1CB0 | POWER CABLE PREASSEMBLED | 770.61
6FX8002-5CR42-1FF0 | POWER CABLE, PREASSEMBLED | 1859.21
6FX8002-5CR52-1GA0 | POWER CABLE, PREASSEMBLED | 2849.13
8MF1111-0AA00-0LP2 | SIVACON 2200mm x 900mm x 800mm | 3415.02
8MF1111-0AA00-0LP5 | SIVACON 2200mm x 900mm x 600mm | 4003.31
8MF1111-0AA00-0LQ4 | SIVACON 1800mm x 600mm x 500mm | 2798.01
8MF1111-0AA00-0LQ6 | SIVACON 1800mm x 1000mm x 400mm | 3300.23
8MF1111-0AA00-0LR7 | SIVACON 2200mm x 800mm x 600mm | 4032.01
8MF1111-0AA00-0LS0 | SIVACON 2200mm x 1200mm x 600mm | 5022.08
8MF1111-0AA00-0LS7 | SIVACON 2000mm x 600mm x 600mm | 2798.01
8MF1111-0AA00-0LT0 | SIVACON 2000mm x 600mm x 600mm | 2841.06
8MF1111-0AA00-0LT6 | SIVACON 2200mm x 800mm x 600mm | 3199.78
8MF1111-0AA00-0LU0 | SIVACON 1800mm x 1200mm x 400mm | 3902.88
8MF1111-0AA00-0LV1 | SIVACON 2200mm x 1200mm x 600mm | 4075.06
8MF1111-0AA00-0LV3 | SIVACON 2200mm x 900mm x 600mm | 4591.61
8PS5080-0AA00-0AA4 | BD2-AP-4 | 239.88
8PS5080-0AA00-0AA6 | BD2-AP-6 | 34.26
8PS5080-0AA00-1AA4 | BD2-AP-T1 | 162.78
8PS5203-0AA00-0AA2 | BD2A-3-160-W2-3W* | 853.04
8PS5203-0AA00-0AA7 | BD2A-3-630-W1-3W* | 2221.33
6FX5002-5DS27-1AG0 | POWER CABLE PREASSEMBLED | 241.71
6FX5022-5CN06-1BC0 | POWER CABLE PREASSEMBLED | 215.47
6FX5022-5CN06-1BK0 | POWER CABLE PREASSEMBLED | 243.3
6AG4102-0BM12-1XB2 | SIMATIC IPC RS-828A | 92909.88
6AG4104-5DA02-0BX0 | SIMATIC IPC547J | 3014.34
6AG4104-5LB32-0AX0 | SIMATIC IPC547J | 4491.55
6AG4104-5LE02-3AN0 | SIMATIC IPC547J | 9120.95
6AG4104-5LG02-4AN0 | SIMATIC IPC547J | 9476.02
6AG4104-5LG30-0AB0 | SIMATIC IPC547J | 4991.95
6AG4112-3AQ00-0AX2 | SIMATIC IPC647E (Rack PC) | 4828.65
6AG4112-3DA02-0CX2 | SIMATIC IPC647E (Rack PC) | 5039.89
6AG4112-3DB02-0HX2 | SIMATIC IPC647E (Rack PC) | 7209.26
6AG4112-3DQ02-0CA1 | SIMATIC IPC647E (Rack PC) | 5893.86
6AG4112-3DQ02-0CA2 | SIMATIC IPC647E (Rack PC) | 5893.86
6AG4112-3GP02-0BX2 | SIMATIC IPC647E (Rack PC) | 6614.47
6AG4112-3GR02-0FX2 | SIMATIC IPC647E (Rack PC) | 6953.07
6AG4112-3GT11-0BX2 | SIMATIC IPC647E (Rack PC) | 7074.42
6AG4112-3GT72-0BC2 | SIMATIC IPC647E (Rack PC) | 8529.16
6AG4112-3KK73-0DY2 | SIMATIC IPC647E (Rack PC) | 10538.23
6AG4112-3KL13-0BC2 | SIMATIC IPC647E (Rack PC) | 11040.12
6AG4112-3KQ04-0HX2 | SIMATIC IPC647E (Rack PC) | 10571.19
6AG4112-3KR03-0KX2 | SIMATIC IPC647E (Rack PC) | 9744.19
6AG4112-3NR24-6KX1 | SIMATIC IPC647E (Rack PC) | 14566.85
6AG4112-3NR63-0JB2 | SIMATIC IPC647E (Rack PC) | 11138.99
6AG4112-3NX23-4XX2 | SIMATIC IPC647E (Rack PC) | 8329.91
6AG4112-3QS04-5JJ2 | SIMATIC IPC647E (Rack PC) | 14105.39
6AG4114-3JH84-0FX2 | SIMATIC IPC847E (Rack PC) | 10587.67
6AG4114-3KE07-6HX2 | SIMATIC IPC847E (Rack PC) | 12321.06
6AG4114-3KJ21-0AA3 | SIMATIC IPC847E (Rack PC) | 8812.32
6AG4114-3KT27-0JX2 | SIMATIC IPC847E (Rack PC) | 11522.53
6AV2128-3GB06-0AX1-ZE99X04 | MTP700 Unif. Comf. Express Design | 1975.75
6AV2128-3GB06-0AX1-ZE99X05 | MTP700 Unif. Comf. Express Design | 1975.75
6AV2128-3KB06-0AX1-ZA01S00 | MTP1000 Unif. Comf. Neutral-Grey Design | 3056.12
6AV2128-3KB06-0AX1-ZE99X01 | MTP1000 Unif. Comf. Express Design | 3181.72
6AV2128-3QB06-0AX1-ZE99X04 | MTP1500 Unif. Comf. Express Design | 5131.8
6AV2128-3QB06-0AX1-ZE99X05 | MTP1500 Unif. Comf. Express Design | 5131.8
6AV2128-3UB06-0AX1-ZA01S00 | MTP1900 Unif. Comf. Neutral-Grey Design | 5888.07
6ES7655-5PX41-1AX0 | SIMATIC CFU CIO HART with Alu housing | 3767.81
6ES7658-1JB78-2YK0 | PCS 7 LOGIC MAT VIEWER UG V9.X->V10.0 DL | 1222.52
6ES7658-1JX00-0YV8 | PCS 7 LOGIC MATRIX VIEWER SUS DL | 214.24
6ES7658-2AA78-0CA0 | PCS 7 OS SW SINGLE STATION ASIA V10.0 | 6710.92
6ES7658-2AA78-0YA0 | PCS 7 OS SW SINGLE STATION V10.0 (PO100) | 10171.05
6ES7658-2AA78-0YH0 | PCS 7 OS SW SINGLE STAT V10.0 (PO100) DL | 10836.36
6ES7658-2GX78-2YB0 | PCS 7 WEB SERVER BASIC V10.0 | 2260.23
6ES7658-2GX78-2YH0 | PCS 7 WEB SERVER BASIC V10.0 DL | 2409.08
6ES7658-2HX78-2YB0 | PCS 7 WEB DIAGNOSE SERVER V10.0 | 1236.15
6ES7658-2HX78-2YH0 | PCS 7 WEB DIAGNOSE SERVER V10.0 DL | 1318.4
6ES7658-3JD88-0YH5 | SIMATIC PDM, SERVICE V9.3 (50 TAG) DL | 2071.98
6ES7658-3KD88-0YA5 | SIMATIC PDM, S7 V9.3 (100 TAG) | 4258.74
6ES7658-3KD88-0YH5 | SIMATIC PDM, S7 V9.3 (100 TAG) DL | 4539.49
6ES7658-3LD88-0YA5 | SIMATIC PDM, PCS 7 V9.3 (100 TAG) | 6400.85
6ES7658-3TX88-0YH5 | SIMATIC PDM, STAND ALONE SERVER V9.3 DL | 16536.96
6ES7658-3TX88-2YB5 | SIMATIC PDM, SERVER V9.3 | 8187.31
6ES7658-3TX88-2YH5 | SIMATIC PDM, SERVER V9.3 DL | 8723.93
6ES7658-3VX88-0YH5 | SIMATIC PDM V9.3 SIPIX (10 TAG) DL | 540.85
6ES7658-5AX78-0CA5 | PCS 7 AS/OS ENGINEERING ASIA V10.0 | 5234.5
6ES7658-7EX78-0YB5 | PCS 7 ROUTE CONTROL CENTER V10.0 | 3226.6
6ES7658-7EX78-0YF0 | PCS 7 UG ROUTE CTRL CENTER V9.X->V10.0 | 1165.02
8PS5203-0AA00-1AA0 | BD2A-3-800-W1-3W* | 2262.93
8PS5403-0AA00-0AA4 | BD2C-3-250-W2-3W* | 1288.73
8PS5403-0AA00-0AA6 | BD2C-3-400-W2-3W* | 1861.51
8PS5403-0AA00-1AA4 | BD2C-3-1250-W1-3W* | 4359.42
8PS5920-0AA04-0AA6 | BD2-SP-400-R | 465.07
A5E33400834 | MAG8000I REMOTE CABLE SET 10M | 2233.22
A5E33519994 | Spare parts set 1-18 NPT | 525.93
A5E34346873 | SPARE 5-PIN TERMINAL BLOCKS, 20 PCS | 264.93
A5E37056681 | Terminal plate SST G1 | 2798.4
A5E38011618 | I/O module, Ex, O, R, R, passive | 1679.83
A5E38014662 | DSL-electronics module ext., Standard | 4232.93
7ME6532-2RF03-1GA2-ZA02 | SITRANS FMS500 | 2503.37
7ME6532-2YC02-1GA2-ZA02 | SITRANS FMS500 | 2595.02
7ME6532-2YC03-1GA2-ZA02 | SITRANS FMS500 | 2538.77
7ME6532-3FC03-1GA3-ZA02 | SITRANS FMS500 | 2551.48
7ME6532-3MC02-1GA3-ZA02 | SITRANS FMS500 | 2622.25
7ME6532-4BC02-1GA2-ZA02 | SITRANS FMS500 | 2895.35
7ME6532-4BC03-1GA2-ZA02 | SITRANS FMS500 | 2822.76
7ME6532-4PB02-1GA3-ZA02 | SITRANS FMS500 | 3362.64
7ME6532-4PC02-1GA3-ZA02 | SITRANS FMS500 | 3434.32
7ME6532-4VC02-1GA2-ZA02 | SITRANS FMS500 | 3941.53
7ME6532-4VC03-1GA2-ZA02 | SITRANS FMS500 | 3821.76
7MF7902-1AC | Digital indicator complete | 453.32
7MF7903-1BB | Spare electronics | 1030.26
7MF7908-1AB | Flange PN160,7/16,1.4408 | 57.73
7MF7910-8AE | Oring for proc.flanges, FFKM | 705.2
7MF7910-8AK | 7MF7910-8AK: O-ring PTFE | 226.62
8LK4003-3AA18 | Busbars second device level 30x10, B850 | 988.87
8LK4003-3AA26 | Busbar L1-3 100x10mm, W: 1100mm | 583.57
8LK4003-3AA28 | Busbar 3NJ4 metering left, 100x10 B850 | 546.2
8LK4003-3AA50 | Busbar metering section 50x10mm | 452.67
8LK4003-3AA52 | Busbar metering section 80x10mm | 689.56
8LK4003-3AA57 | Busbar 3NJ4 100x10mm, W: 850 mm | 485.1
8LK4003-3AA61 | Busbar connection L, 100x10mm, right | 154.63
8LK6036-6AA38 | CU cable conn. ACB to MBB L 3WA size 1 | 322.97
8LK6036-6AA47 | Copper cable connection ACB L 3WA size 1 | 635.97
8LK6036-6AA56 | Copper N shift 50x10mm | 341.67
8LK6036-6AA58 | Copper N shift 80x10mm | 538.7
8LK6036-6AA66 | Support N / PE elevation W: 1100mm | 264.35
8LK6036-6AA70 | Support N / PE elevation W: 400mm | 205.74
8LK6036-6AA80 | CU cable conn. ACB to MBB L 3WA size 2 | 818
8LK6036-6AA82 | CU cable conn. ACB to MBB L 3WA size 2 | 842.95
6SL4113-0JQ08-2AF0 | G220 IP55 3AC400V 1,1kW FSB | 1872.96
6SL4113-0JQ10-2BF0 | G220 IP55 3AC400V 1,5kW FSB | 2202.85
6SL4113-0JQ11-0AF0 | G220 IP55 3AC400V 2,2kW FSB | 1967.69
6SL4113-0JQ12-0BF0 | G220 IP55 3AC400V 3kW FSB | 2379.73
6SL4113-0JQ12-2AF0 | G220 IP55 3AC400V 3kW FSB | 2363.67
6SL4113-0JQ13-0FF0 | G220 IP55 3AC400V 4kW FSB | 2913.41
6SL4113-0JQ13-2BF0 | G220 IP55 3AC400V 4kW FSB | 2825.19
6SL4113-0JQ15-2FF0 | G220 IP55 3AC400V 5,5kW FSB | 3386.8
6SL4113-0JQ16-0BF0 | G220 IP55 3AC400V 7,5kW FSB | 3151.86
6SL4113-0JQ17-0FF0 | G220 IP55 3AC400V 11kW FSC | 4108.93
6SL4113-0JQ17-2BF0 | G220 IP55 3AC400V 11kW FSC | 4146.51
6SL4113-0JQ18-2AF0 | G220 IP55 3AC400V 15kW FSC | 4798.66
6SL4113-0JQ18-2FF0 | G220 IP55 3AC400V 15kW FSC | 5285.29
6SL4113-0JQ21-0AF0 | G220 IP55 3AC400V 22kW FSD1 | 5703.49
6SL4113-0JQ21-0FF0 | G220 IP55 3AC400V 22kW FSD1 | 6190.17
6SL4113-0JQ23-2AF0 | G220 IP55 3AC400V 30kW FSD2 | 7436.64
6SL4113-0JQ23-2FF0 | G220 IP55 3AC400V 30kW FSD2 | 7923.28
6SL4113-0JQ24-2BF0 | G220 IP55 3AC400V 37kW FSD2 | 8920.5
6SL4113-0JQ26-0AF0 | G220 IP55 3AC400V 45kW FSE | 9332.26
6SL4113-0JQ26-0FF0 | G220 IP55 3AC400V 45kW FSE | 9818.92
6SL4113-0JQ27-0BF0 | G220 IP55 3AC400V 55kW FSE | 10746.79
6SL4113-0JQ27-2AF0 | G220 IP55 3AC400V 55kW FSE | 11393.2
6SL4113-2CA17-2BF0 | G220 CP IP20 3AC400V 11kW FSD1 | 5880.6
6SL4113-2CA18-2AF0 | G220 CP IP20 3AC400V 15kW FSD1 | 6764.73
6SL4113-2CA20-2FF0 | G220 CP IP20 3AC400V 18,5kW FSD1 | 7772.9
6SL4113-2CA21-2BF0 | G220 CP IP20 3AC400V 22kW FSD1 | 8332.78
6SL4113-2CA23-2AF0 | G220 CP IP20 3AC400V 30kW FSD2 | 9696.32
6SL4113-2CA24-2FF0 | G220 CP IP20 3AC400V 37kW FSD2 | 11947.45
6SL4113-2CA26-2BF0 | G220 CP IP20 3AC400V 45kW FSE | 13579.15
6SL4113-2DA16-2FF0 | G220 CP IP20 3AC400V 7,5kW FSD1 | 5335.08
6SL4113-2DA17-2BF0 | G220 CP IP20 3AC400V 11kW FSD1 | 6003.87
6SL4113-2DA20-2AF0 | G220 CP IP20 3AC400V 18,5kW FSD1 | 7474.4
6SL4113-2DA20-2FF0 | G220 CP IP20 3AC400V 18,5kW FSD1 | 7961.06
6SL4113-2DA21-2BF0 | G220 CP IP20 3AC400V 22kW FSD1 | 8548.51
6SL4113-2DA24-2AF0 | G220 CP IP20 3AC400V 37kW FSD2 | 11790.07
6SL4113-2DA24-2FF0 | G220 CP IP20 3AC400V 37kW FSD2 | 12276.74
A5E51039115 | GER_DP-20R | 953.26
A5E51496330 | LOAD CELL,MUS HVY DUTY,100KG,SST | 1167.99
A5E51496332 | LOAD CELL,MUS HVY DUTY,200KG,SST | 1167.99
A5E51496341 | LOAD CELL,MUS STD DUTY, 100KG,SST | 588.3
A5E51531602002 | 10m SSL cable male 1xM12 gray | 939.99
A5E51531602009 | 50m SSL cable male 1xM12 blue | 2900.44
A5E51593564 | LOAD CELL,W/HDW,MUS,SD,100KG,SST,SPARE | 588.3
A5E51593585 | LOAD CELL,W/HDW,MUS,HD,100KG,SST,SPARE | 1167.99
A5E51596155 | LOADCELL SPARE, WD600 20KG SS, W HW | 588.3
A5E51612693 | LOADCELL SPARE, WD600 50KG SS, W HW | 588.3
A5E52607563 | AIMING GASKET ACCESSORY,DN80,EPDM | 207.38
A5E52607582 | AIMING GASKET ACCESSORY,3 INCH,EPDM | 341.65
A5E52897549 | SPARE,LT500,BRD STK ASSY,DUAL,AC,US I/P | 1261.58
A5E52897552 | SPARE,LT500,BRD STK ASSY,DUAL,DC,US I/P | 1261.58
A5E53276255 | 1 INCH SEAL,G THREAD,KLINGERSIL C-4400 | 41.21
A5E53276258 | LR530 SS SPRING WASHERS(40): ALL SIZES | 259.23
A5E53308677 | LR530 SS SPRING WASHERS(8): M16, 5/8 IN | 85.09
A5E53308679 | LR530 SS SPRING WASHERS(12): M24, 7/8 IN | 214.03
A5E53618958 | 7ML56521DX00XJA0,CABLE,6000MM | 4255.32
A5E53661945 | 7ML56301ADX11DB0,3M REMOTE ELEC | 4053.26
A5E53796231 | ADAPTER,M12,EXTERNAL ENCLOSURE,M20 MNT | 93.06
A5E53798833 | CHAMBER,EXT,316SS,2IN600LB RF,C-C:855MM | 13700.53
A5E53876644 | CHAMBER,EXT,316SS,3IN300LB RF,C-C:3800MM | 14379.84
A5E53882143 | CHAMBER,EXT,316SS,3IN300LB RF,C-C:2000MM | 15291.79
1FK2104-4AF00-2MA0-ZB22M01R15 | Synchronous motor 1FK2-HD 1.27 NM | 1879.2
1FK2104-4AF10-2MA0-ZB21M00R03 | Synchronous motor 1FK2-HD 1.27 NM | 1943.17
1FK7034-2AK71-1CH1-ZN24 | SYNCHRONOUS MOTOR 1FK7-CT 1,6 NM | 3255.16
6ES7654-5CC00-6XF0 | SIMATIC PCS 7 CPU 410 SINGLE AS | 21822.54
6ES7657-0AX78-0YB5 | PCS 7 SIMATIC BATCH RECIPE SYSTEM V10.0 | 11662.23
6ES7657-0MX78-2YB0 | PCS 7 SIMATIC BATCH API V10.0 | 11662.23
6ES7657-0VX78-0YH5 | PCS 7 SIMATIC BATCH CLIENT V10.0 DL | 6211.48
6ES7657-0YX78-0YH0 | PCS 7 SIMATIC BATCH BASIC V10.0 DL | 3273.54
6ES7658-0GX78-2YB0 | PCS 7 OPENPCS 7 V10.0 (OS CLIENT) | 2136.75
6ES7658-0HX78-2YB0 | PCS 7 OPENPCS 7 V10.0 | 6886.73
6ES7658-1BX78-0YH6 | PCS 7 AS ENGINEERING V10.0 50 HOURS DL | 365.56
6ES7658-1DX78-2YH5 | PCS 7 IMPORT EXPORT ASSISTANT V10.0 DL | 5156.74
6FX2002-1DC00-1BC3 | SIGNAL CABLE, PREASSEMBLED | 202.08
6FX2002-1DC00-1BD4 | SIGNAL CABLE, PREASSEMBLED | 209.52
6FX2002-1DC00-1CH2 | SIGNAL CABLE, PREASSEMBLED | 314.09
6FX5002-2DC40-1AF5 | SIGNAL CABLE, PREASSEMBLED | 171.69
6FX5002-2DC48-1AD0 | SIGNAL CABLE, PREASSEMBLED | 168.18
6FX5002-2DD40-1EA0 | SIGNAL CABLE, PREASSEMBLED | 430.99
6FX5002-2DX30-1AE0 | DRIVE-CLIQ CABLE, PREASSEMBLED | 135.78
6FX5002-2DX30-1AG0 | DRIVE-CLIQ CABLE, PREASSEMBLED | 147.87
6FX5002-2DX30-1BB0 | DRIVE-CLIQ CABLE, PREASSEMBLED | 178.45
6FX5002-2DX30-1BD0 | DRIVE-CLIQ CABLE, PREASSEMBLED | 190.61
6FX5002-2DX30-1CA0 | DRIVE-CLIQ CABLE, PREASSEMBLED | 233.46
6FX5002-2DX30-1DA0 | DRIVE-CLIQ CABLE, PREASSEMBLED | 294.43
6FX5002-2DX30-1GF0 | DRIVE-CLIQ CABLE, PREASSEMBLED | 536.04
6FX5002-2DX30-1HF0 | DRIVE-CLIQ CABLE, PREASSEMBLED | 600.48
6FX5002-2DX30-2AA0 | DRIVE-CLIQ CABLE, PREASSEMBLED | 761.72
6FX5002-2DY40-2AA0 | SIGNALLEITUNG KONFEKTIONIERT 100 | 741.88
6FX5002-5CN56-1EA0 | POWER CABLE PREASSEMBLED | 645.27
6FX5002-5DG01-1AE7 | POWER CABLE, PREASSEMBLED | 186.02
6FX5002-5DQ38-1BK0 | POWER CABLE PREASSEMBLED | 574.32
6FX5008-1BB12-1AK0 | POWER CABLE SOLD BY THE METER | 1894.93
6FX8002-2DC20-1EA8 | SIGNAL CABLE, PREASSEMBLED | 498.24
6FX8002-2DC40-1AK0 | SIGNAL CABLE, PREASSEMBLED | 233.04
6FX8002-2DC40-1CD0 | SIGNAL CABLE, PREASSEMBLED | 370.03
6FX8002-2DC42-1AB5 | SIGNAL CABLE, PREASSEMBLED | 186.65
6FX8002-2DC42-1AE4 | SIGNAL CABLE, PREASSEMBLED | 216.05
6AV7886-1BB22-2AB0 | SIMATIC IPC277G PRO, 12" | 4314.77
6AV7886-1EB22-2AC0 | SIMATIC IPC277G PRO, 15" | 4689.31
6BK1801-1AB00-2AB2 | SIMATIC IPC1047E (Rack PC) | 17266.57
6BK1801-1AJ00-2AB1 | SIMATIC IPC1047E (Rack PC) | 28970.38
6BK1801-1EF51-1AC1 | SIMATIC IPC1047E (Rack PC) | 46133.58
6ES7511-1CL03-0AB0 | CPU 1511C-1 PN, 300KB Prog., 1,5MB Data | 2240.94
6ES7923-3BB00-0HC0 | Cable D-Sub/end sleeve shie. 32x0.34 1m | 99.14
6ES7923-3BF00-0HC0 | Cable D-Sub/end sleeve shie. 32x0.34 5m | 137.08
6FC5800-0BT06-0YB0 | ACM Suite single part extension | 1550.94
6FC5800-0BU03-0YB0 | Run MyHMI /WinCC Unified on IPC | 1967.01
6FX5002-2DC00-1AB3 | SIGNAL CABLE, PREASSEMBLED | 109.02
6FX5002-5CS06-1DC0 | POWER CABLE PREASSEMBLED | 326.01
6FX5002-5DG12-1EK0 | POWER CABLE PREASSEMBLED | 626.6
6FX5002-5DG52-1BF3 | POWER CABLE PREASSEMBLED | 481.92
6FX5002-5DG52-1EF0 | POWER CABLE PREASSEMBLED | 927.9
6FX5002-5DG53-1CK0 | POWER CABLE, PREASSEMBLED | 3334.49
6FX5002-5DS46-1BF0 | POWER CABLE PREASSEMBLED | 432.9
6FX5002-5DS56-1CF0 | POWER CABLE PREASSEMBLED | 602.94
6FX5012-8QN11-1AF0 | ONE-CABLE-CONNECTION ASSEMBLY | 258.92
6FX5022-5CN06-1BB0 | POWER CABLE PREASSEMBLED | 211.5
6AG4104-5ED02-2AB0 | SIMATIC IPC547J | 5179.22
6AG4104-5GH02-2AA0 | SIMATIC IPC547J | 5627.18
6AG4104-5JB40-2BX8 | SIMATIC IPC547J | 5086.34
6AG4104-5JJ36-3AX3 | SIMATIC IPC547J | 8968.13
6AG4104-5LJ46-5DN3 | SIMATIC IPC547J | 16884.53
6AG4104-6CJ14-3DD1 | SIMATIC IPC RW-545A | 13329.33
6AG4104-6DD23-3AX0 | SIMATIC IPC RW-545A | 9741.19
6AG4104-6DJ14-3CD2 | SIMATIC IPC RW-545A | 13973.57
6AG4112-3DQ02-0JA1 | SIMATIC IPC647E (Rack PC) | 7723.15
6AG4112-3DQ14-0CX2 | SIMATIC IPC647E (Rack PC) | 8183.08
6AG4112-3GB03-0FX2 | SIMATIC IPC647E (Rack PC) | 6749.32
6AG4112-3GD33-0BC2 | SIMATIC IPC647E (Rack PC) | 8271.47
6AG4112-3HA03-0JY2 | SIMATIC IPC647E (Rack PC) | 8466.24
6AG4112-3HB73-0DA2 | SIMATIC IPC647E (Rack PC) | 8061.72
6AG4112-3JC12-0BX0 | SIMATIC IPC647E (Rack PC) | 6367.27
6AG4112-3JS43-5BX2 | SIMATIC IPC647E (Rack PC) | 9977.91
6AG4112-3KT16-0JA2 | SIMATIC IPC647E (Rack PC) | 10100.76
6AG4112-3LA02-0HC2 | SIMATIC IPC647E (Rack PC) | 8136.64
6AG4112-3MR17-4XY2 | SIMATIC IPC647E (Rack PC) | 9807.11
6AG4112-3NB04-0XX2 | SIMATIC IPC647E (Rack PC) | 8719.42
6AG4112-3NC44-5FX1 | SIMATIC IPC647E (Rack PC) | 10876.82
6AG4112-3RE53-6DX0 | SIMATIC IPC647E (Rack PC) | 10749.46
6AG4112-3RS03-0JX2 | SIMATIC IPC647E (Rack PC) | 10843.85
6AG4114-3HH02-4DX2 | SIMATIC IPC847E (Rack PC) | 8923.19
6AG4114-3JC03-2FA2 | SIMATIC IPC847E (Rack PC) | 7856.48
6AG4114-3LG33-0HC0 | SIMATIC IPC847E (Rack PC) | 11864.12
6AG4114-3LR82-0XX2 | SIMATIC IPC847E (Rack PC) | 7344.1
6AV2124-0XC24-0AX1 | SIMATIC HMI TP2200 Comfort PRO | 7310.12
6AV2128-3GB06-0AX1-ZA01S00 | MTP700 Unif. Comf. Neutral-Grey Design | 1908.21
6AV2128-3GB06-0AX1-ZE99X02 | MTP700 Unif. Comf. Express Design | 1975.75
6AV2128-3KB06-0AX1-ZE99X03 | MTP1000 Unif. Comf. Express Design | 3181.72
6AV2128-3KB06-0AX1-ZE99X05 | MTP1000 Unif. Comf. Express Design | 3181.72
6AV2128-3MB06-0AX1-ZE99X05 | MTP1200 Unif. Comf. Express Design | 4052.77
6AV2128-3QB06-0AX1-ZE99X01 | MTP1500 Unif. Comf. Express Design | 5131.8
6AV2128-3QB06-0AX1-ZE99X03 | MTP1500 Unif. Comf. Express Design | 5131.8
6ES7655-5PX41-1XX0 | SIMATIC CFU CIO HART | 2490.93
6ES7656-5CJ30-1GF0 | SIMATIC PCS 7 CPU 410 REDUNDANCY AS | 41030.76
6ES7658-1JB78-2YA0 | PCS 7 LOGIC MATRIX VIEWER V10.0 | 2363.59
6ES7658-1JB78-2YH0 | PCS 7 LOGIC MAT VIEWER V10.0 DL | 2506.45
6ES7658-2AA78-6CE0 | PCS 7 UG PACK OS SS SN ASIA V9.X->V10.0 | 3853.41
6ES7658-2BA78-0YA0 | PCS 7 OS SOFTWARE SERVER V10.0 (PO 100) | 19662.96
6ES7658-2BA78-6CE0 | PCS 7 UG PACK OS SRV SN ASIA V9.X->V10.0 | 7449.12
6ES7658-2CX78-0YB5 | PCS 7 OS SOFTWARE CLIENT V10.0 | 7577.97
6ES7658-2JX78-2YH0 | PCS 7 WEB DIAGNOSE CLIENT V10.0 DL | 5344.03
6ES7658-3AB88-0YH5 | SIMATIC PDM, BASIC V9.3 (4 TAG) DL | 1050.23
6ES7658-3HA88-0YA5 | SIMATIC PDM, SINGLE POINT V9.3 (1 TAG) | 123.48
6ES7658-3JD88-0YA5 | SIMATIC PDM, SERVICE V9.3 (50 TAG) | 1944.83
6ES7658-3LD88-0YH5 | SIMATIC PDM, PCS 7 V9.3 (100 TAG) DL | 6818.24
6ES7658-3MD88-0YH5 | PDM, PCS 7 - FF V9.3 (100 TAG) DL | 29454.3
6ES7658-3TD88-0YA5 | SIMATIC PDM, PCS 7 SERVER V9.3 (100TAG) | 12694.37
6ES7658-3TX88-0YA5 | SIMATIC PDM, STAND ALONE SERVER V9.3 | 15520.99
6ES7658-5AX78-0YH5 | PCS 7 AS/OS ENGINEERING V10.0 DL | 18063.6
6ES7658-5BX78-2YH5 | PCS 7 MANAGEMENT CONSOLE V10.0 DL | 5068.35
6ES7658-7BX02-0YH0 | SIMATIC LOGON V2.0 DL | 704.15
6ES7658-7DX78-0YB5 | PCS 7 ROUTE CONTROL ENGINEERING V10.0 | 9920.07
6ES7658-7FX78-0YH0 | PCS 7 SIMATIC ROUTE CONTROL SRV V10.0 DL | 3682.53
6ES7658-7GB78-0YH0 | PCS 7 MAINTENANCE STAT RT BASIC V10.0 DL | 7971.84
6ES7661-0AA40-1CG2 | Process Control System IPC647E | 6723.85
6ES7661-0AA41-1CH2 | Process Control System IPC647E | 7607.77
6ES7661-0EA41-1CH2 | Process Control System IPC647E | 8033.26
6ES7661-0ES00-1CB2 | Process Control System IPC647E | 9152.4
6ES7661-0FC42-1SA6 | Process Control System IPC647E | 11333.77
6ES7661-0FT42-1PG6 | Process Control System IPC647E | 13455.2
6ES7661-0KC42-1RE6 | Process Control System IPC647E | 15633.54
6ES7661-0KC52-1RL2 | Process Control System IPC647E | 15966.14
6ES7661-0MR43-4SG2 | Process Control System IPC647E | 14027.49
6ES7661-0NC51-1CL2 | Process Control System IPC647E | 14127.87
6ES7661-0WC41-8XJ6 | Process Control System IPC647E | 9856.55
6ES7661-0WD01-8RG6 | Process Control System IPC647E | 10571.19
6FX8002-5DQ68-1BJ0 | POWER CABLE PREASSEMBLED EXT. | 1198.76
6FX8002-5DS06-1CG0 | POWER CABLE PREASSEMBLED | 584.56
6FX8012-2EN20-1DA0 | SIGNAL CABLE, PREASSEMBLED | 506.07
6FX8012-5CN06-1AC0 | POWER CABLE PREASSEMBLED | 232.66
6FX8012-5CN06-1BG0 | POWER CABLE PREASSEMBLED | 381.22
6FX8012-5CN06-1CE0 | POWER CABLE PREASSEMBLED | 466.11
6GK1704-1CW23-0AK1 | POWERPACK SOFTNET-IE S7 V19 DL | 1183.06
6GK1704-5CW23-0AK0 | SOFTNET-PB S7 V19 DL | 867.85
6GK1724-5XG01-0BK0 | SINEMA RC device license | 149.18
6GK1901-0DE10-6AA0 | IE Adapter M12-D/M12-X (M12 D-M/M12 X-F) | 93.06
6SL4112-0JA08-0AF0 | G220 IP55 3AC200V 1,1kW FSB | 1897.92
6SL4112-0JA08-0FF0 | G220 IP55 3AC200V 1,1kW FSB | 2384.58
6AG4104-6DD14-3BX2 | SIMATIC IPC RW-545A | 11296.31
6AG4112-3EC32-0JX2 | SIMATIC IPC647E (Rack PC) | 8347.88
6AG4112-3ED13-0AA2 | SIMATIC IPC647E (Rack PC) | 7167.32
6AG4112-3ET33-0CX2 | SIMATIC IPC647E (Rack PC) | 8643.02
6AG4112-3FT03-0CX2 | SIMATIC IPC647E (Rack PC) | 7860.97
6AG4112-3HD33-0FC2 | SIMATIC IPC647E (Rack PC) | 8560.63
6AG4112-3HP02-0DX2 | SIMATIC IPC647E (Rack PC) | 6903.64
6AG4112-3HP12-0HY0 | SIMATIC IPC647E (Rack PC) | 8731.42
6AG4112-3HQ11-0BB0 | SIMATIC IPC647E (Rack PC) | 6392.75
6AG4112-3HS33-2DB2 | SIMATIC IPC647E (Rack PC) | 9780.14
6AG4112-3LC02-0DX2 | SIMATIC IPC647E (Rack PC) | 6545.56
6AG4112-3LT33-0HA1 | SIMATIC IPC647E (Rack PC) | 11306.8
6AG4112-3MC16-2HX2 | SIMATIC IPC647E (Rack PC) | 9365.15
6AG4112-3MK17-0DX1 | SIMATIC IPC647E (Rack PC) | 10756.97
6AG4114-3EE11-0CX2 | SIMATIC IPC847E (Rack PC) | 6230.94
6AG4114-3GC13-0JA2 | SIMATIC IPC847E (Rack PC) | 8792.84
6AG4114-3GQ03-0DJ0 | SIMATIC IPC847E (Rack PC) | 7132.85
6AG4114-3GR03-0BX2 | SIMATIC IPC847E (Rack PC) | 7751.6
6AV2124-0XC24-0BB1 | SIMATIC HMI TP2200 Comfort Pro neutral | 7470.82
6AV2124-0XC24-0BX1 | SIMATIC HMI TP2200 Comfort PRO | 7310.12
6AV2124-0XC24-1AB1 | SIMATIC HMI TP2200 Comfort Pro neutral | 7470.82
6AV2124-0XC24-1AX1 | SIMATIC HMI TP2200 Comfort PRO | 7310.12
6AV2128-3MB06-0AX1-ZE99X01 | MTP1200 Unif. Comf. Express Design | 4052.77
6AV2128-3MB06-0AX1-ZE99X02 | MTP1200 Unif. Comf. Express Design | 4052.77
6AV2128-3MB06-0AX1-ZE99X03 | MTP1200 Unif. Comf. Express Design | 4052.77
6AV2128-3MB06-0AX1-ZE99X04 | MTP1200 Unif. Comf. Express Design | 4052.77
6ES7656-5CL33-1BF0 | SIMATIC PCS 7 CPU 410 REDUNDANCY AS | 53933.13
6ES7656-5CL33-1BF2 | SIMATIC PCS 7 CPU 410 REDUNDANCY AS | 64396.43
6ES7656-5CN30-3EF0 | SIMATIC PCS 7 CPU 410 REDUNDANCY AS | 55618.58
6ES7658-2BA78-0YD0 | PCS 7 SINGLE STATION -> SERVER V10.0 | 9494.61
6ES7658-2BA78-0YH0 | PCS 7 OS SOFTWARE SRV V10.0 (PO 100) DL | 20950.6
6ES7658-2BA78-0YJ0 | PCS 7 SINGLE STATION -> SERVER V10.0 DL | 10117.24
6ES7658-2BA78-6CA0 | PCS 7 OS SW SERVER SN ASIA V10.0 (PO100) | 13019.17
6ES7658-3BX88-2YB5 | SIMATIC PDM, INTEG.IN STEP 7/PCS 7 V9.3 | 430.84
6ES7658-3BX88-2YH5 | PDM, INTEG. IN STEP 7/PCS 7 V9.3 DL | 458.44
6ES7658-3CX88-2YB5 | SIMATIC PDM, ROUTING V9.3 | 2250.84
6ES7658-3CX88-2YH5 | SIMATIC PDM, ROUTING V9.3 DL | 2397.09
6ES7658-3EX88-2YB5 | SIMATIC PDM, HART SERVER V9.3 | 2458.87
6ES7658-3NX88-2YH5 | SIMATIC PDM, EXTENDED V9.3 DL | 1093.68
6ES7658-3QX88-2YB5 | SIMATIC PDM, COMMUNICATION FF V9.3 | 22523.16
6ES7658-3QX88-2YH5 | SIMATIC PDM, COMMUNICATION FF V9.3 DL | 23999.4
6ES7658-3SX88-2YB5 | SIMATIC PDM, COMMAND INTERFACE V9.3 | 13922.45
6ES7658-7BA00-2YH0 | SIMATIC LOGON REMOTE ACCESS 3 CLIENT DL | 1450.24
6ES7658-7BB00-2YH0 | SIMATIC LOGON REMOTE ACCESS 10 CLIENT DL | 3734.97
6ES7658-7BX02-0YA0 | SIMATIC LOGON V2.0 | 664.4
6ES7658-7BX02-0YE0 | SIMATIC LOGON UPGRADE V1.5/V1.6 -> V2.0 | 193.27
6ES7658-7GX78-0YH5 | PCS 7 MAINTENANCE STATION ES V10.0 DL | 2578.38
6ES7658-8XX78-0YB8 | PCS 7 ASIA LIC. KEY USB HARDLOCK V10.0 | 503.33
6ES7660-8BF00-1BB2 | Process Control System IPC547J | 7892.43
6ES7660-8BQ21-1AE4 | Process Control System IPC547J | 13531.59
6ES7661-0ES41-1CA6 | Process Control System IPC647E | 9807.11
6ES7661-0ES41-1CE6 | Process Control System IPC647E | 13966.07
6ES7661-0ET00-1CG6 | Process Control System IPC647E | 10689.55
6ES7661-0FC42-1QA6 | Process Control System IPC647E | 11206.41
6ES7661-0KD45-1RL6 | Process Control System IPC647E | 15787.87
6ES7661-0KP52-1RE6 | Process Control System IPC647E | 16584.9
6ES7661-0KT06-1RE6 | Process Control System IPC647E | 18674.87
8LK2060-6AA61 | 3WA Door IP54 H: 600mm W: 600mm | 152.12
8LK2067-4AA08 | Compartment door IP54 H: 675mm W: 400mm | 112.9
8LK2067-6AA08 | Compartment door IP54 H: 675mm W: 600mm | 193.27
8LK2070-6AA23 | Compartment door IP40 H: 700mm W: 600mm | 170.84
8LK2070-8AA42 | Compartment door IP40 H: 700mm W: 800mm | 195.78
8LK2100-0AA06 | Closing rods Typ A | 79.32
8LK2197-1AC07 | Double door IP30, W:1100mm, double bit | 644.69
8LK2197-1AC10 | Double door IP54, W:1100mm, double bit | 659.65
8LK2197-4AD48 | Door IP54 rotary handle W350mm, Hinge:re | 155.89
8LK2197-4AD51 | Door IP30 rotary handle W400mm, Hinge:re | 127.19
8LK2197-6AC64 | Sealing frame IP54 W: 600mm | 133.45
8LK2197-6AC66 | Door IP30 rotary handle W600mm, Hinge:li | 234.46
8LK2197-6AC75 | Door IP30 double-bit key W: 600mm | 276.83
8LK6035-4AA18 | CU MBB coupling N 80x10 W600 | 332.94
8LK6035-4AA27 | CU coupling N 3WA11(2000A),fixed,N bott. | 1384.14
8LK6035-4AA30 | CU coupling N 3WA11(2000A),fixed,N bott. | 2693.42
8LK6035-4AA72 | Cover 3VA15/25, CC: top, W600 | 91.67
8LK6035-4AA77 | Screw connection N 3WA12(2000A), Withd. | 1.69
8LK6035-4AA83 | CU MBB CC: bottom 3WA12(3200A),fixed,N:t | 1170.9
8LK6035-5AA13 | CU MBB CC:bottom 3WL10(800A),fixed,N top | 143.43
8LK6035-5AA21 | CU MBB CC:top 3WL10(1250A),withd,N bott. | 215.74
8LK6035-5AA23 | CU MBB CC: bottom 3WL10(800A),withd, N:t | 107.24
8LK6035-5AA31 | CU MBB CC: top 3WA11(2000A),fixed, N:b | 628.48
8LK6035-5AA33 | CU MBB CC: bottom 3WA12(3200A),fixed;N:t | 980.1
8LK6035-5AA38 | CU MBB CC: bottom 3WA12(2000A),withd,N:t | 313
8LK6035-5AA41 | CU MBB CC: top 3WA12(2000A),withd, N:b | 317.99
8LK6035-5AA48 | CU MBB CC: top 3WA12(3200A), fixed; N:b | 778.1
8LK6035-5AA51 | CU MBB CC: bottom 3WA12(2000A),fixed,N:t | 249.42
8LK6035-5AA61 | CU 3VA26(1250A) to MBB N, unequal | 170.84
8LK6035-5AA67 | Support N connection 3VA25 (1000A), W600 | 90.81
8LK6035-5AA70 | Support N connection 3VA27 (1600A), W600 | 90.81
8LK9400-3AA74 | Lifting eyes M12, 1 set =4 units | 17.47
8LK9400-4AA14 | Lifting brackets W: 350mm | 142.17
A5E37673439 | WW100 CAL CHAIN,SS,3 ST,CSTM EYELET | 1549.67
A5E39669934006 | Spare,Std/Subm_Coax_Sensor_Cables,1m,BR | 261.69
A5E39669934008 | Spare,Std/Subm_Coax_Sensor_Cables,5m,BR | 460.85
A5E39669934041 | Spare,Hi-Temp_Coax_Sensor_Cable,20m | 1501.05
1FK7040-2AK71-1CH1-ZJ29 | SYNCHRONOUS MOTOR 1FK7-CT 1,6 NM | 5138.54
1FK7064-4CF71-1CH0-ZN05 | SYNCHRONOUS MOTOR 1FK7-HD 12 NM | 3828.21
1FT7062-5WF70-1CH0 | SYNCHRONOUS MOTOR 1FT7 | 6265.22
1PH8165-1FG03-0BC1 | COMPACT ASYNCHRONOUS MOTOR 1PH816 | 10827.52
1PH8284-1DF40-0BU1 | COMPACT ASYNCHRONOUS MOTOR | 51100.4
6SL5510-1BE10-2AA0 | SINAMICS S200 PTI, 3 AC 400V 0.2kW | 622.42
6SL5510-1BE10-8AA0 | SINAMICS S200 PTI, 3 AC 400V 0.75kW | 732.89
6SL5510-1BE15-0AA0 | SINAMICS S200 PTI, 3 AC 400V 5kW | 1952.35
6SL5562-0XX00-0AD0 | Setpoint cable for SINAMICS S200 PTI | 103.92
6SL5977-0AA00-1DA0 | Motor Control Extended | 429.72
7MF7905-1BB | 7MF7905-1BB: Ex plate unlabeled | 91.16
A5E51474210 | BELT,CNVR,30x151,2P,PLY,90WHTNITCOS7 | 3842.6
A5E53337203 | SENSGUARD,PPS,1BSPT THRD w/3/4NPT INTRNL | 126.28
A5E53339360001 | Blades for belt plow, 12in belt width | 345.8
A5E53339360006 | Blades for belt plow, 42in belt width | 484.99
1FS2104-6AF07-0MZ0Q0V | Synchronous motor 1FS2 3,1 Nm | 3384.24
1FT2103-4AH10-2CA0 | Synchronous motor 1FT2-HD 1,27 Nm | 1908.68
1FW3281-3WM65-5DA0-ZA11 | TORQUE MOTOR, 2200NM, 600RPM | 56841.33
1PH8107-1UF12-1LA1-ZK24 | COMPACT ASYNCHRONOUS MOTOR 1PH810 | 7336.58
1FK7044-4CF71-1CH1-ZK23 | SYNCHRONOUS MOTOR 1FK7-HD 4,5 NM | 3109
1FT7064-5WF70-1CH0 | SYNCHRONOUS MOTOR 1FT7 | 6724.88
1PH3136-1DS00-0GA0 | SIMOTICS M 1PH3 motor; 3AC 380V | 6160.1
1PH3136-1DS02-0GA0-ZP81 | SIMOTICS M 1PH3 motor; 3AC 380V | 6181.51
1PH3136-1DS02-2GA0-ZP81 | SIMOTICS M 1PH3 motor; 3AC 380V | 6181.51
1PH8131-4FF03-2AA1-ZK24U67 | COMPACT SYNCHRONOUS MOTOR 1PH813 | 18089.09
1PH8137-2FF22-0GF1-ZX01 | COMPACT SYNCHRONOUS MOTOR 1PH813 | 15277.19
1PH8186-1ED10-1BC2 | COMPACT ASYNCHRONOUS MOTOR | 16590.02
1PH8186-1HF33-2AB2-ZL27L76 | COMPACT ASYNCHRONOUS MOTOR | 20841.21
1PH8186-3JC10-2AA2-ZL00L27U63 | COMPACT ASYNCHRONOUS MOTOR | 33925.58
3RT2016-1HA42 | CONT.,AC3:4KW 1NC DC12V | 35.38
3RT2536-1NE30 | 2NO+2NC CONTACTOR,AC3:22KW | 269.03
6AG4141-5BC04-0FA0 | SIMATIC IPC427E (MicroBOX PC) | 5017.41
6AG4141-7BH18-0FA0 | SIMATIC IPC427E (MicroBOX PC) | 5782.99
6AG4142-5BD22-0AB0 | SIMATIC IPC BX-39A | 6052.67
6AG4142-7BD22-2AB0 | SIMATIC IPC BX-39A | 7086.42
6AV2100-0AA02-3AH5 | WinCC Basic V19 DL | 160.71
6AV2100-3AA02-3AK5 | WinCC Basic V19 Upgrade DL | 64.57
6AV2101-4BB02-3AE5 | WinCC Comfort V19 Upgrade | 528.42
6AV2102-0AA02-3AA5 | WinCC Advanced V19 | 3306.44
6AV7241-5EB05-0FA0 | SIMATIC IPC477E 22" ST (1920 x 1080) | 6752.31
6AV7241-5KA07-0FA0 | SIMATIC IPC477E 19" MT (1366 x 768) | 6187.49
6AV7251-5BG55-0DA0 | SIMATIC IPC477E PRO, 15 MTouch | 6268.4
6ES7155-5MU00-0CN0 | ET 200MP, IM 155-5 MF HF | 676.76
6ES7822-0AA23-0YA5 | STEP 7 Basic V19 | 564.48
6ES7822-0AE23-0YA5 | STEP 7 Basic V19 DL | 507.89
6ES7822-1AA23-0YE5 | STEP 7 Prof. Upgrade V19 or Combo | 1346.7
6ES7822-1AE23-0XC5 | STEP 7 Prof. Upgr.&Powerp. V19 DL | 2006.07
6ES7822-1AE23-0YE5 | STEP 7 Prof. Upgrade V19 or Combo DL | 1213.53
6ES7823-0KE01-1AA0 | S7-1500T Motion Control KinPlus | 778.64
6ES7823-1AE23-0YE5 | TIA Portal Multiuser Upgrade V19 DL | 340.08
6ES7823-1EE23-0YE5 | TIA Portal Teamcenter Gateway Upg V19 DL | 680.18
6ES7823-1JE02-0EA5 | TIA Portal CAx Publication Tools 2.0 DL | 1565.6
6ES7823-1TE23-0AE5 | Test Suite Advanced Upgrade V19 DL | 1020.26
6ES7833-1FA23-0YH5 | STEP 7 Safety Advanced V19 SW DL | 1048.72
6ES7833-1FA23-0YY5 | STEP 7 Safety Advanced V19 Upgr SW DL | 419.5
6FX5002-5CN27-1CG0 | POWER CABLE PREASSEMBLED | 305.14
6FX5002-5DG42-1HA0 | POWER CABLE PREASSEMBLED | 1090.6
6FX5002-8QN08-1BH0 | ONE-CABLE-CONNECTION ASSEMBLY | 341.65
6FX8002-2DC40-1HF0 | SIGNAL CABLE, PREASSEMBLED | 878.92
6GK1700-0AA23-0AA0 | Software DVD PC/Windows V19 | 125.13
6GK1704-1BW23-0AA0 | SOFTNET-IE S7 EXTENDED V19 | 10056.74
1PH8224-1JD10-2BA2-ZG14 | COMPACT ASYNCHRONOUS MOTOR | 20338.12
1PH8226-1AF30-2AD2-ZK40L76 | COMPACT ASYNCHRONOUS MOTOR | 29718.03
1PH8228-1HD00-2EA2-ZK24L00L76 | COMPACT ASYNCHRONOUS MOTOR | 31924
1PH8228-1JC10-2CC2 | COMPACT ASYNCHRONOUS MOTOR | 31569.28
5UB1870-1CH01 | Style, Schuko USB AC claws PD, chocolate | 96.64
5UB1870-1PM01 | Style, Schuko USB AC claws PD, plat.met. | 96.64
6AG1217-1AG40-5XB0 | SIPLUS S7-1200 CPU 1217C DC/DC/DC | 2015.08
6AV2103-0DA02-3AH5 | WinCC Prof. 512 PowerTags V19 DL | 3257.18
6AV2103-3HA02-3AE5 | WinCC Prof. 4096 V19 Upgrade | 1954.31
6AV2103-3XA02-3AE5 | WinCC Prof. max. V19 Upgrade | 3128.03
6AV2105-0DA02-3AA0 | WinCC Runtime Professional 512, V19 | 6281.22
6AV2105-0DA12-3AA0 | WinCC Runtime Prof 512, Asia V19 | 6281.22
6AV2105-0FA02-3AH0 | WinCC Runtime Prof 2048, V19 DL | 6972.08
6AV2105-0KA02-3AA0 | WinCC Runtime Professional 8192, V19 | 9254.81
6AV2105-0KA12-3AA0 | WinCC Runtime Prof 8192, Asia V19 | 9254.81
6AV2105-0RA02-3AA0 | WinCC Runtime Prof 153600, V19 | 20782.83
6AV2105-0RA12-3AA0 | WinCC Runtime Prof 153600, Asia V19 | 20782.83
6AV2105-3BB02-3AK0 | UG WinCC RT Prof 128 V17/18->V19 DL | 1470.75
6AV2105-3DD02-3AK0 | UG WinCC RT Prof 512 V17/18->V19 DL | 2277.16
6AV2105-3FF02-3AK0 | UG WinCC RT Prof 2048 V17/18->V19 DL | 2789.41
6AV2105-3MM02-3AE0 | UG WinCC RT Prof 64k-max V17/18->V19 | 4553.43
6AV2107-0DB02-3AA0 | WinCC Runtime Prof Client V19 | 3868.5
6AV2107-0PX02-3AH6 | Visualization Architect V19, Rental DL | 1564.02
6AV6387-2BH00-0GH0 | WWW PAC WinCC Medium DL | 9470.22
6AV6646-1BA18-0AA1 | SIMATIC ITC1900 V3 | 2945.43
6AV6646-1BA22-1AA1 | SIMATIC ITC2200 V3 | 3280.55
6AV6646-1BD24-0AA1 | SIMATIC ITC2400 V3 PRO | 4089.64
6AV7231-0EC31-2BA0 | SIMATIC IPC377G | 3456.32
6ES7513-2GM03-0AB0 | ET 200pro: CPU 1513pro F-2 PN | 3140.36
6ES7516-2GP03-0AB0 | ET 200pro: CPU 1516pro F-2 PN | 6482.8
6FX5002-5DN16-1AH2 | POWER CABLE PREASSEMBLED | 278.01
6FX5002-5DN27-1BH0 | POWER CABLE PREASSEMBLED | 315.25
6FX8002-2SL00-1AF0 | SIGNAL CABLE, PREASSEMBLED | 232.1
6FX8002-2SL10-1BC0 | SIGNAL CABLE EXTENSION | 436.01
3RH2131-1BG40-ZX95 | CONT.RELAY,3NO+1NC,DC125V | 38.73
3RH2131-1BW40-ZX95 | CONT.RELAY,3NO+1NC,DC48V | 34.94
5TA3361-3PC03 | 20A 1G DP SW w/ IND GD | 2.72
5TA3361-3PC08 | 20A 1G DP SW w/ IND BK | 2.72
6AG4114-3KH02-0DX3 | SIMATIC IPC847E (Rack PC) | 7751.6
6AG4131-3CA00-2AA0 | SIMATIC IPC627E (Box PC) | 3853.33
6AV2185-5AK00-0AA0 | IWP10 Mobile Wallholder with magents | 640.72
6AV7886-0BD11-2AB0 | SIMATIC IPC277G, 10" Multitouch | 3173.15
6AV7886-1CF31-4BC0 | SIMATIC IPC277G PRO, 12" | 5841.41
6BK1801-1AA10-2AC0 | SIMATIC IPC1047E (Rack PC) | 16379.64
6ED1052-1CC08-0BA2 | LOGO! 24CE, 8DI(4AI)/4DO, 400 Blocks | 165.37
6ED1052-2FB08-0BA2 | LOGO!230RCEo, 8DI/4DO,400 Blocks | 154.11
6ED1052-2MD08-0BA2 | LOGO!12/24RCEO, 8DI(4AI)/4DO,400 Blocks | 150.32
6ES7661-0EC41-1CL2 | Process Control System IPC647E | 12259.64
6ES7661-0FS42-1RE5 | Process Control System IPC647E | 16399.12
6FX5002-5CG01-1KA0 | POWER CABLE, PREASSEMBLED | 540.43
6FX8002-2CP01-1AA5 | SIGNAL CABLE, PREASSEMBLED | 103.97
6GK8744-0AA02-0AK0 | SINEC PNI V2.0 Prof | 1311.98
6GK8781-1DA02-0AK2 | SINEC NMS V2.0 Configuration XS SP/TP | 540.24
8MF1111-0AA00-0LC0 | SIVACON 2000mm x 1200mm x 600mm | 4706.41
8MF1111-0AA00-0LC2 | SIVACON 2000mm x 1200mm x 600mm | 4261.6
8MF1111-0AA00-0LD0 | SIVACON 2200mm x 900mm x 400mm | 3070.64
8MF1111-0AA00-0LD2 | SIVACON 2200mm x 900mm x 400mm | 3386.32
8MF1111-0AA00-0LD7 | SIVACON 2200mm x 900mm x 600mm | 4634.66
8MF1111-0AA00-0LE0 | SIVACON 2200mm x 800mm x 600mm | 3558.5
8MF1111-0AA00-0LF0 | SIVACON 2200mm x 1200mm x 1000mm | 4390.73
8MF1111-0AA00-0LF2 | SIVACON 2000mm x 1000mm x 400mm | 3429.36
8MF1111-0AA00-0LG0 | SIVACON 1800mm x 600mm x 600mm | 3415.02
8MF1111-0AA00-0LG2 | SIVACON 1800mm x 600mm x 600mm | 3415.02
8MF1111-0AA00-0LG7 | SIVACON 1800mm x 1200mm x 800mm | 6844.38
8MF1111-0AA00-0LH4 | SIVACON 1800mm x 400mm x 400mm | 2711.92
8MF1111-0AA00-0LH6 | SIVACON 2000mm x 800mm x 600mm | 3443.71
8MF1111-0AA00-0LJ3 | SIVACON 1800mm x 1200mm x 500mm | 3486.75
8MF1111-0AA00-0LJ6 | SIVACON 2000mm x 600mm x 600mm | 5911.7
8MF1111-0AA00-0LK7 | SIVACON 2000mm x 800mm x 800mm | 5481.25
8MF1111-0AA00-0LL0 | SIVACON 1800mm x 1200mm x 600mm | 3343.27
8MF1111-0AA00-0LL5 | SIVACON 2000mm x 1200mm x 600mm | 4634.66
8MF1111-0AA00-0LL7 | SIVACON 2000mm x 1200mm x 600mm | 4519.87
8MF1111-0AA00-0LM3 | SIVACON 2000mm x 800mm x 800mm | 4907.29
3ZS1322-6CC17-0YA5 | SIRIUS; SIMOCODE ES V19 DVD | 1743.64
3ZS1322-6CE17-4YB5 | SIRIUS; SIMOCODE ES V19 Promotion | 318.54
6AG2516-3FP03-4AB0 | SIPLUS S7-1500 CPU 1516F-3 PN RAIL | 17015.64
6AG4022-0BA41-2CA1 | SIMATIC IPC327G | 2582.87
6AV2107-3DB02-3AE0 | UG WinCC RT Prof CL V17/18->V19 | 1545.98
6AV2107-3PX02-3AA5 | Visualization Architect UG V18->V19 | 2862.58
6AV2108-0AA02-3AA5 | Energy Suite V19, Engineering +2x5EnO | 1564.02
6AV2115-2BA02-3AA0 | WinCC RT Prof. V19 (128) SW Package | 3275.2
6AV2115-2FA02-3AA0 | WinCC RT Prof. V19 (2048) SW Package | 6165.65
6AV2123-3KB32-0AW0 | SIMATIC HMI MTP1000 Unified Basic | 1714.9
6AV2128-3MB06-0AX1-ZA01S00 | MTP1200 Unif. Comf. Neutral-Grey Design | 3897.48
6AV2151-0XA02-3LA5 | WinCC Unified Basic ES V19 DL | 160.71
6AV2151-0XA32-3LA5 | Unified Basic ES UG V18->V19 DL | 64.57
6AV2151-0XB32-3AA5 | Unified Comfort ES UG V16..V18->V19 | 535.21
6AV2153-0XB02-3AA5 | WinCC Unified PC ES max. V19 | 11019.87
6AV2153-2FB32-3LA5 | Unified PC ES 10kPT UG V16..V18->V19 DL | 1117.78
6AV2153-2GB02-3LA5 | WinCC Unified PC ES 100k V19 DL | 6388.08
6AV2154-0BS02-3AA0 | WinCC Unified DB Storage V19 | 3577.15
6AV2154-0XB02-3AA0 | WinCC Unified PC RT max. V19 | 28618.7
6AV2154-1BS32-3AA0 | Unified DB Storage UG V18->V19 | 776.27
6AV2154-1EB02-3AA0 | WinCC Unified PC RT 500 V19 | 2683.22
6AV2154-1FB02-3LA0 | WinCC Unified PC RT 5k V19 DL | 6388.08
6AV2154-1FB32-3LA0 | Unified PC RT 5k UG V17..V18->V19 DL | 1917
6AV2154-2BS32-3AA0 | Unified DB Storage UG V17..V18->V19 | 1432.01
6AV2154-2EB02-3AA0 | WinCC Unified PC RT 1k V19 | 3577.15
6AV2154-2FB02-3AA0 | WinCC Unified PC RT 10k V19 | 8943.61
6AV2154-2FB02-3LA0 | WinCC Unified PC RT 10k V19 DL | 7985.11
6AV2154-2GB32-3LA0 | Unified PC RT 100k UG V17..V18->V19 DL | 4791.07
6AV2154-2MB02-3BA0 | WinCC Unified PC RT 2.5k V19 ASIA | 4650.44
6AV2154-3DB32-3AA0 | Unified PC RT 150 UG V17..V18->V19 | 322.85
6AV2154-3JR02-3AB0 | Unified Collaboration 3x1 V19 | 6439.75
6AV2155-1EV02-3AA0 | WinCC Unified V19 PC RT 500+1CL, Package | 4941.73
6AV2155-1FB02-3AA0 | WinCC Unified V19 PC RT 5k, Package | 5723.74
6AV2155-2GS02-3LA0 | WinCC Unified V19 PC RT medium (100k) DL | 21092.74
6AV2155-3DB02-3AA0 | WinCC Unified V19 PC RT 150, Package | 859.49
6AV2156-0BL02-3LA0 | WinCC Unified Line Coord. V19 DL | 6388.08
6AV2156-0BP02-3LA0 | WinCC Unified Perf. Ins. V19 DL | 5590.29
6AV2156-1EM01-8LA0 | SIMATIC MTP Creator Customizing V3.0 DL | 3146.18
6AV2157-0BD02-3LB0 | ProDiag for WinCC RT Unified V19 DL | 1281.35
6AV7261-0DC20-2CB0 | SIMATIC IPC677E, 19" Multitouch | 7425.01
6AV7261-0GC20-3AA0 | SIMATIC IPC677E, 19" Multitouch | 7956.85
1FK2204-5AF00-0MB0-ZA43M01R61 | SYNCHRONOUS MOTOR 1FK2-CT 2.4 NM | 2818.01
1FK2206-4AF01-0MA0-ZB41 | SHORTRECORD | 3035.05
1FT7084-5AF74-1MG2-ZK23N40X09 | SYNCHRONOUS MOTOR 1FT7 | 6588.61
1PH8103-1JD13-2GA2 | COMPACT ASYNCHRONOUS MOTOR 1PH810 | 5192.15
1PH8224-1DD10-2BA1-ZK23 | COMPACT ASYNCHRONOUS MOTOR | 20858.29
1PH8224-1DF15-1EA1-ZK24L00L76 | COMPACT ASYNCHRONOUS MOTOR | 24014.75
6GK1706-1NX23-0AA0 | IE SNMP OPC-SERVER EXTENDED V19 | 2993.81
6GK1711-1EW23-0AA0 | SOFTNET-IE RNA V19 | 769.61
6GK1713-5DB23-0AK0 | HARDNET-PB DP V19 DL | 664.54
6GK1716-0HB23-0AC0 | HARDNET-IE S7 REDCONNECT PP V19 | 1902.19
6GK1716-0HB23-0AK1 | HARDNET-IE S7 POW.P. RED V19 DL | 1581.54
6SL4112-0CA05-0BF0 | G220 IP20 3AC200V 0,55kW FSA | 1532.93
6SL4112-0CA06-0AF0 | G220 IP20 3AC200V 0,75kW FSA | 1380.46
6SL4112-0CA10-0BF0 | G220 IP20 3AC200V 1,5kW FSA | 1737.35
6SL4112-0CA11-0AF0 | G220 IP20 3AC200V 2,2kW FSA | 1661.11
6SL4112-0CA12-0FF0 | G220 IP20 3AC200V 3kW FSB | 2353.75
6SL4112-0CA13-0BF0 | G220 IP20 3AC200V 4kW FSB | 2324.55
6SL4112-0CA15-0AF0 | G220 IP20 3AC200V 5,5kW FSC | 2337.53
6SL4112-0CA16-0FF0 | G220 IP20 3AC200V 7,5kW FSC | 3299.47
6SL4112-0JA12-0AF0 | G220 IP55 3AC200V 3kW FSB | 2404.06
6SL4112-0JA12-0FF0 | G220 IP55 3AC200V 3kW FSB | 2890.7
6SL4112-0JA15-0BF0 | G220 IP55 3AC200V 5,5kW FSC | 3151.84
6SL4112-0JA16-0AF0 | G220 IP55 3AC200V 7,5kW FSC | 3299.47
6SL4112-0JA16-0FF0 | G220 IP55 3AC200V 7,5kW FSC | 3786.12
6SL4112-0JA18-0BF0 | G220 IP55 3AC200V 15kW FSD2 | 5173.06
6SL4112-0JA20-0AF0 | G220 IP55 3AC200V 18,5kW FSD2 | 5724.58
6SL4112-0JA23-0BF0 | G220 IP55 3AC200V 30kW FSE | 7943.69
6SL4112-0JP08-0AF0 | G220 IP55 3AC200V 1,1kW FSB | 1922.28
6SL4112-0JP10-0FF0 | G220 IP55 3AC200V 1,5kW FSB | 2548.43
6SL4112-0JP11-0BF0 | G220 IP55 3AC200V 2,2kW FSB | 2379.73
6SL4112-0JP12-0AF0 | G220 IP55 3AC200V 3kW FSB | 2428.39
6SL4112-0JP13-0FF0 | G220 IP55 3AC200V 4kW FSB | 3190.8
6SL4112-0JP15-0BF0 | G220 IP55 3AC200V 5,5kW FSC | 3176.2
6SL4112-0JP17-0FF0 | G220 IP55 3AC200V 11kW FSD2 | 4558.28
6SL4112-0JP18-0BF0 | G220 IP55 3AC200V 15kW FSD2 | 5215.22
6SL4112-0JP21-0FF0 | G220 IP55 3AC200V 22kW FSE | 6912.01
6SL4112-0JP23-0BF0 | G220 IP55 3AC200V 30kW FSE | 7985.87
6SL4112-0JQ10-0AF0 | G220 IP55 3AC200V 1,5kW FSB | 2061.77
6SL4112-0JQ10-0FF0 | G220 IP55 3AC200V 1,5kW FSB | 2548.43
6SL4112-0JQ13-0AF0 | G220 IP55 3AC200V 4kW FSB | 2704.16
6SL4112-0JQ13-0FF0 | G220 IP55 3AC200V 4kW FSB | 3190.8
6SL4112-0JQ17-0AF0 | G220 IP55 3AC200V 11kW FSD2 | 4071.62
A5E38028474002 | Spare,Armored_Clamp_Cables,Br,3m | 821.29
BVP:661237 | BD2A-1-800-WO-1W0,75-WKA | 2997.26
BVP:661239 | BD2A-1-800-WO-2W1,90-WKA | 4902.82
S79220-C3563-F888 | SIMIT RAPID TESTER 2407 PROMOTOR | 92.43
6SL4113-2DA27-2FF0 | G220 CP IP20 3AC400V 55kW FSE | 15972.52
6SL5166-8AB01-0AA0 | S220 TERMINAL KIT MOMO 50mm DMM | 110.47
6SL5370-0GD00-0AA0 | SINAMICS S210 SD-Card V6.3 HF4 | 123.41
6SW1700-2JE01-0AH0 | Drive ES PCS neo V4.1 | 3039.19
6SW1750-2CE00-0YB0 | Drive ES PCS neo Runtime license | 1435.2
6XV1801-6EH30 | Robust Power Connecting Cable, IP69 (L) | 152.88
6XV1801-6EN10 | Robust Power Connecting Cable, IP69 (L) | 264.87
7VV3003-5LG32-ZG11 | SICROWBAR 2600V/10,5KA | 18431.19
8LK2197-6AD10 | Door 3WA FS 1, (3/4-poles), IP54, B600 | 281.84
8LK2197-6AD12 | Door 3WA FS 2, (3-pole), IP30, B600 | 281.84
8LK2197-6AD14 | Door 3WA FS 2, (3-pole), IP30, B600 | 281.84
8LK2197-6AD20 | Door 3WL FS 0, (4-pole), IP30, B600 | 281.84
8LK2197-6AD22 | Door 3WA FS 1, (3/4-poles), IP30, B600 | 276.83
8LK2197-8AE87 | Door 3WA FS 2, (3/4-poles), IP30, B800 | 370.34
8LK2300-0AA41 | Module insert IP54, ALPHA 8GK | 16.84
8LK2300-0AA43 | Module insert IP30, ALPHA 8GK | 14.46
8LK2300-0AA48 | Module insert IP30, 2x74mm | 30.45
8LK2300-4AA45 | Floor plate IP54, D400 W350 | 32.19
8LK2300-4AA53 | Floor plate IP31, D400 W400 | 50.14
8LK2300-4AA55 | Floor plate IP31, D400 W600 | 60.63
8LK2300-4AA63 | Dachblech IP30, T400 B850 | 67.84
8LK2300-4AA65 | Dachblech IP54, T400 B400 | 46.14
8LK2300-4AA71 | Dachblech IP30, T400 B800 | 65.22
8MF1111-0AA00-0LV6 | SIVACON 2200mm x 1200mm x 600mm | 5036.42
8MF1111-0AA00-0LW4 | SIVACON 2200mm x 900mm x 400mm | 4792.5
8MF1111-0AA00-0LW6 | SIVACON 2200mm x 1200mm x 600mm | 4491.18
8MF1111-0AA00-0LX4 | SIVACON 2200mm x 900mm x 600mm | 5380.8
8MF1111-0AA00-0LX6 | SIVACON 2200mm x 900mm x 600mm | 4261.6
8MF1111-0AA00-0LY2 | SIVACON 2200mm x 900mm x 600mm | 4376.39
8MF1111-0AA00-0LY4 | SIVACON 2200mm x 900mm x 600mm | 4333.34
8MF1111-0AA00-0MA2 | SIVACON 1800mm x 600mm x 500mm | 3013.26
8MF1111-0AA00-0MA4 | SIVACON 2000mm x 1200mm x 500mm | 3458.07
A5E53915980 | 7ML54310BF200DH0,C11,C12,Y15,5 POINT A&V | 5433.15
A5E53918311 | SPARE, HEAD PULLEY, WW200 S/N HRS-PD216x | 1469.32
6ES7661-0KT42-1RE6 | Process Control System IPC647E | 17978.21
6FX8002-5DF10-1AK0 | POWER CABLE, PREASSEMBLED | 306.94
6FX8002-5DF10-1BC0 | POWER CABLE, PREASSEMBLED | 357.34
6FX8002-5DQ38-1DA0 | POWER CABLE PREASSEMBLED EXT. | 994.56
6FX8002-5DQ58-1AC0 | POWER CABLE PREASSEMBLED EXT. | 493.48
6FX8012-5CN06-1AG0 | POWER CABLE PREASSEMBLED | 275.09
6FX8012-5CN06-1BC5 | POWER CABLE PREASSEMBLED | 349.37
6FX8012-5CN06-1BD0 | POWER CABLE PREASSEMBLED | 349.4
6FX8012-5CN06-1BD5 | POWER CABLE PREASSEMBLED | 359.98
6FX8012-5CN06-1BE0 | POWER CABLE PREASSEMBLED | 359.98
6GK1704-5DW23-0AK0 | SOFTNET-PB DP EDITION V19 DL | 664.54
6GK1704-5SW23-0AK0 | SOFTNET-PB DP-SLAVE V19 DL | 350.68
6GK1706-1NW23-0AK0 | IE SNMP OPC-SERVER Basic V19 DL | 1329.08
6SL4112-0JA10-0BF0 | G220 IP55 3AC200V 1,5kW FSB | 2232.11
6SL4112-0JA10-0FF0 | G220 IP55 3AC200V 1,5kW FSB | 2524.09
6SL4112-0JA11-0AF0 | G220 IP55 3AC200V 2,2kW FSB | 2160.72
6SL4112-0JA11-0BF0 | G220 IP55 3AC200V 2,2kW FSB | 2355.37
6SL4112-0JA17-0AF0 | G220 IP55 3AC200V 11kW FSD2 | 4029.43
6SL4112-0JA17-0BF0 | G220 IP55 3AC200V 11kW FSD2 | 4224.09
6SL4112-0JA17-0FF0 | G220 IP55 3AC200V 11kW FSD2 | 4516.09
6SL4112-0JA18-0AF0 | G220 IP55 3AC200V 15kW FSD2 | 4978.4
6SL4112-0JP08-0BF0 | G220 IP55 3AC200V 1,1kW FSB | 2116.94
6SL4112-0JP08-0FF0 | G220 IP55 3AC200V 1,1kW FSB | 2408.94
6SL4112-0JP10-0AF0 | G220 IP55 3AC200V 1,5kW FSB | 2061.77
6SL4112-0JP10-0BF0 | G220 IP55 3AC200V 1,5kW FSB | 2256.43
6SL4112-0JP16-0AF0 | G220 IP55 3AC200V 7,5kW FSC | 3323.81
6SL4112-0JP16-0BF0 | G220 IP55 3AC200V 7,5kW FSC | 3518.47
6SL4112-0JP16-0FF0 | G220 IP55 3AC200V 7,5kW FSC | 3810.45
6SL4112-0JP17-0AF0 | G220 IP55 3AC200V 11kW FSD2 | 4071.62
6SL4112-0JP23-0FF0 | G220 IP55 3AC200V 30kW FSE | 8277.84
6SL4112-0JQ08-0AF0 | G220 IP55 3AC200V 1,1kW FSB | 1922.28
6SL4112-0JQ08-0BF0 | G220 IP55 3AC200V 1,1kW FSB | 2116.94
6SL4112-0JQ08-0FF0 | G220 IP55 3AC200V 1,1kW FSB | 2408.94
6SL4112-0JQ15-0AF0 | G220 IP55 3AC200V 5,5kW FSC | 2981.54
6SL4112-0JQ15-0BF0 | G220 IP55 3AC200V 5,5kW FSC | 3176.2
6SL4112-0JQ15-0FF0 | G220 IP55 3AC200V 5,5kW FSC | 3468.19
6SL4112-0JQ16-0AF0 | G220 IP55 3AC200V 7,5kW FSC | 3323.81
6SL4112-0JQ16-0BF0 | G220 IP55 3AC200V 7,5kW FSC | 3518.47
BVP:661241 | BD2A-1-800-WO-3W2,35-WKA | 6417.97
BVP:661242 | BD2A-1-800-WO-3W2,50-WKA | 6417.97
BVP:661243 | BD2A-1-800-WO-3W2,62-WKA | 6417.97
BVP:661244 | BD2A-1-800-WO-3W2,75-WKA | 6417.97
6SL5166-8AD00-0AA0 | S220 TERMINAL KIT MOMO 100mm 30A | 98.37
6SL5166-8AD01-0AA0 | S220 TERMINAL KIT MOMO 100mm 45/60A | 98.37
6SL5166-8AF00-0AA0 | S220 TERMINAL KIT MOMO 150mm 85/132A | 98.37
6SL5166-8AH00-0AA0 | S220 TERMINAL KIT MOMO 200mm 200A | 98.37
7MH5118-3GD00-0BA0 | SIWAREX WL260 SP-S SC 200kg C3 10m | 1036.05
7MH5134-4PB00 | Load cell SIWAREX WL270 CP-H SD 5t C1 | 3936.21
7MH5134-5AB00 | Load cell SIWAREX WL270 CP-H SD 10t C1 | 3936.21
7MH5134-5GB00 | Load cell SIWAREX WL270 CP-H SD 20t C1 | 3936.21
8LK2197-6AD15 | Door 3WA FS 2, (3-pole), IP30, B600 | 281.84
8LK2197-6AD16 | Door 3WL FS 0, (4-pole), IP54, B600 | 281.84
8LK2197-6AD17 | Door 3WL FS 0, (4-pole), IP30, B600 | 281.84
8LK2197-6AD18 | Door 3WL FS 0, (4-pole), IP54, B600 | 281.84
8LK2197-8AE88 | Door 3WA FS 2, (3/4-poles), IP54, B800 | 370.34
8LK2197-8AF00 | Door 3WA FS 2, (3/4-poles), IP30, B800 | 370.34
8LK2197-8AF01 | Door 3WA FS 2, (3/4-poles), IP30, B800 | 370.34
8LK2197-8AF02 | Door 3WA FS 2, (3/4-poles), IP54, B800 | 370.34
8LK2197-8AF03 | Door 3WA FS 2, (3/4-poles), IP54, B800 | 370.34
8LK2300-4AA47 | Floor plate IP54, D400 W1100 | 101.89
6ES7658-7EX78-0YH5 | PCS 7 ROUTE CONTROL CENTER V10.0 DL | 3438.33
6ES7658-7EX78-0YK0 | PCS 7 UG ROUTE CTRL CENT. V9.X->V10.0 DL | 1300.43
6ES7661-0AC00-1CC2 | Process Control System IPC647E | 9031.05
6ES7661-0BA41-1RG2 | Process Control System IPC647E | 8734.41
6ES7661-0BC00-1RC2 | Process Control System IPC647E | 10667.07
6ES7661-0BD42-1SB2 | Process Control System IPC647E | 11121.02
6ES7661-0JA41-1CG2 | Process Control System IPC647E | 7744.12
6ES7661-0JP01-1CH2 | Process Control System IPC647E | 8643.02
6ES7661-0JQ02-1CL2 | Process Control System IPC647E | 13769.8
6ES7661-0JT46-1CL6 | Process Control System IPC647E | 17107.76
6ES7661-0NT63-1CE6 | Process Control System IPC647E | 20487.66
6ES7661-0PC63-1SL6 | Process Control System IPC647E | 19841.95
6ES7661-0PT63-1RE6 | Process Control System IPC647E | 22123.68
6ES7661-0PT63-1SL6 | Process Control System IPC647E | 22186.61
6ES7661-0PU57-1RA6 | Process Control System IPC647E | 20426.24
6FX8002-5DS06-1CH0 | POWER CABLE PREASSEMBLED | 598.35
6FX8008-4HY00-6AA0 | HYBRID CABLE, PREASSEMBLED | 11385.82
6FX8012-2AH11-1AG0 | SIGNAL CABLE PREASSAMBLED | 169.57
6FX8012-2CA80-1BB0 | SIGNAL CABLE, PREASSEMBLED | 275.01
6FX8012-5CN36-1AD0 | POWER CABLE PREASSEMBLED | 308.58
6GK1704-0HB23-0AK0 | SOFTNET-IE S7 REDCONNECT V19 DL | 6840.49
6GK1704-1BW23-0AK0 | SOFTNET-IE S7 EXTENDED V19 DL | 8378.35
6GK1704-1CW00-3AK2 | SOFTNET-IE S7 UCL Upgrade | 496.7
6GK6090-0GS22-0CA0-ZA02 | RUGGEDCOM RS900G | 3096.85
6SL4112-0CA05-0AF0-ZT01 | G220 IP20 3AC200V 0,55kW FSA | 1532.93
6SL4112-0CA05-0AF0-ZT01T05 | G220 IP20 3AC200V 0,55kW FSA | 2019.59
6SL4112-0JA13-0AF0 | G220 IP55 3AC200V 4kW FSB | 2679.8
6SL4112-0JA13-0BF0 | G220 IP55 3AC200V 4kW FSB | 2874.46
6SL4112-0JA13-0FF0 | G220 IP55 3AC200V 4kW FSB | 3166.46
6SL4112-0JA15-0AF0 | G220 IP55 3AC200V 5,5kW FSC | 2957.18
6SL4112-0JA20-0FF0 | G220 IP55 3AC200V 18,5kW FSD2 | 6211.23
6SL4112-0JA21-0AF0 | G220 IP55 3AC200V 22kW FSE | 6383.17
6SL4112-0JA21-0BF0 | G220 IP55 3AC200V 22kW FSE | 6577.83
6SL4112-0JA21-0FF0 | G220 IP55 3AC200V 22kW FSE | 6869.83
6SL4112-0JP12-0BF0 | G220 IP55 3AC200V 3kW FSB | 2623.05
6SL4112-0JP12-0FF0 | G220 IP55 3AC200V 3kW FSB | 2915.03
6SL4112-0JP13-0AF0 | G220 IP55 3AC200V 4kW FSB | 2704.16
6SL4112-0JP13-0BF0 | G220 IP55 3AC200V 4kW FSB | 2898.82
6SL4112-0JP18-0FF0 | G220 IP55 3AC200V 15kW FSD2 | 5507.21
6SL4112-0JP20-0AF0 | G220 IP55 3AC200V 18,5kW FSD2 | 5766.76
6SL4112-0JP20-0BF0 | G220 IP55 3AC200V 18,5kW FSD2 | 5961.42
6SL4112-0JP20-0FF0 | G220 IP55 3AC200V 18,5kW FSD2 | 6253.4
6SL4112-0JP21-0AF0 | G220 IP55 3AC200V 22kW FSE | 6425.36
6SL4112-0JQ11-0BF0 | G220 IP55 3AC200V 2,2kW FSB | 2379.73
6SL4112-0JQ11-0FF0 | G220 IP55 3AC200V 2,2kW FSB | 2671.7
6SL4112-0JQ12-0AF0 | G220 IP55 3AC200V 3kW FSB | 2428.39
6SL4112-0JQ12-0BF0 | G220 IP55 3AC200V 3kW FSB | 2623.05
A5E38028474003 | Spare,Armored_Clamp_Cables,Br,5m | 901.95
A5E38111577 | Loose spare parts for FS-DSL | 310.07
BVP:661235 | BD2A-1-800-WO-1W0,50-WKA | 2997.26
BVP:661236 | BD2A-1-800-WO-1W0,60-WKA | 2997.26
W75087-A1005-A40 | AXIAL FAN,DC 24 V (HEATED UNIT) | 199.15
6XV1801-6EE50 | Robust Power Connecting Cable, IP69, (L) | 94.63
6XV1801-6EH10 | Robust Power Connecting Cable, IP69 (L) | 101.92
6XV1801-6EH15 | Robust Power Connecting Cable, IP69 (L) | 109.2
6XV1801-6EH20 | Robust Power Connecting Cable, IP69 (L) | 123.75
8LK2197-6AD06 | Door 3WA FS 1, (3/4-poles), IP30, B600 | 281.84
8LK2197-6AD07 | Door 3WA FS 1, (3/4-poles), IP30, B600 | 281.84
8LK2197-6AD08 | Door 3WA FS 1, (3/4-poles), IP30, B600 | 281.84
6SL4112-0CA17-0BF0 | G220 IP20 3AC200V 11kW FSD2 | 3640.12
6SL4112-0CA20-0FF0 | G220 IP20 3AC200V 18,5kW FSD2 | 5392.05
6SL4112-0CA21-0BF0 | G220 IP20 3AC200V 22kW FSE | 5726.23
6SL4113-0CA08-0AF0 | G220 IP20 3AC400V 1,1kW FSA | 1232.86
6SL4113-0CA08-0FF0 | G220 IP20 3AC400V 1,1kW FSA | 1719.49
6SL4113-0CA08-2BF0 | G220 IP20 3AC400V 1,1kW FSA | 1563.14
6SL4113-0CA10-2AF0 | G220 IP20 3AC400V 1,5kW FSA | 1489.09
6SL4113-0CA10-2FF0 | G220 IP20 3AC400V 1,5kW FSA | 1975.75
6SL4113-0CA12-0AF0 | G220 IP20 3AC400V 3kW FSA | 1623.79
6SL4113-0CA12-0FF0 | G220 IP20 3AC400V 3kW FSA | 2110.44
6SL4113-0CA13-2AF0 | G220 IP20 3AC400V 4kW FSA | 2056.3
6SL4113-0CA13-2FF0 | G220 IP20 3AC400V 4kW FSA | 2542.95
6SL4113-0CA15-2BF0 | G220 IP20 3AC400V 5,5kW FSB | 2450.82
6SL4113-0CA16-0AF0 | G220 IP20 3AC400V 7,5kW FSB | 2446.21
6SL4113-0CA17-0BF0 | G220 IP20 3AC400V 11kW FSC | 3190.77
6SL4113-0CA17-2AF0 | G220 IP20 3AC400V 11kW FSC | 3325.69
6SL4113-0CA18-2BF0 | G220 IP20 3AC400V 15kW FSC | 4226.05
6SL4113-0CA20-0AF0 | G220 IP20 3AC400V 18,5kW FSD1 | 4266.28
6SL4113-0CA20-2FF0 | G220 IP20 3AC400V 18,5kW FSD1 | 5136.89
6SL4113-0CA21-0BF0 | G220 IP20 3AC400V 22kW FSD1 | 5004.35
6SL4113-0CA23-0FF0 | G220 IP20 3AC400V 30kW FSD2 | 6388.07
6SL4113-0CA23-2BF0 | G220 IP20 3AC400V 30kW FSD2 | 6627.21
6SL4113-0CA24-2FF0 | G220 IP20 3AC400V 37kW FSD2 | 8132.14
6SL4113-0CA26-0BF0 | G220 IP20 3AC400V 45kW FSE | 8396.29
6SL4113-0CA27-0AF0 | G220 IP20 3AC400V 55kW FSE | 9345.23
6SL4113-0CA27-0FF0 | G220 IP20 3AC400V 55kW FSE | 9831.89
6SL4170-1GC00-0AA0-ZH01 | SINAMICS G220 SD-Card V6.2 | 585.47
6SL4950-0AL00-0BA0 | SINAMICS G220 Options Module OM-DQ | 194.66
8MF1111-0AA00-0LM8 | SIVACON 1800mm x 800mm x 400mm | 2955.85
8MF1111-0AA00-0LN3 | SIVACON 2000mm x 800mm x 600mm | 3630.25
6ES7648-0DK00-0HA0 | SIMATIC IPC M.2 NvRAM Module | 164.81
6ES7658-1ET23-0YE5 | STEP 7 CFC adv. ES UG V18.0 -> V19.0 | 1191.86
6FX5012-5CW02-1AC0 | POWER CABLE PREASSEMBLED | 159.04
6FX5022-5DN36-1FC0 | POWER CABLE PREASSEMBLED | 659.65
6FX8002-8QN04-1BK0 | ONE-CABLE-CONNECTION ASSEMBLY | 421.47
6FX8002-8QN08-1BK0 | ONE-CABLE-CONNECTION ASSEMBLY | 474.44
6GK5334-5TS00-3AR3 | SCALANCE XR302-32 (2x10G;24xSFP;8xSFP+) | 4090.08
6GK5534-5TR00-3AR3 | SCALANCE XR502-32 (3AR3) | 6910.35
6SL3070-4KA01-0XA5 | SINAMICS DCC V19 Combo DVD | 1339.67
6SL3070-4KA01-0XG5 | SINAMICS DCC V19 Combo OSD | 1116.4
6XV1870-4RN10 | TP Cord RJ45/RJ45 10 m red | 58.54
6XV1870-4RN25 | TP Cord RJ45/RJ45 25 m red | 108.91
7KM4220-1BA01-1EA0 | PAC4220 ELV PM CT 690V ModbusTCP | 795.01
7KT1666-0EE02-0EE0 | Starter Bundle POC3000 with Energymeters | 3394.37
8GB5054-2 | Board connection set for hollow walls | 73.09
8GB5054-4 | SIMBOX XL hinge as sparepart | 14.12
1FK7042-2AF71-1CH1-ZR72 | SYNCHRONOUS MOTOR 1FK7-CT 3 NM | 3260.85
1FK7042-2AF71-1RH1-ZR72 | SYNCHRONOUS MOTOR 1FK7-CT 3 NM | 2730.58
1FK7063-2AF71-1CH0-ZY84 | SYNCHRONOUS MOTOR 1FK7-CT 11 NM | 3313.26
1FK7063-2AF71-1RH1-ZJ09 | SYNCHRONOUS MOTOR 1FK7-CT 11 NM | 5559.84
6AV7882-0EA20-7CA0 | SIMATIC IPC277E, 19" Touch | 4425.64
6AV7882-0FA10-2BA0 | SIMATIC IPC277E, 15" Multitouch | 4000.15
6EP4240-7HB00-0AX0 | SITOP PBM1200 20A/40A | 121.16
6ES7133-6BH00-0BA0 | ET 200SP, DI8x+DQ8x 24V DC/0,5A ST, PU1 | 124.86
6ES7648-6WD11-6YA0 | SIMATIC IPC Operating System Package | 440.47
6ES7650-0AG78-1YX1 | SIMATIC PCS Client IPC277G 22" MT Panel | 5154.56
6ES7650-1CD78-2YB5 | PCS 7 BCE V10.0 | 1716.65
6ES7651-5AA78-6CA0 | PCS 7 ES SGL STAT. SN ASIA V10.0 (PO250) | 10737.47
6ES7651-5AX78-0CE5 | PCS 7 UG ENGINEERING ASIA V9.X -> V10.0 | 6235.77
A5E53930057 | SPARE, BELT,CNVR,SBR,18x178,150PIW,2PLY | 3613.03
A5E53953795 | SPARE,LR530 PCCLAMPDIN372676 2"PN16/316L | 955.83
A5E53990548 | CHAMBER,EXT,316SS,3IN300LB RF,C-C:3800MM | 15649.39
A5E53990552 | CHAMBER,EXT,316SS,3IN300LB RF,C-C:1150MM | 12969.38
A5E54029567 | 7MH71221ZA941A,Y31,ZA(A DIM)=2.95M,9=3K | 14849.58
A5E54051537 | 7ML57472AA8X1E0,Y18,C15,INGOLD,0.3um | 4385.61
A5E54068907 | 7ML58810ECXX0JC9,DN80 PN40 F,Y01=11 M | 6680.11
A5E54070887 | SPARE,RDUCR,FLEN,KAF48-K4,130.78:1 | 16693.4
KRH:16000400 | Converter housing gasket 59,35,5-2-N | 92.23
KRH:16002000 | Front Cover (non Ex) | 470.98
KRH:16111200 | Sensor replacement KIT DN50-300 | 3206.59
KRH:16111220 | Sensor replacement KIT DN80 | 3206.59
KRH:16111400 | Sparepart Pressure Sensor Repl. Kit 4bar | 3581.4
KRH:16111402 | Pressure sensor replacement Kit 10 bar | 3581.4
KRH:16112002 | Wall housing incl. Neck | 1630.76
KRH:17000800 | DUBOX plug 5-pole-ger-RM2 | 11.78
KRH:17006001 | Centering rings Sandwich-Version, DN25 | 180.54
KRH:17006003 | Centering rings Sandwich-Version, DN50 | 229.6
LZS:PT2D5L24A | Plug-in relay complete unit DC24V | 21.21
LZS:PT5A5L24A | Plug-in relay complete unit DC24V/ 4 CO | 17.67
LZS:PT5D5L24A | Plug-in relay complete unit DC24V | 18.49
LZS:RT4B4L24A | Plug-in relay complete unit DC24V/ 2 CO | 18.93
1FE1114-6WR11-6BB0 | BUILT-IN SYNCHRONOUS MOTOR, | 8570.29
1FG1107-1RG53-2AG1-ZB02D04K06 | SIMOTICS S-1FG1 SERVO GEARED MOTOR | 6481.27
1FG1510-5UE33-2CC2-ZD11K07N23 | SIMOTICS S-1FG1 SERVO GEARED MOTOR | 5503.55
1FG1602-1RE32-2AR1-ZD11K07 | SIMOTICS S-1FG1 SERVO GEARED MOTOR | 3597.9
1FK7060-2AC71-1RH1-ZJ17 | SYNCHRONOUS MOTOR 1FK7-CT 6 NM | 7470.24
1FK7060-2AF71-1RH1-ZR72 | SYNCHRONOUS MOTOR 1FK7-CT 6 NM | 3019.96
1FK7081-3BF71-1CH1-ZJ32 | SYNCHRONOUS MOTOR 1FK7-HI 12 NM | 8548.2
1FK7101-2AF71-1CH1-ZR72 | SYNCHRONOUS MOTOR 1FK7-CT 27 NM | 4847.55
1FT2208-3AF12-1CB0 | Synchronous motor 1FT2-CT 18 Nm | 3410.09
1FT2210-5AB00-0MB0 | Synchronous motor 1FT2-CT 50 Nm | 4671.4
1FT7082-5AF74-1NH0 | SYNCHRONOUS MOTOR 1FT7 | 4946.14
1FT7082-5AH70-1CG0 | SYNCHRONOUS MOTOR 1FT7 | 5171.13
1FT7102-5AF70-1BA4 | SYNCHRONOUS MOTOR 1FT7 | 6147.9
1FT7102-5AF71-1CH2-ZK23N40 | SYNCHRONOUS MOTOR 1FT7 | 8783.97
1FT7132-5AF71-4CA1 | SYNCHRONOUS MOTOR 1FT7 | 11756.97
1FT7132-5SB71-1CA1 | SYNCHRONOUS MOTOR 1FT7 | 12552.46
1PH8087-3DF12-2AC1-ZL74U65X01 | MAIN SPINDLE MOTOR 1PH808 | 9087.19
1PH8101-1FF12-0QB1 | COMPACT ASYNCHRONOUS MOTOR 1PH810 | 7306.86
1PH8107-1HG12-1GC2 | COMPACT ASYNCHRONOUS MOTOR 1PH810 | 4819.97
1PH8107-1SF22-3LA1-ZQ12 | COMPACT ASYNCHRONOUS MOTOR 1PH810 | 11397.38
1PH8135-1HF10-2FA2 | COMPACT ASYNCHRONOUS MOTOR 1PH813 | 5898.7
1PH8135-1HF23-1BA2-ZV90 | COMPACT ASYNCHRONOUS MOTOR 1PH813 | 7594.8
1PH8137-1CS00-1LA2 | COMPACT ASYNCHRONOUS MOTOR 1PH813 | 8657.93
1PH8137-1DD12-1BA1-ZG14 | COMPACT ASYNCHRONOUS MOTOR 1PH813 | 8048.97
1PH8163-1AD03-1GA2 | COMPACT ASYNCHRONOUS MOTOR 1PH816 | 7366.89
1PH8163-1AD10-2GA2 | COMPACT ASYNCHRONOUS MOTOR 1PH816 | 6606.71
1PH8163-1AF02-1FA2 | COMPACT ASYNCHRONOUS MOTOR 1PH816 | 7909.94
1PH8163-1DF13-0QA1 | COMPACT ASYNCHRONOUS MOTOR 1PH816 | 9731.19
1PH8163-1EF10-1GB2 | COMPACT ASYNCHRONOUS MOTOR 1PH816 | 8505.54
1PH8186-1HD00-2EA2-ZL76 | COMPACT ASYNCHRONOUS MOTOR | 15388.16
1PH8186-1HF00-2AA2-ZL00L27L76 | COMPACT ASYNCHRONOUS MOTOR | 16805.13
1PH8186-1JC15-2BC2-ZK90 | COMPACT ASYNCHRONOUS MOTOR | 17186.7
1PH8186-1JF03-2BA2 | COMPACT ASYNCHRONOUS MOTOR | 16901.3
1PH8186-1MD00-2CB2-ZL76 | COMPACT ASYNCHRONOUS MOTOR | 16088.55
1PH8224-1AF40-2AC2-ZA12K40L76 | COMPACT ASYNCHRONOUS MOTOR | 25007.62
8LK2300-4AA48 | Floor plate IP31, D400 W350 | 31.44
8LK2300-4AA50 | Floor plate IP30, D400 W850 | 82.31
8LK2300-4AA51 | Floor plate IP31, D400 W1100 | 96.79
8LK2300-4AA66 | Dachblech IP30, T400 B400 | 38.56
8LK2300-4AA67 | Dachblech IP54, T400 B600 | 74.57
8LK2300-4AA68 | Dachblech IP30, T400 B600 | 62.35
8LK2300-4AA70 | Dachblech IP54, T400 B800 | 78.05
8MF1111-0AA00-0LW8 | SIVACON 2200mm x 900mm x 600mm | 5380.8
8MF1111-0AA00-0LX0 | SIVACON 2200mm x 900mm x 600mm | 5007.74
8MF1111-0AA00-0LX1 | SIVACON 2200mm x 900mm x 600mm | 5380.8
8MF1111-0AA00-0LX2 | SIVACON 2200mm x 900mm x 600mm | 5007.74
8MF1111-0AA00-0LY6 | SIVACON 2200mm x 1000mm x 600mm | 4706.41
8MF1111-0AA00-0LY7 | SIVACON 2200mm x 900mm x 600mm | 3371.98
8MF1111-0AA00-0LY8 | SIVACON 2000mm x 800mm x 500mm | 2998.9
8MF1111-0AA00-0MA0 | SIVACON 1800mm x 1200mm x 400mm | 3572.86
A5E53918357 | SPARE,INTRALOX BELT WW200 S/N HRS-PD216x | 4608.84
A5E53926754 | 7MH71141CA10,SENSE PLATE 75deg,NOLINER | 1275.62
A5E53929905 | 7ML57464CXXX1AA0,C05,C20,TRICLAMP DN50 | 2581.64
A5E53929907 | SPARE,ELEC.MODULE,FOR LG270 S/N 45970823 | 2481.95
A5E53994229 | 7ML75500EC004AF3,CLEANING w/CERT | 4410.86
A5E54024307 | 7ML54310BF201CC0,C11,C12,Y15,5 POINT A&V | 5382.63
A5E54024341 | 7ML54310BE201BC0,C11,C12,Y15,5 POINT A&V | 5286.92
A5E54024468 | 7MH73012AA744DX1, G18 INTRALOX BELT | 80037.62
CZF:50705315200000 | DISTANCE RING 6316 X655FR | 41.55
J31032-K18-Y645 | SERVICES | 8051.54
J31032-K2002-H146 | CUSTOMIZED VERSION | 542.21
KRH:16000100 | Sparepart Electronic for FX330 non Ex | 5787.15
KRH:16000300 | Cover gasket O-ring | 84.39
KRH:16111230 | Sensor replacement KIT DN100 | 3206.59
KRH:16111300 | Sensor replacement KIT DN150-300 | 3206.59
KRH:16111350 | Sparepart Pressure Sensor Repl. Kit 1bar | 3581.4
KRH:16111370 | Sparepart Pressure Sensor Repl. Kit 2bar | 3581.4
KRH:17001100 | O-Ring DIN 3771-20x1-FPM | 7.84
KRH:17001200 | O-ring for pressure screw 17,13x2,62-FPM | 11.78
KRH:17001400 | O-ring pickup | 7.84
KRH:17004000 | Shut-off valve | 3029.96
LZS:RT3A4L24A | Plug-in relay complete unit DC24V/ 1 CO | 17.97
LZS:RT3B4L24A | Plug-in relay complete unit DC24V/ 1 CO | 17.97
LZS:RT3D4L24A | Plug-in relay complete unit DC24V | 18.93
LZS:RT4A4L24A | Plug-in relay complete unit DC24V/ 2 CO | 18.93
1FE1082-6WE31-6BA2 | BUILT-IN SYNCHRONOUS MOTOR | 5523.47
1FE1113-6WU11-6BA0 | BUILT-IN SYNCHRONOUS MOTOR | 7024.39
1FE1113-6WX31-6BA2 | BUILT-IN SYNCHRONOUS MOTOR | 7091
1FK7034-2AK71-1PG0-ZV40 | SYNCHRONOUS MOTOR 1FK7-CT 1,6 NM | 2752.57
1FK7040-2AK71-1RV0-ZA13 | SYNCHR. SERVO GEARMO 1FK7-CT M0 = 1,6 NM | 3946.2
1FK7042-2AC71-1CB0-ZY84 | SYNCHRONOUS MOTOR 1FK7-CT 3 NM | 2874.25
1FK7042-2AC71-1RB0-ZK23M03 | SYNCHRONOUS MOTOR 1FK7-CT 3 NM | 2612.79
1FK7103-2AF71-1BG1-ZR72 | SYNCHRONOUS MOTOR 1FK7-CT 36 NM | 4450.27
1FK7103-2AF71-1CH1-ZR72 | SYNCHRONOUS MOTOR 1FK7-CT 36 NM | 5315.96
1FK7103-2AF71-1QG1-ZR72 | SYNCHRONOUS MOTOR 1FK7-CT 36 NM | 3914.69
1FT2208-3AF00-1SB0 | Synchronous motor 1FT2-CT 18 Nm | 2282.51
1FT2208-3AF02-1CB0 | Synchronous motor 1FT2-CT 18 Nm | 3042.35
1FT7082-5AH71-1DG0-ZN05 | SYNCHRONOUS MOTOR 1FT7 | 4858.36
1FT7082-5AH74-1MH1 | SYNCHRONOUS MOTOR 1FT7 | 5866.55
1FT7082-5WC70-1CG1 | SYNCHRONOUS MOTOR 1FT7 | 5969.56
1FT7102-5AC74-1MH1 | SYNCHRONOUS MOTOR 1FT7 | 7523.19
1FT7132-5SC71-3CG1-ZJ03 | SYNCHRONOUS MOTOR 1FT7 | 20239.34
1FT7132-5SC74-1MA0 | SYNCHRONOUS MOTOR 1FT7 | 12067.64
1PH8083-3FF02-2AA1-ZU62 | MAIN SPINDLE MOTOR 1PH808 | 9057.85
1PH8087-1DG12-0BA1 | MAIN SPINDLE MOTOR 1PH808 | 5696.54
8LK2197-6AD24 | Door 3WA FS 1, (3/4-poles), IP30, B600 | 253.15
8LK2197-6AD25 | Door 3WA FS 1, (3/4-poles), IP54, B600 | 256.86
8LK2197-6AD26 | Door 3WA FS 1, (3/4-poles), IP54, B600 | 256.86
8LK2197-6AD27 | Door 3WA FS 2, (3-pole), IP54, B600 | 281.84
8LK2300-0AA44 | Module insert IP54, 3x45mm | 53.01
8LK2300-0AA45 | Module insert IP54, 2x74mm | 39.56
8LK2300-0AA46 | Module insert IP54, 8x40,5mm | 8.48
8LK2300-0AA47 | Module insert IP30, 3x45mm | 29.54
8LK2300-4AA56 | Floor plate IP54, D400 W800 | 61.13
8LK2300-4AA57 | Floor plate IP31, D400 W800 | 77.44
8LK2300-4AA58 | Dachblech IP54, T400 B350 | 40.92
8LK2300-4AA60 | Dachblech IP54, T400 B850 | 81.46
8LK2300-4AA61 | Dachblech IP54, T400 B1100 | 100.38
8MF1111-0AA00-0LV8 | SIVACON 2200mm x 900mm x 400mm | 4089.42
8MF1111-0AA00-0LW0 | SIVACON 2200mm x 900mm x 400mm | 4419.43
8MF1111-0AA00-0LW1 | SIVACON 2200mm x 900mm x 400mm | 4118.1
8MF1111-0AA00-0LW2 | SIVACON 2200mm x 900mm x 400mm | 4419.43
8MF1111-0AA00-0LX7 | SIVACON 2200mm x 900mm x 600mm | 4218.55
8MF1111-0AA00-0LX8 | SIVACON 2200mm x 900mm x 1000mm | 4806.86
8MF1111-0AA00-0LY0 | SIVACON 2000mm x 800mm x 1000mm | 3486.75
8MF1111-0AA00-0LY1 | SIVACON 1800mm x 800mm x 500mm | 641.4
8MF1111-0AA00-0MA7 | SIVACON 2000mm x 1200mm x 500mm | 4089.42
A5E53910198 | SPARE, TAIL PULLEY, WW200 S/N HRS-PD216x | 1202.43
A5E53957609 | SPARE,ELEC.MODULE,FOR LG250 S/N 64066170 | 2190.81
A5E53964254 | 7ML75300KB004BF1,E47,Y15,CLEANING w/CERT | 5805.39
A5E53964337 | 7ML56446AL000FB0 | 6840.96
A5E53972994 | 7MH71221ZA941A,ZA(A Dim)=2.98M,9=L1B(2K) | 15077.72
A5E54052495 | CHAMBER,EXT,316SS,3IN300LB RF,C-C:6150MM | 14310.72
A5E54061662 | 7ML56445KM000KB0,Y01=200MM | 6120.44
A5E54061886 | 7ML11000BA20, ASTM G93 C | 1890.92
A5E54068792 | 7ML58810ECXX0JC9,DN80PN40F,Y01=10310MM | 6664.15
KRH:16003000 | Back Cover | 239.41
KRH:16111100 | Sensor replacement KIT DN15 | 3206.59
KRH:16111110 | Sensor replacement KIT DN15 Conical | 3206.59
KRH:16111150 | Sensor replacement KIT DN25 | 3206.59
KRH:16111404 | Pressure sensor replacement Kit 25 bar | 3581.4
KRH:16111405 | Pressure sensor replacement Kit 40 bar | 3581.4
KRH:16111406 | Pressure sensor replacement Kit 60 bar | 3581.4
KRH:16111407 | Pressure sensor replacement Kit 100 bar | 3581.4
KRH:16112000 | Compact housing non-Ex/Ex-i | 2221.44
KRH:17006004 | Centering rings Sandwich-Version, DN50 | 251.19
KRH:17006005 | Centering rings Sandwich-Version, DN50 | 363.05
KRH:17006006 | Centering rings Sandwich-Version, DN80 | 331.65
KRH:17006007 | Centering rings Sandwich-Version, DN100 | 651.53
1FG1502-7RE34-2AR1-ZD11K07N23 | SIMOTICS S-1FG1 SERVO GEARED MOTOR | 4533.97
1FG1503-5RF43-2AR1-ZD11K07N31 | SIMOTICS S-1FG1 SERVO GEARED MOTOR | 5638
1FG1504-5UE33-2HB1-ZD24G23K07 | SIMOTICS S-1FG1 SERVO GEARED MOTOR | 3904.3
1FG1508-1RE33-2FA1 | SIMOTICS S-1FG1 SERVO GEARED MOTOR | 4935.73
1FK7060-2AF74-1SH1-ZJ17 | SYNCHRONOUS MOTOR 1FK7-CT 6 NM | 6673.78
1FK7060-2AH71-1CA1-ZN05 | SYNCHRONOUS MOTOR 1FK7-CT 6 NM | 3264.86
1FK7060-2AH71-1CB1-ZN05 | SYNCHRONOUS MOTOR 1FK7-CT 6 NM | 3600.78
1FK7081-3BF71-1CB0-ZN24 | SYNCHRONOUS MOTOR 1FK7-HI 12 NM | 4239.3
1FT7036-5AK70-1LH1 | SYNCHRONOUS MOTOR 1FT7 | 5447.09
1FT7036-5AK71-1DK3 | SYNCHRONOUS MOTOR 1FT7 | 3929.52
1FT7042-5AF71-1FA4 | SYNCHRONOUS MOTOR 1FT7 | 4736.03
1FT7042-5AF71-1FD1 | SYNCHRONOUS MOTOR 1FT7 | 4739.86
1FT7108-5SC74-1NB0 | SYNCHRONOUS MOTOR 1FT7 | 11127.52
1FT7108-5WF74-4NH1 | SYNCHRONOUS MOTOR 1FT7 | 11231.65
1FT7117-7AF71-1LB0 | SYNCHRONMOTOR 1FT7 M0 = 81 NM | 17959.55
1FT7132-5AC71-1CG3 | SYNCHRONOUS MOTOR 1FT7 | 11820.42
6ES7651-5GX05-0YA5 | PDM MAINTENANCE STATION BASIC V5.0 | 11686.36
6ES7652-0XD78-2YB5 | PCS 7 SFC VISUALIZATION V10.0 | 2115.27
6ES7652-3AA78-6CA0 | PCS 7 OS SW SGLE STAT.RED. SN ASIA V10.0 | 14227.14
6ES7652-3BA78-2CA0 | PCS 7 OS SW SERV. RED ASIA V10.0 (PO100) | 21474.91
6ES7652-3BA78-2YJ0 | PCS 7 2X SERVER -> SERVER REDU V10.0 DL | 3131.21
6ES7652-5AX78-0CE0 | PCS 7 UG SINGLE STAT. ASIA V9.X -> V10.0 | 3741.99
6ES7652-5CX78-0YF5 | PCS 7 UG CLIENT SFC VISU V9.X->V10.0 | 3564.84
6ES7652-5DX78-0YF0 | PCS 7 UG PACKAGE WEB SERVER V9.X ->V10.0 | 2064.27
6ES7652-7AX78-2YE0 | PCS 7 UG PACK PH AND IS V9.X -> V10.0 | 7490.92
6ES7652-7AX78-2YK0 | PCS 7 UG PACK PH AND IS V9.X -> V10.0 DL | 7116.37
6ES7652-7CX78-2YH0 | PCS 7 PH SERVER REDUNDANCY V10.0 DL | 26724.6
6ES7652-7DX78-2YH0 | PCS 7 PH ARCHIVE BATCH V10.0 DL | 2392.6
6ES7652-7HA00-2YB0 | PCS 7 PH (1000 ARCHIVE TAGS) | 3071.28
6ES7654-5CA00-3BF1 | SIMATIC PCS 7 CPU 410 SINGLE AS | 22817.35
6ES7654-5CA00-4XF2 | SIMATIC PCS 7 CPU 410 SINGLE AS | 23963.45
6ES7654-5CA00-7AF0 | SIMATIC PCS 7 CPU 410 SINGLE AS | 19206.71
6ES7654-5CA03-3BF3 | SIMATIC PCS 7 CPU 410 SINGLE AS | 32166.01
6ES7654-5CA03-3EF0 | SIMATIC PCS 7 CPU 410 SINGLE AS | 26218.22
6ES7654-5CA03-6GF1 | SIMATIC PCS 7 CPU 410 SINGLE AS | 27347.84
6ES7654-5CA04-3BF2 | SIMATIC PCS 7 CPU 410 SINGLE AS | 33667.19
6ES7654-5CC00-3HF0 | SIMATIC PCS 7 CPU 410 SINGLE AS | 23030.08
6ES7654-5CC00-3XF0 | SIMATIC PCS 7 CPU 410 SINGLE AS | 21473.47
5SV6314-7KP13 | AFDD-RCBOele PT 30mA A C13 230V 10KA 1MW | 447.68
5SV6314-7KP20 | AFDD-RCBOele PT 30mA A C20 230V 10KA 1MW | 493.77
5SV6314-7KP32 | AFDD-RCBOele PT 30mA A C32 230V 10KA 1MW | 493.77
6AG4114-3RG03-4JH2 | SIMATIC IPC847E (Rack PC) | 12679.14
6AG4131-3AA00-2AA0 | SIMATIC IPC627E (Box PC) | 3394.89
6AG4131-3CG03-2AB1 | SIMATIC IPC627E (Box PC) | 5788.98
6AG4131-3CY23-8AA5 | SIMATIC IPC627E (Box PC) | 4199.41
6AG4131-3GC10-1AA3 | SIMATIC IPC627E (Box PC) | 6015.21
6AG4131-3GC13-1AA0 | SIMATIC IPC627E (Box PC) | 5591.23
6AG4131-3GC30-1AA4 | SIMATIC IPC627E (Box PC) | 7186.78
6AG4131-3GD33-3DB0 | SIMATIC IPC627E (Box PC) | 7877.45
6AG4131-3GE23-3XA1 | SIMATIC IPC627E (Box PC) | 7050.45
6AG4131-3GS20-1CA1 | SIMATIC IPC627E (Box PC) | 6326.84
6AG4131-3HC20-3BB1 | SIMATIC IPC627E (Box PC) | 6340.32
6AG4131-3HD43-3AA0 | SIMATIC IPC627E (Box PC) | 9120.95
6AG4131-3HE33-5BA3 | SIMATIC IPC627E (Box PC) | 8425.79
6AG4131-3HH42-8XA2 | SIMATIC IPC627E (Box PC) | 10616.13
6AG4132-0BC00-0CX7 | SIMATIC IPC BX-56A (Box PC) | 5119.29
6AG4133-0AB20-0DB0 | SIMATIC IPC BX-59A (Box PC) | 5824.93
6AG4133-0HG50-0FN0 | SIMATIC IPC BX-59A (Box PC) | 19308.59
6AG4141-0BF11-3AA0 | SIMATIC IPC427E (MicroBOX PC) | 3023.34
6AG4141-3BC34-0FA0 | SIMATIC IPC427E (MicroBOX PC) | 4875.09
6AG4141-3FB45-0GA8 | SIMATIC IPC427E (MicroBOX PC) | 4949.99
6AG4141-5BB47-0DA0 | SIMATIC IPC427E (MicroBOX PC) | 4217.38
6AG4141-5BC55-0DA0 | SIMATIC IPC427E (MicroBOX PC) | 4932.02
6AG4141-5CB30-0AA0 | SIMATIC IPC427E (MicroBOX PC) | 3414.36
6AG4141-5CC00-0DA0 | SIMATIC IPC427E (MicroBOX PC) | 4170.95
6AG4141-7AE08-0FA0 | SIMATIC IPC427E (MicroBOX PC) | 6070.64
6AG4141-7BC04-0FA0 | SIMATIC IPC427E (MicroBOX PC) | 5612.2
6AV6387-2EA00-0GH0 | WinCC V8.0 Starter Package I DL | 10402.88
6AV6387-2EC00-0GH0 | WinCC V8.0 Starter Package III DL | 19421.11
6AV7886-0CA21-2AC0 | SIMATIC IPC277G, 12" Multitouch | 3627.1
6AV7886-0CE21-3BC0-ZA01K02 | SIMATIC IPC277G 12MT Kasto Design | 4639.88
6AV7886-0ME21-3AC0 | SIMATIC IPC277G, 19" Multitouch | 4933.53
6AV7886-0TE24-2AC0 | SIMATIC IPC277G, 15" Multitouch, neutral | 4371.7
1PH8224-1DD00-2EA1 | COMPACT ASYNCHRONOUS MOTOR | 20326.43
1PH8224-1DL13-1AA1 | COMPACT ASYNCHRONOUS MOTOR | 21597.68
1PH8224-1FB30-0BA1 | COMPACT ASYNCHRONOUS MOTOR | 26485.71
1FK7103-2AF71-1RH1-ZN24 | SYNCHRONOUS MOTOR 1FK7-CT 36 NM | 5062.68
1FK7105-2AC71-1BG1-ZR72 | SYNCHRONOUS MOTOR 1FK7-CT 48 NM | 5627.45
1FK7105-2AF71-1BH1-ZR72 | SYNCHRONOUS MOTOR 1FK7-CT 48 NM | 6083.59
1FK7105-2AF71-1QG1-ZR72 | SYNCHRONOUS MOTOR 1FK7-CT 48 NM | 5091.87
1FT7042-5AF75-1NB2 | SYNCHRONOUS MOTOR 1FT7 | 4111.78
1FT7044-5AF70-1CH0-ZK24 | SYNCHRONOUS MOTOR 1FT7 | 5624.32
1FT7082-5AC70-1BG0 | SYNCHRONOUS MOTOR 1FT7 | 4342.79
1FT7086-5AF74-1MH1 | SYNCHRONOUS MOTOR 1FT7 | 7733.87
1FT7086-5WC71-1CK3-ZX09Y84 | SYNCHRONOUS MOTOR 1FT7 | 8072.97
1FT7087-7SF71-1CG3 | SYNCHRONOUS MOTOR 1FT7 | 8762.18
1FT7105-5SF71-1CG0-ZX01 | SYNCHRONOUS MOTOR 1FT7 | 9162.73
1FT7105-5SF71-8BB0-ZX09 | SYNCHRONOUS MOTOR 1FT7 | 9317.61
1PH8133-1FD03-1LA1 | COMPACT ASYNCHRONOUS MOTOR 1PH813 | 8784.67
1PH8133-1HD13-2GB2 | COMPACT ASYNCHRONOUS MOTOR 1PH813 | 5557.29
1PH8133-1MF10-1GA2-ZK24V90 | COMPACT ASYNCHRONOUS MOTOR 1PH813 | 5584.67
1PH8133-1UF10-1LA1 | COMPACT ASYNCHRONOUS MOTOR 1PH813 | 7328.27
1PH8137-1US13-2LA1 | COMPACT ASYNCHRONOUS MOTOR 1PH813 | 8772.6
1PH8137-3DF03-2AG1-ZU65 | COMPACT ASYNCHRONOUS MOTOR 1PH813 | 12290.34
1PH8165-3HF03-2AA2-ZU63 | COMPACT ASYNCHRONOUS MOTOR 1PH816 | 14663.43
1PH8166-1DF22-1DC1 | COMPACT ASYNCHRONOUS MOTOR 1PH816 | 14123.66
1PH8184-1AF00-2AA2-ZL76V92 | COMPACT ASYNCHRONOUS MOTOR | 10422.8
1PH8184-1AF30-2AC2-ZA12L27V92 | COMPACT ASYNCHRONOUS MOTOR | 13179.71
1PH8226-1DB30-0DA1-ZB35X53 | COMPACT ASYNCHRONOUS MOTOR | 32043.59
1PH8226-1DB40-1BA1 | COMPACT ASYNCHRONOUS MOTOR | 30586.52
1PH8226-1DC30-0DA1-ZB35X53 | COMPACT ASYNCHRONOUS MOTOR | 32043.59
1PH8226-1DD01-0BC1-ZL76 | COMPACT ASYNCHRONOUS MOTOR | 25901.51
1PH8226-1DF43-2BA1-ZG14X01 | COMPACT ASYNCHRONOUS MOTOR | 33270.23
1PH8226-1HC10-2EA2-ZK10K40K85 | COMPACT ASYNCHRONOUS MOTOR | 27168.31
1PH8226-1MF00-2DB2-ZL00P00 | COMPACT ASYNCHRONOUS MOTOR | 26104.69
1PH8226-1MF03-2AB2-ZL00 | COMPACT ASYNCHRONOUS MOTOR | 26364.13
1PH8228-1DF00-2FA1 | COMPACT ASYNCHRONOUS MOTOR | 31802.77
1PH8228-1DF23-1BA1 | COMPACT ASYNCHRONOUS MOTOR | 40742.9
1PH8228-1HD43-2BA2-ZG14 | COMPACT ASYNCHRONOUS MOTOR | 39488.72
1PH8228-1HF12-2BD2-ZL76 | COMPACT ASYNCHRONOUS MOTOR | 32468.77
1FK7044-4CF71-1RB2-ZK23 | SYNCHRONOUS MOTOR 1FK7-HD 4,5 NM | 2676.87
1FK7063-2AH71-1CB1-ZX01 | SYNCHRONOUS MOTOR 1FK7-CT 11 NM | 3613.76
1FK7086-4CF71-1CH1-ZR72 | SYNCHRONOUS MOTOR 1FK7-HD 28 NM | 5142.29
1FK7100-2AF71-1FA1 | SYNCHRONOUS MOTOR 1FK7-CT 18 NM | 3837.34
1FN3100-3NA80-0FA3-ZY84 | PRIMARY SECTION, 1530 N, 49,1 M/MIN | 3635.01
1FS2104-6AF07-0MZ0Q1A | Synchronous motor 1FS2 3,1 Nm | 3083.35
1FT2103-4AH02-0MA0-ZN16X08 | Synchronous motor 1FT2-HD 1,27 Nm | 1733.93
1FT2104-4AF00-2MB0 | Synchronous motor 1FT2-HD 1,27 Nm | 1278.03
1FT2105-6AF02-1MA0-ZN16X08 | Synchronous motor 1FT2-HD 8 Nm | 2344.81
1FT2105-6AF02-1SB0 | Synchronous motor 1FT2-HD 8 Nm | 1691.37
1FT2203-2AK00-2MA0-ZA11M00R03 | Synchronous motor 1FT2-CT 0,64 Nm | 1628.06
1FT2203-4AG10-2MA0-ZA27M01R20 | Synchronous motor 1FT2-CT 1,27 Nm | 2508.95
1FT2203-4AK10-2MA0-ZC26M00R04 | Synchronous motor 1FT2-CT 1,27 Nm | 2820.27
1FT2204-6AF00-2MA0-ZA37M00R20 | Synchronous motor 1FT2-CT 3,2 Nm | 2742.04
1FT2204-6AF11-1CA0 | Synchronous motor 1FT2-CT 3,2 Nm | 2121.43
1FT2205-2AH10-0RB0-ZP90Q01 | Synchronous motor 1FT2-CT 3,6 Nm | 1244.21
1FT2205-2AH11-1MA0 | Synchronous motor 1FT2-CT 3,6 Nm | 1770.39
1FT2206-2AF10-0RB0-ZP90Q01 | Synchronous motor 1FT2-CT 6,5 Nm | 1501
1FT2206-2AH10-0RB0-ZP90Q01 | Synchronous motor 1FT2-CT 6,5 Nm | 1501
1PH8107-3DD03-2AC1-ZK24 | COMPACT ASYNCHRONOUS MOTOR 1PH810 | 6365.04
1PH8131-1AS00-2LA2 | COMPACT ASYNCHRONOUS MOTOR 1PH813 | 5295.36
1PH8131-1HF00-1GB2 | COMPACT ASYNCHRONOUS MOTOR 1PH813 | 4777.75
1PH8131-1HF03-1FA2 | COMPACT ASYNCHRONOUS MOTOR 1PH813 | 5897.72
1PH8131-1JS13-0HC2-ZV90 | COMPACT ASYNCHRONOUS MOTOR 1PH813 | 6224.14
1PH8137-1DF00-1GG1 | COMPACT ASYNCHRONOUS MOTOR 1PH813 | 6925.6
1PH8138-2EF22-0GC2 | COMPACT SYNCHRONOUS MOTOR 1PH813 | 15586.08
1PH8138-2EF23-0GC2 | COMPACT SYNCHRONOUS MOTOR 1PH813 | 15940.84
1PH8138-2EF23-2BC2 | COMPACT SYNCHRONOUS MOTOR 1PH813 | 16273.89
1PH8186-1FD40-1DA1-ZG14K40L76 | COMPACT ASYNCHRONOUS MOTOR | 23191.97
1PH8186-1HB00-2EC2-ZL76 | COMPACT ASYNCHRONOUS MOTOR | 15388.16
1PH8186-1HD00-2BA2-ZL76 | COMPACT ASYNCHRONOUS MOTOR | 15349.23
1PH8186-1HD00-2BB2 | COMPACT ASYNCHRONOUS MOTOR | 15137.25
1PH8186-1MD00-2DB2-ZL00L27P00 | COMPACT ASYNCHRONOUS MOTOR | 18007.05
1PH8186-1MF00-2DB2-ZL00L27P00 | COMPACT ASYNCHRONOUS MOTOR | 18007.05
1PH8186-2DF23-1FC1 | COMPACT SYNCHRONOUS MOTOR | 29408.34
1PH8186-3FB10-2AC1 | COMPACT ASYNCHRONOUS MOTOR | 16901.33
1PH8224-1FD10-2FA1-ZG14K40L76 | COMPACT ASYNCHRONOUS MOTOR | 23754.02
1PH8224-1HB10-2BA2-ZG14 | COMPACT ASYNCHRONOUS MOTOR | 19949.01
1PH8224-1HD10-1AA2 | COMPACT ASYNCHRONOUS MOTOR | 18886.69
1PH8224-1HD10-2EB2-ZK08 | COMPACT ASYNCHRONOUS MOTOR | 19418.45
1PH8224-1HD40-2EA2-ZG14K40 | COMPACT ASYNCHRONOUS MOTOR | 26237.93
1FK7105-2AF71-1UH1-ZN05 | SYNCHRONOUS MOTOR 1FK7-CT 48 NM | 5391.19
1FK7105-2AF71-1UH1-ZN24 | SYNCHRONOUS MOTOR 1FK7-CT 48 NM | 5710.67
1FK7105-2AF74-1EH0-ZN16 | SYNCHRONOUS MOTOR 1FK7-CT 48 NM | 6315.7
1FK7105-2AF74-1SH0-ZN24 | SYNCHRONOUS MOTOR 1FK7-CT 48 NM | 5339.59
1FT7086-5AF74-1NG2 | SYNCHRONOUS MOTOR 1FT7 | 6031.79
1FT7086-5AH70-1CG3 | SYNCHRONOUS MOTOR 1FT7 | 7206.07
1FT7086-5WC71-1CG0 | SYNCHRONOUS MOTOR 1FT7 | 7732.76
1FT7086-5WC71-1CK3-ZX09 | SYNCHRONOUS MOTOR 1FT7 | 8072.97
1FT7105-5SF74-3NA1 | SYNCHRONOUS MOTOR 1FT7 | 7956.6
1FT7105-5SF74-3NB1 | SYNCHRONOUS MOTOR 1FT7 | 9053.06
1FT7105-5WF71-1CG0-ZX01 | SYNCHRONOUS MOTOR 1FT7 | 9162.73
1PH8133-1DF10-1QA1-ZK23L74 | COMPACT ASYNCHRONOUS MOTOR 1PH813 | 7802.25
1PH8133-1DG02-1BA1-ZV90 | COMPACT ASYNCHRONOUS MOTOR 1PH813 | 6829.86
1PH8137-1JD10-1FA2-ZA12 | COMPACT ASYNCHRONOUS MOTOR 1PH813 | 6955.97
1PH8137-1JG03-2GB2-ZV90 | COMPACT ASYNCHRONOUS MOTOR 1PH813 | 6952.99
1PH8137-1MF23-0DA2-ZV90 | COMPACT ASYNCHRONOUS MOTOR 1PH813 | 8905.75
1PH8137-1MG02-0HA2-ZK24V90 | COMPACT ASYNCHRONOUS MOTOR 1PH813 | 6902.27
1PH8166-1DF23-2DA1-ZY84 | COMPACT ASYNCHRONOUS MOTOR 1PH816 | 14123.66
1PH8166-1MF23-2LA2 | COMPACT ASYNCHRONOUS MOTOR 1PH816 | 13746.66
1PH8166-2EF23-2BC2 | COMPACT SYNCHRONOUS MOTOR 1PH816 | 20130.88
1PH8184-1AD00-0BA2 | COMPACT ASYNCHRONOUS MOTOR | 9798.99
1PH8226-1DB40-1BB1-ZG14 | COMPACT ASYNCHRONOUS MOTOR | 31389.4
1PH8226-1DB40-2BB1-ZK80 | COMPACT ASYNCHRONOUS MOTOR | 30703.26
1PH8226-1DC00-0AA1 | COMPACT ASYNCHRONOUS MOTOR | 24418.39
1PH8226-1DC00-1AA1 | COMPACT ASYNCHRONOUS MOTOR | 24742.69
1PH8226-1HF00-1BA2-ZL00L76 | COMPACT ASYNCHRONOUS MOTOR | 24954.74
1PH8226-1HF20-2LB2-ZA12L00 | COMPACT ASYNCHRONOUS MOTOR | 38278.45
1PH8226-1HF30-2AA2 | COMPACT ASYNCHRONOUS MOTOR | 29185.67
1PH8226-1HF40-2EB2-ZK08 | COMPACT ASYNCHRONOUS MOTOR | 29717.43
1PH8228-1DF30-2BA1 | COMPACT ASYNCHRONOUS MOTOR | 38141
1PH8228-1FB00-1BC1 | COMPACT ASYNCHRONOUS MOTOR | 32853.44
1PH8228-1FD40-1DA1-ZG14K40L76 | COMPACT ASYNCHRONOUS MOTOR | 42204.16
1PH8228-1HD00-2BA2-ZL00L76 | COMPACT ASYNCHRONOUS MOTOR | 31314.38
1FK7064-4CC71-1RB0-ZN05 | SYNCHRONOUS MOTOR 1FK7-HD 12 NM | 3391.12
1FK7064-4CF71-1BA1-ZN05 | SYNCHRONOUS MOTOR 1FK7-HD 12 NM | 3277.55
1FT7132-5AF71-3BG2 | SYNCHRONOUS MOTOR 1FT7 | 11014.82
1PH8101-1HF10-1GB2 | COMPACT ASYNCHRONOUS MOTOR 1PH810 | 4078.65
1PH8101-1HS02-0BA2 | COMPACT ASYNCHRONOUS MOTOR 1PH810 | 4639.75
1PH8101-3JF13-2AA2-ZU60 | COMPACT ASYNCHRONOUS MOTOR 1PH810 | 8255.15
1PH8107-1HD00-2BA2 | COMPACT ASYNCHRONOUS MOTOR 1PH810 | 4924.95
1PH8135-1JF00-2GA2 | COMPACT ASYNCHRONOUS MOTOR 1PH813 | 5893.68
1PH8135-1SF02-0MA1 | COMPACT ASYNCHRONOUS MOTOR 1PH813 | 10211.79
1PH8135-1TS10-0MC2 | COMPACT ASYNCHRONOUS MOTOR 1PH813 | 7535.76
1PH8135-4FG12-2AA1-ZU68 | COMPACT SYNCHRONOUS MOTOR 1PH813 | 18746.94
1PH8163-1AF02-2BA2 | COMPACT ASYNCHRONOUS MOTOR 1PH816 | 7699.92
1PH8163-1DD02-1HC1 | COMPACT ASYNCHRONOUS MOTOR 1PH816 | 9240.42
1PH8163-1DF03-2BA1-ZX22 | COMPACT ASYNCHRONOUS MOTOR 1PH816 | 9928.19
1PH8163-1DF10-1HC1-ZK10 | COMPACT ASYNCHRONOUS MOTOR 1PH816 | 8860.34
1PH8186-1HF00-2BA2-ZL76 | COMPACT ASYNCHRONOUS MOTOR | 15349.23
1PH8186-1HF10-2BA2-ZK24L00L76 | COMPACT ASYNCHRONOUS MOTOR | 16490.7
1PH8186-1HF40-1AB2 | COMPACT ASYNCHRONOUS MOTOR | 18083.71
1PH8186-1JC10-2BA2-ZG14L27 | COMPACT ASYNCHRONOUS MOTOR | 17403.42
1PH8224-1DD03-0EA1 | COMPACT ASYNCHRONOUS MOTOR | 21688.38
1PH8224-1DD03-2FA1-ZL76X22 | COMPACT ASYNCHRONOUS MOTOR | 23158.69
1PH8224-1DD12-1FC1 | COMPACT ASYNCHRONOUS MOTOR | 22414.82
1PH8224-1DF03-0CA1-ZK40X12 | COMPACT ASYNCHRONOUS MOTOR | 23893.6
1FK7105-2AC71-1QG1-ZR72 | SYNCHRONOUS MOTOR 1FK7-CT 48 NM | 5091.87
1FK7105-2AC71-1QH1-ZR72 | SYNCHRONOUS MOTOR 1FK7-CT 48 NM | 5548.01
1FK7105-2AF71-1BG0-ZL05Y84 | SYNCHRONOUS MOTOR 1FK7-CT 48 NM | 5204.99
1FK7105-2AF71-1BG1-ZR72 | SYNCHRONOUS MOTOR 1FK7-CT 48 NM | 5627.45
1FT7044-5AF74-1MG1-ZJ05 | SYNCHRONOUS MOTOR 1FT7 | 6766.66
1FT7044-5AK71-1BG2-ZN16 | SYNCHRONOUS MOTOR 1FT7 | 4678.68
1FT7044-5AK71-1CG2-ZN16 | SYNCHRONOUS MOTOR 1FT7 | 5507.04
1FT7046-5AF70-1BG2-ZQ12 | SYNCHRONOUS MOTOR 1FT7 | 4461.34
1FT7046-5AF70-1CG2-ZQ12 | SYNCHRONOUS MOTOR 1FT7 | 5289.67
1FT7105-5AF74-1NA1 | SYNCHRONOUS MOTOR 1FT7 | 7262.31
1FT7105-5AF74-1NA2 | SYNCHRONOUS MOTOR 1FT7 | 7348.51
1FT7105-5AF74-1NG2 | SYNCHRONOUS MOTOR 1FT7 | 7348.51
1FT7105-5SC74-1MH1 | SYNCHRONOUS MOTOR 1FT7 | 9869.34
1PH8133-1HF10-2BA2 | COMPACT ASYNCHRONOUS MOTOR 1PH813 | 5256.85
1PH8133-1HF10-2FA2 | COMPACT ASYNCHRONOUS MOTOR 1PH813 | 5410.28
1PH8133-1JF10-2BA2 | COMPACT ASYNCHRONOUS MOTOR 1PH813 | 5738.29
1PH8133-1JF12-1FA2 | COMPACT ASYNCHRONOUS MOTOR 1PH813 | 6170.44
1PH8137-3EF13-2AB2-ZU63V90 | COMPACT ASYNCHRONOUS MOTOR 1PH813 | 12529.97
1PH8137-3FF03-0AA1-ZU63 | COMPACT ASYNCHRONOUS MOTOR 1PH813 | 13237.49
1PH8138-1FF22-1BA1 | COMPACT ASYNCHRONOUS MOTOR 1PH813 | 10392.77
1PH8138-1MF23-0BA2-ZK18V90 | COMPACT ASYNCHRONOUS MOTOR 1PH813 | 9279.92
1PH8184-1DC10-2BA1-ZL76 | COMPACT ASYNCHRONOUS MOTOR | 12051.29
1PH8184-1DC40-2BA1-ZK10K85 | COMPACT ASYNCHRONOUS MOTOR | 15284.99
1PH8184-1DD12-1BA1 | COMPACT ASYNCHRONOUS MOTOR | 13214.25
1PH8184-1DD23-0LA1 | COMPACT ASYNCHRONOUS MOTOR | 24891.97
1PH8226-1DD03-2FA1-ZL76X22 | COMPACT ASYNCHRONOUS MOTOR | 27990
1PH8226-1DD20-0BA1 | COMPACT ASYNCHRONOUS MOTOR | 30171.25
1PH8226-1DD40-2BA1 | COMPACT ASYNCHRONOUS MOTOR | 30586.52
1PH8226-1DF00-2BA1 | COMPACT ASYNCHRONOUS MOTOR | 25118.85
1PH8228-1DC00-2EA1 | COMPACT ASYNCHRONOUS MOTOR | 31517.39
1PH8228-1DC23-0BA1 | COMPACT ASYNCHRONOUS MOTOR | 40418.6
1PH8228-1DD10-1AA1 | COMPACT ASYNCHRONOUS MOTOR | 31102.35
1PH8228-1DD40-1BA1 | COMPACT ASYNCHRONOUS MOTOR | 38141
1PH8228-1MD13-1AA2 | COMPACT ASYNCHRONOUS MOTOR | 31958.45
1FK7022-5AK74-7TG3 | SYNCHRONOUS SERVOMOTOR 1FK7 | 1317.43
1FK7043-4CH71-1RH0-ZM03N05 | SYNCHRONOUS MOTOR 1FK7-HD 3,5 NM | 2798.42
3VA5285-5ED31-0AA0 | MCCB_UL_FS250_25A_3P_35KA_TM_ FTFM | 447.45
3VA5285-5ED32-0AA0 | MCCB_UL_FS250_25A_3P_35KA_TM_ FTFM | 455.65
3VA5285-6ED32-0AA0 | MCCB_UL_FS250_25A_3P_65KA_TM_ FTFM | 521.86
3VA5285-6ED36-0AA0 | MCCB_UL_FS250_25A_3P_65KA_TM_ FTFM | 521.31
3VA5285-7ED36-0AA0 | MCCB_UL_FS250_25A_3P_100KA_TM_ FTFM | 568.91
3VA5285-7ED61-0AA0 | MCCB_UL_FS250_25A_2P_100KA_TM_ FTFM | 505.46
3VA5295-5ED36-0AA0 | MCCB_UL_FS250_15A_3P_35KA_TM_ FTFM | 455.13
3VA5295-5ED61-0AA0 | MCCB_UL_FS250_15A_2P_35KA_TM_ FTFM | 403.71
3VA5295-6ED61-0AA0 | MCCB_UL_FS250_15A_2P_65KA_TM_ FTFM | 460.6
3VA5295-7ED31-1AA0 | MCCB_UL_FS250_15A_3P_100KA_TM_ FTFM | 579.84
3VA9601-0WP41 | terminal cover ext. transp. 4p 1pcs. | 106.67
3VA9604-0QB03 | front bus connectors 4 pcs | 246.7
3WA9111-0AH15 | Accessory Air Circuit Breaker 3WA | 323.58
5TG6201-0AM50 | I-SYS, ROCKER UP&DOWN SIMB., ALUM.MET. | 12.77
6AG4012-2CA40-0BX0 | SIMATIC IPC347G (Rack PC, 19, 4HE) | 4458.59
6AG4021-0AA20-0AA6 | Mounting set VESA, IPC127E & BX-21 | 16.48
6AG4021-0BC00-1AB2 | SIMATIC IPC BX-21A | 1878.72
6AG4021-0BC00-2AB2 | SIMATIC IPC BX-21A | 2058.5
6AG4021-0BD00-2AB2 | SIMATIC IPC BX-21A | 2431.55
6AG4022-0BA31-2BA1 | SIMATIC IPC327G | 1955.13
6AG4061-1BC00-0AX0 | SIMATIC IPC Slider M.2 SSD, 256GB Eco | 346.08
6AG4061-1BC00-0FX0 | SIMATIC IPC M.2 NvRAM Module | 79.4
6AV6372-2DF07-5HH4 | Energy Manager V7.5, Upgr.<=5000 Tags DL | 19547.38
6AV6372-2DF07-5CH4 | Energy Manager V7.5, Upgr. <= 50 Tags DL | 3910.06
6AV6372-2DF77-5XX4 | Energy Manager V7.5, Upgr. > 5000 Tags | 29973.22
6AV7241-5JB47-0FA0 | SIMATIC IPC477E 15" MT (1366 x 768) | 6232.45
6AV7241-5LC03-0FA0 | SIMATIC IPC477E 22" MT (1920 x 1080) | 7802.54
6AV7241-7BD11-0DA0 | SIMATIC IPC477E 15" ST (1280 x 800) | 6454.17
6AV7241-7DC08-0FA1 | SIMATIC IPC477E 19" ST (1366 x 768) | 7435.49
6AV7242-1AB10-1AB2 | SIMATIC IPC PX-39A 15" MT (1920 x 1080) | 5348.52
6AV7242-1CC20-1AB3 | SIMATIC IPC PX-39A 22" MT (1920 x 1080) | 6698.38
6AV7242-3BF20-1AB2 | SIMATIC IPC PX-39A 19" MT (1920 x 1080) | 8529.16
6AV7242-3PC10-1AA0 | SIMATIC IPC PX-39A 24" MT (1920x1080) Ne | 6921.04
6AV7242-5AL10-1AB2 | SIMATIC IPC PX-39A 15" MT (1920 x 1080) | 8283.46
6AV7242-7LC12-2AB0 | SIMATIC IPC PX-39A 15" MT (1920x1080) Ne | 8138.14
6AV7251-3CA04-0FA0 | SIMATIC IPC477E PRO, 15 MTouch | 6229.45
6AV7251-5HA07-0DA0 | SIMATIC IPC477E PRO, 22 MTouch | 7252.71
6AV7251-5JB32-2FA0 | SIMATIC IPC477E PRO, 22 MTouch | 8114.17
6AV7251-7GG36-0FA8 | SIMATIC IPC477E PRO, 19 MTouch | 8117.16
6AV7251-7YC06-0GA0 | SIMATIC IPC477E PRO, 24" MTouch | 10019.85
6AV7252-3AC10-0BA0 | SIMATIC IPC PX-39A PRO 15" MT | 6656.43
6AV7252-3EC10-1BA0 | SIMATIC IPC PX-39A PRO 22" MT | 8256.49
6AV7252-5EC20-1BB0 | SIMATIC IPC PX-39A PRO 22" MT | 8935.17
6AV7261-0GJ20-3AA0 | SIMATIC IPC677E, 19" Multitouch | 8006.29
6AV7261-0GM20-3BB1 | SIMATIC IPC677E, 19" Multitouch | 9979.4
6AV7272-1BA10-0AB1 | SIMATIC IPC PX-32A 15" ST | 3095.25
6AV7272-3AC10-1AB1 | SIMATIC IPC PX-32A 12" ST | 4226.38
6AV7272-3DC10-1AB1 | SIMATIC IPC PX-32A 22" ST | 5532.79
6AV7272-3DD20-1DB1 | SIMATIC IPC PX-32A 22" ST | 6825.73
6AV7285-6NH00-0AA0 | SIMATIC IFP1200 V2 ext Hygienic | 2615.83
6ES7147-4BB00-0AA0 | ET 200pro EM 2 SSI | 738.83
6ES7654-6CN00-3EF3 | SIMATIC PCS 7 CPU 410 SINGLE AS | 34318.9
6ES7654-6EK03-3CF1 | SIMATIC PCS 7 CPU 410 SINGLE AS | 17662.09
6ES7798-0GA05-0XA1 | AC/DC Power Supply for IPC-MD57A | 314.62
6ES7823-1CE02-0YA0 | TIA Portal Cloud Connector V2 DL | 594.77
6FX5002-5CG10-1AF2 | POWER CABLE PREASSEMBLED | 154.27
6FX5002-5CG52-1BC0 | POWER CABLE PREASSEMBLED | 344.26
1FT2206-4AC10-0RB0-ZP90Q01 | Synchronous motor 1FT2-CT 12 Nm | 1941.71
1FT2206-4AF12-1SA0-ZN16 | Synchronous motor 1FT2-CT 12 Nm | 2572.79
1FT2206-4AH10-0RB0-ZP90Q01 | Synchronous motor 1FT2-CT 12 Nm | 1941.71
1FT7084-5WF74-1MB3 | SYNCHRONOUS MOTOR 1FT7 | 7438.3
1FT7086-5AF70-1CH2-ZN16 | SYNCHRONOUS MOTOR 1FT7 | 8748.55
1FT7108-5AF70-1FG2-ZN05 | SYNCHRONOUS MOTOR 1FT7 | 11239.65
1PH8103-3DF02-2AA1-ZU66 | COMPACT ASYNCHRONOUS MOTOR 1PH810 | 9444.79
1PH8103-3FM22-2AF1-ZU65 | COMPACT ASYNCHRONOUS MOTOR 1PH810 | 10832.17
1PH8105-1HF12-2GA2-ZX57 | COMPACT ASYNCHRONOUS MOTOR 1PH810 | 5136.03
1PH8105-1SG22-3LA1 | COMPACT ASYNCHRONOUS MOTOR 1PH810 | 10738.61
1FK7083-2AF71-1RH1-ZR72 | SYNCHRONOUS MOTOR 1FK7-CT 16 NM | 3686.99
1FT7046-5AF71-1BE5 | SYNCHRONOUS MOTOR 1FT7 | 5542.25
1FT7084-5AF71-1LH1 | SYNCHRONOUS MOTOR 1FT7 | 7386.27
1FT7084-5AH70-1FG4 | SYNCHRONOUS MOTOR 1FT7 | 6344.84
1FT7132-5SF71-4LH1 | SYNCHRONOUS MOTOR 1FT7 | 14761.25
1FT7132-5SF74-3NA1 | SYNCHRONOUS MOTOR 1FT7 | 11355.47
1FT7134-5SF71-8BL1 | SYNCHRONOUS MOTOR 1FT7 | 15169.16
1FT7136-5AC71-1CH1 | SYNCHRONOUS MOTOR 1FT7 | 16134.3
1FW3152-1EH62-7DM0 | TORQUE MOTOR, 200 NM. 300 RPM, | 13867.59
1FW3152-1SP72-6DA0-ZK40 | TORQUE MOTOR, 200 NM. 750 RPM, | 14861.57
1FW3202-1DH72-5AA0 | TORQUE MOTOR, 500 NM. 300RPM, | 22085.53
1FW3202-1SH72-6DA0-ZK40 | TORQUE MOTOR, 500 NM. 300RPM, | 20264.12
1FW3208-1FE72-7AA0 | TORQUE MOTOR, 2000 NM. 150 RPM, | 41026.22
1FW3281-3CM65-8AP0-ZL03 | TORQUE MOTOR, 2200NM, 600 RPM | 65137.95
1PH8103-1FF12-2GG1 | COMPACT ASYNCHRONOUS MOTOR 1PH810 | 6687.16
1PH8103-1HD03-2GA2 | COMPACT ASYNCHRONOUS MOTOR 1PH810 | 4710.68
1PH8133-1CF22-2LA2 | COMPACT ASYNCHRONOUS MOTOR 1PH813 | 9068.05
1PH8133-1DD00-0FA1 | COMPACT ASYNCHRONOUS MOTOR 1PH813 | 6601.2
1PH8137-1DG02-1HB1 | COMPACT ASYNCHRONOUS MOTOR 1PH813 | 7432.36
1PH8137-1EF10-1GB2-ZV90 | COMPACT ASYNCHRONOUS MOTOR 1PH813 | 7282.35
1PH8165-1DF03-2HA1-ZK24 | COMPACT ASYNCHRONOUS MOTOR 1PH816 | 10114.39
1PH8165-1DF13-1DA1-ZK18K24 | COMPACT ASYNCHRONOUS MOTOR 1PH816 | 10858.88
1PH8165-1ED12-0QB2 | COMPACT ASYNCHRONOUS MOTOR 1PH816 | 10630.47
1PH8165-1FF10-1DA1-ZG14 | COMPACT ASYNCHRONOUS MOTOR 1PH816 | 11244.76
1PH8165-1JD03-0DC2-ZA12K09Y84 | COMPACT ASYNCHRONOUS MOTOR 1PH816 | 10022.66
1PH8165-1JF00-1BB2 | COMPACT ASYNCHRONOUS MOTOR 1PH816 | 8521.65
1PH8184-1HB00-1BA2 | COMPACT ASYNCHRONOUS MOTOR | 10814.61
1PH8184-1HD10-2EA2 | COMPACT ASYNCHRONOUS MOTOR | 10853.53
1PH8184-1JD03-1FA2-ZK09 | COMPACT ASYNCHRONOUS MOTOR | 14576.28
1PH8184-1MF03-0CB2 | COMPACT ASYNCHRONOUS MOTOR | 12695.39
1PH8186-1AF30-1EA2-ZL76 | COMPACT ASYNCHRONOUS MOTOR | 17837.86
1PH8186-1DB00-1AB1 | COMPACT ASYNCHRONOUS MOTOR | 15876.55
6AV2128-3UB06-0AX1-ZE99X03 | MTP1900 Unif. Comf. Express Design | 6204.09
6AV2128-3UB06-0AX1-ZE99X05 | MTP1900 Unif. Comf. Express Design | 6204.09
6AV2128-3XB06-0AX1-ZE99X04 | MTP2200 Unif. Comf. Express Design | 7246.65
6AV2148-8QB00-1AA0 | MTP1500 + S7 EE Monitor | 4834.54
6AV6646-1BC12-0AA1 | SIMATIC ITC1200 V3 PRO | 2809.6
6AV6646-1BD12-0AA1 | SIMATIC ITC1200 V3 PRO | 2809.6
6AV7226-6PA00-0VS0 | SIMATIC IPC277G 15" | 6077.35
6AV7226-6SA00-0VS0 | SIMATIC IPC277G 10" | 4893.4
6AV7231-0CA41-2CA0 | SIMATIC IPC377G | 3430.84
6AV7231-0DA31-2CA0 | SIMATIC IPC377G | 3384.39
6AV7241-1BB05-0DA0 | SIMATIC IPC477E 15" ST (1280 x 800) | 4600.92
6AV7241-1EB32-0FA0 | SIMATIC IPC477E 22" ST (1920 x 1080) | 5983.74
6AV7241-3LJ07-0FA2 | SIMATIC IPC477E 22" MT (1920 x 1080) | 7233.23
6AV7241-5BB15-0FA0 | SIMATIC IPC477E 15" ST (1280 x 800) | 5941.8
6DL5411-0CA04-0AH0 | SIMATIC PFL Library V4.0 (1 AS RT) DL | 1040.18
1FK7044-4CF71-1CB1-ZX01 | SYNCHRONOUS MOTOR 1FK7-HD 4,5 NM | 3207.12
1FK7044-4CF71-1DH2 | SYNCHRONOUS MOTOR 1FK7-HD 4,5 NM | 2684.66
1FK7100-2AF71-1RH0-ZK23M03 | SYNCHRONOUS MOTOR 1FK7-CT 18 NM | 3745.8
1FK7100-2AF74-1NG1-ZN05X01 | SYNCHRONOUS MOTOR 1FK7-CT 18 NM | 4057.76
1FK7100-2AF74-1NH1-ZN05 | SYNCHRONOUS MOTOR 1FK7-CT 18 NM | 4410.21
1FK7101-2AC71-1QH1-ZR72 | SYNCHRONOUS MOTOR 1FK7-CT 27 NM | 3902.41
1FT2104-6AF00-2MB0 | Synchronous motor 1FT2-HD 3,2 Nm | 1452.77
1FT2105-4AH10-0MA0 | Synchronous motor 1FT2-HD 5 Nm | 1879.8
1FT2105-4AH10-0MB0 | Synchronous motor 1FT2-HD 5 Nm | 1879.8
1FT2105-4AH10-1MB0 | Synchronous motor 1FT2-HD 5 Nm | 1879.8
1FT2203-4AK10-2MB0 | Synchronous motor 1FT2-CT 1,27 Nm | 1498.38
1FT2204-5AK00-2MA0-ZB21M01R10 | Synchronous motor 1FT2-CT 2,4 Nm | 1993.79
1FT2204-5AK10-0RB0-ZP90Q01 | Synchronous motor 1FT2-CT 2,4 Nm | 1154.54
1FT2204-5AK10-2MA0-ZA27M00R20 | Synchronous motor 1FT2-CT 2,4 Nm | 2616.84
1FT2205-4AF00-0CA0-ZA21M01R05 | Synchronous motor 1FT2-CT 6 Nm | 2662.85
1FT2205-4AF00-0MB0 | Synchronous motor 1FT2-CT 6 Nm | 1692.89
1FT2205-4AF11-1CA0 | Synchronous motor 1FT2-CT 6 Nm | 2398
1FT2205-4AZ10-0RB0-ZK1BP90Q01 | Synchronous motor 1FT2-CT 6 Nm | 1732.37
1FT2208-3AC90-2RB0-ZL1AP90Q01 | Synchronous motor 1FT2-CT 18 Nm | 3038.08
1FT7064-5AF71-1CH2-ZK23N40 | SYNCHRONOUS MOTOR 1FT7 | 7014.75
1FT7064-5WK71-1CB2 | SYNCHRONOUS MOTOR 1FT7 | 6915.19
1FT7065-7SF70-1CG1 | SYNCHRONOUS MOTOR 1FT7 | 6359.93
1PH8105-1AG23-0BA2-ZK18Q12 | COMPACT ASYNCHRONOUS MOTOR 1PH810 | 5985.31
1PH8105-1DF12-0BD1 | COMPACT ASYNCHRONOUS MOTOR 1PH810 | 6336.93
1PH8105-1DS13-1GA1 | COMPACT ASYNCHRONOUS MOTOR 1PH810 | 6124.25
1PH8105-1HF12-2CA2 | COMPACT ASYNCHRONOUS MOTOR 1PH810 | 5215.61
1FT7062-5AK71-1CG1 | SYNCHRONOUS MOTOR 1FT7 | 4815.66
1FT7062-5WK71-1CB2 | SYNCHRONOUS MOTOR 1FT7 | 6460.3
1FT7084-5AC74-1NA0 | SYNCHRONOUS MOTOR 1FT7 | 4788.14
1FT7084-5AF71-1CG2-ZK23N40 | SYNCHRONOUS MOTOR 1FT7 | 6969.34
1FT7084-5AF71-1FH1-ZN05 | SYNCHRONOUS MOTOR 1FT7 | 7576.85
1FT7132-5SF74-4MH1 | SYNCHRONOUS MOTOR 1FT7 | 14055.53
1FT7134-5SC71-1BG0 | SYNCHRONOUS MOTOR 1FT7 | 12912.24
1FT7134-5SC71-1CH1 | SYNCHRONOUS MOTOR 1FT7 | 15728.47
1FT7134-5SC71-2BB1 | SYNCHRONOUS MOTOR 1FT7 | 14900.14
1FW3155-1WH62-7DA0 | TORQUE MOTOR, 400 NM. 300 RPM, | 16484.03
1FW3156-1FH72-7AA0 | TORQUE MOTOR, 500NM. 300RPM, | 22418.53
1FW3201-1DH72-5AA0 | TORQUE MOTOR, 300 NM. 300 RPM, | 18640.46
1FW3201-1EE62-7DM0 | TORQUE MOTOR, 300 NM. 150 RPM, | 15643.33
1FW3285-2FE76-7AA0 | TORQUE MOTOR, 5000 NM. 150 RPM, | 69422.94
1FW3285-3CM65-8AP0-ZL03 | TORQUE MOTOR, 4400NM, 600 RPM | 92277.22
1FW3287-2FE76-7AA0 | TORQUE MOTOR, 7000 NM. 150 RPM, | 85213.26
1FW3287-3CM65-5AP0-ZL03 | TORQUE MOTOR, 6050NM, 600 RPM | 114660.32
1PH8133-1DF03-2BA1-ZX22 | COMPACT ASYNCHRONOUS MOTOR 1PH813 | 7613.41
1PH8137-1DF03-2BA1-ZX22 | COMPACT ASYNCHRONOUS MOTOR 1PH813 | 8424.27
1PH8137-1DF10-1GC1-ZV90 | COMPACT ASYNCHRONOUS MOTOR 1PH813 | 7028.98
1PH8137-1DG02-1BA1-ZV90 | COMPACT ASYNCHRONOUS MOTOR 1PH813 | 7640.72
1PH8165-1DG10-0BD1 | COMPACT ASYNCHRONOUS MOTOR 1PH816 | 9229.34
1PH8165-1DG23-0CD1 | COMPACT ASYNCHRONOUS MOTOR 1PH816 | 13000.82
1PH8165-1DG23-0CD1-ZK09Y84 | COMPACT ASYNCHRONOUS MOTOR 1PH816 | 13380.94
1PH8165-1EB00-0BA2 | COMPACT ASYNCHRONOUS MOTOR 1PH816 | 9256.45
1PH8165-1MF03-2CA2 | COMPACT ASYNCHRONOUS MOTOR 1PH816 | 9408.47
1PH8165-1MG00-2FC2 | COMPACT ASYNCHRONOUS MOTOR 1PH816 | 8630.32
1PH8165-1SD10-1LA1-ZG14 | COMPACT ASYNCHRONOUS MOTOR 1PH816 | 12185.37
1PH8184-1FC40-1DA1-ZG14L76 | COMPACT ASYNCHRONOUS MOTOR | 16294.31
1PH8184-1MF10-1FB2-ZK24L76V92 | COMPACT ASYNCHRONOUS MOTOR | 12515.04
1FK7064-4CH71-1DH2 | SYNCHRONOUS MOTOR 1FK7-HD 12 NM | 3270.8
1FK7080-2AF71-1QA0-ZY84 | SYNCHRONOUS MOTOR 1FK7-CT 8 NM | 2066.47
1FT2102-1AG00-0MA0 | Synchronous motor 1FT2-HD 0,32 Nm | 1080.47
1FT2103-2AH10-0MA0 | Synchronous motor 1FT2-HD 0,64 Nm | 1367.67
1FT2103-4AG12-1MA0-ZN16 | Synchronous motor 1FT2-HD 1,27 Nm | 1878.28
1FT2103-4AH00-0CB0 | Synchronous motor 1FT2-HD 1,27 Nm | 1688.35
1FT2103-4AH00-2CA0-ZC26M01R03 | Synchronous motor 1FT2-HD 1,27 Nm | 3010.22
1FT2106-4AF02-1MA0-ZN16X08 | Synchronous motor 1FT2-HD 12 Nm | 2557.55
1FT2106-6AF02-1SA0 | Synchronous motor 1FT2-HD 16 Nm | 2226.29
1FT2108-4AC02-1SA0 | Synchronous motor 1FT2-HD 25 Nm | 2709.22
1FT2203-2AK00-2CA0 | Synchronous motor 1FT2-CT 0,64 Nm | 1557.65
1FT2205-2AC10-0MA0-ZC36 | Synchronous motor 1FT2-CT 3,6 Nm | 3256.29
1FT2205-2AC10-0MA0-ZC36M00R10 | Synchronous motor 1FT2-CT 3,6 Nm | 3256.29
1FT2205-2AF00-0MA0-ZB37M01R15 | Synchronous motor 1FT2-CT 3,6 Nm | 2798.58
1FT2205-2AH01-0SA0 | Synchronous motor 1FT2-CT 3,6 Nm | 1240.06
1FT2206-4AC10-1MA0 | Synchronous motor 1FT2-CT 12 Nm | 2466.41
1FT2206-4AF00-0CA0-ZA42M01R32 | Synchronous motor 1FT2-CT 12 Nm | 3908.73
1FT2206-4AF10-0MA0 | Synchronous motor 1FT2-CT 12 Nm | 2466.41
1FT2206-4AF10-0RB0-ZP90Q01 | Synchronous motor 1FT2-CT 12 Nm | 1941.71
1FT7108-5AC71-1BH1-ZJ05 | SYNCHRONOUS MOTOR 1FT7 | 14736.45
1FT7108-5AC74-1MG2-ZN16 | SYNCHRONOUS MOTOR 1FT7 | 10891.09
1FT7108-5AC74-1MH1 | SYNCHRONOUS MOTOR 1FT7 | 11353.62
1FT7108-5AF70-1FG2 | SYNCHRONOUS MOTOR 1FT7 | 10810.87
1FK7083-2AF71-1CH1-ZJ37 | SYNCHRONOUS MOTOR 1FK7-CT 16 NM | 13474.37
1FK7083-2AF71-1CH1-ZR72 | SYNCHRONOUS MOTOR 1FK7-CT 16 NM | 4217.29
1FK7083-2AF71-1RB0-ZK23M03 | SYNCHRONOUS MOTOR 1FK7-CT 16 NM | 3566.73
1FK7083-2AF71-1RB0-ZN24 | SYNCHRONOUS MOTOR 1FK7-CT 16 NM | 3828.37
1FT7084-5AH71-1LH0-ZX09Y84 | SYNCHRONOUS MOTOR 1FT7 | 7282.14
1FT7084-5SC75-1MH0 | SYNCHRONOUS MOTOR 1FT7 | 7270.7
1FT7102-5WF75-1NB5-ZX58 | SYNCHRONOUS MOTOR 1FT7 | 7838.73
1FT7105-5AB74-1MH1 | SYNCHRONOUS MOTOR 1FT7 | 9175.08
1FT7136-5SB74-7NB1 | SYNCHRONOUS MOTOR 1FT7 | 15631.58
1FT7138-5AB71-3BB0 | SYNCHRONOUS MOTOR 1FT7 | 16700.09
1FT7138-5SB71-1CG0 | SYNCHRONOUS MOTOR 1FT7 | 16237.73
1FW3150-1EH62-7DM0 | TORQUE MOTOR, 100 NM. 300 RPM, | 12326.09
1FW3150-1EL62-7DA0 | TORQUE MOTOR, 100 NM. 500 RPM, | 13947.86
1FW3203-1DH72-5AA0 | TORQUE MOTOR, 750 NM. 300 RPM, | 25878.95
1FW3204-1FE72-7AA0 | TORQUE MOTOR, 1000 NM. 150 RPM, | 30705.56
1FW3204-3CS65-7AP0-ZL03 | TORQUE MOTOR, 860NM, 1200 RPM | 40685.88
1FW3206-1EH62-5DS3-ZK40 | TORQUE MOTOR, 1500 NM. 300 RPM, | 37213.94
1PH8103-1HF03-0GA2-ZK24 | COMPACT ASYNCHRONOUS MOTOR 1PH810 | 4862.72
1PH8131-2FF00-0QA1 | COMPACT SYNCHRONOUS MOTOR 1PH813 | 14116.01
1PH8131-2FF02-1BC1 | COMPACT SYNCHRONOUS MOTOR 1PH813 | 13891.58
1PH8131-3FF13-2AB1-ZU63V90 | COMPACT ASYNCHRONOUS MOTOR 1PH813 | 12382.47
1PH8137-1HD02-1BA2 | COMPACT ASYNCHRONOUS MOTOR 1PH813 | 6346.42
1PH8137-1HF00-2BB2-ZK09 | COMPACT ASYNCHRONOUS MOTOR 1PH813 | 6321.07
1PH8137-1HF10-1GB2-ZV90 | COMPACT ASYNCHRONOUS MOTOR 1PH813 | 5838.04
1PH8137-1HG02-2GA2-ZV90X05 | COMPACT ASYNCHRONOUS MOTOR 1PH813 | 6294.12
1PH8165-1FF10-2GA1-ZK18 | COMPACT ASYNCHRONOUS MOTOR 1PH816 | 10266.49
1PH8165-1HB13-1FB2 | COMPACT ASYNCHRONOUS MOTOR 1PH816 | 9010.4
1PH8165-1HF00-1GA2-ZA12B02 | COMPACT ASYNCHRONOUS MOTOR 1PH816 | 8036.24
1PH8165-1HF00-2DA2 | COMPACT ASYNCHRONOUS MOTOR 1PH816 | 8375.61
1PH8184-1HD10-2ED2-ZL76V92Y84 | COMPACT ASYNCHRONOUS MOTOR | 11609.7
1PH8184-1HF11-2EA2-ZK40 | COMPACT ASYNCHRONOUS MOTOR | 12319.33
1PH8184-1HF13-2AB2-ZL76V92 | COMPACT ASYNCHRONOUS MOTOR | 12579.92
6FX5002-5DN05-1AC3 | POWER CABLE PREASSEMBLED | 268.85
6FX5002-5DN06-1BB5 | POWER CABLE PREASSEMBLED | 291.3
6FX5002-5DN06-1BE5 | POWER CABLE PREASSEMBLED | 310.8
6FX5002-5DN06-1CF5 | POWER CABLE PREASSEMBLED | 382.38
6FX5002-5DN06-1DB0 | POWER CABLE PREASSEMBLED | 414.89
6FX5002-5DN27-1AJ0 | POWER CABLE PREASSEMBLED | 255.09
6FX5002-5DN27-1BC0 | POWER CABLE PREASSEMBLED | 281.8
6FX5002-5DN36-1CJ5 | POWER CABLE PREASSEMBLED | 504.42
6FX5002-5DN36-1EG0 | POWER CABLE PREASSEMBLED | 641.98
6FX5002-8QE08-1AE6 | ONE-CABLE-CONNECTION EXTENSION | 274.27
6FX5002-8QE08-1AG4 | ONE-CABLE-CONNECTION EXTENSION | 297.91
6FX5002-8QN04-1AE0 | ONE-CABLE-CONNECTION ASSEMBLY | 175.54
6FX5002-8QN04-1AJ2 | ONE-CABLE-CONNECTION ASSEMBLY | 224.64
6FX5002-8QN08-1AA4 | ONE-CABLE-CONNECTION ASSEMBLY | 152.55
6FX5002-8QN08-1AD5 | ONE-CABLE-CONNECTION ASSEMBLY | 188.01
6FX5002-8QN08-1AJ5 | ONE-CABLE-CONNECTION ASSEMBLY | 247.12
6FX5002-8QN08-1BA5 | ONE-CABLE-CONNECTION ASSEMBLY | 270.75
6FX5002-8QN11-1AG5 | ONE-CABLE-CONNECTION ASSEMBLY | 277.48
6FX5002-8QN11-1BA5 | ONE-CABLE-CONNECTION ASSEMBLY | 341.33
6FX5008-1BA41-2CF0 | POWER CABLE, SOLD BY THE METER | 2503.08
6FX7002-5EX21-1AG5 | POWER CABLE, PREASSEMBLED | 445.91
6FX7002-5LM32-1AD5 | POWER CABLE PREASSEMBLED(1FN3) | 453.63
6FX7002-5LM82-1AB5 | POWER CABLE PREASSEMBLED(1FN3) | 374.76
6FX8002-2SL20-1FA0 | SIGNAL CABLE, PREASSEMBLED | 717.46
6FX8002-5CP16-1CF0 | POWER CABLE PREASSEMBLED | 521.1
6FX8002-5CP46-1BJ0 | POWER CABLE PREASSEMBLED | 695.14
6FX8002-5CQ15-1AF5 | POWER CABLE EXTENSION | 355.3
6FX8002-5CR42-1CD0 | POWER CABLE, PREASSEMBLED | 939.89
6FX8002-5CR52-1BE0 | POWER CABLE, PREASSEMBLED | 885.29
6FX8002-5DA48-1AE4 | POWER CABLE, PREASSEMBLED EXT. | 530.93
8MF1111-0AA00-0LP1 | SIVACON 2200mm x 1200mm x 800mm | 6227.38
8MF1111-0AA00-0LP4 | SIVACON 2000mm x 800mm x 800mm | 2611.49
8MF1111-0AA00-0LQ5 | SIVACON 1800mm x 1000mm x 400mm | 3257.18
8MF1111-0AA00-0LQ8 | SIVACON 2000mm x 800mm x 600mm | 3041.94
8MF1111-0AA00-0LR6 | SIVACON 2000mm x 800mm x 400mm | 3400.66
8MF1111-0AA00-0LR8 | SIVACON 2200mm x 1200mm x 600mm | 4534.23
8MF1111-0AA00-0LS1 | SIVACON 2200mm x 800mm x 600mm | 3285.87
8MF1111-0AA00-0LS6 | SIVACON 2000mm x 600mm x 800mm | 2984.55
8MF1111-0AA00-0LS8 | SIVACON 2000mm x 600mm x 600mm | 6729.59
8MF1111-0AA00-0LT7 | SIVACON 1800mm x 600mm x 400mm | 2561.61
8MF1111-0AA00-0LU1 | SIVACON 2000mm x 800mm x 500mm | 3328.93
8MF1111-0AA00-0LV2 | SIVACON 2200mm x 1200mm x 600mm | 4247.25
8MF1111-0AA00-0LV4 | SIVACON 2200mm x 900mm x 600mm | 4634.66
8PS5080-0AA00-0AA5 | BD2-AP-5 | 34.26
8PS5080-0AA00-0AA7 | BD2-AP-7 | 34.26
8PS5080-0AA00-1AA3 | BD2-AP-12 | 34.26
8PS5203-0AA00-0AA1 | BD2A-3-160-W1-3W* | 853.04
8PS5203-0AA00-0AA8 | BD2A-3-630-W2-3W* | 2221.33
8PS5203-0AA00-1AA1 | BD2A-3-800-W2-3W* | 2262.93
8PS5403-0AA00-0AA5 | BD2C-3-400-W1-3W* | 1861.51
8PS5403-0AA00-0AA7 | BD2C-3-630-W1-3W* | 3836.83
8PS5403-0AA00-1AA3 | BD2C-3-1000-W2-3W* | 3880.88
8PS5403-0AA00-1AA5 | BD2C-3-1250-W2-3W* | 4359.42
A5E33400836 | MAG 8000 20 m Remote cable | 2719.9
A5E33519995 | Spare parts set G1 | 478.83
A5E37056680 | Terminal plate SST 1-18 NPT | 2798.4
A5E37056682 | Adapter M25/M20 (2x) + plug M25 | 616.2
A5E37843869 | DSL-elec mod ext Hydrocarbon | 4232.93
A5E38011908 | I/O module, Ex, O, R, -, passive | 1569.93
7ME6532-2RF03-1GA3-ZA02 | SITRANS FMS500 | 2503.37
7ME6532-2YC02-1GA3-ZA02 | SITRANS FMS500 | 2595.02
7ME6532-3MC02-1GA2-ZA02 | SITRANS FMS500 | 2622.25
7ME6532-3MC03-1GA2-ZA02 | SITRANS FMS500 | 2562.35
6DL5411-0EA04-0AH0 | SIMATIC PFL Lib V4.0 (1 HMI +1 AS RT) DL | 1648.19
6DL8913-0AL20-0AK5 | SIMIT SP V11.2 UG ENG. S V11.1->V11.2 DL | 1629.9
6DL8913-0AL20-0BH5 | SIMIT SP V11.2 ENGINEERING S (1 YEAR) DL | 2351.53
6DL8913-0BL20-0AK5 | SIMIT SP V11.2 UG ENG. M V11.1->V11.2 DL | 5147.25
6DL8913-0CL20-0AB5 | SIMIT SP V11.2 ENGINEERING L | 23515.44
6DL8913-0CL20-0AK5 | SIMIT SP V11.2 UG ENG. L V11.1->V11.2 DL | 10288.28
6DL8913-0DL20-0AD5 | SIMIT SP V11.2 CONV. PACK ENG.L -> XL | 14370.54
6DL8913-0JL20-0AH5 | SIMIT V11.2 VC FULL (1 CTRL) DL | 9733.4
6DL8913-0KL20-0AB5 | SIMIT V11.2 VC FULL (5 CTRL) | 45724.45
6ES7661-0XC41-8RC2 | Process Control System IPC647E | 11580.97
6ES7661-1EC41-1CA6 | Process Control System IPC847E | 8839.29
6ES7661-1FD42-1RE6 | Process Control System IPC847E | 15838.8
6ES7661-1JS46-1CC2 | Process Control System IPC847E | 12685.12
6FX2003-0AB02 | POWER CONNECTOR 7 POLE | 93.3
6FX4002-8QN08-1AF0 | ONE-CABLE-CONNECTION ASSEMBLY | 414.55
6FX5002-5CN05-1AF2 | POWER CABLE PREASSEMBLED | 261.32
6FX5002-5CN06-1CB0 | POWER CABLE PREASSEMBLED | 282.22
6FX5002-5CN16-1AH0 | POWER CABLE PREASSEMBLED | 237.2
6FX5002-5CN26-1AD0 | POWER CABLE PREASSEMBLED | 265.26
6FX5002-5CW02-1AF0 | POWER CABLE PREASSEMBLED | 170.98
6FX5002-5DS06-1CG0 | POWER CABLE PREASSEMBLED | 382.35
6FX5012-2CH00-1EA0 | SIGNAL CABLE, PREASSEMBLED | 392.9
6FX5012-5CN06-1EA0 | POWER CABLE PREASSEMBLED | 357.86
6FX8002-2DC42-1BK0 | SIGNAL CABLE, PREASSEMBLED | 353.06
6FX8002-2DC44-1AC2 | DRIVE-CLIQ EXTENSION | 196.46
6FX8002-2DC48-1AG5 | SIGNAL CABLE, PREASSEMBLED | 235.61
6FX8002-2DD40-1AD0 | SIGNAL CABLE, PREASSEMBLED | 174.32
6FX8002-2DX30-1AF0 | DRIVE-CLIQ CABLE, PREASSEMBLED | 162.75
6FX8002-2DX30-1AH0 | DRIVE-CLIQ CABLE, PREASSEMBLED | 177.25
6FX8002-2DX30-1BC0 | DRIVE-CLIQ CABLE, PREASSEMBLED | 213.69
6FX8002-2DX30-1BE0 | DRIVE-CLIQ CABLE, PREASSEMBLED | 228.32
6FX8002-2DX30-1CF0 | DRIVE-CLIQ CABLE, PREASSEMBLED | 308.69
6FX8002-2DX30-1DF0 | DRIVE-CLIQ CABLE, PREASSEMBLED | 395.01
6FX8002-2DX30-1HA0 | DRIVE-CLIQ CABLE, PREASSEMBLED | 672.26
6FX8002-2EQ10-1AA3 | SIGNAL CABLE, PREASSEMBLED, | 160.4
6FX8002-5CN06-1AJ2 | POWER CABLE PREASSEMBLED | 306.94
6FX8002-5CN06-1GB0 | POWER CABLE PREASSEMBLED | 858.73
6FX8002-5CN27-1BB0 | POWER CABLE PREASSEMBLED | 318.28
6FX8002-5CN27-1GA0 | POWER CABLE PREASSEMBLED | 838.25
6FX8002-5CS46-1CE0 | POWER CABLE PREASSEMBLED | 651.95
6FX8002-5DN46-1AJ5 | POWER CABLE PREASSEMBLED | 461.71
6FX8002-5DN56-1AH0 | POWER CABLE PREASSEMBLED | 463.12
6FX8002-5DN56-1EK0 | POWER CABLE PREASSEMBLED | 1481.07
6FX5022-5CN06-1FA0 | POWER CABLE PREASSEMBLED | 366.74
6FX5022-5DN16-1BF0 | POWER CABLE PREASSEMBLED | 303.67
6FX8002-2CP01-1AB0 | Cable from ONE MCP to handwheel, L=1m | 99.85
6FX8002-2CP01-1AD0 | Cable from ONE MCP to handwheel, L=3m | 110.09
6FX8002-5CN36-1DD0 | POWER CABLE PREASSEMBLED | 678.97
6FX8002-5CN46-1AH0 | POWER CABLE PREASSEMBLED | 383.79
6FX8002-5CN46-1DH0 | POWER CABLE PREASSEMBLED | 856.95
6FX8002-5CN56-1CF0 | POWER CABLE PREASSEMBLED | 764.23
6FX8002-5CP16-1AD0 | POWER CABLE PREASSEMBLED | 272.16
6FX8002-5DA15-1DG5 | POWER CABLE, PREASSEMBLED EXT. | 979.73
6FX8002-5DN05-1EB4 | POWER CABLE PREASSEMBLED EXT. | 966.44
6FX8002-5DN06-1EE0 | POWER CABLE PREASSEMBLED | 832.75
6FX8002-5DN16-1CB0 | POWER CABLE PREASSEMBLED | 562.94
6FX8002-5DN20-1BJ0 | POWER CABLE, PREASSEMBLED | 579.15
6FX8002-5DN27-1DA0 | POWER CABLE PREASSEMBLED | 615.29
6FX8002-5DN36-1DH0 | POWER CABLE PREASSEMBLED | 878.44
6FX8002-5DX48-1EG0 | POWER CABLE, PREASSEMBLED EXT. | 7982.45
1PH8184-3DB00-2AC1-ZU63 | COMPACT ASYNCHRONOUS MOTOR | 28497.23
1PH8184-3FF00-2AA1-ZU63 | COMPACT ASYNCHRONOUS MOTOR | 29755.47
1PH8184-3MF00-2AA2-ZL76U63 | COMPACT ASYNCHRONOUS MOTOR | 27879.07
1PH8186-1AF23-2FC2 | COMPACT ASYNCHRONOUS MOTOR | 20542.71
6AV2128-3XB06-0AX1-ZA01S00 | MTP2200 Unif. Comf. Neutral-Grey Design | 6883.38
6AV2128-3XB06-0AX1-ZE99X01 | MTP2200 Unif. Comf. Express Design | 7246.65
6AV2128-3XB06-0AX1-ZE99X02 | MTP2200 Unif. Comf. Express Design | 7246.65
6AV2128-3XB06-0AX1-ZE99X03 | MTP2200 Unif. Comf. Express Design | 7246.65
6AV6676-6LT00-5YA5 | SIMATIC Transfer Tool V5 Linux, Single | 984.02
6AV6881-0DJ22-0AA0 | Protect. film 4" front, type 5 | 148.88
6AV6881-0DJ22-1AA0 | Protect. film 4" BAC front, type 5 | 161.13
6AV7226-6NA00-0VS0 | SIMATIC IPC277G 12" | 5786.62
6AV7231-0DB31-2BA0 | SIMATIC IPC377G | 3215.11
6AV7231-0DB41-2BA0 | SIMATIC IPC377G | 3588.16
6AV7231-0DC21-2CA0 | SIMATIC IPC377G | 3171.66
6AV7231-0EA31-0BA0 | SIMATIC IPC377G | 3227.09
6AV7241-1BA05-2FA0 | SIMATIC IPC477E 15" ST (1280 x 800) | 4906.56
6AV7241-5DB05-0DA0 | SIMATIC IPC477E 19" ST (1366 x 768) | 5775.5
6AV7241-5DB07-0EA1 | SIMATIC IPC477E 19" ST (1366 x 768) | 6007.71
6AV7241-5EC14-0FA0 | SIMATIC IPC477E 22" ST (1920 x 1080) | 7694.67
6DL5411-0AA04-0AH0 | SIMATIC PFL Library V4.0 (1 HMI RT) DL | 867.04
6DL5411-0BA04-0AH0 | SIMATIC PFL Library V4.0 (30 HMI RT) DL | 15947.81
6DL8913-0AL20-1AB5 | SIMIT SP V11.2 Engineering S + Dongle | 3723.87
6DL8913-0BL20-0AB5 | SIMIT SP V11.2 ENGINEERING M | 11757.7
6DL8913-0BL20-0AD5 | SIMIT SP V11.2 CONV. PACK ENG. S -> M | 7838.47
6DL8913-0BL20-0AE5 | SIMIT SP V11.2 UG ENG. M V11.1->V11.2 | 5878.85
6DL8913-0BL20-0AH5 | SIMIT SP V11.2 ENGINEERING M DL | 10288.28
6DL8913-0DL20-0AH5 | SIMIT SP V11.2 ENGINEERING XL DL | 32921.6
6DL8913-0DL20-0AJ5 | SIMIT SP V11.2 CONV. PACK ENG.L -> XL DL | 12346.22
6DL8913-0DL20-0AK5 | SIMIT SP V11.2 UG ENG.XL V11.1->V11.2 DL | 16460.8
6DL8913-0JL20-0AB5 | SIMIT V11.2 VC FULL (1 CTRL) | 11104.5
6ES7661-1ES01-1CE2 | Process Control System IPC847E | 13160.05
6ES7661-1ES41-1CC6 | Process Control System IPC847E | 11589.95
6ES7661-1ES41-1CE6 | Process Control System IPC847E | 13949.58
6ES7661-1FC41-1RC6 | Process Control System IPC847E | 12274.62
6FX4002-8QN08-1CA0 | ONE-CABLE-CONNECTION ASSEMBLY | 1141.86
6FX4002-8QN11-1BA0 | ONE-CABLE-CONNECTION ASSEMBLY | 776.25
6FX5002-2DC00-1AC3 | SIGNAL CABLE, PREASSEMBLED | 116.17
6FX5002-2DC10-1DJ1 | SIGNAL CABLE, PREASSEMBLED | 389.59
6FX5002-2DC20-1BF3 | SIGNAL CABLE, PREASSEMBLED | 243.7
6FX5002-5CN27-1AB0 | POWER CABLE PREASSEMBLED | 205.55
6FX5002-5CN27-1CC0 | POWER CABLE PREASSEMBLED | 289.21
6FX5002-5CN27-1DA0 | POWER CABLE PREASSEMBLED | 321.1
6FX5002-5CS46-1AK0 | POWER CABLE PREASSEMBLED | 324.26
6FX5012-5CN16-1DH0 | POWER CABLE PREASSEMBLED | 394.5
6FX8002-2CA11-1AD6 | SIGNAL CABLE, PREASSEMBLED, | 149.17
6FX8002-2CA11-1AK5 | SIGNAL CABLE, PREASSEMBLED, | 196.54
6FX8002-2CA11-2BH0 | SIGNAL CABLE, PREASSEMBLED, | 1040.31
6FX8002-2DD44-1BF0 | DRIVE-CLIQ EXTENSION | 313.94
6FX8002-2DX30-1AB0 | DRIVE-CLIQ CABLE, PREASSEMBLED | 133.54
6FX8002-2DX30-1AC0 | DRIVE-CLIQ CABLE, PREASSEMBLED | 140.79
6FX8002-2DX30-1AD0 | DRIVE-CLIQ CABLE, PREASSEMBLED | 148.05
6FX8002-2DX30-1BG0 | DRIVE-CLIQ CABLE, PREASSEMBLED | 242.78
6FX8002-2DX30-1BH0 | DRIVE-CLIQ CABLE, PREASSEMBLED | 250.18
6FX8002-2DX30-1BJ0 | DRIVE-CLIQ CABLE, PREASSEMBLED | 257.49
6FX8002-2DX30-1BK0 | DRIVE-CLIQ CABLE, PREASSEMBLED | 264.82
6FX8002-2DX30-1CA0 | DRIVE-CLIQ CABLE, PREASSEMBLED | 272.21
6FX8002-5CN01-1AC6 | POWER CABLE PREASSEMBLED | 316.47
1PH8184-1HF13-2EA2-ZK40L76V92 | COMPACT ASYNCHRONOUS MOTOR | 13721.42
1PH8186-1DB10-2FA1 | COMPACT ASYNCHRONOUS MOTOR | 16421.35
1PH8186-1DC22-0BA1 | COMPACT ASYNCHRONOUS MOTOR | 21856.69
1PH8186-1DD05-2EA1-ZK24L76 | COMPACT ASYNCHRONOUS MOTOR | 18643.93
6AV2128-3UB06-0AX1-ZE99X01 | MTP1900 Unif. Comf. Express Design | 6204.09
6AV2148-8XB00-1AA0 | MTP2200 + S7 EE Monitor | 6862.57
6AV2151-0BR01-0AB8 | SIMATIC Unified Air | 70.48
6AV2151-0BR01-0LB8 | SIMATIC Unified Air DL | 71.75
6AV2151-1BR01-0AB8 | SIMATIC Unified Air Starter Kit | 810.35
6AV6646-1BB12-0AA1 | SIMATIC ITC1200 V3 PRO | 2809.6
6AV7226-6SA00-1VS0 | SIMATIC IPC277G 10" | 6418.88
6AV7231-0CA21-2BA0 | SIMATIC IPC377G | 2590.36
6AV7231-0CA31-2BA0 | SIMATIC IPC377G | 2803.1
6AV7231-0CA41-2BA0 | SIMATIC IPC377G | 3176.15
6AV7241-1GC35-1GA0 | SIMATIC IPC 477E 19" MT (1920 x 1080) | 6978.54
6AV7241-3BA41-4AA1 | SIMATIC IPC477E 15" ST (1280 x 800) | 5564.26
6AV7241-3BA45-5AA1 | SIMATIC IPC477E 15" ST (1280 x 800) | 5781.5
6AV7241-3BB44-0GA0 | SIMATIC IPC477E 15" ST (1280 x 800) | 6621.98
6DL5424-0CC00-0AH0 | SIMATIC eaSie Workflow Skill DL | 190.35
6DL5424-0CX01-0AV8 | SIMATIC eaSie SUS Workflow Skill Pack DL | 2899.01
6DL8913-0AL20-0AB5 | SIMIT SP V11.2 ENGINEERING S | 3919.24
6DL8913-0AL20-0AE5 | SIMIT SP V11.2 UG ENG. S V11.1->V11.2 | 1866.32
6DL8913-0CL20-0AD5 | SIMIT SP V11.2 CONV. PACK ENG. M -> L | 11757.7
6DL8913-0CL20-0AE5 | SIMIT SP V11.2 UG ENG. L V11.1->V11.2 | 11757.7
6DL8913-0CL20-0AH5 | SIMIT SP V11.2 ENGINEERING L DL | 20576.63
6DL8913-0CL20-0AJ5 | SIMIT SP V11.2 CONV. PACK ENG. M -> L DL | 10288.28
6DL8913-0KL20-0AE5 | SIMIT 5 VC UG V11.1-> V11.2 (FULL) | 12933.47
6DL8913-0KL20-0AH5 | SIMIT V11.2 VC FULL (5 CTRL) DL | 39780.9
6DL8913-0KL20-0AK5 | SIMIT 5 VC UG V11.1-> V11.2 (FULL) DL | 11248.83
6DL8913-0NL20-0AB5 | SIMIT V11.2 VC 300 (1 CTRL) | 1959.61
6DL8913-0NL20-0AE5 | SIMIT 1 VC UG V11.1-> V11.2 (300) | 574.79
6ES7661-1KC42-1RD2 | Process Control System IPC847E | 13097.12
6ES7661-1KC46-1RC2 | Process Control System IPC847E | 13369.79
6ES7661-1KS42-1RC2 | Process Control System IPC847E | 13539.08
6ES7661-1PD21-1RD2 | Process Control System IPC847E | 15238.04
6FX5002-5CN06-1DG0 | POWER CABLE PREASSEMBLED | 341.93
6FX5002-5CN06-1EE0 | POWER CABLE PREASSEMBLED | 373.76
6FX5002-5CN06-1FH0 | POWER CABLE PREASSEMBLED | 425.52
6FX5002-5CN06-1GC0 | POWER CABLE PREASSEMBLED | 445.43
6FX5002-5DS06-1EC0 | POWER CABLE PREASSEMBLED | 486.4
6FX5002-5DS06-1EE0 | POWER CABLE PREASSEMBLED | 499.38
6FX5002-5DS16-1AD0 | POWER CABLE PREASSEMBLED | 237.54
6FX5002-5DS16-1BD0 | POWER CABLE PREASSEMBLED | 318.48
6FX8002-2DC44-1BG0 | DRIVE-CLIQ EXTENSION | 323.76
6FX8002-2DC44-1BJ0 | DRIVE-CLIQ EXTENSION | 343.29
6FX8002-2DC44-1CA0 | DRIVE-CLIQ EXTENSION | 362.84
6FX8002-2DC48-1AE5 | SIGNAL CABLE, PREASSEMBLED | 216.05
6FX8002-2DX30-1AJ0 | DRIVE-CLIQ CABLE, PREASSEMBLED | 184.64
6FX8002-2DX30-1AK0 | DRIVE-CLIQ CABLE, PREASSEMBLED | 191.95
6FX8002-2DX30-1BA0 | DRIVE-CLIQ CABLE, PREASSEMBLED | 199.08
6FX8002-2DX30-1BB0 | DRIVE-CLIQ CABLE, PREASSEMBLED | 206.39
6FX8002-2DX30-1EF0 | DRIVE-CLIQ CABLE, PREASSEMBLED | 482.05
6FX8002-2DX30-1FA0 | DRIVE-CLIQ CABLE, PREASSEMBLED | 526.57
6FX8002-2DX30-1FF0 | DRIVE-CLIQ CABLE, PREASSEMBLED | 556.62
6FX8002-2DX30-1GA0 | DRIVE-CLIQ CABLE, PREASSEMBLED | 595.18
6FX8002-5CN27-1AC0 | POWER CABLE PREASSEMBLED | 222.76
6FX8002-5CN27-1AC2 | POWER CABLE PREASSEMBLED | 233.38
6FX8002-5CN27-1AC3 | POWER CABLE PREASSEMBLED | 233.38
6FX8002-5CN27-1AF5 | POWER CABLE PREASSEMBLED | 265.21
6FX8002-5CN27-1AH0 | POWER CABLE PREASSEMBLED | 275.84
7ME6532-3TC03-1GA3-ZA02 | SITRANS FMS500 | 2612.27
7ME6532-4BC02-1GA3-ZA02 | SITRANS FMS500 | 2895.35
7ME6532-4PB02-1GA2-ZA02 | SITRANS FMS500 | 3362.64
7ME6532-4PC02-1GA2-ZA02 | SITRANS FMS500 | 3434.32
7ME6532-4VC02-1GA3-ZA02 | SITRANS FMS500 | 3941.53
7ME6532-4VC03-1GA3-ZA02 | SITRANS FMS500 | 3821.76
7MF4997-1DC | 7MF49971DC_USB_HART MODEM | 913.36
7MF7903-1AB | 7MF7903-1AB: Electronics HART, Ex i | 761.41
7MF7906-2BQ | Cable socket Han 7D | 284.54
7MF7910-8AD | Oring for proc.flanges, FEP | 174.72
7MF7910-8AP | Seal for flanges, copper | 291.2
8LK4003-3AA20 | Busbar connection L, 100x10mm, left | 153.41
8LK4003-3AA25 | Busbar L1-3 100x10mm, W: 850mm | 442.69
8LK4003-3AA27 | Busbar 3NJ4 metering left, 100x10 B600 | 412.75
8LK4003-3AA48 | Busbar metering section 30x10mm | 428.96
8LK4003-3AA51 | Busbar metering section 60x10mm | 546.2
8LK4003-3AA58 | Busbar 3NJ4 100x10mm, W: 1100 mm | 613.49
8LK4003-3AA63 | Rivet nut M12 | 1.16
8LK5002-2AA27 | Section cover 3NJ4 bis NH00 (160A) B1000 | 168.34
8LK6036-6AA37 | CU cable conn. ACB to MBB L 3WA size 1 | 286.81
8LK6036-6AA40 | CU cable conn. ACB to MBB L 3WA size 1 | 215.74
8LK6036-6AA46 | Copper cable connection ACB L 3WA size 1 | 674.61
8LK6036-6AA57 | Copper N shift 60x10mm | 405.25
8LK6036-6AA60 | Copper N shift 100x10mm | 663.41
8LK6036-6AA65 | Support N / PE elevation W: 850mm | 243.17
8LK6036-6AA68 | Support N / PE elevation W: 350mm | 202
8LK6036-6AA73 | Spacer rear panel 1 set=2 pieces | 55.64
8LK6036-6AA81 | Copper cable connection ACB L 3WA size 2 | 2244.5
6SL4113-0JQ08-0FF0 | G220 IP55 3AC400V 1,1kW FSB | 2224
6SL4113-0JQ08-2BF0 | G220 IP55 3AC400V 1,1kW FSB | 2067.62
6SL4113-0JQ10-2AF0 | G220 IP55 3AC400V 1,5kW FSB | 2008.19
6SL4113-0JQ10-2FF0 | G220 IP55 3AC400V 1,5kW FSB | 2494.83
6SL4113-0JQ11-0BF0 | G220 IP55 3AC400V 2,2kW FSB | 2162.34
6SL4113-0JQ12-0AF0 | G220 IP55 3AC400V 3kW FSB | 2185.07
6SL4113-0JQ12-0FF0 | G220 IP55 3AC400V 3kW FSB | 2671.7
6SL4113-0JQ13-2AF0 | G220 IP55 3AC400V 4kW FSB | 2630.53
6SL4113-0JQ13-2FF0 | G220 IP55 3AC400V 4kW FSB | 3117.17
6SL4113-0JQ16-0AF0 | G220 IP55 3AC400V 7,5kW FSB | 2957.2
6SL4113-0JQ16-0FF0 | G220 IP55 3AC400V 7,5kW FSB | 3443.87
6SL4113-0JQ17-0BF0 | G220 IP55 3AC400V 11kW FSC | 3816.93
6SL4113-0JQ17-2AF0 | G220 IP55 3AC400V 11kW FSC | 3951.85
6SL4113-0JQ18-2BF0 | G220 IP55 3AC400V 15kW FSC | 4993.31
6SL4113-0JQ20-0AF0 | G220 IP55 3AC400V 18,5kW FSD1 | 5127.64
6SL4113-0JQ21-0BF0 | G220 IP55 3AC400V 22kW FSD1 | 5898.15
6SL4113-0JQ21-2AF0 | G220 IP55 3AC400V 22kW FSD1 | 6136.38
6SL4113-0JQ23-0FF0 | G220 IP55 3AC400V 30kW FSD2 | 7392.17
6SL4113-0JQ23-2BF0 | G220 IP55 3AC400V 30kW FSD2 | 7631.3
6SL4113-0JQ24-2FF0 | G220 IP55 3AC400V 37kW FSD2 | 9212.48
6SL4113-0JQ26-0BF0 | G220 IP55 3AC400V 45kW FSE | 9526.92
6SL4113-0JQ27-0FF0 | G220 IP55 3AC400V 55kW FSE | 11038.79
6SL4113-0JQ27-2BF0 | G220 IP55 3AC400V 55kW FSE | 11587.85
6SL4113-2CA17-2AF0 | G220 CP IP20 3AC400V 11kW FSD1 | 5685.94
6SL4113-2CA17-2FF0 | G220 CP IP20 3AC400V 11kW FSD1 | 6172.58
6SL4113-2CA21-2AF0 | G220 CP IP20 3AC400V 22kW FSD1 | 8138.12
6SL4113-2CA21-2FF0 | G220 CP IP20 3AC400V 22kW FSD1 | 8624.78
6SL4113-2CA26-2AF0 | G220 CP IP20 3AC400V 45kW FSE | 13384.49
6SL4113-2CA26-2FF0 | G220 CP IP20 3AC400V 45kW FSE | 13871.11
6SL4113-2DA16-2BF0 | G220 CP IP20 3AC400V 7,5kW FSD1 | 5043.1
6SL4113-2DA17-2AF0 | G220 CP IP20 3AC400V 11kW FSD1 | 5809.23
6SL4113-2DA20-2BF0 | G220 CP IP20 3AC400V 18,5kW FSD1 | 7669.05
6SL4113-2DA21-2AF0 | G220 CP IP20 3AC400V 22kW FSD1 | 8353.85
6FX8002-5EC22-1AB5 | POWER CABLE, PREASSEMBLED | 175.99
6FX8012-5CN56-1AD5 | POWER CABLE PREASSEMBLED | 354.99
6FX8012-5CP16-1DA0 | POWER CABLE PREASSEMBLED | 363.63
6FX8012-5CQ58-1BB7 | POWER CABLE EXTENSION | 694.75
6FX8012-5DN05-1AD1 | POWER CABLE PREASSEMBLED EXT. | 328.46
6FX8012-5DN05-1BC2 | POWER CABLE PREASSEMBLED EXT. | 479.59
6FX8012-5DN06-1AH2 | POWER CABLE PREASSEMBLED | 336.31
6FX8012-5DN06-1BD0 | POWER CABLE PREASSEMBLED | 405.3
6FX8012-5DN16-1BK0 | POWER CABLE PREASSEMBLED | 531.03
6FX8012-5DN26-1DF0 | POWER CABLE PREASSEMBLED | 767.03
6FX8012-5DN46-1BH0 | POWER CABLE PREASSEMBLED | 616.12
6FX8012-5DN46-1BJ2 | POWER CABLE PREASSEMBLED | 654.75
6FX8012-5DQ48-1AD4 | POWER CABLE PREASSEMBLED EXT. | 507.35
6FX8012-5DQ48-1AG6 | POWER CABLE PREASSEMBLED EXT. | 577.37
6GK5853-2EA10-2AA1 | SCALANCE MUM853-1 (A1) | 2054.43
6GK5856-2EA10-3AA1 | SCALANCE MUM856-1 (A1) | 2495.38
6GK5923-0PS00-2AA6 | IP65 POWER SUPPLY SCALANCE PSP9230POE | 1169.38
6GK6000-2CA00-0EC0 | CROSSBOW Nozomi IDS CMC Integr. License | 8333.05
6FX8002-5CG52-1EC0 | POWER CABLE PREASSEMBLED | 1214.48
6FX8002-5CS11-1BG3 | POWER CABLE, PREASSEMBLED | 544.25
6FX8002-5DG43-1DF5 | POWER CABLE, PREASSEMBLED | 5652.2
6FX8002-5DG62-1CF0 | POWER CABLE PREASSEMBLED | 1497.6
6FX8002-5DS27-1CF0 | POWER CABLE PREASSEMBLED | 546.33
6FX8002-5DS36-1CC0 | POWER CABLE PREASSEMBLED | 639.06
6FX8002-5EC22-1BF0 | POWER CABLE, PREASSEMBLED | 313.63
6FX8002-5EX11-1AJ6 | POWER CABLE, PREASSEMBLED | 1583.12
6FX8002-5FC20-1BA0 | POWER CABLE, PREASSEMBLED | 187.76
6FX8002-5ME05-1AB2 | POWER CABLE EXTENSION | 273.08
6FX8002-7HY11-1AB5 | HYBRID CABLE, PREASSEMBLED | 437.63
6FX8002-7HY11-1AE4 | HYBRID CABLE, PREASSEMBLED | 510.14
6FX8002-8QE04-1AD5 | ONE-CABLE-CONNECTION EXTENSION | 217.19
6FX8002-8QE04-1AK0 | ONE-CABLE-CONNECTION EXTENSION | 291.62
6FX8002-8QE08-1BF5 | ONE-CABLE-CONNECTION EXTENSION | 496.32
6FX8002-8QE11-1AD0 | ONE-CABLE-CONNECTION EXTENSION | 318.33
6FX8002-8QN04-1BD0 | ONE-CABLE-CONNECTION ASSEMBLY | 332.16
6FX8002-8QN04-1BJ0 | ONE-CABLE-CONNECTION ASSEMBLY | 406.59
6FX8012-8QN08-1AD0 | ONE-CABLE-CONNECTION ASSEMBLY | 209.26
6FX8022-5CN06-1AC0 | POWER CABLE PREASSEMBLED | 201.64
6FX8022-5CS16-1BE0 | POWER CABLE PREASSEMBLED | 355.11
6FX8022-5DN06-1BJ0 | POWER CABLE PREASSEMBLED | 443.29
6FX8022-5DS06-1CA0 | POWER CABLE PREASSEMBLED | 470.85
6FX8042-2CF02-1GB0 | SIGNAL CABLE, PREASSEMBLED, | 812.96
6RA8096-4MV62-0AA0-ZG00L10S01 | SINAMICS DCM DC CONVERTER | 59610.25
6SL3100-0EE21-6AB0 | SINAMICS LINE REACTOR FOR 16KW COMBI LM | 497.26
6SL4113-0JA08-2BF0 | G220 IP55 3AC400V 1,1kW FSB | 2043.27
6SL4113-0JA10-0AF0 | G220 IP55 3AC400V 1,5kW FSB | 1836.29
6SL4113-0JA10-0FF0 | G220 IP55 3AC400V 1,5kW FSB | 2322.95
6SL4113-0JA11-0BF0 | G220 IP55 3AC400V 2,2kW FSB | 2138.01
6SL4113-0JA11-2AF0 | G220 IP55 3AC400V 2,2kW FSB | 2102.16
6SL4113-0JA12-2BF0 | G220 IP55 3AC400V 3kW FSB | 2534.01
6SL4113-0JA13-0AF0 | G220 IP55 3AC400V 4kW FSB | 2402.41
6SL4113-0JA13-2FF0 | G220 IP55 3AC400V 4kW FSB | 3092.85
6SL4113-0JA15-0BF0 | G220 IP55 3AC400V 5,5kW FSB | 2846.89
6SL4113-0JA15-2AF0 | G220 IP55 3AC400V 5,5kW FSB | 2875.82
6SL4112-0JQ17-0BF0 | G220 IP55 3AC200V 11kW FSD2 | 4266.28
6SL4112-0JQ18-0AF0 | G220 IP55 3AC200V 15kW FSD2 | 5020.56
6SL4112-0JQ21-0BF0 | G220 IP55 3AC200V 22kW FSE | 6620.02
6SL4112-0JQ23-0AF0 | G220 IP55 3AC200V 30kW FSE | 7791.21
7ME6901-1CA10 | Connection cable | 1128.75
7ME6942-0AA00-0AA3 | SITRANS FMT020 | 1390.98
7MH4900-1AK62 | SIWAREX AddOn Library for PCS 7 | 1124.94
6FX8002-5CN05-1AD8 | POWER CABLE PREASSEMBLED EXT. | 298.93
6FX8002-5CN05-1CC0 | POWER CABLE PREASSEMBLED EXT. | 530.82
6FX8002-5CN06-1AA3 | POWER CABLE PREASSEMBLED | 222.05
6FX8002-5CS36-1AF0 | POWER CABLE PREASSEMBLED | 333.29
6FX8002-5CS36-1AG0 | POWER CABLE PREASSEMBLED | 345.61
6FX8002-5CS36-1AH5 | POWER CABLE PREASSEMBLED | 370.32
6FX8002-5CS36-1BH0 | POWER CABLE PREASSEMBLED | 481.47
6FX8002-5DQ38-1AF5 | POWER CABLE PREASSEMBLED EXT. | 529.99
6FX8002-8QN08-1BC5 | ONE-CABLE-CONNECTION ASSEMBLY | 369.92
6FX8002-8QN08-1BF5 | ONE-CABLE-CONNECTION ASSEMBLY | 422.19
6FX8002-8QN08-1CD0 | ONE-CABLE-CONNECTION ASSEMBLY | 544.11
6FX8002-8QN08-1EF0 | ONE-CABLE-CONNECTION ASSEMBLY | 927.38
6FX8002-2CP01-1AF0 | Cable from ONE MCP to handwheel, L=5m | 120.38
6FX8002-2CP01-1AH0 | Cable from ONE MCP to handwheel, L=7m | 130.64
6FX8002-2CP01-1BA0 | Cable from ONE MCP to handwheel, L=10m | 146.04
6FX8002-2CQ34-1DA0 | SIGNAL CABLE PREASSEMBLED EXT | 501.6
6FX8002-5CS56-1CC0 | POWER CABLE PREASSEMBLED | 705.77
6FX8002-5CS56-1DD0 | POWER CABLE PREASSEMBLED | 920.14
6FX8002-5DA05-1DG5 | POWER CABLE, PREASSEMBLED EXT. | 880.76
6FX8002-5DA05-1DH3 | POWER CABLE, PREASSEMBLED EXT. | 897.35
6FX8002-5DN26-1AA3 | POWER CABLE PREASSEMBLED | 298.14
6FX8002-5DN26-1FA0 | POWER CABLE PREASSEMBLED | 973.86
6FX8002-5DN26-1GA0 | POWER CABLE PREASSEMBLED | 1111.78
6FX8002-5DN27-1BC0 | POWER CABLE PREASSEMBLED | 367.08
6FX8002-5EC22-1AC0 | POWER CABLE, PREASSEMBLED | 175.99
6FX8002-5EC22-1AC5 | POWER CABLE, PREASSEMBLED | 186.57
6FX8002-5EC22-1AD0 | POWER CABLE, PREASSEMBLED | 186.57
6FX8002-5EC22-1AD5 | POWER CABLE, PREASSEMBLED | 197.16
6FX8012-5DN05-1BC8 | POWER CABLE PREASSEMBLED EXT. | 479.59
6FX8012-5DN05-1BD0 | POWER CABLE PREASSEMBLED EXT. | 479.54
6FX8012-5DN05-1BD1 | POWER CABLE PREASSEMBLED EXT. | 496.35
6FX8012-5DN05-1BD2 | POWER CABLE PREASSEMBLED EXT. | 496.35
6FX8012-5DN36-1EF0 | POWER CABLE PREASSEMBLED | 1006.15
6FX8012-5DN46-1AG0 | POWER CABLE PREASSEMBLED | 403.81
6FX8012-5DN46-1BE0 | POWER CABLE PREASSEMBLED | 558.23
6FX8012-5DN46-1BF0 | POWER CABLE PREASSEMBLED | 577.51
6FX8012-5DQ48-1AH0 | POWER CABLE PREASSEMBLED EXT. | 577.41
6FX8012-5DQ58-1BB5 | POWER CABLE PREASSEMBLED EXT. | 787.18
6FX8012-5DS06-1DF0 | POWER CABLE PREASSEMBLED | 708.69
6FX8012-5DS06-1EA0 | POWER CABLE PREASSEMBLED | 777.62
6FX8012-5DS06-1EF0 | POWER CABLE PREASSEMBLED | 846.58
6GK6000-8HC07-0AA0 | RUGGEDCOM RST2428P PLUG. CONN. KIT | 87.08
6GK6000-8HC08-0AA0 | RUGGEDCOM RST2428P SCREW CONN. KIT | 161.74
6FX8002-5CS16-1CC0 | POWER CABLE PREASSEMBLED | 484.84
6FX8002-5CS17-1FA0 | POWER CABLE PREASSEMBLED | 2097.07
6FX8002-5DG33-1AD0 | POWER CABLE, PREASSEMBLED | 1378.22
6FX8002-5DG33-1DB0 | POWER CABLE, PREASSEMBLED | 4161.96
6FX8002-5EC22-1AH5 | POWER CABLE, PREASSEMBLED | 239.52
6FX8002-5EC22-1AJ0 | POWER CABLE, PREASSEMBLED | 239.5
6FX8002-5EC22-1BA0 | POWER CABLE, PREASSEMBLED | 260.67
6FX8002-5EC22-1BA5 | POWER CABLE, PREASSEMBLED | 271.25
6FX8002-5MN05-1AD0 | POWER CABLE EXTENSION | 290.6
6FX8002-5MN05-1AE5 | POWER CABLE EXTENSION | 325.58
6FX8002-5MN05-1BH0 | POWER CABLE EXTENSION | 535.62
6FX8002-5YT04-1BA5 | POWER CABLE, PREASSEMBLED | 680.41
6FX8002-8QE04-1DD0 | ONE-CABLE-CONNECTION EXTENSION | 648.95
6FX8002-8QE08-1AD5 | ONE-CABLE-CONNECTION EXTENSION | 287.26
6FX8002-8QE08-1AJ0 | ONE-CABLE-CONNECTION EXTENSION | 356.95
6FX8002-8QE08-1BB0 | ONE-CABLE-CONNECTION EXTENSION | 409.22
6FX8002-8QN08-1AG5 | ONE-CABLE-CONNECTION ASSEMBLY | 265.39
6FX8002-8QN08-1AJ5 | ONE-CABLE-CONNECTION ASSEMBLY | 300.25
6FX8002-5DN46-1AK5 | POWER CABLE PREASSEMBLED | 481
6FX8002-5DN46-1EA0 | POWER CABLE PREASSEMBLED | 1060.1
6FX8002-5DN46-1FA0 | POWER CABLE PREASSEMBLED | 1253.14
6FX8002-5DN56-1AC5 | POWER CABLE PREASSEMBLED | 366.14
6FX5042-2CF02-1AD0 | SIGNAL CABLE, PREASSEMBLED | 145.68
6FX8002-2CG00-1GB0 | SIGNAL CABLE, PREASSEMBLED, | 593.64
6FX8002-2CP01-1AA2 | Cable from ONE MCP to handwheel, L=0,2m | 95.73
6FX8002-2CP01-1AA3 | Cable from ONE MCP to handwheel, L=0,3m | 95.73
6FX8002-5CN46-1GB0 | POWER CABLE PREASSEMBLED | 1235.52
6FX8002-5CN54-1BG5 | POWER CABLE PREASSEMBLED | 649.1
6FX8002-5CN56-1AH0 | POWER CABLE PREASSEMBLED | 413.42
6FX8002-5CN56-1BC0 | POWER CABLE PREASSEMBLED | 510.85
6FX8002-5DN05-1ED5 | POWER CABLE PREASSEMBLED EXT. | 999.99
6FX8002-5DN06-1AA3 | POWER CABLE PREASSEMBLED | 239.79
6FX8002-5DN06-1AK2 | POWER CABLE PREASSEMBLED | 363.91
6FX8002-5DN06-1CA5 | POWER CABLE PREASSEMBLED | 515.6
6FX8002-5DN36-1GB0 | POWER CABLE PREASSEMBLED | 1261.45
6FX8002-5DS46-1DF0 | POWER CABLE PREASSEMBLED | 963.57
6FX8002-5DS46-1EB0 | POWER CABLE PREASSEMBLED | 1079.42
6FX8002-5DS56-2CA0 | POWER CABLE PREASSEMBLED | 3201.84
6FX8012-5CS36-1BA0 | POWER CABLE PREASSEMBLED | 395.04
6FX8012-5DN05-1AB0 | POWER CABLE PREASSEMBLED EXT. | 278.11
6FX8012-5DN05-1AB5 | POWER CABLE PREASSEMBLED EXT. | 294.91
6FX8012-5DN05-1AC3 | POWER CABLE PREASSEMBLED EXT. | 311.7
6FX8012-5DN06-1CB0 | POWER CABLE PREASSEMBLED | 515.6
6FX8012-5DN06-1DG0 | POWER CABLE PREASSEMBLED | 722.48
6FX8012-5DN06-1EF0 | POWER CABLE PREASSEMBLED | 846.58
6FX8012-5DN16-1AG0 | POWER CABLE PREASSEMBLED | 323.57
6FX8012-5DN16-1BG0 | POWER CABLE PREASSEMBLED | 483.17
6FX8012-5DN56-2AA0 | POWER CABLE PREASSEMBLED | 2717.11
6FX8012-5DQ15-1AG7 | POWER CABLE EXTENSION | 399.17
6FX8012-5DQ15-1AG8 | POWER CABLE EXTENSION | 399.17
6FX8012-5DQ15-1AH0 | POWER CABLE EXTENSION | 399.12
6GK5856-2EA10-3BA1 | SCALANCE MUM856-1 (B1) | 2495.38
6GK5895-6ML10-0AA0 | Antenna ANT895-6ML, GNSS | 181.68
6GK5898-0CX00-2AA0 | Adapter SMA / SMB female / male | 36.77
6GK5898-1TU00-1AA0 | SMA Male Termination Resistor | 36.77
6GK6298-2SA00-4AA0 | RUGGEDCOM RMM2982-4SFP | 1047.22
6FX8002-5DS16-1EB0 | POWER CABLE PREASSEMBLED | 882.1
6FX8002-5DS17-1BJ0 | POWER CABLE PREASSEMBLED | 1333.09
6FX8002-5DS23-1FF0 | POWER CABLE PREASSEMBLED | 4032.85
6FX8002-5DS26-1CD0 | POWER CABLE PREASSEMBLED | 601.53
6FX8002-5FC20-1AB5 | POWER CABLE, PREASSEMBLED | 103.06
6FX8002-5FC20-1AD0 | POWER CABLE, PREASSEMBLED | 113.66
6FX8002-5FC20-1AF0 | POWER CABLE, PREASSEMBLED | 134.84
6FX8002-5FC20-1AH5 | POWER CABLE, PREASSEMBLED | 166.59
6FX8002-7HY11-1CF0 | HYBRID CABLE, PREASSEMBLED | 993.59
6FX8002-7HY22-1AG0 | HYBRID CABLE, PREASSEMBLED | 534.37
6FX8002-7HY22-1BG5 | HYBRID CABLE, PREASSEMBLED | 800.26
6FX8002-8QE04-1AB5 | ONE-CABLE-CONNECTION EXTENSION | 187.41
6FX8002-8QE11-1BF0 | ONE-CABLE-CONNECTION EXTENSION | 596.44
6FX8002-8QE11-1DD0 | ONE-CABLE-CONNECTION EXTENSION | 1013.62
6FX8002-8QN04-1AJ5 | ONE-CABLE-CONNECTION ASSEMBLY | 272.58
6FX8002-8QN04-1AK5 | ONE-CABLE-CONNECTION ASSEMBLY | 287.48
6FX8002-8QN04-1BB5 | ONE-CABLE-CONNECTION ASSEMBLY | 317.28
6FX8022-5CN06-1BJ0 | POWER CABLE PREASSEMBLED | 371.44
6FX8022-5CN16-1BE0 | POWER CABLE PREASSEMBLED | 355.11
6FX8022-5CP47-1AF0 | POWER CABLE PREASSEMBLED | 340.08
6FX8022-5CP47-1AG0 | POWER CABLE PREASSEMBLED | 365.22
6GA7280-1AA10-0AH0 | SIMOCRANE DBSC V1.0 SP2 Manual eCoL SL | 1484.62
6GA7280-1AA20-0AH0 | SIMOCRANE DBSC V1.0 SP2 Basic eCoL SL | 2163.21
6GK6090-0AS21-0CA0-ZA17B05 | RUGGEDCOM RS900 | 2869.39
6SL4113-2DA24-2BF0 | G220 CP IP20 3AC400V 37kW FSD2 | 11984.73
6SL4113-2DA26-2AF0 | G220 CP IP20 3AC400V 45kW FSE | 13770.55
A5E51496331 | LOAD CELL,MUS HVY DUTY,150KG,SST | 1167.99
A5E51496333 | LOAD CELL,MUS HVY DUTY,300KG,SST | 1167.99
A5E51496340 | LOAD CELL,MUS STD DUTY, 75KG,SST | 588.3
A5E51531602001 | 5m SSL cable male 1xM12 gray | 543.59
A5E51531602008 | 25m SSL cable male 1xM12 blue | 1825.04
A5E51531602010 | 75m SSL cable male 1xM12 blue | 4003.31
A5E51593568 | LOAD CELL,W/HDW,MUS,HD,50KG,SST,SPARE | 1167.99
A5E51593588 | LOAD CELL,W/HDW,MUS,HD,150KG,SST,SPARE | 1167.99
A5E51596151 | LOADCELL SPARE, WD600 15KG SS, W HW | 588.3
A5E51596159 | LOADCELL SPARE, WD600 30KG SS, W HW | 588.3
A5E51857118 | LR500, BLUETOOTH ASSY,M20,GP | 128.96
A5E52565586 | Viessmann IPC COL WinCC RT Adv. 2K PT | 2862.58
A5E52607570 | AIMING GASKET ACCESSORY,DN100,EPDM | 252.58
A5E52897550 | SPARE,LT500,BRD STK ASSY,SNGL,DC,US I/P | 1261.58
A5E52897553 | SPARE,LT500,LID,4 BUTTON HMI,RMT PNL MNT | 316.39
A5E53276254 | 3/4 INCH SEAL,G THREAD,KLINGERSIL C-4400 | 41.21
A5E53276256 | 1.5 INCH SEAL,G THREAD,KLINGERSIL C-4400 | 41.21
A5E53276259 | LT500,CONVERT WALL TO REMOTE PANEL MOUNT | 316.39
A5E53308676 | LR530 SS SPRING WASHERS(4): M12 | 62.48
A5E53308678 | LR530 SS SPRING WASHERS(12): M20, 3/4 IN | 126.28
A5E53652812 | FMT020 Demo Case, without device | 325.74
A5E53798850 | CHAMBER,EXT,316SS,2IN600LB RF,C-C:435MM | 13600.83
A5E53873768 | CHAMBER,EXT,316SS,2IN300LB RF,C-C:1150MM | 12906.89
1FK2104-4AF00-2MA0-ZB21M00R04 | Synchronous motor 1FK2-HD 1.27 NM | 1722.87
1FK2104-4AF00-2MA0-ZC32M01R15 | Synchronous motor 1FK2-HD 1.27 NM | 2555.76
6ES7654-5CC00-6DF0 | SIMATIC PCS 7 CPU 410 SINGLE AS | 23328.22
6ES7654-5CC00-7AF0 | SIMATIC PCS 7 CPU 410 SINGLE AS | 21605.31
6ES7654-5CN00-3XF0 | SIMATIC PCS 7 CPU 410 SINGLE AS | 23445.08
6ES7657-0AX78-0YH5 | PCS 7 SIMATIC BATCH RECIPE SYST V10.0 DL | 12425.94
6ES7657-0MX78-2YH0 | PCS 7 SIMATIC BATCH API V10.0 DL | 12425.94
6ES7657-0VX78-0YB5 | PCS 7 SIMATIC BATCH CLIENT V10.0 | 5829.1
6ES7657-0YX78-0YB0 | PCS 7 SIMATIC BATCH BASIC V10.0 | 3072.26
6ES7658-0GX78-2YH0 | PCS 7 OPENPCS 7 V10.0 (OS CLIENT) DL | 2277.24
6ES7658-0HX78-2YH0 | PCS 7 OPENPCS 7 V10.0 DL | 7336.6
6ES7658-1BX78-0YB6 | PCS 7 AS ENGINEERING V10.0 50 HOURS | 343.62
6ES7658-1DX78-2YB5 | PCS 7 IMPORT EXPORT ASSISTANT V10.0 | 4839.92
6FC5872-3YE23-0YA0 | Create MyHMI /WinCC U V19 | 75.72
6FX2002-1DC00-1BC1 | SIGNAL CABLE, PREASSEMBLED | 202.08
6FX2002-1DC00-1BC8 | SIGNAL CABLE, PREASSEMBLED | 202.08
6FX5002-2DC40-1AC3 | SIGNAL CABLE, PREASSEMBLED | 148.81
6FX5002-2DC40-1CA0 | SIGNAL CABLE, PREASSEMBLED | 278.46
6FX5002-2DC48-1AH0 | SIGNAL CABLE, PREASSEMBLED | 198.69
6FX5002-2DD44-1AD0 | DRIVE-CLIQ EXTENSION | 168.18
6FX5002-2DX30-1AD0 | DRIVE-CLIQ CABLE, PREASSEMBLED | 129.67
6FX5002-2DX30-1AF0 | DRIVE-CLIQ CABLE, PREASSEMBLED | 141.95
6FX5002-2DX30-1BC0 | DRIVE-CLIQ CABLE, PREASSEMBLED | 184.55
6FX5002-2DX30-1BE0 | DRIVE-CLIQ CABLE, PREASSEMBLED | 196.7
6FX5002-2DX30-1CF0 | DRIVE-CLIQ CABLE, PREASSEMBLED | 264.06
6FX5002-2DX30-1DF0 | DRIVE-CLIQ CABLE, PREASSEMBLED | 335.71
6FX5002-2DX30-1GA0 | DRIVE-CLIQ CABLE, PREASSEMBLED | 503.77
6FX5002-2DX30-1HA0 | DRIVE-CLIQ CABLE, PREASSEMBLED | 568.27
6FX5002-2DX40-2AA0 | SIGNALLEITUNG KONFEKTIONIERT 100 | 741.88
6FX5002-2EN20-1DG0 | SIGNAL CABLE, PREASSEMBLED | 535.16
6FX5002-5CR72-1FF0 | POWER CABLE, PREASSEMBLED | 2989.4
6FX5002-5DG01-1AG1 | POWER CABLE, PREASSEMBLED | 201.71
6FX5002-5DQ38-1BG0 | POWER CABLE PREASSEMBLED | 545
6SL4113-0JA10-2AF0 | G220 IP55 3AC400V 1,5kW FSB | 1983.85
6SL4113-0JA10-2BF0 | G220 IP55 3AC400V 1,5kW FSB | 2178.51
6SL4113-0JA10-2FF0 | G220 IP55 3AC400V 1,5kW FSB | 2470.51
6SL4113-0JA11-0AF0 | G220 IP55 3AC400V 2,2kW FSB | 1943.35
6SL4113-0JA13-0BF0 | G220 IP55 3AC400V 4kW FSB | 2597.07
6SL4113-0JA13-0FF0 | G220 IP55 3AC400V 4kW FSB | 2889.06
6SL4113-0JA13-2AF0 | G220 IP55 3AC400V 4kW FSB | 2606.19
6SL4113-0JA13-2BF0 | G220 IP55 3AC400V 4kW FSB | 2800.85
6SL4112-0JQ18-0FF0 | G220 IP55 3AC200V 15kW FSD2 | 5507.21
6SL4112-0JQ20-0AF0 | G220 IP55 3AC200V 18,5kW FSD2 | 5766.76
6SL4112-0JQ20-0BF0 | G220 IP55 3AC200V 18,5kW FSD2 | 5961.42
6SL4112-0JQ20-0FF0 | G220 IP55 3AC200V 18,5kW FSD2 | 6253.4
7MH4900-3AK62 | SIWAREX WP AddOn Library for PCS neo | 1124.94
7MH4900-4AK62 | SIWAREX Classic AddOn Library f. PCS neo | 1566.88
8LK6036-7AA27 | CU cable conn. ACB to MBB N 3WA size 2 | 354.12
8LK6036-7AA28 | CU cable conn. ACB to MBB N 3WA size 1 | 204.51
8LK6036-7AA30 | CU cable conn. ACB to MBB N 3WA size 1 | 246.91
8LK6036-7AA31 | CU cable conn. ACB to MBB N 3WA size 2 | 369.12
8LK6036-7AA32 | CU cable conn. ACB to MBB N 3WA size 1 | 175.84
8LK6036-7AA50 | CU cable conn. ACB to MBB N 3WA size 2 | 751.94
8LK6036-7AA51 | CU cable conn. ACB to MBB N 3WA size 2 | 370.34
8LK6036-7AA52 | CU cable conn. ACB to MBB N 3WA size 2 | 770.63
8LK6036-7AA55 | CU cable conn. ACB to MBB N 3WA size 2 | 389.06
8PQ3000-4BA01 | Isolation 3VA27 top | 63.09
8PQ3000-4BA02 | Isolation 3VA27 bottom | 63.09
8PQ4000-5BA63 | Lugs cascaded top bottom, 30x10, D: 400 | 1049.89
8PQ4000-5BA64 | Lugs cascaded top bottom, 40x10, D: 400 | 1207.82
8PQ4000-5BA78 | lugs non-cascaded 4x30x10, D400,800 W200 | 426.48
8PQ4000-5BA80 | lugs non-cascaded 4x50x10, D400,800 W200 | 590.91
8PQ4000-5BA81 | lugs non-cascaded 4x30x10, D600,800 W200 | 426.48
8PQ4000-5BA82 | lugs non-cascaded 4x30x10, D600,800 W200 | 426.48
8PQ4000-5BA83 | lugs non-cascaded 4x50x10, D600,800 W200 | 590.91
8PQ4000-6BA07 | Laschen bilateral 8x50x10, D800 W200 | 1709.57
8PQ4000-6BA08 | Support corner section, MBB: top | 62.46
8PQ4000-6BA10 | Support corner section, MBB: bottom | 62.46
8PQ5000-6BA30 | Separation device comp. 3VA15/25/26 | 223
8MF1111-0AA00-0MB4 | SIVACON 1800mm x 800mm x 600mm | 3386.32
8MF1111-0AA00-0MB5 | SIVACON 2200mm x 800mm x 600mm | 3300.23
8MF1111-0AA00-0MB6 | SIVACON 2000mm x 1200mm x 600mm | 3874.17
8MF1111-0AA00-0MB7 | SIVACON 2200mm x 800mm x 500mm | 3084.99
8MF1111-0AA00-0MD3 | SIVACON 2200mm x 800mm x 600mm | 5423.85
8MF1111-0AA00-0MD4 | SIVACON 1800mm x 1000mm x 600mm | 4175.51
8MF1111-0AA00-0MD7 | SIVACON 1800mm x 1200mm x 1000mm | 3544.16
8MF1111-0AA00-0MD8 | SIVACON 1800mm x 1000mm x 1000mm | 4290.3
8MF1111-0AA00-0ME0 | SIVACON 2200mm x 1200mm x 1000mm | 4304.64
8MF1111-0AA00-0MF5 | SIVACON 2000mm x 800mm x 500mm | 3257.18
8MF1111-0AA00-0MF6 | SIVACON 2200mm x 600mm x 800mm | 860.93
8MF1111-0AA00-0MF7 | SIVACON 2000mm x 600mm x 800mm | 2439.29
8MF1111-0AA00-0MF8 | SIVACON 2200mm x 800mm x 600mm | 3242.82
8MF1111-0AA00-0MJ2 | SIVACON 2000mm x 1200mm x 500mm | 4032.01
8MF1111-0AA00-0MJ3 | SIVACON 2200mm x 1200mm x 600mm | 4261.6
8MF1111-0AA00-0MJ8 | SIVACON 2200mm x 900mm x 600mm | 5093.83
8MF1111-0AA00-0MK1 | SIVACON 2200mm x 1200mm x 600mm | 4304.64
8MF1111-0AA00-0ML7 | SIVACON 1800mm x 600mm x 800mm | 3845.47
8MF1111-0AA00-0ML8 | SIVACON 2000mm x 900mm x 600mm | 3328.93
8MF1111-0AA00-0MM0 | SIVACON 2000mm x 1200mm x 600mm | 4491.18
8MF1111-0AA00-0MM1 | SIVACON 2200mm x 900mm x 400mm | 3257.18
8MF1111-0AA00-0MM3 | SIVACON 2000mm x 800mm x 600mm | 2970.21
6FX8002-8QN08-1BB5 | ONE-CABLE-CONNECTION ASSEMBLY | 352.51
6FX8012-8QE04-1AG0 | ONE-CABLE-CONNECTION EXTENSION | 282.89
6FX8022-5DN06-1DA0 | POWER CABLE PREASSEMBLED | 608.77
6FX8022-5DN06-1DC0 | POWER CABLE PREASSEMBLED | 636.37
6FX8022-5DN16-1BK0 | POWER CABLE PREASSEMBLED | 500.08
6FX8022-5DN16-1CA0 | POWER CABLE PREASSEMBLED | 516.02
6FX8022-5DN46-1BH0 | POWER CABLE PREASSEMBLED | 585.13
6SL4113-0JA08-0AF0 | G220 IP55 3AC400V 1,1kW FSB | 1713.02
6SL4113-0JA08-0BF0 | G220 IP55 3AC400V 1,1kW FSB | 1907.68
6SL4113-0JA08-0FF0 | G220 IP55 3AC400V 1,1kW FSB | 2199.64
6SL4113-0JA08-2AF0 | G220 IP55 3AC400V 1,1kW FSB | 1848.61
6SL4113-0JA11-2FF0 | G220 IP55 3AC400V 2,2kW FSB | 2588.82
6SL4113-0JA12-0AF0 | G220 IP55 3AC400V 3kW FSB | 2160.72
6SL4113-0JA12-0BF0 | G220 IP55 3AC400V 3kW FSB | 2355.37
6SL4113-0JA12-0FF0 | G220 IP55 3AC400V 3kW FSB | 2647.37
6SL4113-0JA15-2BF0 | G220 IP55 3AC400V 5,5kW FSB | 3070.48
6SL4113-0JA15-2FF0 | G220 IP55 3AC400V 5,5kW FSB | 3362.45
6SL4113-0JA16-0AF0 | G220 IP55 3AC400V 7,5kW FSB | 2932.87
6SL4113-0JA16-0BF0 | G220 IP55 3AC400V 7,5kW FSB | 3127.53
6SL4112-0JQ23-0BF0 | G220 IP55 3AC200V 30kW FSE | 7985.87
6SL4112-0JQ23-0FF0 | G220 IP55 3AC200V 30kW FSE | 8277.84
7ME6901-1AD10 | FMT020 adapter | 5150.76
8LK6036-7AA15 | CU cable conn. ACB to MBB N 3WA size 1 | 193.27
8LK6036-7AA16 | CU cable conn. ACB to MBB N 3WA size 1 | 234.46
8LK6036-7AA18 | CU cable conn. ACB to MBB N 3WA size 1 | 158.37
8LK6036-7AA20 | CU cable conn. ACB to MBB N 3WA size 1 | 190.8
8LK6036-7AA38 | CU cable conn. ACB to MBB N 3WA size 2 | 739.47
8LK6036-7AA40 | CU cable conn. ACB to MBB N 3WA size 2 | 795.56
8LK6036-7AA41 | CU cable conn. ACB to MBB N 3WA size 2 | 395.27
8LK6036-7AA43 | CU cable connection ACB N 3WA size 2 | 660.91
8PQ3000-3BA12 | SEPAR. 2B MBBB/B200 T400 | 62.72
8PQ3000-3BA21 | SEPAR. 2B MBBB/B200 T600 | 73.14
8PQ3000-3BA30 | SEPAR. 2B MBBB/B200 T800 | 84
8PQ3000-3BA83 | Mounting plate perf. H: 200mm W: 600mm | 79.93
8PQ3000-3BA84 | Mounting plate perf. H: 200mm W: 800mm | 89.57
8PQ4000-5BA70 | Lugs cascaded top bottom, 30x10, D: 800 | 1923.24
8PQ4000-5BA71 | Lugs cascaded top bottom, 40x10, D: 800 | 2220.57
8PQ4000-5BA72 | Laschen bilateral 4x30x10, D400,800 W400 | 852.93
8PQ4000-5BA73 | Laschen bilateral 4x50x10, D400,800 W400 | 1179.98
8PQ4000-5BA88 | lugs non-cascaded 8x30x10, D800 W200 | 852.93
8PQ4000-6BA00 | lugs non-cascaded 8x30x10, D800 W200 | 852.93
8PQ4000-6BA01 | lugs non-cascaded 8x30x10, D800 W200 | 852.93
8PQ4000-6BA02 | Laschen bilateral 4x30x10, D400,800 W200 | 852.93
8PQ5000-6BA36 | Sep. coupling section 3WA11, B600 T400 | 638.32
8PQ5000-6BA37 | Sep. coupling section 3WA11, B600 T600 | 711.7
8PQ5000-6BA38 | Sep. coupling section 3WA11, B600 T800 | 729.34
8PQ5000-6BA40 | Sep. coupling section 3WA12, B800 T600 | 851.08
8MF1111-0AA00-0MC4 | SIVACON 2200mm x 900mm x 600mm | 4146.8
8MF1111-0AA00-0MC5 | SIVACON 2200mm x 900mm x 600mm | 3859.83
8MF1111-0AA00-0MC6 | SIVACON 2200mm x 900mm x 600mm | 3759.38
8MF1111-0AA00-0MC7 | SIVACON 2000mm x 800mm x 400mm | 3041.94
8MF1111-0AA00-0ME5 | SIVACON 2000mm x 1200mm x 500mm | 4362.03
8MF1111-0AA00-0ME7 | SIVACON 2200mm x 1200mm x 500mm | 4849.9
8MF1111-0AA00-0ME8 | SIVACON 1800mm x 1200mm x 400mm | 662.92
8MF1111-0AA00-0MF0 | SIVACON 2200mm x 900mm x 600mm | 3759.38
8MF1111-0AA00-0MG6 | SIVACON 2200mm x 900mm x 600mm | 4390.73
8MF1111-0AA00-0MG7 | SIVACON 2200mm x 900mm x 600mm | 5036.42
8MF1111-0AA00-0MG8 | SIVACON 2200mm x 900mm x 600mm | 5596.03
8MF1111-0AA00-0MH3 | SIVACON 2200mm x 800mm x 500mm | 3056.3
8LK6036-7AA13 | CU cable conn. ACB to MBB N 3WA size 1 | 164.61
8LK6036-7AA23 | CU cable conn. ACB to MBB N 3WA size 1 | 256.86
8LK6036-7AA26 | CU cable conn. ACB to MBB N 3WA size 1 | 229.46
8LK6036-7AA34 | CU cable conn. ACB to MBB N 3WA size 2 | 406.51
8LK6036-7AA37 | CU cable conn. ACB to MBB N 3WA size 2 | 720.73
8LK6036-7AA44 | CU cable connection ACB N 3WA size 2 | 389.06
8LK9400-4AA37 | Transport plank T600 | 29.82
8LK9400-4AA40 | Cable entry, D=10-40mm | 8.61
8PQ3000-3BA86 | Mounting plate perf. H: 400mm W: 800mm | 117.06
8PQ3000-3BA88 | Mounting plate perf. H: 600mm W: 800mm | 141.23
8PQ4000-5BA65 | Lugs cascaded top bottom,30x10,D:600,800 | 957.01
8PQ4000-5BA67 | Lugs cascaded top bottom, 30x10, D: 800 | 895.67
8PQ4000-5BA75 | Laschen bilateral 4x50x10, D400,800 W400 | 1495.87
8PQ4000-5BA77 | Laschen bilateral 8x50x10, D800 W400 | 2982.41
8PQ4000-5BA85 | lugs non-cascaded 4x50x10, D400,800 W200 | 590.91
8PQ4000-5BA87 | lugs non-cascaded 8x30x10, D800 W200 | 852.93
8PQ4000-6BA03 | Laschen bilateral 4x50x10, D400,800 W200 | 852.93
8PQ4000-6BA05 | Laschen bilateral 4x50x10, D800 W200 | 1709.57
8PQ5000-6BA32 | Separation 3WA11, MBB: top, B600 T600 | 416.24
8PQ5000-6BA34 | Separation 3WA12, MBB: top, B800 T600 | 486.87
8MF1111-0AA00-0MB0 | SIVACON 1800mm x 900mm x 400mm | 3927.8
8MF1111-0AA00-0MB2 | SIVACON 2200mm x 800mm x 600mm | 3314.57
8MF1111-0AA00-0MC0 | SIVACON 2200mm x 900mm x 600mm | 3788.08
8MF1111-0AA00-0MC3 | SIVACON 2000mm x 1000mm x 500mm | 4620.32
8MF1111-0AA00-0MC8 | SIVACON 2200mm x 900mm x 600mm | 4017.67
8MF1111-0AA00-0MD1 | SIVACON 2000mm x 800mm x 400mm | 720.31
8MF1111-0AA00-0ME1 | SIVACON 2200mm x 1200mm x 1000mm | 5093.83
8MF1111-0AA00-0ME3 | SIVACON 2000mm x 1000mm x 600mm | 4419.43
8MF1111-0AA00-0MF2 | SIVACON 1800mm x 1000mm x 600mm | 3931.58
8MF1111-0AA00-0MF4 | SIVACON 2000mm x 1200mm x 500mm | 4448.14
8MF1111-0AA00-0MG1 | SIVACON 2200mm x 1200mm x 600mm | 2798.01
8MF1111-0AA00-0MG3 | SIVACON 2200mm x 1200mm x 600mm | 3974.62
8MF1111-0AA00-0MH6 | SIVACON 2000mm x 800mm x 1000mm | 4821.2
8MF1111-0AA00-0MJ0 | SIVACON 2000mm x 1200mm x 500mm | 4032.01
8MF1111-0AA00-0MK4 | SIVACON 2000mm x 800mm x 800mm | 2998.9
8MF1111-0AA00-0MK7 | SIVACON 2200mm x 800mm x 800mm | 1492.27
8MF1111-0AA00-0ML3 | SIVACON 2000mm x 600mm x 800mm | 3242.82
8MF1111-0AA00-0ML5 | SIVACON 1800mm x 600mm x 800mm | 3845.47
8MF1111-0AA00-0MM4 | SIVACON 2000mm x 800mm x 600mm | 2697.58
8MF1111-0AA00-0MM6 | SIVACON 2000mm x 800mm x 500mm | 2654.54
8MF1111-0AA00-0MN5 | SIVACON 2000mm x 1000mm x 800mm | 4706.41
8MF1111-0AA00-0MN7 | SIVACON 2000mm x 800mm x 800mm | 5352.1
8MF1111-0AA00-0MP3 | SIVACON 2000mm x 800mm x 400mm | 2582.79
8MF1111-0AA00-0MP5 | SIVACON 2000mm x 800mm x 400mm | 3142.39
8MF1111-0AA00-0MP7 | SIVACON 2000mm x 1000mm x 400mm | 4419.43
8MF1111-0AA00-0MQ3 | SIVACON 2200mm x 900mm x 1000mm | 4232.89
8MF1111-0AA00-0MQ5 | SIVACON 2200mm x 900mm x 600mm | 4634.66
8MF1111-0AA00-0MR4 | SIVACON 2200mm x 1200mm x 400mm | 3070.64
8MF1111-0AA00-0MR6 | SIVACON 2200mm x 1200mm x 600mm | 4247.25
8MF1111-0AA00-0MS4 | SIVACON 2200mm x 1000mm x 1000mm | 6327.83
8MF1111-0AA00-0MT1 | SIVACON 2200mm x 800mm x 600mm | 3041.94
8MF1111-0AA00-0MT3 | SIVACON 2000mm x 900mm x 600mm | 3242.82
8MF1111-0AA00-0MU0 | SIVACON 1800mm x 600mm x 500mm | 2568.43
8MF1111-0AA00-0MU4 | SIVACON 2000mm x 800mm x 800mm | 4448.14
8MF1111-0AA00-0MV2 | SIVACON 2000mm x 1200mm x 400mm | 3673.29
8MF1111-0AA00-0MV4 | SIVACON 2200mm x 1200mm x 600mm | 4146.8
8PQ6001-5BA81 | Support N connection 3VA15/3VA25 | 53.45
8MF1111-0AA00-0MN8 | SIVACON 2000mm x 800mm x 400mm | 3142.39
8MF1111-0AA00-0MP0 | SIVACON 2000mm x 800mm x 400mm | 2625.83
8MF1111-0AA00-0MP1 | SIVACON 2000mm x 1000mm x 400mm | 3113.69
8MF1111-0AA00-0MP2 | SIVACON 2000mm x 800mm x 400mm | 2582.79
8MF1111-0AA00-0MQ8 | SIVACON 2200mm x 1200mm x 800mm | 4189.85
8MF1111-0AA00-0MR0 | SIVACON 2000mm x 800mm x 800mm | 2769.31
8MF1111-0AA00-0MR1 | SIVACON 2000mm x 600mm x 500mm | 2582.79
8MF1111-0AA00-0MR2 | SIVACON 2000mm x 800mm x 600mm | 3228.48
8MF1111-0AA00-0MT4 | SIVACON 1800mm x 600mm x 600mm | 3214.14
8MF1111-0AA00-0MT5 | SIVACON 2000mm x 800mm x 400mm | 3572.86
8MF1111-0AA00-0MT7 | SIVACON 2000mm x 600mm x 400mm | 3458.07
8MF1111-0AA00-0MT8 | SIVACON 2200mm x 1200mm x 600mm | 3128.03
8MF1111-0AA00-0MV5 | SIVACON 2000mm x 600mm x 400mm | 2697.58
8MF1111-0AA00-0MV6 | SIVACON 2200mm x 1200mm x 500mm | 4878.59
8MF1111-0AA00-0MV7 | SIVACON 2000mm x 800mm x 600mm | 3056.3
8MF1111-0AA00-0MV8 | SIVACON 2000mm x 900mm x 600mm | 4103.76
8MF1111-0AA00-0MW1 | SIVACON 2200mm x 900mm x 600mm | 5481.25
8PQ6001-6BA22 | KIT 3WA size 2, 3/4-pole, H675 W800 | 295.48
8PQ6001-6BA23 | KIT 3WA size 1, 3/4-pole, H675 W600 | 237.87
8PQ6001-6BA34 | Cable conn. 3WA11, 3/4-pole, WD, B600 | 665.25
8PQ6001-6BA35 | Cable conn. 3WA12, 3/4-pole, B800 | 723.78
9HK1520-0AA00-0AA0 | SINAMICS S120M Hybrid Cable Extension | 1230.9
1FK7034-2AF21-1RH0-ZN05 | SYNCHRONOUS MOTOR 1FK7-CT 1,6 NM | 2500.72
1FK7060-3BF71-1CH1-ZJ32 | SYNCHRONOUS MOTOR 1FK7-HI 6 NM | 7240.28
1FK7061-4CF71-1CH1-ZR72 | SYNCHRONOUS MOTOR 1FK7-HD 6,4 NM | 3670.86
1FK7062-2AH71-1CG0-ZQ31 | SYNCHRONOUS MOTOR 1FK7-CT 8,5 NM | 2974.91
1FK7084-2AF71-1PH0-ZN24 | SYNCHRONOUS MOTOR 1FK7-CT 20 NM | 3533.86
3RA2912-1 | Vibrationkit for 3RC7141 ILM | 3.79
3RA2913-2LA2 | Mountingkit Reversestarter 3RC7141-1 ILM | 21.54
3RA2923-2LB2 | Mountingkit Reversestarter 3RC7141-4 ILM | 51.78
3RA2923-2MB2 | Mountingkit Reversestarter 3RC7141-4 ILM | 31.46
3SE5282-0JC05-8RA7 | POS.50047 PLAST.SNAP-ACT,OVERTR.PLUNGER | 43.11
3SE5282-0JC05-8RC4 | POS.50047 PLAST.SNAP-ACT,OVERTR.PLUNGER | 28.49
3UF5720-0AC00-1 | PCS 7 Lib SIMOCODE-DP Legacy V10 | 7062.62
3UF5720-0AC01-1 | PCS 7 Lib SIMOCODE-DP Legacy V10 RT | 4561
5ST3073-0MC | RCA 5ST3 COM RCD/IR Test; 230V AC | 748.8
5ST3074 | RCA ARD with IR-Test; 230V AC | 368.43
5SV3312-6MJ01 | RCCB A 25/2 30MA 2MW 10KA G OEZ | 63.72
5SV3314-6MJ01 | RCCB A 40/2 30MA 2MW 10KA G OEZ | 72.02
5SV3342-6MJ01 | RCCB A 25/4 30MA 4MW 10KA G OEZ | 75.96
5SV4346-0MJ01 | RCCB AC 63/4 30MA 4MW 10KA G OEZ | 58.78
5SV4442-0MJ01 | RCCB AC 25/4 100MA 4MW 10KA G OEZ | 43.76
6AG1512-1DM03-7AB0 | SIPLUS ET 200SP CPU 1512SP-1 PN | 3237.9
6AG1515-2RN03-7AB0 | SIPLUS S7-1500 CPU 1515R-2 PN | 10627.1
6AV2154-3JD00-0LB0 | Data Hub Audit Trail (3x1) DL | 1147.91
6AV2155-0HM01-8LB0 | SIMATIC CFL V2.0 (1 HMI RT) Promo DL | 290.65
6AV2155-0HM02-3LB0 | SIMATIC CFL V3.0 (1 HMI RT) Promo DL | 290.65
6AV2155-0PM01-8LB0 | SIMATIC CFL V2.0 (1 AS RT) Promo DL | 437.47
6AV2156-0EM02-3LA0 | SIMATIC MTP Creator V4.0 DL | 38.94
6AV2156-0HM01-8LB0 | SIMATIC CFL Library V2.0 (1x HMI RT) DL | 551.34
6AV2156-0HM02-3LB0 | SIMATIC CFL Library V3.0 (1x HMI RT) DL | 551.34
6AV2156-0PM01-8LB0 | SIMATIC CFL Library V2.0 (1x AS RT) DL | 708.64
6AV7882-0AA20-6CA0 | SIMATIC IPC277E, 7" Touch | 3412.86
6AV7882-0AA30-7EA0 | SIMATIC IPC277E, 7" Touch | 3033.82
6AV7882-0AB60-7EA0 | SIMATIC IPC277E, 7" Touch | 3287.02
6AV7882-0AC50-8EA0 | SIMATIC IPC277E, 7" Touch | 2964.91
3VA5230-5ED31-0AA0 | MCCB_UL_FS250_30A_3P_35KA_TM_ FTFM | 447.45
8MF1111-0AA00-0MH4 | SIVACON 2200mm x 900mm x 600mm | 4505.52
8MF1111-0AA00-0MK8 | SIVACON 2000mm x 600mm x 600mm | 1635.76
8MF1111-0AA00-0ML0 | SIVACON 2000mm x 600mm x 600mm | 1779.26
8MF1111-0AA00-0ML1 | SIVACON 1800mm x 600mm x 800mm | 3845.47
8MF1111-0AA00-0ML2 | SIVACON 2000mm x 800mm x 500mm | 2898.46
8MF1111-0AA00-0MM8 | SIVACON 2200mm x 400mm x 400mm | 2238.41
8MF1111-0AA00-0MN0 | SIVACON 2000mm x 400mm x 400mm | 2912.81
8MF1111-0AA00-0MN1 | SIVACON 2200mm x 400mm x 400mm | 2683.22
8MF1111-0AA00-0MN3 | SIVACON 2200mm x 800mm x 800mm | 5610.39
8MF1111-0AA00-0MP8 | SIVACON 2200mm x 900mm x 600mm | 3515.45
8MF1111-0AA00-0MQ0 | SIVACON 2200mm x 900mm x 600mm | 3515.45
8MF1111-0AA00-0MQ1 | SIVACON 2200mm x 900mm x 600mm | 3156.73
8MF1111-0AA00-0MQ2 | SIVACON 2200mm x 900mm x 600mm | 3371.98
8MF1111-0AA00-0MR7 | SIVACON 2200mm x 900mm x 600mm | 3515.45
8MF1111-0AA00-0MR8 | SIVACON 1800mm x 800mm x 600mm | 3443.71
8MF1111-0AA00-0MS0 | SIVACON 2000mm x 600mm x 600mm | 2837.48
8MF1111-0AA00-0MS2 | SIVACON 2200mm x 1000mm x 1000mm | 6327.83
8MF1111-0AA00-0MU6 | SIVACON 2200mm x 900mm x 600mm | 3070.64
8MF1111-0AA00-0MU7 | SIVACON 2200mm x 900mm x 600mm | 3371.98
8MF1111-0AA00-0MU8 | SIVACON 2200mm x 900mm x 600mm | 4663.36
8MF1111-0AA00-0MV0 | SIVACON 2200mm x 900mm x 600mm | 4663.36
1FK2204-5AK10-2MA0-ZA21M00R03 | SYNCHRONOUS MOTOR 1FK2-CT 2.4 NM | 1986.28
1FK2204-5AK11-2MA0-ZA22M01R15 | SYNCHRONOUS MOTOR 1FK2-CT 2.4 NM | 2203.31
1FK2205-2AF11-0MA0-ZB42M01R64 | SYNCHRONOUS MOTOR 1FK2 CT 3,6 NM | 3010.06
1FK2205-4AF01-0MA0-ZA42M01R12 | SYNCHRONOUS MOTOR 1FK2 CT 6 NM | 2864.1
1PH8224-1HF10-2EA2-ZK40 | COMPACT ASYNCHRONOUS MOTOR | 20287.55
1PH8224-1HF13-2BD2 | COMPACT ASYNCHRONOUS MOTOR | 21065.83
1PH8224-1MC03-0AD2-ZK18L76 | COMPACT ASYNCHRONOUS MOTOR | 21420.52
1PH8224-1MF03-2AB2-ZL00 | COMPACT ASYNCHRONOUS MOTOR | 21532.85
3RV2021-0CA10-0DA0 | CIRCUIT-BREAKER SCREW CONNECTION 0.25A | 59.48
3RV2021-0DA10-0DA0 | CIRCUIT-BREAKER SCREW CONNECTION 0.32A | 60.53
3RV2021-0EA10-0DA0 | CIRCUIT-BREAKER SCREW CONNECTION 0.4A | 60.53
3RV2021-0FA10-0DA0 | CIRCUIT-BREAKER SCREW CONNECTION 0.5A | 60.53
3RV2021-0GA10-0DA0 | CIRCUIT-BREAKER SCREW CONNECTION 0.63A | 60.53
3VA2612-5HM37-0AA0 | MCCB_IEC_FS1250_1250A_3p_55kA_ETU3_LIG | 3948.69
3VA2612-5HM47-0AA0 | MCCB_IEC_FS1250_1250A_4p_55kA_ETU3_LIG | 5213.97
3VA2612-5HN37-0AA0 | MCCB_IEC_FS1250_1250A_3p_55kA_ETU3_LSI | 3814.21
3VA2612-5HN47-0AA0 | MCCB_IEC_FS1250_1250A_4p_55kA_ETU3_LSI | 5061.16
5SV3444-6MJ01 | RCCB A 40/4 100MA 4MW 10KA G OEZ | 67.84
5SV3446-6MJ01 | RCCB A 63/4 100MA 4MW 10KA G OEZ | 79.01
5SV3447-6MJ01 | RCCB A 80/4 100MA 4MW 10KA G OEZ | 127.61
5SV3644-8MJ | RCCB A 40/4 300MA 4MW 10KA SEL OEZ | 51.05
6AV2154-1JA00-0LB0 | Data Hub Client Small (1) DL | 602.65
6AV2154-1JC00-0LB0 | Data Hub Client (1) DL | 1506.63
6AV2154-1JD00-0LB0 | Data Hub Audit Trail (1) DL | 451.99
6AV2154-2CA00-0LB0 | Data Hub Client Small (10x1) DL | 4037.75
6AV2155-1TM02-3LA0 | SIMATIC MTP Integrator V1.0 DL 1x Promo | 331.1
6AV2155-2EB02-3BA0 | WinCC Unified V19 PC RT 1k ASIA Package | 2862.58
6AV2155-2FB02-3BA0 | WinCC Unified V19 PC RT 10k ASIA Package | 7154.31
6AV2155-2MB02-3BA0 | WinCC Unified V19 PC RT 2.5 ASIA Package | 3722.07
6AV2156-4TM02-3LA0 | SIMATIC MTP Integrator V1.0 DL 10x PEA | 4247.35
6AV2157-0BD00-0LQ0 | WinCC Unified ProDiag EPL Royalty DL | 1432.09
6AV2181-8AT00-0AX1 | USB 2.0 mouse | 103.33
6AV2185-5AF05-0WP0 | CONNECTING CABLE MOBILE, 5M | 724.49
6AV7882-0CA10-2EA0 | SIMATIC IPC277E, 12" Touch | 3328.96
6AV7882-0CB10-2EA0 | SIMATIC IPC277E, 12" Touch | 3498.26
8PQ6001-5BA84 | Support N connection 3VA27 | 53.45
9HK1531-0AA00-0AA0 | Pickpower32_HS_2022 | 851.34
1FK2203-4AK00-2SA0-ZA12M00R12 | SYNCHRONOUS MOTOR 1FK2 CT 1,27 NM | 1437.8
1FK7032-2AK71-1CG1-ZJ22 | SYNCHRONOUS MOTOR 1FK7-CT 1,15 NM | 4650.51
1FK7032-2AK71-1RB0-ZL13 | SYNCHRONOUS MOTOR 1FK7-CT 1,15 NM | 2183.49
1FK7084-3BF71-1RH0-ZK23M03 | SYNCHRONOUS MOTOR 1FK7-HI 20 NM | 3801.37
1PH8224-1HF00-0FD2-ZK40L00L76 | COMPACT ASYNCHRONOUS MOTOR | 21225.96
1PH8226-1DB00-0FA1 | COMPACT ASYNCHRONOUS MOTOR | 25118.82
1PH8226-1DB00-2BD1 | COMPACT ASYNCHRONOUS MOTOR | 25235.57
3RT1076-6AR36-0UA0 | CONTACTOR, 250KW/400V 2NO+2NC 480V | 2253.61
3RV2021-0AA10-0DA0 | CIRCUIT-BREAKER SCREW CONNECTION 0.16A | 59.48
3RV2021-0HA10-0DA0 | CIRCUIT-BREAKER SCREW CONNECTION 0.8A | 64.28
3RV2021-0KA10-0DA0 | CIRCUIT-BREAKER SCREW CONNECTION 1.25A | 68.55
3VA2612-5HK47-0AA0 | MCCB_IEC_FS1250_1250A_4p_55kA_TU_ ELISA | 4981.69
3VA2612-5HL47-0AA0 | MCCB_IEC_FS1250_1250A_4p_55kA_ETU3_LI | 4981.69
3WA9111-0ES24 | Accessory Air Circuit Breaker 3WA | 112.2
5ST3046 | Undervoltage Release DC 48V + 2xAS | 70.52
5SV3344-6MJ01 | RCCB A 40/4 30MA 4MW 10KA G OEZ | 88.12
5SV3347-6MJ01 | RCCB A 80/4 30MA 4MW 10KA G OEZ | 142.81
5SV4312-0MJ01 | RCCB AC 25/2 30MA 2MW 10KA G OEZ | 54.92
5SV4344-0MJ01 | RCCB AC 40/4 30MA 4MW 10KA G OEZ | 43.68
6AG1516-3AP03-2AB0 | SIPLUS S7-1500 CPU 1516-3 PN | 12631.88
6AG1518-4AX00-4AB0 | SIPLUS S7-1500 CPU 1518-4 PN/DP MFP | 23971.87
6AG2131-6BF01-4BA0 | SIPLUS ET 200SP DI 8x24VDC ST RAIL | 252.63
6AV2154-2CC00-0LB0 | Data Hub Client (10x1) DL | 10094.39
6AV2154-3JA00-0LB0 | Data Hub Client Small (3x1) DL | 1529.58
6AV2155-1EB02-3BA0 | WinCC Unified V19 PC RT 500 ASIA Package | 2146.58
6AV2155-1GB02-3BA0 | WinCC Unified V19 PC RT 50k ASIA Package | 10015.46
6AV2155-3DB02-3BA0 | WinCC Unified V19 PC RT 150 ASIA Package | 859.49
6AV2155-4TM02-3LA0 | SIMATIC MTP Integrator V1.0 DL 10x Promo | 2973.89
6AV2156-0BM32-3LB0 | SIMATIC CFL Upgrade V2.x -->V3.0 DL | 86.9
6AV2156-0PM02-3LB0 | SIMATIC CFL Library V3.0 (1x AS RT) DL | 708.64
6AV2156-1EM32-3LB0 | SIMATIC MTP Creator Custom. V4.0 UPG DL | 1186.56
6AV2185-5AF15-0WP0 | CONNECTING CABLE MOBILE, 15M | 1044.85
6AV7882-0AA10-0EA0 | SIMATIC IPC277E, 7" Touch | 2430.06
6AV7882-0BA10-7BA0 | SIMATIC IPC277E, 9" Touch | 3167.15
6AV7882-0BA20-8EA0 | SIMATIC IPC277E, 9" Touch | 3122.21
6AV7882-0CA10-1EA0 | SIMATIC IPC277E, 12" Touch | 3328.96
3NW7025 | Fuseholder 10x38 10A 1250V DC (UL) | 19.92
3RU2126-4CB0-ZW97 | Therm. overload relay 17 - 22 A | 51.21
3VA5230-5ED36-1AA0 | MCCB_UL_FS250_30A_3P_35KA_TM_ FTFM | 467.16
3VA5230-6ED31-0AA0 | MCCB_UL_FS250_30A_3P_65KA_TM_ FTFM | 515.84
3VA5230-7ED31-0AA0 | MCCB_UL_FS250_30A_3P_100KA_TM_ FTFM | 568.91
3VA5230-7ED32-0AA0 | MCCB_UL_FS250_30A_3P_100KA_TM_ FTFM | 568.91
3VA5235-5ED31-0AA0 | MCCB_UL_FS250_35A_3P_35KA_TM_ FTFM | 447.45
3VA5235-5ED32-0AA0 | MCCB_UL_FS250_35A_3P_35KA_TM_ FTFM | 455.65
3VA5235-6ED32-0AA0 | MCCB_UL_FS250_35A_3P_65KA_TM_ FTFM | 521.86
3VA5235-6ED36-0AA0 | MCCB_UL_FS250_35A_3P_65KA_TM_ FTFM | 521.31
3VA5235-7ED36-0AA0 | MCCB_UL_FS250_35A_3P_100KA_TM_ FTFM | 568.91
3VA5235-7ED61-0AA0 | MCCB_UL_FS250_35A_2P_100KA_TM_ FTFM | 505.46
3ZS1632-2XE05-0YB0 | PCS 7 Lib SIMOCODE pro V10 RT | 1306.13
3ZS1633-1XE52-0YA0 | PCS 7 Lib Soft Starter 3RW5 V10 | 1399.86
5SV6314-6KP06 | AFDD-RCBOele PT 30mA A B6 230V 10KA 1MW | 447.68
5SV6314-6KP13 | AFDD-RCBOele PT 30mA A B13 230V 10KA 1MW | 447.68
1PH8133-3DF02-2AA1-ZU66 | COMPACT ASYNCHRONOUS MOTOR 1PH813 | 11278.58
1PH8133-3FF13-2AB1-ZK24U60V90 | COMPACT ASYNCHRONOUS MOTOR 1PH813 | 12362.31
3VA5230-5ED31-1AA0 | MCCB_UL_FS250_30A_3P_35KA_TM_ FTFM | 461.15
3VA5230-5ED32-0AA0 | MCCB_UL_FS250_30A_3P_35KA_TM_ FTFM | 455.65
3VA5230-5ED32-1AA0 | MCCB_UL_FS250_30A_3P_35KA_TM_ FTFM | 467.71
3VA5230-7ED32-1AA0 | MCCB_UL_FS250_30A_3P_100KA_TM_ FTFM | 585.31
3VA5230-7ED36-0AA0 | MCCB_UL_FS250_30A_3P_100KA_TM_ FTFM | 568.91
3VA5230-7ED36-1AA0 | MCCB_UL_FS250_30A_3P_100KA_TM_ FTFM | 585.31
3VA5230-7ED61-0AA0 | MCCB_UL_FS250_30A_2P_100KA_TM_ FTFM | 505.46
3VA5235-6ED36-1AA0 | MCCB_UL_FS250_35A_3P_65KA_TM_ FTFM | 533.9
3VA5235-6ED61-0AA0 | MCCB_UL_FS250_35A_2P_65KA_TM_ FTFM | 460.6
3VA5235-7ED31-0AA0 | MCCB_UL_FS250_35A_3P_100KA_TM_ FTFM | 568.91
3VA5235-7ED31-1AA0 | MCCB_UL_FS250_35A_3P_100KA_TM_ FTFM | 579.84
3VA5235-7ED32-0AA0 | MCCB_UL_FS250_35A_3P_100KA_TM_ FTFM | 568.91
3ZS1633-2XE05-0YB0 | PCS 7 Lib SoftStarter 3RW44 Legacy V10RT | 2459.55
3ZS1633-2XE52-0YB0 | PCS 7 Lib Soft Starter 3RW5 V10 RT | 919.72
3ZS1635-2XE05-0YB0 | AS-INTERFACE PCS 7 LIB. V10 RT LICENSE | 820.76
5SV4444-0MJ01 | RCCB AC 40/4 100MA 4MW 10KA G OEZ | 41.64
1PH8135-1DF00-2LC1-ZK23 | COMPACT ASYNCHRONOUS MOTOR 1PH813 | 7841.37
1PH8135-1DF20-1BA1-ZY84 | COMPACT ASYNCHRONOUS MOTOR 1PH813 | 8048.85
1PH8135-1DF23-0LB1-ZX01 | COMPACT ASYNCHRONOUS MOTOR 1PH813 | 9498.84
1PH8135-1DS13-0MA1 | COMPACT ASYNCHRONOUS MOTOR 1PH813 | 8995.51
1PH8163-3DF13-0AD1-ZU65 | COMPACT ASYNCHRONOUS MOTOR 1PH816 | 15348.29
1PH8163-3HB13-2AC2-ZU62 | COMPACT ASYNCHRONOUS MOTOR 1PH816 | 13875.55
1PH8163-3MF03-2AA2-ZK23U65X53 | COMPACT ASYNCHRONOUS MOTOR 1PH816 | 15451.45
1PH8164-2DL23-2BA1 | COMPACT SYNCHRONOUS MOTOR 1PH816 | 17931.81
1PH8284-1HD10-1AU2 | COMPACT ASYNCHRONOUS MOTOR | 38651.35
1PH8284-1HF40-2BX2 | COMPACT ASYNCHRONOUS MOTOR | 50633.57
1PH8284-1MD40-2BX2-ZA12G14L00 | COMPACT ASYNCHRONOUS MOTOR | 52948.36
1PH8286-1AD23-1BA2 | COMPACT ASYNCHRONOUS MOTOR | 56719.75
1PH8288-1DB13-2FV1 | COMPACT ASYNCHRONOUS MOTOR | 58330.16
1PH8288-1DB20-0BD1-ZB35L00X21 | COMPACT ASYNCHRONOUS MOTOR | 70127.18
1PH8288-1DD10-0BU1 | COMPACT ASYNCHRONOUS MOTOR | 55425.33
1PH8288-1DD40-0BU1 | COMPACT ASYNCHRONOUS MOTOR | 75008.25
3RT2326-1AV00-4AA0 | 4NO CONTACTOR, AC1: 40A, 230V 50HZ | 92.43
3RT2336-1AV00-4AA0 | 4NO CONTACTOR,AC3:22KW, 400VAC 50HZ | 176.62
3RT2346-1NF30 | 4NO CONTACTOR, AC1:140A, 83-155VAC/DC | 456.41
3RT2348-1XB40-0LA2 | 4NO CONTACTOR, AC1:160A, AC/DC 24V | 619.75
3RV2021-1BA10-0DA0 | CIRCUIT-BREAKER SCREW CONNECTION 2A | 71.26
3VA5282-5ED31-1AA0 | MCCB_UL_FS250_20A_3P_35KA_TM_ FTFM | 461.15
3VA5282-5ED32-0AA0 | MCCB_UL_FS250_20A_3P_35KA_TM_ FTFM | 455.65
3VA5282-5ED32-1AA0 | MCCB_UL_FS250_20A_3P_35KA_TM_ FTFM | 467.71
3VA5282-5ED36-0AA0 | MCCB_UL_FS250_20A_3P_35KA_TM_ FTFM | 455.13
3VA5282-7ED36-0AA0 | MCCB_UL_FS250_20A_3P_100KA_TM_ FTFM | 568.91
3VA5282-7ED36-1AA0 | MCCB_UL_FS250_20A_3P_100KA_TM_ FTFM | 585.31
1PH8186-1DD10-2CA1-ZG14L00P00 | COMPACT ASYNCHRONOUS MOTOR | 18113.68
1PH8186-1DD15-2AB1-ZL76 | COMPACT ASYNCHRONOUS MOTOR | 17748.9
3VA2612-6HK37-0AA0 | MCCB_IEC_FS1250_1250A_3p_85kA_TU_ ELISA | 4272.65
3VA2612-6HK47-0AA0 | MCCB_IEC_FS1250_1250A_4p_85kA_TU_ ELISA | 5709.1
3VA2612-6HL37-0AA0 | MCCB_IEC_FS1250_1250A_3p_85kA_ETU3_LI | 4272.65
3VA2612-6HL47-0AA0 | MCCB_IEC_FS1250_1250A_4p_85kA_ETU3_LI | 5709.1
3VA2612-7HM37-0AA0 | MCCB_IEC_FS1250_1250A_3p_110kA_ETU3_LIG | 4834.99
3VA2612-7HM47-0AA0 | MCCB_IEC_FS1250_1250A_4p_110kA_ETU3_LIG | 6418.13
3VA2612-7HN37-0AA0 | MCCB_IEC_FS1250_1250A_3p_110kA_ETU3_LSI | 4706.62
3VA2612-7HN47-0AA0 | MCCB_IEC_FS1250_1250A_4p_110kA_ETU3_LSI | 6295.9
6AG1052-1FB08-7BA2 | SIPLUS LOGO! 230RCE | 634.8
6AG4141-7CC18-0FA0 | SIMATIC IPC427E (MicroBOX PC) | 5699.09
6AV7882-0CC60-8CA0 | SIMATIC IPC277E, 12" Touch | 4179.93
6AV7882-0DA10-2EA0 | SIMATIC IPC277E, 15" Touch | 3655.56
3VA5230-6ED31-1AA0 | MCCB_UL_FS250_30A_3P_65KA_TM_ FTFM | 530.06
3VA5230-6ED32-0AA0 | MCCB_UL_FS250_30A_3P_65KA_TM_ FTFM | 521.86
3VA5230-6ED32-1AA0 | MCCB_UL_FS250_30A_3P_65KA_TM_ FTFM | 534.45
3VA5230-6ED36-0AA0 | MCCB_UL_FS250_30A_3P_65KA_TM_ FTFM | 521.31
3VA5230-6ED36-1AA0 | MCCB_UL_FS250_30A_3P_65KA_TM_ FTFM | 533.9
3VA5235-5ED36-0AA0 | MCCB_UL_FS250_35A_3P_35KA_TM_ FTFM | 455.13
3VA5235-5ED36-1AA0 | MCCB_UL_FS250_35A_3P_35KA_TM_ FTFM | 467.16
3VA5235-5ED61-0AA0 | MCCB_UL_FS250_35A_2P_35KA_TM_ FTFM | 403.71
3VA5235-6ED31-0AA0 | MCCB_UL_FS250_35A_3P_65KA_TM_ FTFM | 515.84
3VA9677-0NA11 | external neutral current transformer | 1252.67
3VA9803-0QC00 | Front bus connectors offset, 3 pcs. | 1706.7
3ZS1326-2CC12-0YA5 | SIRIUS Safety ES V19 Pro DVD | 504.63
3ZS1326-2CC12-0YE5 | SIRIUS Safety ES V19 Pro Upgrade | 129.83
3ZS1326-2CE12-0YB5 | SIRIUS Safety ES V19 Pro OSD | 499.02
3ZS1632-1XE05-0YA0 | PCS 7 Lib SIMOCODE pro V10 | 2017.93
5SV6314-6KP20 | AFDD-RCBOele PT 30mA A B20 230V 10KA 1MW | 493.77
5SV6314-6KP25 | AFDD-RCBOele PT 30mA A B25 230V 10KA 1MW | 493.77
5SV6314-6KP32 | AFDD-RCBOele PT 30mA A B32 230V 10KA 1MW | 493.77
1PH8133-2FF03-2BA1 | COMPACT SYNCHRONOUS MOTOR 1PH813 | 14816.04
1PH8163-1HF10-2FA2 | COMPACT ASYNCHRONOUS MOTOR 1PH816 | 7604.3
1PH8163-1HF23-1BA2 | COMPACT ASYNCHRONOUS MOTOR 1PH816 | 9809.94
1PH8163-1HF23-2BA2-ZK24 | COMPACT ASYNCHRONOUS MOTOR 1PH816 | 10038
1PH8163-1HG13-2BA2 | COMPACT ASYNCHRONOUS MOTOR 1PH816 | 8154.47
1PH8228-2FC00-0BA1-ZK09K84 | COMPACT SYNCHRONOUS MOTOR | 41895.68
1PH8284-1DB10-2FU1 | COMPACT ASYNCHRONOUS MOTOR | 40726.74
1PH8284-1DB23-0BA1 | COMPACT ASYNCHRONOUS MOTOR | 48616.51
1PH8284-1DC40-0AV1 | COMPACT ASYNCHRONOUS MOTOR | 50801.29
1PH8286-1DC12-0BU1-ZG14 | COMPACT ASYNCHRONOUS MOTOR | 48044.3
1PH8286-1DC15-0BU1-ZG00G14 | COMPACT ASYNCHRONOUS MOTOR | 49196.51
1PH8286-1DD13-2BV1-ZG02K85X22 | COMPACT ASYNCHRONOUS MOTOR | 49176.87
1PH8286-1FC20-0BC1 | COMPACT ASYNCHRONOUS MOTOR | 57696.45
1PH8286-1HB10-2FV2-ZG14 | COMPACT ASYNCHRONOUS MOTOR | 45734.7
1PH8288-1HF10-1BU2 | COMPACT ASYNCHRONOUS MOTOR | 54556.31
1PH8288-1JB10-1BU2 | COMPACT ASYNCHRONOUS MOTOR | 55075.07
1PH8288-1JB10-1BV2 | COMPACT ASYNCHRONOUS MOTOR | 55217.03
1PH8288-1JB10-2BV2 | COMPACT ASYNCHRONOUS MOTOR | 55217.03
3RV2021-4CA10-0DA0 | CIRCUIT-BREAKER SCREW CONNECTION 22A | 84.63
3RV2021-4NA10-0DA0 | CIRCUIT-BREAKER SCREW CONNECTION 28A | 116.25
3RV2041-4KA10-0DA0 | Circuit breaker screw-type 75 A | 246.94
3RV2041-4YA10-0DA0 | Circuit breaker screw-type 93 A | 260
3VA5282-6ED32-1AA0 | MCCB_UL_FS250_20A_3P_65KA_TM_ FTFM | 534.45
3VA5282-6ED36-0AA0 | MCCB_UL_FS250_20A_3P_65KA_TM_ FTFM | 521.31
3VA5282-6ED36-1AA0 | MCCB_UL_FS250_20A_3P_65KA_TM_ FTFM | 533.9
3VA5282-6ED61-0AA0 | MCCB_UL_FS250_20A_2P_65KA_TM_ FTFM | 460.6
3RV2411-1AA10-ZW97 | CIRCUIT-BREAKER SCREW CONNECTION 1.6A | 67.1
3RV2411-1EA10-ZW97 | CIRCUIT-BREAKER SCREW CONNECTION 4A | 67.1
3RV2901-1E-ZX91 | TRANSVERSE AUX. SWITCH 1NO + 1NC | 9.24
3SU1801-0NY00-4AA2 | Enclosure plastic, 1 control point | 59.27
3VA2612-6JP37-0AA0 | MCCB_IEC_FS1250_1250A_3p_85kA_ETU5_LSI | 4718.85
3VA2612-6JP47-0AA0 | MCCB_IEC_FS1250_1250A_4p_85kA_ETU5_LSI | 6173.64
3VA2612-6KQ37-0AA0 | MCCB_IEC_FS1250_1250A_3p_85kA_ETU8_LSIG | 5244.54
3VA2612-6KQ47-0AA0 | MCCB_IEC_FS1250_1250A_4p_85kA_ETU8_LSIG | 6662.64
5SD7413-1KU02 | SURGE ARR UL T1 3-pol 480Y/277V Wye RS | 262.86
5SD7413-1KU03 | SURGE ARR UL T1 3-pol 600Y/347V Wye RS | 262.86
6FX5002-5DQ38-1CC0 | POWER CABLE PREASSEMBLED | 603.62
6FX8002-2DC40-1AC5 | SIGNAL CABLE, PREASSEMBLED | 174.32
6FX8002-2DC40-1BJ0 | SIGNAL CABLE, PREASSEMBLED | 321.14
6FX8002-2DC42-1AD6 | SIGNAL CABLE, PREASSEMBLED | 206.21
6FX8002-2DC42-1AF0 | SIGNAL CABLE, PREASSEMBLED | 216.05
6AV7886-1AB22-2AB0 | SIMATIC IPC277G PRO, 12" | 4314.77
6AV7886-1EB22-2AB0 | SIMATIC IPC277G PRO, 15" | 4689.31
6BK1801-1AE10-3BC1 | SIMATIC IPC1047E (Rack PC) | 22715.47
6BK1801-1EF41-1FC1 | SIMATIC IPC1047E (Rack PC) | 48419.81
6ES7923-1BJ00-0HD0 | Cable D-Sub/end sleeve shie. 20x0.56 8m | 168.89
6ES7923-3BD00-0HC0 | Cable D-Sub/end sleeve shie. 32x0.34 3m | 117.97
6FC5800-0BU01-0YB0 | Run MyHMI /WinCC Unified on NCU | 1967.01
6FC5800-0BU04-0YB0 | Run MyHMI /WinCC Unified on UCP | 678.27
6FX5002-2CR00-1HF0 | SIGNAL CABLE, PREASSEMBLED | 601.61
6FX5002-2YQ27-1BF0 | SIGNAL CABLE PREASSEMBLED | 530.51
6FX5002-5CS06-1DD0 | POWER CABLE PREASSEMBLED | 329.99
6FX5002-5DG12-1DE0 | POWER CABLE PREASSEMBLED | 479.96
6FX5002-5DG43-1DD0 | POWER CABLE, PREASSEMBLED | 2665.51
6FX5002-5DG52-1CH0 | POWER CABLE PREASSEMBLED | 651.07
6FX5002-5DG53-1EA0 | POWER CABLE, PREASSEMBLED | 4171.6
6FX5002-5DS36-1CG0 | POWER CABLE PREASSEMBLED | 480.11
6FX5002-5DS46-1BH0 | POWER CABLE PREASSEMBLED | 454.16
6FX5002-5DS56-1DF0 | POWER CABLE PREASSEMBLED | 734.02
6FX5012-8QE04-1BA0 | ONE-CABLE-CONNECTION EXTENSION | 289.36
6FX5012-8QN11-1AH0 | ONE-CABLE-CONNECTION ASSEMBLY | 290.83
6AG4104-5GA12-1DC1 | SIMATIC IPC547J | 5766.51
6AG4104-5GP15-1AA0 | SIMATIC IPC547J | 6247.42
6AG4104-5HH01-2BA0 | SIMATIC IPC547J | 5916.32
6AG4104-5JJ30-3AX0 | SIMATIC IPC547J | 8433.28
6AG4104-5KB44-5DD8 | SIMATIC IPC547J | 12882.89
6AG4104-5LG30-2JP8 | SIMATIC IPC547J | 7944.87
6AG4104-6BA11-3BC2 | SIMATIC IPC RW-545A | 5365
6AG4104-6DD34-3AX0 | SIMATIC IPC RW-545A | 12968.28
6AG4112-3AA00-0AA2 | SIMATIC IPC647E (Rack PC) | 4355.22
6AG4112-3DQ02-0JA2 | SIMATIC IPC647E (Rack PC) | 7723.15
6AG4112-3DQ31-0CC2 | SIMATIC IPC647E (Rack PC) | 6428.71
6AG4112-3GA42-4FX2 | SIMATIC IPC647E (Rack PC) | 6732.83
6AG4112-3GC02-0XH2 | SIMATIC IPC647E (Rack PC) | 5715.57
6AG4112-3HA24-0FY2 | SIMATIC IPC647E (Rack PC) | 9058.01
6AG4112-3HD33-0BC2 | SIMATIC IPC647E (Rack PC) | 8560.63
6AG4112-3JQ12-0BB2 | SIMATIC IPC647E (Rack PC) | 6773.28
6AG4112-3KC32-0JX2 | SIMATIC IPC647E (Rack PC) | 8702.96
6AG4112-3KS12-0DX2 | SIMATIC IPC647E (Rack PC) | 7582.31
6AG4112-3KT37-0BJ2 | SIMATIC IPC647E (Rack PC) | 10010.86
6AG4112-3MT33-0HX2 | SIMATIC IPC647E (Rack PC) | 11098.54
6AG4112-3NC43-5FX1 | SIMATIC IPC647E (Rack PC) | 9281.25
6AG4112-3RR04-6DX0 | SIMATIC IPC647E (Rack PC) | 12361.52
6AG4114-3EA02-4JH2 | SIMATIC IPC847E (Rack PC) | 8380.85
6AG4114-3HB53-0BX2 | SIMATIC IPC847E (Rack PC) | 7173.3
6AG4114-3HQ02-0BX1 | SIMATIC IPC847E (Rack PC) | 6545.56
6AG4114-3LJ12-2HX2 | SIMATIC IPC847E (Rack PC) | 11011.66
6AV2124-0XC24-0AB1 | SIMATIC HMI TP2200 Comfort PRO neutral | 7470.82
6AV2128-3GB06-0AX1-ZE99X01 | MTP700 Unif. Comf. Express Design | 1975.75
6AV2128-3GB06-0AX1-ZE99X03 | MTP700 Unif. Comf. Express Design | 1975.75
6AV2128-3KB06-0AX1-ZE99X02 | MTP1000 Unif. Comf. Express Design | 3181.72
6AV2128-3KB06-0AX1-ZE99X04 | MTP1000 Unif. Comf. Express Design | 3181.72
6AV2128-3QB06-0AX1-ZA01S00 | MTP1500 Unif. Comf. Neutral-Grey Design | 4892.77
6AV2128-3QB06-0AX1-ZE99X02 | MTP1500 Unif. Comf. Express Design | 5131.8
6ES7656-5CC30-1BF0 | SIMATIC PCS 7 CPU 410 REDUNDANCY AS | 46732.85
6ES7658-1JB78-2YE0 | PCS 7 LOGIC MATRIX VIEWER UG V9.X->V10.0 | 1152.93
5SD7413-1KU04 | SURGE ARR UL T1 3-pol 480V Delta RS | 262.86
5SD7414-1KU02 | SURGE ARR UL T1 4-pol 480Y/277V Wye RS | 302.6
6AG1134-6PA01-7BU0 | SIPLUS ET 200SP AI EM CT ST | 631.56
6AG1136-6CB00-2CA0 | SIPLUS ET 200SP F-TM Count HF | 1720.61
6AG1155-6AU02-7BN0 | SIPLUS ET 200SP IM155-6PN ST | 816.4
6AG1193-6AG50-2AA0 | SIPLUS ET 200SP BA 2xLC-LD | 1300.09
6AG4141-7BH06-0FA0 | SIMATIC IPC427E (MicroBOX PC) | 5613.69
6AG4142-3BC20-1AA0 | SIMATIC IPC BX-39A | 4527.52
6AG4142-3BC20-1AB0 | SIMATIC IPC BX-39A | 4612.91
6AG4142-3CB22-1AB0 | SIMATIC IPC BX-39A | 4903.56
6AG4142-3CC10-1AB0 | SIMATIC IPC BX-39A | 4289.29
6AG4142-7FF12-2BB0 | SIMATIC IPC BX-39A | 7798.05
6AG4142-7HC10-2AA0 | SIMATIC IPC BX-39A | 5384.48
6AG4152-1AD20-0BB1 | SIMATIC IPC BX-32A | 3812.88
6AG4152-1BA10-1AB1 | SIMATIC IPC BX-32A | 2347.66
6AG4152-3GC10-0BB1 | SIMATIC IPC BX-32A | 3472.8
6AU1400-2QA20-0AA0-ZF02P04 | SIMOTION D, CF CARD 2 GB für D4X5-2 | 3919.07
6AU1400-2QA20-0AA0-ZP02 | SIMOTION D, CF CARD 2 GB für D4X5-2 | 1758.8
6AU1400-3SA20-0AA0 | SIMOTION D, CF CARD 2 GB for D4X5-2 | 385.54
6AU1400-3SA20-0AA0-ZM43 | SIMOTION D, CF CARD 2 GB for D4X5-2 | 3554.56
6AU1810-1CA56-1XE0 | SIMOTION SCOUT SA V5.6 SP1 UPGRADE | 755.25
6AU1810-1CA56-1XG7 | SIMOTION SCOUT SA V5.6 SP1 SOFTWARE DL | 112.2
6AU1810-1CA56-1XT7 | SIMOTION SCOUT SA V5.6 SP1 TRAILLIZ DVD | 125.68
6AV6372-1DF07-5AH0 | SIMATIC Energy Manager Basic V7.5 DL | 4887.21
6DL8913-0RL20-0AB5 | SIMIT V11.2 VC ENTRY / SIS (5 CTRL) | 16068.87
6DL8913-0RL20-0AE5 | SIMIT 5VC UG V11.1->V11.2 (ENTRY/SIS) | 4540.09
6DL8913-0RL20-0AH5 | SIMIT V11.2 VC ENTRY / SIS (5 CTRL) DL | 14004.75
6DL8913-0RL20-0AK5 | SIMIT 5VC UG V11.1->V11.2 (ENTRY/SIS) DL | 3959.05
6DL8913-0VL20-0AK5 | SIMIT SP V11.2 UG PLAY.L V11.1->V11.2 DL | 4115.8
6DL8913-0WL20-0AB5 | SIMIT SP V11.2 PLAYER XL | 15154.38
6DL8913-0WL20-0AE5 | SIMIT SP V11.2 UG PLAY.XL V11.1>V11.2 | 7577.2
6DL8913-0WL20-0AH5 | SIMIT SP V11.2 PLAYER XL DL | 13064.14
6ES7540-1AD01-0AA0 | S7-1500, CM PTP RS232 BA | 685.2
6ES7541-1AB01-0AB0 | S7-1500, CM PTP RS422/485 HF | 1482.82
6ES7541-1AD01-0AB0 | S7-1500, CM PTP RS232 HF | 1377.99
6ES7647-0BW00-1YA2 | SIMATIC IoT2050 | 603.99
6ES7647-0CA00-1AA2 | SIMATIC IoT2050 | 974.2
6ES7647-8BA31-2BA1 | SIMATIC IPC227E (Nanobox PC) | 2546.91
6ES7647-8BA31-2CA1 | SIMATIC IPC227E (Nanobox PC) | 2689.23
6ES7647-8BA51-7EA1 | SIMATIC IPC227E (Nanobox PC) | 2194.85
6ES7647-8BB11-0AA1 | SIMATIC IPC227E (Nanobox PC) | 1574.6
6ES7647-8CB21-3AB3 | SIMATIC IPC227G | 2719.2
6ES7647-8CB22-2AC1 | SIMATIC IPC227G | 2464.51
6ES7647-8CB31-2AB1 | SIMATIC IPC227G | 2768.65
6ES7647-8CB33-4AC1 | SIMATIC IPC227G | 3821.87
6ES7647-8CF33-4CA1 | SIMATIC IPC227G | 3988.17
6ES7648-0EK10-0GA2 | SIMATIC IPC Slider M.2 SSD, 240GB PLP | 738.61
6ES7648-0EK20-0GA2 | SIMATIC IPC Slider M.2 SSD, 480GB PLP | 924.38
6ES7648-0EK30-0GA2 | SIMATIC IPC Slider M.2 SSD, 960GB PLP | 1331.89
6ES7648-0EK30-0GA3 | SIMATIC IPC Slider M.2 SSD, 1TB Eco | 1331.89
6ES7656-6CJ30-4BF0 | SIMATIC PCS 7 CPU 410 REDUNDANCY AS | 40325.12
6ES7678-2AW01-0AA0 | CPU 1515SP PC2 TF OS Upgrade Package | 236.72
6ES7730-0AA04-0AB0 | SIMATIC IPC MD-57A | 10418.38
6ES7730-1AA14-0BC0 | SIMATIC IPC MD-57A | 13372.78
6ES7730-1AB04-0AB0 | SIMATIC IPC MD-57A | 12160.76
6GK5208-0HA10-2ES6 | SCALANCE XP208EEC (V2) | 1974.21
6GK5208-0JA00-2AS6 | SCALANCE XP208G PP | 2045.74
6GK5208-0XA00-2AS6 | SCALANCE XP208G | 1974.21
6GK5208-0XA00-2ES6 | SCALANCE XP208G EEC | 2115.87
6GT2780-0GA00 | Locating Manager Health Monitoring Perp | 11612.55
6GT2780-0GB00 | Locating Manager ePaper Manager Perp | 11612.55
1PH8135-1FF13-0DD1 | COMPACT ASYNCHRONOUS MOTOR 1PH813 | 9170.26
1PH8163-1FF22-1BA1 | COMPACT ASYNCHRONOUS MOTOR 1PH816 | 12065.14
1PH8163-1JG03-2GB2 | COMPACT ASYNCHRONOUS MOTOR 1PH816 | 8302.89
1PH8163-1MG23-2CA2-ZK09 | COMPACT ASYNCHRONOUS MOTOR 1PH816 | 10798.13
1PH8165-1DD03-1BC1-ZK09K18 | COMPACT ASYNCHRONOUS MOTOR 1PH816 | 10675.53
1PH8165-1DD10-1BA1-ZG14 | COMPACT ASYNCHRONOUS MOTOR 1PH816 | 9845.08
1PH8284-1HB10-1EV2 | COMPACT ASYNCHRONOUS MOTOR | 39286.2
1PH8284-1HC10-2AU2-ZK24 | COMPACT ASYNCHRONOUS MOTOR | 39274.03
1PH8286-1AF40-2BX2 | COMPACT ASYNCHRONOUS MOTOR | 58776.09
1PH8286-1DB10-2BW1 | COMPACT ASYNCHRONOUS MOTOR | 45793.57
1PH8286-1HB10-2FV2-ZG14K24 | COMPACT ASYNCHRONOUS MOTOR | 46357.38
1PH8286-1HF10-2BU2-ZK85P00Y84 | COMPACT ASYNCHRONOUS MOTOR | 44876.04
1PH8288-1EC43-2EV2-ZG14 | COMPACT ASYNCHRONOUS MOTOR | 78554.58
1PH8288-1GB10-1BW2-ZG02H75K16 | COMPACT ASYNCHRONOUS MOTOR | 61819.8
1PH8288-1JF10-2FU2-ZG14 | COMPACT ASYNCHRONOUS MOTOR | 56235.43
3RT2018-2BB41-ZW97 | CONTACTOR,AC3:7,5KW 1NO DC24V | 74.06
3RV2021-1CA10-0DA0 | CIRCUIT-BREAKER SCREW CONNECTION 2.5A | 71.26
3RV2021-1DA10-0DA0 | CIRCUIT-BREAKER SCREW CONNECTION 3.2A | 71.26
3UF7982-0AC00-1 | PCS 7 Lib SIMOCODE pro Migr V10 | 2999.22
3VA5282-5ED31-0AA0 | MCCB_UL_FS250_20A_3P_35KA_TM_ FTFM | 447.45
3VA5282-5ED36-1AA0 | MCCB_UL_FS250_20A_3P_35KA_TM_ FTFM | 467.16
3VA5282-6ED31-0AA0 | MCCB_UL_FS250_20A_3P_65KA_TM_ FTFM | 515.84
3VA5282-6ED32-0AA0 | MCCB_UL_FS250_20A_3P_65KA_TM_ FTFM | 521.86
3VA5282-7ED31-0AA0 | MCCB_UL_FS250_20A_3P_100KA_TM_ FTFM | 568.91
3VA5282-7ED32-0AA0 | MCCB_UL_FS250_20A_3P_100KA_TM_ FTFM | 568.91
1PH8186-1DF00-2EA1-ZL00L76 | COMPACT ASYNCHRONOUS MOTOR | 16983.58
3RT2625-1CK65 | CONT., AC6B:16.7KVAR 1NO+2NC 230VAC 50HZ | 113.32
3SU1900-0KY10-0AA0 | PCB carrier | 14.55
3VA2612-5JP47-0AA0 | MCCB_IEC_FS1250_1250A_4p_55kA_ETU5_LSI | 5452.35
3VA2612-5KQ47-0AA0 | MCCB_IEC_FS1250_1250A_4p_55kA_ETU8_LSIG | 5978.04
3VA2612-6HM37-0AA0 | MCCB_IEC_FS1250_1250A_3p_85kA_ETU3_LIG | 4480.48
3VA2612-6HN37-0AA0 | MCCB_IEC_FS1250_1250A_3p_85kA_ETU3_LSI | 4339.91
3VA2612-7HK47-0AA0 | MCCB_IEC_FS1250_1250A_4p_110kA_TU_ ELISA | 6173.64
3VA2612-7HL47-0AA0 | MCCB_IEC_FS1250_1250A_4p_110kA_ETU3_LI | 6173.64
3VA2612-7JP37-0AA0 | MCCB_IEC_FS1250_1250A_3p_110kA_ETU5_LSI | 5085.61
3VA2612-7KQ37-0AA0 | MCCB_IEC_FS1250_1250A_3p_110kA_ETU8_LSIG | 5599.07
5SD7401-1 | N-PE surge arrester for TT circuit | 203.26
5SD7414-1KU03 | SURGE ARR UL T1 4-pol 600Y/347V Wye RS | 302.6
5UH4718 | DELTA FLACHE,COVER SCHUKO,INCR.P.,LABEL | 10.39
6AG1052-2HB08-7BA2 | SIPLUS LOGO! 24RCEO (AC) | 532.89
6AG1102-1GS00-7AC2 | SIPLUS NET SCALANCE XCM102 | 1156.04
6AG4141-7BK00-2GA0 | SIMATIC IPC427E (MicroBOX PC) | 6529.08
6AG4141-7CC04-0GA0 | SIMATIC IPC427E (MicroBOX PC) | 6205.48
6AG4142-3BA10-1AA0 | SIMATIC IPC BX-39A | 3618.11
6AG4142-3BB20-1BA0 | SIMATIC IPC BX-39A | 4239.86
6AG4142-3DC20-1AB0 | SIMATIC IPC BX-39A | 4612.91
6AG4142-3HB10-1AA0 | SIMATIC IPC BX-39A | 4000.15
6AG4142-5FB20-1BB0 | SIMATIC IPC BX-39A | 4765.72
6AG4142-7DC12-2AB0 | SIMATIC IPC BX-39A | 5964.28
6AG4152-1BB10-1AB1 | SIMATIC IPC BX-32A | 2560.39
6AG4152-1CC20-1BB1 | SIMATIC IPC BX-32A | 3342.45
6AG4152-3BD20-1CB1 | SIMATIC IPC BX-32A | 4803.18
6AG4152-3FD20-0BB1 | SIMATIC IPC BX-32A | 4594.94
6AU1435-2AD00-0AA2 | SIMOTION D435-2 DP/PN | 7541
6AU1810-1BA56-0XH5 | SIMOTION SCOUT V5.6 FULL LICENSE DL | 4806.34
6AU1810-1BA56-1XT7 | SIMOTION SCOUT V5.6 SP1 TRAILLIZ DVD | 112.2
6AU1810-1CA56-0XK5 | SIMOTION SCOUT SA V5.6 UPGR. LICENSE DL | 755.25
6AV6372-2DF00-0AH3 | Energy Manager Powerpack DL | 4887.21
6AG4141-7CH08-0FA0 | SIMATIC IPC427E (MicroBOX PC) | 5613.69
6AG4142-1BA10-1AA0 | SIMATIC IPC BX-39A | 3039.82
6AG4142-1BB10-1BB0 | SIMATIC IPC BX-39A | 3423.35
6AG4142-3JC20-0AW0 | SIMATIC IPC BX-39A Edge | 4707.3
6AG4142-5BD11-1AB0 | SIMATIC IPC BX-39A | 5699.09
6AG4142-5BD20-1BA0 | SIMATIC IPC BX-39A | 5682.62
6AG4142-5DB11-1AA0 | SIMATIC IPC BX-39A | 4442.12
6AG4142-5DC21-1BA0 | SIMATIC IPC BX-39A | 5224.16
6AG4152-3AD20-0BB1 | SIMATIC IPC BX-32A | 4391.19
6AG4152-3BB10-1AB1 | SIMATIC IPC BX-32A | 3138.7
6AG4152-3BB20-1AB1 | SIMATIC IPC BX-32A | 3462.3
6AG4152-3BB20-1BB1 | SIMATIC IPC BX-32A | 3547.71
6AU1810-1BA56-0XK5 | SIMOTION SCOUT V5.6 UPGRADE LICENSE DL | 755.25
6AU1810-1BA56-1XA0 | SIMOTION SCOUT V5.6 SP1 full license | 4806.34
6AU1810-1BA56-1XE0 | SIMOTION SCOUT V5.6 SP1 upgrade | 755.25
6AU1810-1BA56-1XG7 | SIMOTION SCOUT V5.6 SP1 SOFTWARE DL | 112.2
6DL8913-0PL20-0AB5 | SIMIT V11.2 VC 300 (5 CTRL) | 7969.12
6DL8913-0PL20-0AE5 | SIMIT 5 VC UG V11.1-> V11.2 (300) | 2254.47
6DL8913-0PL20-0AH5 | SIMIT V11.2 VC 300 (5 CTRL) DL | 7002.37
6DL8913-0PL20-0AK5 | SIMIT 5 VC UG V11.1-> V11.2 (300) DL | 2110.18
6DL8913-0TL20-0AH5 | SIMIT SP V11.2 PLAYER S DL | 1372.34
6DL8913-0TL20-0AK5 | SIMIT SP V11.2 UG PLAY.S V11.1->V11.2 DL | 685.53
6DL8913-0UL20-0AB5 | SIMIT SP V11.2 PLAYER M | 4703.1
6DL8913-0UL20-0AE5 | SIMIT SP V11.2 UG PLAY.M V11.1->V11.2 | 2351.53
6DL8923-0CX00-0AH5 | CN 4100 OPC UA Server | 5105.81
6DL8930-0AX00-0BB5 | SIMIT RAPID TESTER 2407 | 7465.22
6DL9910-8GA | Relay for installation into 6DL2804 | 1824.83
6DL9910-8KA | Identification plate for 6DL2804 | 199.07
6ES7647-0JC20-0YA2 | SIMATIC IPC BX-35A | 3254.06
6ES7647-0JC21-0YA2 | SIMATIC IPC BX-35A | 3594.14
6ES7647-0JC22-0YA2 | SIMATIC IPC BX-35A | 3917.75
6ES7647-0JC23-0YA2 | SIMATIC IPC BX-35A | 4677.33
6ES7647-8BC61-7CA1 | SIMATIC IPC227E (Nanobox PC) | 2842.05
6ES7647-8CA11-2AC1 | SIMATIC IPC227G | 2013.56
6ES7647-8CB11-1AA3 | SIMATIC IPC227G | 1613.54
6ES7647-8CB11-2AC1 | SIMATIC IPC227G | 2182.85
6ES7647-8CB12-2AA3 | SIMATIC IPC227G | 2022.55
6ES7647-8CE11-2AA1 | SIMATIC IPC227G | 2039.04
6ES7647-8CE12-2AA2 | SIMATIC IPC227G | 2107.95
6ES7647-8CE21-2AB0 | SIMATIC IPC227G | 2480.99
6ES7647-8CE21-2AC3 | SIMATIC IPC227G | 2480.99
6ES7648-1AA23-0YN0 | Mounting Set Wallmount, IPC BX-32A | 81.67
6ES7648-1AA23-0YP0 | Mounting Set Bookmount, IPC BX-32A | 81.67
6ES7648-1AD22-0YM0 | Mounting Set DIN-Rail, IPC BX-39A, 25x | 2042.02
6ES7648-2AM70-0SA0 | Memory module 1x 8 GB | 416.5
6ES7672-8TC02-0YA0 | SIMATIC Software Controller CPU 1508S T | 6475.11
6ES7672-8TC02-0YG0 | SIMATIC SW-Controller CPU 1508S T DL | 5395.94
6ES7672-8UC02-0YA0 | SIMATIC Software Controller CPU 1508S TF | 8518.25
6ES7730-1AB24-0AA0 | SIMATIC IPC MD-57A | 11001.17
6ES7730-1AC20-0AC0 | SIMATIC IPC MD-57A | 16298.75
6FX8002-8QN11-1AE5 | ONE-CABLE-CONNECTION ASSEMBLY | 284.88
6FX8002-8QN11-1BC5 | ONE-CABLE-CONNECTION ASSEMBLY | 470.29
6GK5762-1AJ00-1AA0 | SCALANCE WUB762-1 | 762.8
6GK5762-1AJ00-2AA0 | SCALANCE WUB762-1 iFeatures | 1012.45
6GK5762-1AJ00-6AA0 | SCALANCE WAB762-1 | 1040.18
6GK5763-1AL00-7DC0 | SCALANCE WAM763-1 (ME) | 1421.59
6GT2810-2HC00 | RF650T ETSI,54x 24x 8,8 mm,NXP UCODE 8 | 8.12
6GT2810-2MG00 | RF670T, Logistic 43x33x7,5 mm,Ucode 9 | 12.16
6GT2810-2MG10 | RF670T, Logistic 43x33x7,5 mm,Ucode 9 | 12.16
6GT2810-3MG00 | RF670T, OEM ETSI 40x30x4,1 mm, Ucode9 xm | 7
6XV1843-5EH30-0AB0 | MM FO CORD BFOC/LC, 3m | 100.47
6XV1843-5FH20-0AB0 | SM FO Cord BFOC/LC, 2m | 117.19
6XV1843-5FH30-0AB0 | SM FO Cord BFOC/LC, 3m | 118.65
6ES7658-2AA78-6CA0 | PCS 7 OS SW SINGLE STATION SN ASIA V10.0 | 6710.92
6ES7658-2BA78-0CA0 | PCS 7 OS SW SERVER ASIA V10.0 (PO 100) | 13019.17
6ES7658-2CX78-0CB5 | PCS 7 OS SOFTWARE CLIENT ASIA V10.0 | 7392.74
6ES7658-2CX78-0YH5 | PCS 7 OS SOFTWARE CLIENT V10.0 DL | 8073.71
6ES7658-2JX78-2YB0 | PCS 7 WEB DIAGNOSE CLIENT V10.0 | 5015.73
6ES7658-3AB88-0YA5 | SIMATIC PDM, BASIC V9.3 (4 TAG) | 985.14
6ES7658-3EX88-2YH5 | SIMATIC PDM, HART SERVER V9.3 DL | 2620.32
6ES7658-3HA88-0YH5 | SIMATIC PDM, SINGLE POINT V9.3 (1TAG) DL | 130.33
6ES7658-3MD88-0YA5 | SIMATIC PDM, PCS 7 - FF V9.3 (100 TAG) | 27640.89
6ES7658-3NX88-2YB5 | SIMATIC PDM, EXTENDED V9.3 | 1026.76
6ES7658-3SX88-2YH5 | SIMATIC PDM, COMMAND INTERFACE V9.3 DL | 14763.1
6ES7658-3TD88-0YH5 | PDM, PCS 7 SERVER V9.3 (100 TAG) DL | 13525.6
6ES7658-5AX78-0YA5 | PCS 7 AS/OS ENGINEERING V10.0 | 16953.11
6ES7658-5BX78-2YB5 | PCS 7 MANAGEMENT CONSOLE V10.0 | 4755.37
6ES7658-7BX02-0YK0 | SIMATIC LOGON UPGRADE V1.5/V1.6->V2.0 DL | 205.26
6ES7658-7DX78-0YH5 | PCS 7 ROUTE CONTROL ENGINEERING V10.0 DL | 10571.19
6ES7658-7FX78-0YB0 | PCS 7 SIMATIC ROUTE CONTROL SERVER V10.0 | 3456.12
6ES7658-7GB78-0YB0 | PCS 7 MAINTENANCE STATION RT BASIC V10.0 | 7481.34
6ES7658-7GX78-0YB5 | PCS 7 MAINTENANCE STATION ES V10.0 | 2418.61
6ES7661-0AA00-1CG6 | Process Control System IPC647E | 7342.6
6ES7661-0AA41-1CG2 | Process Control System IPC647E | 7098.39
6ES7661-0EB12-1CA2 | Process Control System IPC647E | 9508.97
6ES7661-0ES00-1CC2 | Process Control System IPC647E | 10442.35
6ES7661-0FC42-1RL2 | Process Control System IPC647E | 14692.69
6ES7661-0FD42-1RG6 | Process Control System IPC647E | 11645.39
6ES7661-0FT42-1PL6 | Process Control System IPC647E | 17614.15
6ES7661-0KC00-1RC2 | Process Control System IPC647E | 11312.79
6ES7661-0KC45-1RG6 | Process Control System IPC647E | 11221.4
6ES7661-0NC51-1AL2 | Process Control System IPC647E | 14002.03
6ES7661-0NS41-1CG2 | Process Control System IPC647E | 9901.49
6ES7661-0WD01-8RG1 | Process Control System IPC647E | 9867.04
6FX8002-5DA58-1AF6 | POWER CABLE, PREASSEMBLED EXT. | 610.31
6FX8002-5DQ58-1AH0 | POWER CABLE PREASSEMBLED EXT. | 640.28
6FX8002-5DS06-1BB5 | POWER CABLE PREASSEMBLED | 391.49
6FX8012-2EQ14-1BA0 | SIGNAL CABLE, PREASSEMBLED EXT. | 284.22
6FX8012-5CN06-1AE0 | POWER CABLE PREASSEMBLED | 253.89
6FX8012-5CN06-1BK5 | POWER CABLE PREASSEMBLED | 423.68
6FX8012-5CN06-1DA0 | POWER CABLE PREASSEMBLED | 529.78
6GK1704-1CW23-0AK0 | SOFTNET-IE S7 V19 DL | 1861.25
6GK1704-1LW23-0AK0 | SOFTNET-IE S7 LEAN V19 DL | 686.37
6GK1724-7XG01-0BK0 | SINEMA RC IAM License (OSD) | 1409.14
6GK1901-0DE20-6AA0 | IE Adapter M12-D/M12-X (M12 D-F/M12 X-M) | 93.06
6SL4112-0JA08-0BF0 | G220 IP55 3AC200V 1,1kW FSB | 2092.58
6SL4112-0JA10-0AF0 | G220 IP55 3AC200V 1,5kW FSB | 2037.45
6SL4112-0JA11-0FF0 | G220 IP55 3AC200V 2,2kW FSB | 2647.37
6SL4112-0JA12-0BF0 | G220 IP55 3AC200V 3kW FSB | 2598.72
6SL4112-0JA15-0FF0 | G220 IP55 3AC200V 5,5kW FSC | 3443.84
6SL4112-0JA16-0BF0 | G220 IP55 3AC200V 7,5kW FSC | 3494.13
6SL4112-0JA18-0FF0 | G220 IP55 3AC200V 15kW FSD2 | 5465.04
6SL4112-0JA20-0BF0 | G220 IP55 3AC200V 18,5kW FSD2 | 5919.24
6SL4112-0JA23-0AF0 | G220 IP55 3AC200V 30kW FSE | 7749.03
6SL4112-0JA23-0FF0 | G220 IP55 3AC200V 30kW FSE | 8235.68
6SL4112-0JP11-0AF0 | G220 IP55 3AC200V 2,2kW FSB | 2185.07
6SL4112-0JP11-0FF0 | G220 IP55 3AC200V 2,2kW FSB | 2671.7
6SL4112-0JP15-0AF0 | G220 IP55 3AC200V 5,5kW FSC | 2981.54
6SL4112-0JP15-0FF0 | G220 IP55 3AC200V 5,5kW FSC | 3468.19
6SL4112-0JP17-0BF0 | G220 IP55 3AC200V 11kW FSD2 | 4266.28
6SL4112-0JP18-0AF0 | G220 IP55 3AC200V 15kW FSD2 | 5020.56
6AV6372-2DF07-5AX0 | SIMATIC Energy Manager PRO V7.5 | 11239.41
6DL8913-0QL20-0AE5 | SIMIT 1VC UG V11.1->V11.2 (ENTRY/SIS) | 1163.3
6DL8913-0QL20-0AK5 | SIMIT 1VC UG V11.1->V11.2 (ENTRY/SIS) DL | 1015.26
6DL8913-0SL20-0AB5 | SIMIT V11.2 VC PCS neo (1 CTRL) | 1567.69
6DL8913-0TL20-0AB5 | SIMIT SP V11.2 PLAYER S | 1567.69
6DL8913-0UL20-0AK5 | SIMIT SP V11.2 UG PLAY.M V11.1->V11.2 DL | 2057.92
6DL8913-0VL20-0AE5 | SIMIT SP V11.2 UG PLAY.L V11.1->V11.2 | 4736.66
6DL8913-0XL20-0XG8 | SIMIT SP V11.2 SW MEDIA PACKAGE DL | 26.11
6DL8923-0CX00-0AB5 | CN 4100 OPC UA Server | 4815.75
6DR4004-2BT | SITRANS AW050 Bluetooth SIPART PS2 | 296.41
6ES7532-8TF00-0AB0 | S7-1500, AQ 8xHART HF | 1478.46
6ES7647-0JC10-0YA2 | SIMATIC IPC BX-35A | 2504.96
6ES7647-0JC12-0YA2 | SIMATIC IPC BX-35A | 3168.66
6ES7647-8BA11-5BA1 | SIMATIC IPC227E (Nanobox PC) | 2449.54
6ES7647-8BA22-0EA3 | SIMATIC IPC227E (Nanobox PC) | 2016.56
6ES7647-8BB21-7DA1 | SIMATIC IPC227E (Nanobox PC) | 3195.63
6ES7647-8BB22-7BA1 | SIMATIC IPC227E (Nanobox PC) | 2596.35
6ES7647-8CB21-2AA1 | SIMATIC IPC227G | 2166.37
6ES7647-8CB21-2AC1 | SIMATIC IPC227G | 2395.6
6ES7647-8CC31-4AC1 | SIMATIC IPC227G | 3770.94
6ES7647-8CD32-4AB2 | SIMATIC IPC227G | 3670.55
6ES7647-8CE21-3AW1 | SIMATIC IPC227G | 2716.2
6ES7647-8CE31-3BA1 | SIMATIC IPC227G | 3083.27
6ES7648-0EK40-0GA3 | SIMATIC IPC Slider M.2 SSD, 2TB Eco | 2262.25
6ES7648-1AA22-0YL0 | Strain relief, IPC PX-32A | 81.67
6ES7648-2AM81-0SA0 | Memory module 1x 32 GB | 1423.28
6ES7648-2AN81-0SA0 | Memory module 1x 32 GB | 1589.57
6ES7656-6CN30-1HF0 | SIMATIC PCS 7 CPU 410 REDUNDANCY AS | 52569.77
6ES7672-8UC02-0YG0 | SIMATIC SW-Controller CPU 1508S TF DL | 7099.59
6ES7678-2AS01-0AA0 | CPU 1515SP PC2 F OS Upgrade Package | 237.01
6ES7730-1AB14-0BA0 | SIMATIC IPC MD-57A | 10156.18
6ES7730-1AB14-1BC0 | SIMATIC IPC MD-57A | 15013.3
6FX8002-8QN11-1BD0 | ONE-CABLE-CONNECTION ASSEMBLY | 470.29
6FX8008-1BA31-1FF0 | POWER CABLE,SOLD BY THE METER, | 1425.01
6GK5208-0HA10-2AS6 | SCALANCE XP208 (V2) | 1833.86
6GK5532-2SR00-2AR3 | SCALANCE XR524-8WG (24x1G; 8xSFP+; 24V) | 5365.37
6GK5532-2SR00-3AR3 | SCALANCE XR524-8WG (24x1g; 8xSFP+; 230V) | 5502.95
6GK6050-0AR00-0CC0 | Rugged Enclosure Cover Clamps | 279.96
6GT2780-0FC00 | Locating Manager Core Perp | 23225.12
6GT2810-2AB02-0AX2 | Label RF630L, 97x27 U7XM | 0.57
6GT2810-2EF10 | RF675T FCC,M20x1/6mm,Impinj Monza R6P | 281.07
6GT2810-3MG10 | RF670T, OEM FCC 40x30x4,1 mm, Ucode9 xm | 7
6GT2811-7AD20-1AA0 | Reader RF690R FCC | 2152.32
6NH3112-0BB00-0XX0 | SIMATIC RTU3011C | 1329.31
6XV1843-5EH20-0AB0 | MM FO CORD BFOC/LC, 2m | 99.01
7ML6003-1AB00-1AA3 | SITRANS LT500 | 1211.07
7ML6003-1AB10-1AA3 | SITRANS LT500 | 1288.16
7ML6003-1AC20-1AA2 | SITRANS LT500 | 1592.59
7ML6003-1BC00-1AA3 | SITRANS LT500 | 1928.93
8LK2300-6AA87 | Floor plate IP54, D600 W350 | 80.94
8LK2300-6AB00 | Floor plate IP54, D600 W1100 | 188.31
8LK2300-6AB07 | Floor plate IP31, D600 W600 | 77.92
8LK2300-6AB10 | Floor plate IP30, D600 W800 | 82.09
8LK2300-6AB15 | Dachblech IP30, T600 B850 | 107.65
8LK2300-6AB17 | Dachblech IP54, T600 B400 | 71.96
8LK2420-0AA26 | Rear panel IP30, W350 | 91.55
8LK2520-4AA13 | Side wall IP30, T400 | 157.14
8LK2520-6AA20 | Side wall IP30, T600 | 216.98
8LK3013-5AA30 | Divider panel D: 400 to 600mm | 355.41
8LK3013-5AA32 | Supporting structure without MBB, D600 | 76.71
8LK3013-5AA54 | Obstacle 3WA11, withdrawable, 3p, B600 | 97.14
8LK3013-5AA56 | Obstacle 3WA FS 1, withdrawable, 4p, B60 | 97.14
8LK3013-5AA66 | Obstacle 3WA11, fixed mounted, 3/4p,B600 | 97.14
6XV1875-5LN10 | Antenna Cable N-Connect/SMA m/m 10m | 117.39
7ML6004-1AB10-1AA3 | SITRANS LT500 | 1833.21
7ML6013-1AA00-1AA3 | SITRANS LT500 | 946.52
7ML6013-1AA10-1AA3 | SITRANS LT500 | 1023.62
7ML6013-1AB00-1AA3 | SITRANS LT500 | 1211.07
8LK2300-6AB11 | Dachblech IP54, T600 B350 | 49.77
8LK2300-6AB12 | Dachblech IP54, T600 B850 | 129.69
8LK2300-6AB13 | Dachblech IP54, T600 B1100 | 165.86
8LK2300-6AB14 | Dachblech IP30, T600 B350 | 41.42
8LK2420-0AA30 | Rear panel IP30, W1100 | 147.16
8LK2420-4AA10 | Rear panel IP30, W400 | 96.79
8LK2420-6AA10 | Rear panel IP30, W600 | 123.72
8LK2420-8AA10 | Rear panel IP30, W800 | 134.69
8LK3013-5AA34 | Masking frame W: 400 mm | 175.84
8LK3013-5AA35 | Separation horizontal D: 400mm | 80.08
8LK3013-5AA36 | Separation horizontal D: 600mm | 175.84
8LK3013-5AA51 | Obstacle 3WA FS 1, fixed mounted, 3p, B4 | 81.81
8LK4002-8AA73 | Busbars second device level 50x10, B850 | 1596.12
8LK4002-8AA74 | Busbars second device level 50x10,B1100 | 1845.51
8LK4002-8AA75 | Busbars second device level 30x10, B600 | 841.73
8LK4002-8AA77 | Busbars second device level 30x10, B1100 | 1140.95
6RA8025-6FS22-0AA0-ZS01 | SINAMICS DCM DC CONVERTER | 2886.06
6RA8025-6FV62-0AA0-ZG00L10S01 | SINAMICS DCM DC CONVERTER | 3649.68
6RA8028-6FV62-0AA0-ZG00 | SINAMICS DCM DC CONVERTER | 4420.47
6SL3710-1GE33-1AU3 | G150A ENCL.DRIVE,380-480V,250HP,NEMA1 | 28319.41
6SL3710-1GE33-1AU3-ZK82M54U90 | G150A ENCL.DRIVE,380-480V,250HP,NEMA1 | 31983.09
6SL3710-1GE33-1AU3-ZK95M23U90 | G150A ENCL.DRIVE,380-480V,250HP,NEMA1 | 30177.2
6SL3710-1GE33-1CU3 | G150C ENCL.CHASS,380-480V,250HP,NEMA1 | 22782.08
6SL3710-1GE33-8AU3 | G150A ENCL.DRIVE,380-480V,300HP,NEMA1 | 35176.3
6SL3710-1GE41-0CU3 | G150C ENCL.CHASS,380-480V,800HP,NEMA1 | 79262.75
6SL3710-1GE41-0CU3-ZK95L23M23 | G150C ENCL.CHASS,380-480V,800HP,NEMA1 | 88702.24
6SL3710-1GF31-8AU3 | G150A ENCL.DRIVE,500-600V,150HP,NEMA1 | 25471.65
6SL3710-1GF31-8CU3 | G150C ENCL.CHASS,500-600V,150HP,NEMA1 | 19143.31
6SL3710-1GF37-4CU3 | G150C ENCL.CHASS,500-600V,700HP,NEMA1 | 73092.58
6SL3710-1GF38-1AU3 | G150A ENCL.DRIVE,500-600V,800HP,NEMA1 | 101570.18
6SL3710-1GF38-1CU3 | G150C ENCL.CHASS,500-600V,800HP,NEMA1 | 84958.25
7KM3120-2BA01-1HA0 | PMD SENTRON PAC3120 LCD AC/DC, MID | 339.08
7ME6530-2DF03-1AA0-ZA02 | SITRANS FMS500 | 1098.8
7ME6530-2RF02-1AA0-ZA02 | SITRANS FMS500 | 1165.95
7ME6530-2RF03-1AA0-ZA02 | SITRANS FMS500 | 1112.41
7ME6530-2YC02-1AA0-ZA02 | SITRANS FMS500 | 1204.05
7ME6530-4PB02-1AA0-ZA02 | SITRANS FMS500 | 1971.68
7ME6530-4PB03-1AA0-ZA02 | SITRANS FMS500 | 1881.85
7ME6530-4PC02-1AA0-ZA02 | SITRANS FMS500 | 2043.35
7ME6530-4PC03-1AA0-ZA02 | SITRANS FMS500 | 1945.36
7ME6530-5HB03-1AA0-ZA02 | SITRANS FMS500 | 5239.95
7ME6530-5HC02-1AA0-ZA02 | SITRANS FMS500 | 5790.72
7ME6530-5HC03-1AA0-ZA02 | SITRANS FMS500 | 5514.88
7ME6530-5KC02-1AA0-ZA02 | SITRANS FMS500 | 6430.4
7ME6532-2DF02-1GA3-ZA02 | SITRANS FMS500 | 2546.03
7ME6532-2DF03-1GA2-ZA02 | SITRANS FMS500 | 2489.78
7ME6532-2DF03-1GA3-ZA02 | SITRANS FMS500 | 2489.78
6SL4113-0JA16-0FF0 | G220 IP55 3AC400V 7,5kW FSB | 3419.51
6SL4113-0JA18-2AF0 | G220 IP55 3AC400V 15kW FSC | 4756.49
6SL4113-0JA18-2BF0 | G220 IP55 3AC400V 15kW FSC | 4951.14
6SL4113-0JA18-2FF0 | G220 IP55 3AC400V 15kW FSC | 5243.14
6SL4113-0JA20-0AF0 | G220 IP55 3AC400V 18,5kW FSD1 | 5085.45
6SL4113-0JA20-0BF0 | G220 IP55 3AC400V 18,5kW FSD1 | 5280.11
6SL4113-0JA23-0FF0 | G220 IP55 3AC400V 30kW FSD2 | 7349.99
6SL4113-0JA23-2AF0 | G220 IP55 3AC400V 30kW FSD2 | 7394.47
6SL4113-0JA23-2BF0 | G220 IP55 3AC400V 30kW FSD2 | 7589.13
6GT2780-1FB00 | Locating Manager Budget SUS | 497.68
6GT2780-1FC00 | Locating Manager Core SUS | 9953.63
6GT2780-1GA00 | Locating Manager Health Monitoring SUS | 4976.82
6GT2811-7DD20-1AA0 | Reader RF695R FCC | 3156.73
6GT2831-6AA60 | Reader RF1060R USB | 638.53
6GT2831-6BA60 | Reader RF1070R USB/RS232 | 738.96
6GT2831-6BA60-0AX0 | Reader RF1070R USB/RS232, OEM | 738.96
7ML6003-1AB30-1AA2 | SITRANS LT500 | 1381.22
7ML6003-1AC00-1AA3 | SITRANS LT500 | 1475.61
7ML6003-1AC10-1AA2 | SITRANS LT500 | 1552.7
7ML6003-1AC10-1AA3 | SITRANS LT500 | 1552.7
8LK2300-6AB01 | Floor plate IP30, D600 W350 | 54.63
8LK2300-6AB02 | Floor plate IP31, D600 W850 | 96.4
8LK2300-6AB03 | Floor plate IP31, D600 W1100 | 124.73
8LK2300-6AB04 | Floor plate IP54, D600 W400 | 84.18
8LK2300-6AB05 | Floor plate IP30, D600 W400 | 57.73
8LK2300-6AB20 | Dachblech IP54, T600 B600 | 81.81
8LK2300-6AB21 | Dachblech IP30, T600 B600 | 67.94
8LK2300-6AB22 | Dachblech IP54, T600 B800 | 121.6
8LK2300-6AB23 | Dachblech IP30, T600 B800 | 101.54
8LK3013-5AA25 | 8GK adaptation B400 | 94.66
8LK3013-5AA27 | Divider panel D: 600mm, MBB: front | 244.4
8LK3013-5AA28 | Divider panel D: 600 to 400mm | 355.41
8LK3013-5AA58 | Obstacle 3WA FS 2, withdrawable, 3p, B60 | 97.14
8LK3013-5AA61 | Obstacle 3WA FS 2, withdrawable, 3p, B80 | 116.61
8LK3013-5AA62 | Obstacle 3WA FS 2, fixed mounted, 3/4p,B | 116.61
8LK3013-5AA63 | Obstacle 3WA12, withdrawable, 4p, B800 | 116.61
6GK6491-6PD00-1PN1-ZT10 | RUGGEDCOM RST916P | 5938.61
6GK7543-1AX10-0XE0 | Communication processor CP 1543-1 | 2657.16
6SL3074-0AA16-0AH0 | eCoL Encoderless Position Control | 500.67
6SL3074-0AA17-0AH0 | eCoL Controller Parameter Adaption | 693.81
6SL3521-1XT23-0AF5 | G115D WM IP65/66 380...480V 3kW FSB C2 | 2404.97
6SL3710-1GE32-1AU3 | G150A ENCL.DRIVE,380-480V,150HP,NEMA1 | 21674.64
6SL3710-1GE35-0CU3-ZM90 | G150C ENCL.CHASS,380-480V,400HP,NEMA1 | 34655.56
6SL3710-1GE36-1AU3 | G150A ENCL.DRIVE,380-480V,500HP,NEMA1 | 51417.94
6SL3710-1GE36-1CU3 | G150C ENCL.CHASS,380-480V,500HP,NEMA1 | 42558.26
6SL3710-1GE37-5AU3 | G150A ENCL.DRIVE,380-480V,600HP,NEMA1 | 64549.28
6SL3710-1GF33-3AU3 | G150A ENCL.DRIVE,500-600V,300HP,NEMA1 | 39077.62
6SL3710-1GF33-3CU3 | G150C ENCL.CHASS,500-600V,300HP,NEMA1 | 30692.53
6SL3710-1GF34-1AU3 | G150A ENCL.DRIVE,500-600V,400HP,NEMA1 | 47462.72
6SL3710-1GF34-1CU3 | G150C ENCL.CHASS,500-600V,400HP,NEMA1 | 37179.15
6SL3710-1GF34-7AU3 | G150A ENCL.DRIVE,500-600V,450HP,NEMA1 | 55373.15
7KN2720-0CE00-2YC1 | Digital Testing Ext. license | 1185.25
7KN2780-0CE30-1YA0 | PCS 7 Library SENTRON PAC V10.0 ES | 2003.66
7KN2780-0CE30-1YC0 | PCS 7 Library SENTRON PAC V10 RT | 1618.34
7KN2780-0CE30-2YA0 | PCS 7 Library SENTRON 3WL/3VL V10.0 ES | 1042.4
7ME6530-3MC03-1AA0-ZA02 | SITRANS FMS500 | 1171.39
7ME6530-3TC02-1AA0-ZA00 | SITRANS FMS500 | 1256.69
7ME6530-3TC02-1AA0-ZA02 | SITRANS FMS500 | 1283.9
7ME6530-3TC03-1AA0-ZA02 | SITRANS FMS500 | 1221.29
7ME6530-5BB03-1AA0-ZA02 | SITRANS FMS500 | 3431.6
7ME6530-5BC02-1AA0-ZA02 | SITRANS FMS500 | 3789.1
7ME6530-5BC03-1AA0-ZA02 | SITRANS FMS500 | 3606.71
7ME6530-5DB02-1AA0-ZA02 | SITRANS FMS500 | 4959.57
7ME6530-5YB03-1AA0-ZA02 | SITRANS FMS500 | 6953.03
7ME6530-5YC02-1AA0-ZA02 | SITRANS FMS500 | 7923.9
7ME6530-5YC03-1AA0-ZA02 | SITRANS FMS500 | 7911.19
7ME6530-6BB03-1AA0-ZA02 | SITRANS FMS500 | 9132.48
6SL4113-0JA17-0BF0 | G220 IP55 3AC400V 11kW FSC | 3774.75
6SL4113-0JA17-0FF0 | G220 IP55 3AC400V 11kW FSC | 4066.74
6SL4113-0JA17-2AF0 | G220 IP55 3AC400V 11kW FSC | 3909.67
6SL4113-0JA17-2BF0 | G220 IP55 3AC400V 11kW FSC | 4104.33
6SL4112-0JP21-0BF0 | G220 IP55 3AC200V 22kW FSE | 6620.02
6SL4112-0JP23-0AF0 | G220 IP55 3AC200V 30kW FSE | 7791.21
6SL4112-0JQ10-0BF0 | G220 IP55 3AC200V 1,5kW FSB | 2256.43
6SL4112-0JQ11-0AF0 | G220 IP55 3AC200V 2,2kW FSB | 2185.07
6SL4112-0JQ12-0FF0 | G220 IP55 3AC200V 3kW FSB | 2915.03
6SL4112-0JQ13-0BF0 | G220 IP55 3AC200V 4kW FSB | 2898.82
6SL4112-0JQ16-0FF0 | G220 IP55 3AC200V 7,5kW FSC | 3810.45
A5E38028474001 | Spare,Armored_Clamp_Cables,Br,1m | 760.4
BVP:661238 | BD2A-1-800-WO-1W1,00-WKA | 2997.26
BVP:661240 | BD2A-1-800-WO-3W2,30-WKA | 6417.97
S79220-C2389-F888 | PCS7 ARCHIVE (5.000 VAR) UMTAUSCH DL | 426.98
6SL5166-8AB00-0AA0 | S220 TERMINAL KIT MOMO 50mm SMM | 98.37
6SL5370-0GD00-0AA0-ZF01 | SINAMICS S210 SD-Card V6.3 HF4 | 616.63
6SW1750-1CE00-0YA0 | Drive ES PCS neo OSD V5.0x | 3039.19
6XV1801-6EH50 | Robust Power Connecting Cable, IP69 (L) | 189.28
6XV1801-6EN15 | Robust Power Connecting Cable, IP69 (L) | 356.71
7VV3003-5FG32-ZG11 | SICROWBAR 2200V/5,8KA | 12141.59
8GB5054-5 | SIMBOX XL hollow wall attachment | 31.33
8LK2197-6AD11 | Door 3WA FS 1, (3/4-poles), IP54, B600 | 281.84
8LK2197-6AD13 | Door 3WA FS 2, (3-pole), IP54, B600 | 281.84
8LK2197-6AD21 | Door 3WL FS 0, (4-pole), IP30, B600 | 281.84
8LK2197-6AD23 | Door 3WA FS 1, (3/4-poles), IP30, B600 | 253.15
8LK2197-6AD28 | Door 3WA FS 2, (3-pole), IP54, B600 | 281.84
8LK2300-0AA40 | Module insert IP54, geschlossen | 13.58
8LK2300-0AA42 | Module insert IP30, geschlossen | 11.59
8LK2300-0AA50 | Module insert IP30, 8x40,5mm | 33.32
8LK2300-4AA46 | Floor plate IP54, D400 W850 | 77.06
8LK2300-4AA52 | Floor plate IP54, D400 W400 | 33.68
8LK2300-4AA54 | Floor plate IP54, D400 W600 | 53.24
8LK2300-4AA62 | Dachblech IP30, T400 B350 | 34.31
8LK2300-4AA64 | Dachblech IP30, T400 B1100 | 83.82
8MF1111-0AA00-0LV5 | SIVACON 2200mm x 900mm x 600mm | 4634.66
8MF1111-0AA00-0LV7 | SIVACON 2200mm x 900mm x 400mm | 4419.43
8MF1111-0AA00-0LW3 | SIVACON 2200mm x 900mm x 400mm | 4089.42
8MF1111-0AA00-0LW5 | SIVACON 2200mm x 900mm x 1000mm | 4290.3
8MF1111-0AA00-0LW7 | SIVACON 2200mm x 1200mm x 600mm | 4247.25
8MF1111-0AA00-0LX3 | SIVACON 2200mm x 900mm x 600mm | 5380.8
8MF1111-0AA00-0LX5 | SIVACON 2200mm x 900mm x 400mm | 3902.88
8MF1111-0AA00-0LY3 | SIVACON 1800mm x 800mm x 400mm | 3328.93
8MF1111-0AA00-0LY5 | SIVACON 2200mm x 800mm x 800mm | 5050.78
8MF1111-0AA00-0MA1 | SIVACON 1800mm x 800mm x 500mm | 3156.73
8MF1111-0AA00-0MA3 | SIVACON 2200mm x 900mm x 1000mm | 5079.47
8MF1111-0AA00-0MA6 | SIVACON 2000mm x 1000mm x 600mm | 3831.13
A5E53915689 | 7ML75500DA004AF3,Y15,ASTM G93 C | 4476.01
A5E53915982 | 7ML54310BE200CH0,C11,C12,Y15,5 POINT A&V | 5337.43
A5E53945430 | 7ML5672XXX00XAB0,CLS300CONST.,400 SHIELD | 3780.74
A5E53953908 | 7MH7122XDR941A,A08, X=HD,3000LBS | 37233.72
A5E53975748 | 7MH7122XDM941A,A08, X=HD,3000LBS | 36289.56
A5E53990550 | CHAMBER,EXT,316SS,3IN300LB RF,C-C:950MM | 12900.24
A5E53990554 | CHAMBER,EXT,316SS,2IN300LB RF,C-C:1100MM | 12902.9
A5E54029170 | ADAPTER FLANGE,FF,8IN150LB/4IN150LB,316 | 1471.62
A5E54040317 | 7ML56445KF001KA0 | 6048.65
A5E54069021 | 7ML58810ECXX0JC9,DN80 PN40 F,Y01=3.53 M | 6487.35
A5E54075639 | ADAPTER,HEX BUSHING,3"MNPTx2"FNPT,316SS | 198.08
KRH:16000500 | Cable feed through, 10 pole (nEx) | 696.66
KRH:16002500 | Front Cover (Ex) | 1132.32
KRH:16111160 | Sensor replacement KIT DN25 Conical | 3206.59
KRH:16111210 | Sensor replacement KIT DN50 | 3206.59
KRH:16111401 | Pressure sensor replacement Kit 6 bar | 3581.4
KRH:16111403 | Pressure sensor replacement Kit 16 bar | 3581.4
8LK4002-8AA72 | Busbars second device level 50x10, B600 | 1334.25
6GK6298-2SA00-4AA1 | RUGGEDCOM RMM2982C-4SFP | 1192.38
6GK6491-6CD00-1CN0-ZT10 | RUGGEDCOM RST916C | 4890.63
6RA8031-6FV62-0AA0-ZG00G20M08 | SINAMICS DCM DC CONVERTER | 6393.74
6SL3054-0FC31-1BA0-ZF02J01U01 | S120 CF card V5.2 SP3 performance | 2212.76
6SL3710-1GE32-1CU3 | G150C ENCL.CHASS,380-480V,150HP,NEMA1 | 17086.58
6SL3710-1GE32-6CU3 | G150C ENCL.CHASS,380-480V,200HP,NEMA1 | 19459.71
6SL3710-1GE33-8AU3-ZM23M90U90 | G150A ENCL.DRIVE,380-480V,300HP,NEMA1 | 36546.68
6SL3710-1GE35-0AU3 | G150A ENCL.DRIVE,380-480V,400HP,NEMA1 | 40659.72
6SL3710-1GE38-4AU3 | G150A ENCL.DRIVE,380-480V,700HP,NEMA1 | 75465.7
6SL3710-1GE41-0AU3 | G150A ENCL.DRIVE,380-480V,800HP,NEMA1 | 92868.7
6SL3710-1GF32-2AU3 | G150A ENCL.DRIVE,500-600V,200HP,NEMA1 | 28319.41
6SL3710-1GF32-6AU3 | G150A ENCL.DRIVE,500-600V,250HP,NEMA1 | 32907.49
6SL3710-1GF34-7CU3 | G150C ENCL.CHASS,500-600V,450HP,NEMA1 | 45722.42
6SL3710-1GF35-8CU3 | G150C ENCL.CHASS,500-600V,600HP,NEMA1 | 57904.49
7KN2712-3CE40-1YC0 | SENTRON Powermanager BACnet protocol | 1285.44
7KN2712-5CE40-0YC0 | SENTRON Powermanager PQ-Advisor | 8045.43
7KN2780-0CE30-2YC0 | PCS 7 Library SENTRON 3WL/3VL V10 RT | 841.94
7ME6530-1VF02-1AA0-ZA02 | SITRANS FMS500 | 1155.05
7ME6530-2DF02-1AA0-ZA02 | SITRANS FMS500 | 1155.05
7ME6530-2YC03-1AA0-ZA02 | SITRANS FMS500 | 1147.79
7ME6530-3FC03-1AA0-ZA02 | SITRANS FMS500 | 1160.5
7ME6530-4BC03-1AA0-ZA02 | SITRANS FMS500 | 1431.8
7ME6530-4HC03-1AA0-ZA02 | SITRANS FMS500 | 1622.34
7ME6530-4VB02-1AA0-ZA02 | SITRANS FMS500 | 2434.42
7ME6530-4VC02-1AA0-ZA02 | SITRANS FMS500 | 2550.57
7ME6530-5BB02-1AA0-ZA02 | SITRANS FMS500 | 3601.27
7ME6530-5DB03-1AA0-ZA02 | SITRANS FMS500 | 4726.39
7ME6530-5DC03-1AA0-ZA02 | SITRANS FMS500 | 4937.81
7ME6530-5RB03-1AA0-ZA02 | SITRANS FMS500 | 6251.65
7ME6530-5RC03-1AA0-ZA02 | SITRANS FMS500 | 7130.87
7ME6532-1VF02-1GA2-ZA02 | SITRANS FMS500 | 2546.03
7ME6532-1VF03-1GA2-ZA02 | SITRANS FMS500 | 2489.78
7ME6532-2DF02-1GA2-ZA02 | SITRANS FMS500 | 2546.03
6SL4113-0JA16-2AF0 | G220 IP55 3AC400V 7,5kW FSB | 3201.95
6SL4113-0JA16-2FF0 | G220 IP55 3AC400V 7,5kW FSB | 3688.59
6SL4113-0JA18-0AF0 | G220 IP55 3AC400V 15kW FSC | 4423.61
6SL4113-0JA18-0FF0 | G220 IP55 3AC400V 15kW FSC | 4910.27
6SL4113-0JA20-2AF0 | G220 IP55 3AC400V 18,5kW FSD1 | 5469.42
6SL4113-0JA20-2FF0 | G220 IP55 3AC400V 18,5kW FSD1 | 5956.08
6SL4113-0JA21-2BF0 | G220 IP55 3AC400V 22kW FSD1 | 6288.87
6SL4113-0JA23-0AF0 | G220 IP55 3AC400V 30kW FSD2 | 6863.35
6SL4113-0JA24-0BF0 | G220 IP55 3AC400V 37kW FSD2 | 8247.05
6SL4113-0JA24-2AF0 | G220 IP55 3AC400V 37kW FSD2 | 8683.67
6SL4113-0JA26-2BF0 | G220 IP55 3AC400V 45kW FSE | 10208.29
6SL4113-0JA27-0AF0 | G220 IP55 3AC400V 55kW FSE | 10495.34
6SL4113-0JA27-2FF0 | G220 IP55 3AC400V 55kW FSE | 11823.06
6SL4113-0JP08-0BF0 | G220 IP55 3AC400V 1,1kW FSB | 1932.01
6SL4113-0JP10-0FF0 | G220 IP55 3AC400V 1,5kW FSB | 2347.27
6SL4113-0JP10-2BF0 | G220 IP55 3AC400V 1,5kW FSB | 2202.85
6SL4113-0JP11-2FF0 | G220 IP55 3AC400V 2,2kW FSB | 2613.14
6SL4113-0JP12-0BF0 | G220 IP55 3AC400V 3kW FSB | 2379.73
6SL4113-0JP13-0AF0 | G220 IP55 3AC400V 4kW FSB | 2426.77
6SL4113-0JP13-0FF0 | G220 IP55 3AC400V 4kW FSB | 2913.41
6SL4113-0JP15-2AF0 | G220 IP55 3AC400V 5,5kW FSB | 2900.15
6SL4113-0JP15-2FF0 | G220 IP55 3AC400V 5,5kW FSB | 3386.8
6SL4113-0JP17-0AF0 | G220 IP55 3AC400V 11kW FSC | 3622.27
6SL4113-0JP17-0FF0 | G220 IP55 3AC400V 11kW FSC | 4108.93
6SL4113-0JP18-0BF0 | G220 IP55 3AC400V 15kW FSC | 4660.44
6SL4113-0JP18-2AF0 | G220 IP55 3AC400V 15kW FSC | 4798.66
6SL4113-0JA23-2FF0 | G220 IP55 3AC400V 30kW FSD2 | 7881.13
6SL4113-0JA27-0BF0 | G220 IP55 3AC400V 55kW FSE | 10690
6SL4113-0JA27-0FF0 | G220 IP55 3AC400V 55kW FSE | 10981.98
6SL4113-0JA27-2AF0 | G220 IP55 3AC400V 55kW FSE | 11336.42
6SL4113-0JA27-2BF0 | G220 IP55 3AC400V 55kW FSE | 11531.08
6SL4113-0JP11-0AF0 | G220 IP55 3AC400V 2,2kW FSB | 1967.69
6SL4113-0JP11-0BF0 | G220 IP55 3AC400V 2,2kW FSB | 2162.34
6SL4113-0JP11-0FF0 | G220 IP55 3AC400V 2,2kW FSB | 2454.35
6SL4113-0JP11-2AF0 | G220 IP55 3AC400V 2,2kW FSB | 2126.52
6SL4113-0JP13-2BF0 | G220 IP55 3AC400V 4kW FSB | 2825.19
6SL4113-0JP13-2FF0 | G220 IP55 3AC400V 4kW FSB | 3117.17
6SL4113-0JP15-0AF0 | G220 IP55 3AC400V 5,5kW FSB | 2676.56
6SL4113-0JP15-0BF0 | G220 IP55 3AC400V 5,5kW FSB | 2871.22
6SL4113-0JP17-2AF0 | G220 IP55 3AC400V 11kW FSC | 3951.85
6SL4113-0JP17-2BF0 | G220 IP55 3AC400V 11kW FSC | 4146.51
6SL4113-0JP17-2FF0 | G220 IP55 3AC400V 11kW FSC | 4438.49
6SL4113-0JP18-0AF0 | G220 IP55 3AC400V 15kW FSC | 4465.78
6SL4113-0JP21-0FF0 | G220 IP55 3AC400V 22kW FSD1 | 6190.17
6SL4113-0JP21-2AF0 | G220 IP55 3AC400V 22kW FSD1 | 6136.38
6SL4113-0JP21-2BF0 | G220 IP55 3AC400V 22kW FSD1 | 6331.04
6SL4113-0JP21-2FF0 | G220 IP55 3AC400V 22kW FSD1 | 6623.03
6SL4113-0JP26-0AF0 | G220 IP55 3AC400V 45kW FSE | 9332.26
6SL4113-0JP26-0BF0 | G220 IP55 3AC400V 45kW FSE | 9526.92
6SL4113-0JP26-0FF0 | G220 IP55 3AC400V 45kW FSE | 9818.92
6SL4113-0JP26-2AF0 | G220 IP55 3AC400V 45kW FSE | 10070.42
6SL4113-0JP26-2BF0 | G220 IP55 3AC400V 45kW FSE | 10265.08
A5E38663613 | Display | 1405.09
A5E39102915 | Pendulum bolt | 98.12
A5E39111139 | Gasket for | 84.39
A5E39111190 | Pendulum bolt for | 88.31
A5E39116745 | Scheibe M12 for | 270.81
A5E39222174 | Enlosure for pendulum bolt for | 170.72
A5E39636806 | Aluminum lid without window | 294.36
A5E39637097 | Aluminum lid with window | 357.16
A5E41564707 | Pressure piece for compact mounting unit | 172.7
A5E45570360 | Electronics, 2-wire, HART, coated | 1422.74
A5E45818351 | Housing cover for external DSL | 325.76
A5E45829176 | Electronics, 2-wire, AO, DI, DO | 1169.59
A5E45829205 | Aluminum lid without window | 172.7
A5E50441096 | Shoulder strap | 382.67
8MF1111-0AA00-0MX3 | SIVACON 2000mm x 800mm x 600mm | 4132.46
8MF1111-0AA00-0MX4 | SIVACON 2200mm x 900mm x 400mm | 2238.41
8MF1111-0AA00-0MX6 | SIVACON 2200mm x 900mm x 600mm | 3084.99
8MF1111-0AA00-0MX7 | SIVACON 2200mm x 900mm x 600mm | 2783.67
8MF1111-0AA00-0MX8 | SIVACON 2200mm x 900mm x 600mm | 3084.99
8PQ2055-8BA25 | IP55 upgrade kit H: 550mm W: 800mm | 80.94
8PQ2067-6BA03 | Door 3WA11, 3/4-pole, IP40, H675 B600 | 157.97
8PQ2067-6BA04 | Door 3WA11, 3/4-pole, IP55, H675 B600 | 159.81
8PQ2067-6BA05 | IP55 upgrade kit H: 675mm W: 600mm | 82.7
1PH8087-1JG02-0BA2 | MAIN SPINDLE MOTOR 1PH808 | 4987.06
1PH8101-1HF13-2BA2-ZM39 | COMPACT ASYNCHRONOUS MOTOR 1PH810 | 6640.42
1PH8103-1AD02-1HE2 | COMPACT ASYNCHRONOUS MOTOR 1PH810 | 4205.47
1PH8131-1HD03-2HA2-ZA12V90Y84 | COMPACT ASYNCHRONOUS MOTOR 1PH813 | 5996.04
6SL4113-0KA27-2BF0 | G220 IP55 3AC400V 55kW FSE | 11643.01
6SL4113-0KA27-2FF0 | G220 IP55 3AC400V 55kW FSE | 11934.97
6SL4113-0KP08-0AF0 | G220 IP55 3AC400V 1,1kW FSB | 1750.33
6SL4113-0KP08-0BF0 | G220 IP55 3AC400V 1,1kW FSB | 1944.99
6SL4113-0KP11-0FF0 | G220 IP55 3AC400V 2,2kW FSB | 2470.57
6SL4113-0KP11-2AF0 | G220 IP55 3AC400V 2,2kW FSB | 2142.74
6SL4113-0KP11-2BF0 | G220 IP55 3AC400V 2,2kW FSB | 2337.39
6SL4113-0KP11-2FF0 | G220 IP55 3AC400V 2,2kW FSB | 2629.38
6SL4113-0KP15-0BF0 | G220 IP55 3AC400V 5,5kW FSB | 2897.2
6SL4113-0KP15-0FF0 | G220 IP55 3AC400V 5,5kW FSB | 3189.16
6SL4113-0KP15-2AF0 | G220 IP55 3AC400V 5,5kW FSB | 2926.1
6SL4113-0KP15-2BF0 | G220 IP55 3AC400V 5,5kW FSB | 3120.75
6SL4113-0KP18-0AF0 | G220 IP55 3AC400V 15kW FSC | 4503.13
6SL4113-0KP18-0BF0 | G220 IP55 3AC400V 15kW FSC | 4697.78
6SL4113-0KP18-0FF0 | G220 IP55 3AC400V 15kW FSC | 4989.75
6SL4113-0KP18-2AF0 | G220 IP55 3AC400V 15kW FSC | 4835.96
6SL4113-0KP21-2BF0 | G220 IP55 3AC400V 22kW FSD1 | 6382.95
6SL4113-0KP21-2FF0 | G220 IP55 3AC400V 22kW FSD1 | 6674.94
6SL4113-0KP23-0AF0 | G220 IP55 3AC400V 30kW FSD2 | 6976.89
6SL4113-0KP23-0BF0 | G220 IP55 3AC400V 30kW FSD2 | 7171.55
6SL4113-0KP23-0FF0 | G220 IP55 3AC400V 30kW FSD2 | 7463.53
6SL4113-0KP26-2AF0 | G220 IP55 3AC400V 45kW FSE | 10169.38
6SL4113-0KP26-2BF0 | G220 IP55 3AC400V 45kW FSE | 10364.03
6SL4113-0KP26-2FF0 | G220 IP55 3AC400V 45kW FSE | 10656.02
6SL4113-0KP27-0AF0 | G220 IP55 3AC400V 55kW FSE | 10664.05
6SL4113-0KQ10-0FF0 | G220 IP55 3AC400V 1,5kW FSB | 2363.49
6SL4113-0KQ10-2AF0 | G220 IP55 3AC400V 1,5kW FSB | 2024.4
6SL4113-0KQ10-2BF0 | G220 IP55 3AC400V 1,5kW FSB | 2219.06
6SL4113-0KQ10-2FF0 | G220 IP55 3AC400V 1,5kW FSB | 2511.06
6SL4113-0KQ13-0BF0 | G220 IP55 3AC400V 4kW FSB | 2647.37
6SL4113-0KQ13-0FF0 | G220 IP55 3AC400V 4kW FSB | 2939.35
6SL4113-0KQ13-2AF0 | G220 IP55 3AC400V 4kW FSB | 2656.5
6SL4113-0KQ13-2BF0 | G220 IP55 3AC400V 4kW FSB | 2851.16
6SL4113-0KQ16-2FF0 | G220 IP55 3AC400V 7,5kW FSB | 3742.15
6SL4113-0KQ17-0AF0 | G220 IP55 3AC400V 11kW FSC | 3653.1
6SL4113-0KQ17-0BF0 | G220 IP55 3AC400V 11kW FSC | 3847.76
6SL4113-0KQ17-0FF0 | G220 IP55 3AC400V 11kW FSC | 4139.75
6SL4113-0DA18-2AF0 | G220 IP20 3AC400V 15kW FSC | 4190.35
6SL4113-0DA18-2BF0 | G220 IP20 3AC400V 15kW FSC | 4385.01
6SL4113-0DA18-2FF0 | G220 IP20 3AC400V 15kW FSC | 4677.01
6SL4113-0DA20-0AF0 | G220 IP20 3AC400V 18,5kW FSD1 | 4454.44
6SL4113-0DA23-0FF0 | G220 IP20 3AC400V 30kW FSD2 | 6658.95
6SL4113-0DA23-2AF0 | G220 IP20 3AC400V 30kW FSD2 | 6703.42
6SL4113-0DA23-2BF0 | G220 IP20 3AC400V 30kW FSD2 | 6898.08
6SL4113-0DA23-2FF0 | G220 IP20 3AC400V 30kW FSD2 | 7190.07
6SL4113-0DA27-0AF0 | G220 IP20 3AC400V 55kW FSE | 9794.58
6SL4113-0DA27-0BF0 | G220 IP20 3AC400V 55kW FSE | 9989.24
6SL4113-0DA27-0FF0 | G220 IP20 3AC400V 55kW FSE | 10281.23
6SL4113-0DA27-2AF0 | G220 IP20 3AC400V 55kW FSE | 10635.64
6SL4113-0DA27-2BF0 | G220 IP20 3AC400V 55kW FSE | 10830.3
6SL4113-0KA10-2FF0 | G220 IP55 3AC400V 1,5kW FSB | 2486.71
6SL4113-0KA11-0AF0 | G220 IP55 3AC400V 2,2kW FSB | 1959.59
6SL4113-0KA11-0BF0 | G220 IP55 3AC400V 2,2kW FSB | 2154.23
6SL4113-0KA11-0FF0 | G220 IP55 3AC400V 2,2kW FSB | 2446.21
6SL4113-0KA13-2BF0 | G220 IP55 3AC400V 4kW FSB | 2826.8
6SL4113-0KA13-2FF0 | G220 IP55 3AC400V 4kW FSB | 3118.79
6SL4113-0KA15-0AF0 | G220 IP55 3AC400V 5,5kW FSB | 2678.18
6SL4113-0KA15-0BF0 | G220 IP55 3AC400V 5,5kW FSB | 2872.84
6SL4113-0KA17-2AF0 | G220 IP55 3AC400V 11kW FSC | 3940.49
6SL4113-0KA17-2BF0 | G220 IP55 3AC400V 11kW FSC | 4135.15
6SL4113-0KA17-2FF0 | G220 IP55 3AC400V 11kW FSC | 4427.15
6SL4113-0KA18-0AF0 | G220 IP55 3AC400V 15kW FSC | 4460.94
7MF9411-6CC | Accessory for 7MF9411-5B/C Oxygen | 21.52
7MF9411-6DB | Accessory for 7MF9411-5B/C Oxygen | 16.47
7MF9411-6FB | Accessory for 7MF9411-5B/C Hydrogen | 16.47
7MF9411-6FC | Accessory for 7MF9411-5B/C Hydrogen | 21.52
8LK4003-3AA64 | Copperplate metering section | 38.43
6FX8002-8QE11-1BB0 | ONE-CABLE-CONNECTION EXTENSION | 503.72
6FX8002-8QN08-1CB0 | ONE-CABLE-CONNECTION ASSEMBLY | 509.28
6FX8002-8QN08-1CE0 | ONE-CABLE-CONNECTION ASSEMBLY | 561.53
6SL3210-5BE21-1UV1 | SINAMICS V20, 3AC 400V 1.1kW UNFILTERED | 420.42
6SL3210-5BE21-5CV1 | SINAMICS V20, 3AC 400V 1.5kW FILTER C3 | 501.06
6SL3210-5BE21-5UV1 | SINAMICS V20, 3AC 400V 1.5kW UNFILTERED | 463.64
6SL3210-5BE22-2CV1 | SINAMICS V20, 3AC 400V 2,2kW FILTER C3 | 580.28
6SL4112-0KA18-0FF0 | G220 IP55 3AC200V 15kW FSD2 | 5502.37
6SL4112-0KA20-0AF0 | G220 IP55 3AC200V 18,5kW FSD2 | 5771.64
6SL4112-0KA20-0BF0 | G220 IP55 3AC200V 18,5kW FSD2 | 5966.3
6SL4112-0KA20-0FF0 | G220 IP55 3AC200V 18,5kW FSD2 | 6258.3
6SL4112-0KP11-0BF0 | G220 IP55 3AC200V 2,2kW FSB | 2395.94
6SL4112-0KP11-0FF0 | G220 IP55 3AC200V 2,2kW FSB | 2687.94
6SL4112-0KP12-0AF0 | G220 IP55 3AC200V 3kW FSB | 2454.35
7KN1111-0MC00 | SENTRON Powercenter 1100 | 334.85
7NG0347-0BA01-0SF2-ZE47H06 | 7NG034_TF320_Single Chamber | 1002.05
7NG0347-0BA01-0TM2-ZE49H06 | 7NG034_TF320_Single Chamber | 1002.05
7NG0350-0BA01-0AF2-ZE01H01 | 7NG035_TF320 Dual Chamber | 1342.03
7NG0350-0BA01-0SF2-ZC20E47H01 | 7NG035_TF320 Dual Chamber | 1506.43
7NG0440-0BA01-0TM2-ZE49H06 | 7NG044_TF420_Single Chamber | 1235.8
7NG0450-0BA01-0AF2-ZE01H01 | 7NG045_TF420 Dual Chamber | 1513.14
7NG0450-0BA01-0SF2-ZC20E47H01 | 7NG045_TF420 Dual Chamber | 1677.54
7NG0450-0BA01-0SF2-ZE47H01 | 7NG045_TF420 Dual Chamber | 1611.57
1FT2210-3AC10-0SA0 | Synchronous motor 1FT2-CT 30 Nm | 3451.15
1FT2210-3AF00-0SB0 | Synchronous motor 1FT2-CT 30 Nm | 3046.88
1FT2210-4AF00-0SB0 | Synchronous motor 1FT2-CT 40 Nm | 3730.76
1FT7067-7SF75-1MG0 | SYNCHRONOUS MOTOR 1FT7 | 6206.57
6SL4113-0KQ17-2FF0 | G220 IP55 3AC400V 11kW FSC | 4469.33
6SL4113-0KQ18-0AF0 | G220 IP55 3AC400V 15kW FSC | 4503.13
6SL4113-0KQ18-0BF0 | G220 IP55 3AC400V 15kW FSC | 4697.78
6SL4113-0KQ18-0FF0 | G220 IP55 3AC400V 15kW FSC | 4989.75
6SL4113-0KQ21-2AF0 | G220 IP55 3AC400V 22kW FSD1 | 6188.29
6SL4113-0KQ21-2BF0 | G220 IP55 3AC400V 22kW FSD1 | 6382.95
6SL4113-0KQ21-2FF0 | G220 IP55 3AC400V 22kW FSD1 | 6674.94
6SL4113-0KQ23-0AF0 | G220 IP55 3AC400V 30kW FSD2 | 6976.89
6SL4113-0KQ26-0FF0 | G220 IP55 3AC400V 45kW FSE | 9917.85
6SL4113-0KQ26-2AF0 | G220 IP55 3AC400V 45kW FSE | 10169.38
6SL4113-0KQ26-2BF0 | G220 IP55 3AC400V 45kW FSE | 10364.03
6SL4113-0KQ26-2FF0 | G220 IP55 3AC400V 45kW FSE | 10656.02
6SL4113-2JA26-2AF0 | G220 CP IP55 3AC400V 45kW FSE | 14458.34
6SL4113-2JA27-2AF0 | G220 CP IP55 3AC400V 55kW FSE | 16186.65
6SL4113-2KP16-2AF0 | G220 CP IP55 3AC400V 7,5kW FSD1 | 5276.69
6SL4113-2KP17-2AF0 | G220 CP IP55 3AC400V 11kW FSD1 | 6342.91
6SL4113-2KQ23-2AF0 | G220 CP IP55 3AC400V 30kW FSD2 | 10771.8
6SL4113-2KQ24-2AF0 | G220 CP IP55 3AC400V 37kW FSD2 | 12619.01
6SL4113-2KQ26-2AF0 | G220 CP IP55 3AC400V 45kW FSE | 14614.06
6SL4113-2KQ27-2AF0 | G220 CP IP55 3AC400V 55kW FSE | 16355.36
6SL5100-0EE21-6AD0 | S220 LINE REACTOR 400V/29A/16kW D-Type | 680.81
6SL5120-1UE23-0SC0 | S220 MOMO 400V/30A/15kW C-Type slim | 4976.57
6SL5120-1UE23-0SD0 | S220 MOMO 400V/30A/15kW D-Type slim | 6342.19
6SL5120-1UE26-0AC0 | S220 MOMO 400V/60A/30kW C-Type | 7068.91
6SL5120-1UE28-5AC0 | S220 MOMO 400V/85A/45kW C-Type | 9397.48
6SL5130-6UE23-6AD0 | S220 SLM 400V/464A/36kW BS D-Type | 6193.6
6SL5130-6UE25-5AC0 | S220 SLM 400V/98A/55kW BS C-Type | 6431.97
6SL5130-6UE25-5AD0 | S220 SLM 400V/98A/55kW BS D-Type | 8361.56
6SL5166-1AF00-0AA0 | S220 SHIELD CONNECTION PLATE 150mm | 98.42
6SW1700-3JD00-0AG0 | Drive ES PCS7 V10.0 OSD | 2975.19
6SW1700-3JD00-0AG4 | Drive ES PCS7 V8.x/V9.x -> V10.0 Upg OSD | 1431.75
6SW1700-3JD01-0AA0 | Drive ES PCS7 APL V10.0 | 2975.19
6SW1700-3JD01-0AA4 | Drive ES PCS7 APL V8.x/V9.x -> V10.0 Upg | 1340.12
1FT2204-5AK10-2MA0 | Synchronous motor 1FT2-CT 2,4 Nm | 1606.27
1FT2204-6AF10-1MA0 | Synchronous motor 1FT2-CT 3,2 Nm | 1673.14
1FT2205-4AF11-0MB0 | Synchronous motor 1FT2-CT 6 Nm | 1987.69
1FT2205-4AF11-0MB0-ZN16 | Synchronous motor 1FT2-CT 6 Nm | 2291.63
1PH8184-1HF10-0BA2-ZK10 | COMPACT ASYNCHRONOUS MOTOR | 12319.31
1PH8186-1AF30-2AA2-ZL76X01 | COMPACT ASYNCHRONOUS MOTOR | 17824.84
1PH8186-1DF02-2AA1-ZL76P00 | COMPACT ASYNCHRONOUS MOTOR | 17593.23
3UF8011-2AB00-0 | basic unit SIMOCODE M-CP MCC | 858.07
3UG5522-1AW30 | Stromueberw. 1W 0.05-10A 24-240V | 125.34
3UG5522-2AW30 | Stromueberw. 1W 0.05-10A 24-240V | 125.34
3UG5532-1AW30 | Spann.Ueb.w.10-600V Hyst0.1-300V 24-240V | 125.34
3UG5532-2AW30 | Spann.Ueb.w.10-600V Hyst0.1-300V 24-240V | 125.34
5TC8900-1SB | I-SYS,ROTARY DIMMER COVER, SOFT BLACK | 24.89
5TC8900-1TW | I-SYS,ROTARY DIMMER COVER, TITAN WHITE | 6.87
5TC8901-1 | I-SYS,ROTARY DIMMER COVER, EW | 6.87
6AG4142-5BD10-1AB0 | SIMATIC IPC BX-39A | 5359
6AG4142-5FD20-0AW0 | SIMATIC IPC BX-39A Edge | 5606.2
6AV2101-4BB02-4AE5 | WinCC Comfort V20 Upgrade | 546.69
6AV2101-4BB02-4AK5 | WinCC Comfort V20 Upgrade DL | 456.28
6AV2102-0AA02-4AA5 | WinCC Advanced V20 | 3420.76
6AV2102-0AA02-4AH5 | WinCC Advanced V20 DL | 2851.11
6AV6381-2BM08-1AX0 | WinCC RC 128, V8.1 | 5924.62
6AV6381-2BN08-1AH0 | WinCC RC 512, V8.1 DL | 8973.74
6AV6381-2BN08-1AV0 | WinCC RC 512, V8.1 Asia | 10090.08
6AV6381-2BN08-1AX0 | WinCC RC 512, V8.1 | 10090.08
6AV6381-2BU08-1AH0 | WinCC RC unlimited, V8.1 DL | 21656.65
6AV6381-2BU08-1AV0 | WinCC RC unlimited, V8.1 Asia | 24361.4
6AV6381-2BU08-1AX0 | WinCC RC unlimited, V8.1 | 24361.4
6AV6381-2BV08-1AH0 | WinCC RT unlimited, V8.1 DL | 17947.48
6AV6381-2BV08-1AV0 | WinCC RT unlimited, V8.1 Asia | 20183.02
6AV6381-2CB08-1AX0 | WinCC RC Client V8.1 | 5641.96
6AV6381-2CB08-1AX3 | WinCC Upgr RC Cl. V7.4/7.5 -> V8.1 | 1697.46
6AV6381-2CB08-1AX4 | WinCC Upgr RC Cl. V8.0 -> V8.1 | 1198.13
6AV6382-2AA08-1AV0 | WinCC Package RT Client, V8.1 Asia | 2635.88
6AV6387-1BE00-0GF3 | FL Migrationspaket RT 2048 DL | 3736.43
6AV6387-1BF00-0GF3 | FL Migrationspaket RT 65536 DL | 5515.67
6AV6387-1BH00-0GF3 | FL Migrationspaket RT 8192 DL | 4489.74
6AV6387-1BL00-0GF3 | FL Migrationspaket RT unlimited DL | 13833.69
6AG4131-3HS30-3CA0 | SIMATIC IPC627E (Box PC) | 7209.26
6AG4133-0AD40-0CX7 | SIMATIC IPC BX-59A (Box PC) | 5938.8
6AG4133-0CD20-0EN0 | SIMATIC IPC BX-59A (Box PC) | 14132.36
6AG4133-0CE60-0EX7 | SIMATIC IPC BX-59A (Box PC) | 8879.74
6AV2153-2FB02-4AA5 | WinCC Unified PC ES 10k V20 | 3353.32
6AV2153-2FB02-4LA5 | WinCC Unified PC ES 10k V20 DL | 2795.14
6AV2153-2FB20-0LQ5 | WinCC Unified ES Comf->10kPP EPL Roy DL | 1786.52
6AV2153-2FB32-4AA5 | Unified PC ES 10kPT UG V16..V19->V20 | 1341.61
6AV2153-2FB32-4LA5 | Unified PC ES 10kPT UG V16..V19->V20 DL | 1117.78
6AV2154-0XB02-4BA0 | WinCC Unified PC RT max. V20 ASIA | 28618.7
6AV2154-0XB02-4LA0 | WinCC Unified PC RT max. V20 DL | 25552.35
6AV2154-0XB32-4AA0 | Unified PC RT max UG V18..V19->V20 | 8586.32
6AV2154-0XB32-4LA0 | Unified PC RT max UG V18..V19->V20 DL | 7665.13
6AV2154-1GB32-4AA0 | Unified PC RT 50k UG V18..V19->V20 | 3756.51
6AV2154-1GB32-4LA0 | Unified PC RT 50k UG V18..V19->V20 DL | 3353.32
6AV2154-2BS32-4AA0 | Unified DB Storage UG V18..V19->V20 | 1432.01
6AV2154-2BS32-4LA0 | Unified DB Storage UG V18..V19->V20 DL | 1277.04
6AV2154-2GB02-4LA0 | WinCC Unified PC RT 100k V20 DL | 15970.22
6AV2154-2GB32-4AA0 | Unified PC RT 100k UG V18..V19->V20 | 5366.46
6AV2154-2GB32-4LA0 | Unified PC RT 100k UG V18..V19->V20 DL | 4791.07
6AV2154-2MB02-4AA0 | WinCC Unified PC RT 2.5k V20 | 4650.44
6AV2154-2MB02-4BA0 | WinCC Unified PC RT 2.5k V20 ASIA | 4650.44
6AV2155-2FS02-4LA0 | WinCC Unified V20 PC RT small (10k) DL | 7985.11
6AV2155-2GS02-4LA0 | WinCC Unified V20 PC RT medium (100k) DL | 21092.74
6AV2155-3DD02-4LA0 | UDH - Server Package V20 DL | 16066.36
6AV7231-0DA32-2BA0 | SIMATIC IPC377G | 3188.14
6ES7654-6DJ00-3GF0 | SIMATIC PCS neo CPU 410 SINGLE | 19232.19
6ES7656-5CL33-1HF3 | SIMATIC PCS 7 CPU 410 REDUNDANCY AS | 70488.06
6ES7656-6CA33-2BF1 | SIMATIC PCS 7 CPU 410 REDUNDANCY AS | 54734.65
6ES7656-6CC34-1BF0 | SIMATIC PCS 7 CPU 410 REDUNDANCY AS | 63200.89
6ES7658-1FX78-2YH5 | SIMATIC VERSION TRAIL V10.0 DL | 2641.29
6ES7658-1FX78-2YK5 | UPGRADE VERSION TRAIL V9.0 -> V10.0 DL | 1288.44
6ES7661-0AA50-8CF2 | Process Control System IPC647E | 12271.62
6ES7661-0EA00-1CH1 | Process Control System IPC647E | 7573.31
3RC7140-1EE10 | ILM HF Direct Starter 0.4-4 A (S00) | 177.46
3RC7140-1KE00 | ILM ST Direct Starter 1.2-12 A (S00) | 159.26
3RC7140-1KE10 | ILM HF Direct Starter 1.2-12 A (S00) | 177.46
3RC7140-4EE01 | ILM ST Direct Starter 3.5-32 A (S0) | 166.85
3RC7140-4EE11 | ILM HF Direct Starter 3.5-32 A (S0) | 189.62
3RC7940-0TE20 | Com. Cable ET 200SP to 3RC7 (2 m) | 22.75
3RC7940-0TE30 | Com. Cable ET 200SP to 3RC7 (5 m) | 45.49
3RC7940-0TE40 | Com. Cable ET 200SP to 3RC7 (10 m) | 65.22
3RC7940-1TE01 | Power Cable 24V/A1/A2 3RC7 DS to 3RC7 | 7.6
6AG1193-6BN00-7BA0 | SIPLUS ET 200SP Spacing Module | 57
6AG1542-5FX10-7XE0 | SIPLUS S7-1500 CP 1542-5 | 2462.84
6AG1590-0BH00-7AA0 | SIPLUS S7-1500 act. backplane 8 slot | 2123.2
6AV2103-3DA02-4AK5 | WinCC Prof. 512 V20 Upgrade DL | 1302.88
6AV2105-0FA12-4AA0 | WinCC Runtime Prof 2048, Asia V20 | 7841.62
6AV2105-0HA02-4AA0 | WinCC Runtime Professional 4096, V20 | 8655.2
6AV2105-0HA02-4AH0 | WinCC Runtime Prof 4096, V20 DL | 7696.7
6AV2105-0HA12-4AA0 | WinCC Runtime Prof 4096, Asia V20 | 8655.2
6AV2105-0KA02-4AA0 | WinCC Runtime Professional 8192, V20 | 9422.86
6AV2105-0TA02-4AH0 | WinCC Runtime Prof 262144, V20 DL | 25832.16
6AV2105-0TA12-4AA0 | WinCC Runtime Prof 262144, Asia V20 | 29049.15
6AV2105-3BB02-4AE0 | UG WinCC RT Prof 128 V18/19->V20 | 1652.97
6AV2105-3BB02-4AK0 | UG WinCC RT Prof 128 V18/19->V20 DL | 1470.75
6AV2157-0BD02-4AB0 | ProDiag for WinCC RT Unified V20 | 1434.88
6AV2157-0BD02-4LB0 | ProDiag for WinCC RT Unified V20 DL | 1281.35
6AV2157-0BL02-4AB0 | WinCC Unified Audit Basis V20 | 1013.02
6AV2157-0BL02-4LB0 | WinCC Unified Audit Basis V20 DL | 903.98
6AV6362-4AA08-1AE1 | WinCC/IDB, Upgr V8.0 -> V8.1 | 516.56
6AV6362-4AA08-1AH0 | WinCC/IDB, Basic Pckg V8.1 DL | 1163.69
6AV6362-4AA08-1AK0 | WinCC/IDB, Upgr V7.4/7.5 -> V8.1 DL | 648.56
6AV6362-4AA08-1AK1 | WinCC/IDB, Upgr V8.0 -> V8.1 DL | 457.73
6AV6371-1DR08-1AX0 | WinCC/Connectivity Pack V8.1 | 1849.56
6AV6371-1DR18-1AX0 | WinCC/Connectivity Station V8.1 | 5231.57
6AV6371-1DV08-1AX0 | WinCC/Audit RT V8.1 | 1271.31
6AV6371-1DV08-1BX3 | WinCC/Audit RT Upgr V7.4/7.5 -> V8.1 | 281.24
3RA8411-1KE10 | ILF HF Direct Starter 1.2-12 A (S00) | 315.51
3RA8412-1EE00 | ILF ST Direct Starter 0.4-4 A (S00) | 291.24
3RA8412-1EE10 | ILF HF Direct Starter 0.4-4 A (S00) | 307.93
3RA8422-4EE00 | ILF ST Direct Starter 3.5-32 A (S0) | 455.05
6AG2155-6AU02-4BN0 | SIPLUS ET 200SP IM155-6PN ST RAIL | 919.6
6AG2193-6BN00-4BA0 | SIPLUS ET 200SP Spacing Module RAIL | 61.62
6AG4021-0AA11-3BA0 | SIMATIC IPC127E | 1412.79
6AG4021-0AB11-3CA0 | SIMATIC IPC127E | 1853.26
6AG4114-3DD12-0AA1 | SIMATIC IPC847E (Rack PC) | 6114.09
6AG4114-3JR03-4FC2 | SIMATIC IPC847E (Rack PC) | 9528.45
6AG4114-3KD31-0BX2 | SIMATIC IPC847E (Rack PC) | 7020.49
6AG4114-3KT55-2HC2 | SIMATIC IPC847E (Rack PC) | 14626.77
6AV2107-0PX02-4AA5 | Visualization Architect V20 | 7154.31
6AV2148-6KB40-0SL0 | MTP1000 Comfort Unified Hygienic | 3179.02
6AV2148-6QB40-0SL0 | MTP1500 Comfort Unified Hygienic | 5015.66
6AV2151-0XA02-4AA5 | WinCC Unified Basic ES V20 | 193.7
6AV2151-0XA02-4LA5 | WinCC Unified Basic ES V20 DL | 160.71
6AV6371-2BP18-1AJ0 | WinCC/Powerp RC 65536/102400 V8.1 DL | 1344.48
6AV6371-2BQ08-1AJ0 | WinCC/Powerp RT 102400/unlimited V8.1 DL | 4155.41
6AV6371-2BQ18-1AJ0 | WinCC/Powerp RC 102400/unlimited V8.1 DL | 3709.17
6AV6372-1DC08-1AX0 | WinCC/Calender Scheduler V8.1 | 1401.88
6AV6377-1CA00-0GF3 | FL Migrationspaket Server (Option) DL | 2829.58
6AV6377-1CB00-0GF3 | FL Migrationspaket User Archive DL | 698.79
6AV6377-1CF00-0GF3 | FL Migrationspaket Redundancy DL | 2934.33
6AV6377-1DG00-0AF3 | FL Migrationspaket Web Navigator (3) DL | 5763.91
6AV6381-2BC08-1AX0 | WinCC RT 128, V8.1 | 3951.66
6AV6381-2BD08-1AH0 | WinCC RT 512, V8.1 DL | 5399.46
6AV6381-2BD08-1AV0 | WinCC RT 512, V8.1 Asia | 6073.85
6AV6381-2BD08-1AX0 | WinCC RT 512, V8.1 | 6073.85
6AV7880-4AA01-0AA2 | SIMATIC IPC MD-34A Entry w/ Type C PD | 3743.97
6AV7880-4BA01-0AA2 | SIMATIC IPC MD-34A Entry Plus w/ PD | 4642.88
6AV7880-4CB01-1AA2 | SIMATIC IPC MD-34A High End w/ PD | 5691.6
6AV7880-4DB01-1AA2 | SIMATIC IPC MD-34A Automation w/PD | 4193.41
8MF1111-0AA00-0NB2 | SIVACON 2200mm x 900mm x 600mm | 3041.94
8MF1111-0AA00-0NB3 | SIVACON 2200mm x 900mm x 600mm | 3343.27
8MF1111-0AA00-0NB4 | SIVACON 2200mm x 900mm x 600mm | 3343.27
8MF1111-0AA00-0NB5 | SIVACON 2200mm x 1200mm x 600mm | 4505.52
8MF1111-0AA00-0NB6 | SIVACON 2200mm x 900mm x 600mm | 4634.66
8MF1111-0AA00-0ND3 | SIVACON 2200mm x 900mm x 600mm | 2453.65
8MF1111-0AA00-0ND4 | SIVACON 2200mm x 800mm x 600mm | 3601.54
8MF1111-0AA00-0ND6 | SIVACON 2000mm x 800mm x 500mm | 2697.58
8MF1111-0AA00-0ND7 | SIVACON 2000mm x 800mm x 500mm | 2697.58
8MF1111-0AA00-0NF4 | SIVACON 2200mm x 900mm x 600mm | 4864.24
8MF1111-0AA00-0NF5 | SIVACON 2200mm x 900mm x 600mm | 4232.89
8MF1111-0AA00-0NF6 | SIVACON 2200mm x 1200mm x 600mm | 3974.62
8MF1111-0AA00-0NF7 | SIVACON 2200mm x 800mm x 1000mm | 3902.88
8MF1111-0AA00-0NH3 | SIVACON 2200mm x 900mm x 600mm | 3300.23
8MF1111-0AA00-0NH4 | SIVACON 2000mm x 1200mm x 500mm | 4433.78
8MF1111-0AA00-0NH6 | SIVACON 2000mm x 1200mm x 500mm | 3716.34
8MF1111-0AA00-0NH7 | SIVACON 2000mm x 1000mm x 600mm | 4462.48
A5E52553173 | END COVER KIT,PULLEY SHAFT/BEARING,WW200 | 142.05
A5E54153281 | SPARE,ELEC.MODULE,FOR LG250 S/N 50498739 | 2910
A5E54158206 | 7ML57472AC413VA1,C05,C20,W01,Y01=773,Y17 | 5510.26
A5E54160291 | 7ML57472AC413VA1,C05,C20,W01,Y01=623,Y17 | 5813.36
A5E54160311 | 7ML57462AC161VA0,C05,W01,Y17,HAN7D | 3346.03
A5E54193217 | SPARE LR250 FEA,4IN150LB RF PROC. CONN. | 4380.29
1PH8135-1DS10-0QA1-ZA12 | COMPACT ASYNCHRONOUS MOTOR 1PH813 | 7692.69
1PH8138-2FG22-0GA1 | COMPACT SYNCHRONOUS MOTOR 1PH813 | 16396.96
1PH8163-1AD02-2GC2 | COMPACT ASYNCHRONOUS MOTOR 1PH816 | 7366.89
1PH8186-1DF10-0LA1-ZG14X53 | COMPACT ASYNCHRONOUS MOTOR | 24651.3
6AV6646-1BB20-0AA1 | SIMATIC ITC1900 V3 PRO | 3448.86
6AV6646-1BB20-0NA1 | SIMATIC ITC1900 V3 PRO | 3617.18
6AV6646-1BB22-1AA1 | SIMATIC ITC2200 V3 PRO | 3786.97
6AV6646-1BB22-1NA1 | SIMATIC ITC2200 V3 PRO | 3953.8
6AV6646-1BD12-0NA1 | SIMATIC ITC1200 V3 PRO | 2977.91
6AV6646-1BD15-0AA1 | SIMATIC ITC1500 V3 PRO | 3112.23
6AV6646-1BD15-0NA1 | SIMATIC ITC1500 V3 PRO | 3280.55
6AV6646-1BD16-0AA1 | SIMATIC ITC1500 V3 PRO | 3112.23
6SL4113-0JP20-2BF0 | G220 IP55 3AC400V 18,5kW FSD1 | 5706.27
6SL4113-0JP21-0AF0 | G220 IP55 3AC400V 22kW FSD1 | 5703.49
6SL4113-0JP23-0BF0 | G220 IP55 3AC400V 30kW FSD2 | 7100.17
6SL4113-0JP23-2AF0 | G220 IP55 3AC400V 30kW FSD2 | 7436.64
6SL4113-0JP24-0FF0 | G220 IP55 3AC400V 37kW FSD2 | 8581.21
6SL4113-0JP24-2BF0 | G220 IP55 3AC400V 37kW FSD2 | 8920.5
6SL4113-0JP26-2FF0 | G220 IP55 3AC400V 45kW FSE | 10557.07
6SL4113-0JP27-0BF0 | G220 IP55 3AC400V 55kW FSE | 10746.79
A5E38663398 | Electronic FXT030 Ex-d/-t/-nA comp, HART | 5787.15
A5E39111198 | Gasket for | 86.35
A5E39111382 | Gasket for | 96.15
A5E39115882 | Gasket for | 141.29
A5E39116633 | Scheibe M10 for | 21.59
A5E42138542 | DSL-electronics module int., Hydrocarbon | 4368.32
A5E43588223 | 7MH71221AU511A,LARGE IDLER MOUNTS | 8226.17
A5E44685943 | Pneumatic block, single-acting | 677.04
A5E44910676 | Electronics, 2-wire, coated | 1242.2
A5E45882316 | F connector board set for FS DSL | 561.26
A5E47202369 | DSL-electronics module ext., Gas | 4515.51
A5E50441094 | Gasket for FMT020 adapter | 190.35
8MF1111-0AA00-0MW8 | SIVACON 2000mm x 800mm x 600mm | 3128.03
8MF1111-0AA00-0MX2 | SIVACON 2200mm x 1000mm x 600mm | 3701.99
8MF1111-0AA00-0MY1 | SIVACON 2200mm x 900mm x 600mm | 3070.64
8MF1111-0AA00-0MY3 | SIVACON 2200mm x 900mm x 600mm | 3084.99
8MF1111-0AA00-0MY8 | SIVACON 2000mm x 1000mm x 800mm | 5366.46
8PQ2055-6BA32 | IP55 upgrade kit H: 550mm W: 600mm | 76.01
8PQ2067-8BA04 | Door 3WA12, 3/4-pole, IP55, H675 B800 | 223.91
1FG1507-5UG33-2FB1-ZD24G23K07 | SIMOTICS S-1FG1 SERVO GEARED MOTOR | 5580.14
1FT7105-5WF74-4NG1 | SYNCHRONOUS MOTOR 1FT7 | 7956.6
1PH8131-2EF10-0QB2-ZM03V91 | COMPACT SYNCHRONOUS MOTOR 1PH813 | 14465.18
1PH8137-1HD02-2BA2-ZV90 | COMPACT ASYNCHRONOUS MOTOR 1PH813 | 6449.81
6SL4113-0KA27-0AF0 | G220 IP55 3AC400V 55kW FSE | 10607.27
6SL4113-0KA27-0FF0 | G220 IP55 3AC400V 55kW FSE | 11093.91
6SL4113-0KP08-2AF0 | G220 IP55 3AC400V 1,1kW FSB | 1885.95
6SL4113-0KP08-2FF0 | G220 IP55 3AC400V 1,1kW FSB | 2372.57
6SL4113-0KP10-2BF0 | G220 IP55 3AC400V 1,5kW FSB | 2219.06
6SL4113-0KP11-0AF0 | G220 IP55 3AC400V 2,2kW FSB | 1983.92
6SL4113-0KP12-0BF0 | G220 IP55 3AC400V 3kW FSB | 2405.68
6SL4113-0KP12-2AF0 | G220 IP55 3AC400V 3kW FSB | 2389.62
6SL4113-0KP13-2BF0 | G220 IP55 3AC400V 4kW FSB | 2851.16
6SL4113-0KP15-0AF0 | G220 IP55 3AC400V 5,5kW FSB | 2702.54
6SL4113-0KP15-2FF0 | G220 IP55 3AC400V 5,5kW FSB | 3412.75
6SL4113-0KP16-0BF0 | G220 IP55 3AC400V 7,5kW FSB | 3181.06
6SL4113-0KP17-0FF0 | G220 IP55 3AC400V 11kW FSC | 4139.75
6SL4113-0KP17-2BF0 | G220 IP55 3AC400V 11kW FSC | 4177.34
6SL4113-0KP18-2FF0 | G220 IP55 3AC400V 15kW FSC | 5322.62
6SL4113-0KP20-0BF0 | G220 IP55 3AC400V 18,5kW FSD1 | 5369.34
6SL4113-0KP21-0AF0 | G220 IP55 3AC400V 22kW FSD1 | 5755.4
6SL4113-0KP21-0FF0 | G220 IP55 3AC400V 22kW FSD1 | 6242.06
6SL4113-0KP23-2AF0 | G220 IP55 3AC400V 30kW FSD2 | 7508.03
6SL4113-0KP23-2FF0 | G220 IP55 3AC400V 30kW FSD2 | 7994.67
6SL4113-0KP26-0AF0 | G220 IP55 3AC400V 45kW FSE | 9431.22
6SL4113-0KP26-0FF0 | G220 IP55 3AC400V 45kW FSE | 9917.85
6SL4113-0KP27-0BF0 | G220 IP55 3AC400V 55kW FSE | 10858.71
6SL4113-0KP27-2AF0 | G220 IP55 3AC400V 55kW FSE | 11505.12
6SL4113-0KQ08-2BF0 | G220 IP55 3AC400V 1,1kW FSB | 2080.61
6SL4113-0KQ10-0AF0 | G220 IP55 3AC400V 1,5kW FSB | 1876.87
6SL4113-0KQ11-0BF0 | G220 IP55 3AC400V 2,2kW FSB | 2178.58
6SL4113-0KQ11-2AF0 | G220 IP55 3AC400V 2,2kW FSB | 2142.74
6SL4113-0KQ12-0FF0 | G220 IP55 3AC400V 3kW FSB | 2697.66
6SL4113-0KQ12-2BF0 | G220 IP55 3AC400V 3kW FSB | 2584.28
6SL4113-0JA21-0AF0 | G220 IP55 3AC400V 22kW FSD1 | 5661.34
6SL4113-0JA21-0BF0 | G220 IP55 3AC400V 22kW FSD1 | 5856
6SL4113-0JA21-0FF0 | G220 IP55 3AC400V 22kW FSD1 | 6147.98
6SL4113-0JA21-2AF0 | G220 IP55 3AC400V 22kW FSD1 | 6094.21
6SL4113-0JA24-2BF0 | G220 IP55 3AC400V 37kW FSD2 | 8878.33
6SL4113-0JA24-2FF0 | G220 IP55 3AC400V 37kW FSD2 | 9170.33
6SL4113-0JA26-0AF0 | G220 IP55 3AC400V 45kW FSE | 9275.49
6SL4113-0JA26-0BF0 | G220 IP55 3AC400V 45kW FSE | 9470.15
6SL4113-0JA26-0FF0 | G220 IP55 3AC400V 45kW FSE | 9762.15
6SL4113-0JP08-2AF0 | G220 IP55 3AC400V 1,1kW FSB | 1872.96
6SL4113-0JP08-2BF0 | G220 IP55 3AC400V 1,1kW FSB | 2067.62
6SL4113-0JP08-2FF0 | G220 IP55 3AC400V 1,1kW FSB | 2359.62
6SL4113-0JP10-0AF0 | G220 IP55 3AC400V 1,5kW FSB | 1860.63
6SL4113-0JP12-0FF0 | G220 IP55 3AC400V 3kW FSB | 2671.7
6SL4113-0JP12-2AF0 | G220 IP55 3AC400V 3kW FSB | 2363.67
6SL4113-0JP12-2BF0 | G220 IP55 3AC400V 3kW FSB | 2558.33
6SL4113-0JP12-2FF0 | G220 IP55 3AC400V 3kW FSB | 2850.33
6SL4113-0JP16-0BF0 | G220 IP55 3AC400V 7,5kW FSB | 3151.86
6SL4113-0JP16-0FF0 | G220 IP55 3AC400V 7,5kW FSB | 3443.87
6SL4113-0JP16-2AF0 | G220 IP55 3AC400V 7,5kW FSB | 3226.29
6SL4113-0JP16-2BF0 | G220 IP55 3AC400V 7,5kW FSB | 3420.95
6SL4113-0JP18-2FF0 | G220 IP55 3AC400V 15kW FSC | 5285.29
6SL4113-0JP20-0AF0 | G220 IP55 3AC400V 18,5kW FSD1 | 5127.64
6SL4113-0JP20-0BF0 | G220 IP55 3AC400V 18,5kW FSD1 | 5322.29
6SL4113-0JP20-0FF0 | G220 IP55 3AC400V 18,5kW FSD1 | 5614.29
6SL4113-0JP23-2BF0 | G220 IP55 3AC400V 30kW FSD2 | 7631.3
6SL4113-0JP23-2FF0 | G220 IP55 3AC400V 30kW FSD2 | 7923.28
6SL4113-0JP24-0AF0 | G220 IP55 3AC400V 37kW FSD2 | 8094.56
6SL4113-0JP24-0BF0 | G220 IP55 3AC400V 37kW FSD2 | 8289.22
6SL4113-0JP27-2AF0 | G220 IP55 3AC400V 55kW FSE | 11393.2
6SL4113-0JP27-2BF0 | G220 IP55 3AC400V 55kW FSE | 11587.85
6SL4113-0JP27-2FF0 | G220 IP55 3AC400V 55kW FSE | 11879.84
6SL4113-0JQ08-0AF0 | G220 IP55 3AC400V 1,1kW FSB | 1737.35
A5E39111729 | Gasket for | 127.56
A5E39111815 | Pendulum bolt for | 104.01
A5E39111850 | Gasket for | 127.56
A5E39111937 | Gasket for | 117.74
A5E44542437 | Electronics, 2/3/4-w, HART, Ex, coated | 1483.58
A5E44543888 | Electronics, PROFIBUS PA, Ex, coated | 1242.2
A5E47202379 | DSL-electronics module int., Gas | 4605.78
A5E48861004 | Ploycarbonate lid with window | 86.35
A5E50009838 | Electronics, 2-wire, HART, EX, AO | 1418.82
A5E50441009 | Portable protective case | 1709.26
8MF1111-0AA00-0MW3 | SIVACON 2200mm x 900mm x 600mm | 5481.25
8MF1111-0AA00-0MW4 | SIVACON 2000mm x 1000mm x 600mm | 5366.46
8MF1111-0AA00-0MW5 | SIVACON 2000mm x 1000mm x 600mm | 5423.85
8MF1111-0AA00-0MW6 | SIVACON 2000mm x 900mm x 500mm | 3902.88
8MF1111-0AA00-0MY4 | SIVACON 2200mm x 900mm x 600mm | 3070.64
8MF1111-0AA00-0MY5 | SIVACON 2000mm x 800mm x 600mm | 3644.59
8MF1111-0AA00-0MY6 | SIVACON 2000mm x 800mm x 600mm | 3644.59
8MF1111-0AA00-0MY7 | SIVACON 2000mm x 800mm x 600mm | 3214.14
1FE1116-6WW11-6BC2 | BUILT-IN SYNCHRONOUS MOTOR | 11516.01
1FE1143-8WM11-7BW1 | BUILT-IN SYNCHRONOUS MOTOR | 8630.45
1FE1143-8WQ11-6BA8-ZX36 | BUILT-IN SYNCHRONOUS MOTOR | 13968.85
1PH8165-1DF10-0BA1-ZG14X53 | COMPACT ASYNCHRONOUS MOTOR 1PH816 | 10199.81
1PH8165-1HD10-2GA2 | COMPACT ASYNCHRONOUS MOTOR 1PH816 | 7707.17
6SL4113-0KA26-2AF0 | G220 IP55 3AC400V 45kW FSE | 10112.57
6SL4113-0KA26-2BF0 | G220 IP55 3AC400V 45kW FSE | 10307.23
6SL4113-0KP10-0AF0 | G220 IP55 3AC400V 1,5kW FSB | 1876.87
6SL4113-0KP10-0BF0 | G220 IP55 3AC400V 1,5kW FSB | 2071.53
6SL4113-0KP10-0FF0 | G220 IP55 3AC400V 1,5kW FSB | 2363.49
6SL4113-0KP10-2AF0 | G220 IP55 3AC400V 1,5kW FSB | 2024.4
6SL4113-0KP12-2FF0 | G220 IP55 3AC400V 3kW FSB | 2876.28
6SL4113-0KP13-0AF0 | G220 IP55 3AC400V 4kW FSB | 2452.71
6SL4113-0KP13-0BF0 | G220 IP55 3AC400V 4kW FSB | 2647.37
6SL4113-0KP13-0FF0 | G220 IP55 3AC400V 4kW FSB | 2939.35
6SL4113-0KP16-2AF0 | G220 IP55 3AC400V 7,5kW FSB | 3255.5
6SL4113-0KP16-2BF0 | G220 IP55 3AC400V 7,5kW FSB | 3450.16
6SL4113-0KP16-2FF0 | G220 IP55 3AC400V 7,5kW FSB | 3742.15
6SL4113-0KP17-0AF0 | G220 IP55 3AC400V 11kW FSC | 3653.1
6SL4113-0KP17-0BF0 | G220 IP55 3AC400V 11kW FSC | 3847.76
6SL4113-0KP20-0FF0 | G220 IP55 3AC400V 18,5kW FSD1 | 5661.34
6SL4113-0KP20-2AF0 | G220 IP55 3AC400V 18,5kW FSD1 | 5558.64
6SL4113-0KP20-2BF0 | G220 IP55 3AC400V 18,5kW FSD1 | 5753.3
6SL4113-0KP20-2FF0 | G220 IP55 3AC400V 18,5kW FSD1 | 6045.29
6SL4113-0KP24-0BF0 | G220 IP55 3AC400V 37kW FSD2 | 8367.09
6SL4113-0KP24-0FF0 | G220 IP55 3AC400V 37kW FSD2 | 8659.09
6SL4113-0KP24-2AF0 | G220 IP55 3AC400V 37kW FSD2 | 8803.71
6SL4113-0KP24-2BF0 | G220 IP55 3AC400V 37kW FSD2 | 8998.37
6SL4113-0KP27-2FF0 | G220 IP55 3AC400V 55kW FSE | 11991.76
6SL4113-0KQ08-0AF0 | G220 IP55 3AC400V 1,1kW FSB | 1750.33
6SL4113-0KQ08-0BF0 | G220 IP55 3AC400V 1,1kW FSB | 1944.99
6SL4113-0KQ08-0FF0 | G220 IP55 3AC400V 1,1kW FSB | 2236.98
6SL4113-0KQ08-2AF0 | G220 IP55 3AC400V 1,1kW FSB | 1885.95
6SL4113-0KQ11-2BF0 | G220 IP55 3AC400V 2,2kW FSB | 2337.39
6SL4113-0KQ11-2FF0 | G220 IP55 3AC400V 2,2kW FSB | 2629.38
6SL4113-0KQ12-0AF0 | G220 IP55 3AC400V 3kW FSB | 2211.02
6SL4113-0KQ12-0BF0 | G220 IP55 3AC400V 3kW FSB | 2405.68
6SL4113-0KQ15-2AF0 | G220 IP55 3AC400V 5,5kW FSB | 2926.1
6SL4113-0KQ15-2BF0 | G220 IP55 3AC400V 5,5kW FSB | 3120.75
6SL4113-0KQ15-2FF0 | G220 IP55 3AC400V 5,5kW FSB | 3412.75
6SL4113-0KQ16-0AF0 | G220 IP55 3AC400V 7,5kW FSB | 2986.4
6SL4113-0DA17-0BF0 | G220 IP20 3AC400V 11kW FSC | 3314.07
6SL4113-0DA17-0FF0 | G220 IP20 3AC400V 11kW FSC | 3606.05
6SL4113-0DA17-2AF0 | G220 IP20 3AC400V 11kW FSC | 3448.99
6SL4113-0DA17-2BF0 | G220 IP20 3AC400V 11kW FSC | 3643.65
6SL4113-0DA20-2FF0 | G220 IP20 3AC400V 18,5kW FSD1 | 5325.07
6SL4113-0DA21-0AF0 | G220 IP20 3AC400V 22kW FSD1 | 5025.45
6SL4113-0DA21-0BF0 | G220 IP20 3AC400V 22kW FSD1 | 5220.11
6SL4113-0DA21-0FF0 | G220 IP20 3AC400V 22kW FSD1 | 5512.09
6SL4113-0DA21-2AF0 | G220 IP20 3AC400V 22kW FSD1 | 5458.33
6SL4113-0DA24-2BF0 | G220 IP20 3AC400V 37kW FSD2 | 8169.43
6SL4113-0DA24-2FF0 | G220 IP20 3AC400V 37kW FSD2 | 8461.43
6SL4113-0DA26-0AF0 | G220 IP20 3AC400V 45kW FSE | 8587.69
6SL4113-0DA26-0BF0 | G220 IP20 3AC400V 45kW FSE | 8782.35
6SL4113-0KA08-2AF0 | G220 IP55 3AC400V 1,1kW FSB | 1861.59
6SL4113-0KA08-2BF0 | G220 IP55 3AC400V 1,1kW FSB | 2056.25
6SL4113-0KA08-2FF0 | G220 IP55 3AC400V 1,1kW FSB | 2348.24
6SL4113-0KA10-0AF0 | G220 IP55 3AC400V 1,5kW FSB | 1852.51
6SL4113-0KA12-0BF0 | G220 IP55 3AC400V 3kW FSB | 2381.34
6SL4113-0KA12-0FF0 | G220 IP55 3AC400V 3kW FSB | 2673.33
6SL4113-0KA12-2AF0 | G220 IP55 3AC400V 3kW FSB | 2365.29
6SL4113-0KA12-2BF0 | G220 IP55 3AC400V 3kW FSB | 2559.95
6SL4113-0KA12-2FF0 | G220 IP55 3AC400V 3kW FSB | 2851.93
6SL4113-0KA16-0AF0 | G220 IP55 3AC400V 7,5kW FSB | 2962.07
6SL4113-0KA16-0BF0 | G220 IP55 3AC400V 7,5kW FSB | 3156.73
6SL4113-0KA16-0FF0 | G220 IP55 3AC400V 7,5kW FSB | 3448.71
6SL4113-0KA16-2AF0 | G220 IP55 3AC400V 7,5kW FSB | 3231.15
6SL4113-0KA18-2FF0 | G220 IP55 3AC400V 15kW FSC | 5280.45
6SL4113-0KA20-0AF0 | G220 IP55 3AC400V 18,5kW FSD1 | 5132.5
7MF9411-5EB | Accessory for 7MF9411-5B/C Oxygen | 21.52
7MF9411-5EC | Accessory for 7MF9411-5B/C Oxygen | 60.78
6SL4113-0KQ13-0AF0 | G220 IP55 3AC400V 4kW FSB | 2452.71
6SL4113-0KQ13-2FF0 | G220 IP55 3AC400V 4kW FSB | 3143.12
6SL4113-0KQ15-0BF0 | G220 IP55 3AC400V 5,5kW FSB | 2897.2
6SL4113-0KQ16-0FF0 | G220 IP55 3AC400V 7,5kW FSB | 3473.04
6SL4113-0KQ16-2BF0 | G220 IP55 3AC400V 7,5kW FSB | 3450.16
6SL4113-0DA16-0FF0 | G220 IP20 3AC400V 7,5kW FSB | 3044.79
6SL4113-0DA16-2BF0 | G220 IP20 3AC400V 7,5kW FSB | 3021.89
6SL4113-0DA17-0AF0 | G220 IP20 3AC400V 11kW FSC | 3119.41
6SL4113-0DA17-2FF0 | G220 IP20 3AC400V 11kW FSC | 3935.63
6SL4113-0DA18-0BF0 | G220 IP20 3AC400V 15kW FSC | 4052.17
6SL4113-0DA20-0FF0 | G220 IP20 3AC400V 18,5kW FSD1 | 4941.1
6SL4113-0DA20-2BF0 | G220 IP20 3AC400V 18,5kW FSD1 | 5033.07
6SL4113-0DA21-2FF0 | G220 IP20 3AC400V 22kW FSD1 | 5944.96
6SL4113-0DA23-0BF0 | G220 IP20 3AC400V 30kW FSD2 | 6366.97
6SL4113-0DA24-0AF0 | G220 IP20 3AC400V 37kW FSD2 | 7343.5
6SL4113-0DA24-0FF0 | G220 IP20 3AC400V 37kW FSD2 | 7830.14
6SL4113-0DA26-2AF0 | G220 IP20 3AC400V 45kW FSE | 9325.86
6SL4113-0DA26-2FF0 | G220 IP20 3AC400V 45kW FSE | 9812.49
6SL4113-0KA08-0AF0 | G220 IP55 3AC400V 1,1kW FSB | 1725.99
6SL4113-0KA08-0FF0 | G220 IP55 3AC400V 1,1kW FSB | 2212.63
6SL4113-0KA10-0BF0 | G220 IP55 3AC400V 1,5kW FSB | 2047.17
6SL4113-0KA10-2AF0 | G220 IP55 3AC400V 1,5kW FSB | 2000.07
6SL4113-0KA11-2BF0 | G220 IP55 3AC400V 2,2kW FSB | 2313.04
6SL4113-0KA12-0AF0 | G220 IP55 3AC400V 3kW FSB | 2186.68
6SL4113-0KA13-0BF0 | G220 IP55 3AC400V 4kW FSB | 2623.03
6SL4113-0KA13-2AF0 | G220 IP55 3AC400V 4kW FSB | 2632.14
6SL4113-0KA15-0FF0 | G220 IP55 3AC400V 5,5kW FSB | 3164.84
6SL4113-0KA15-2BF0 | G220 IP55 3AC400V 5,5kW FSB | 3096.43
6SL4113-0KA16-2FF0 | G220 IP55 3AC400V 7,5kW FSB | 3717.79
6SL4113-0KA17-0BF0 | G220 IP55 3AC400V 11kW FSC | 3805.57
6SL4113-0KA18-0FF0 | G220 IP55 3AC400V 15kW FSC | 4947.6
6SL4113-0KA18-2BF0 | G220 IP55 3AC400V 15kW FSC | 4988.47
7MF9411-5GB | Accessory for 7MF9411-5B/C Hydrogen | 21.52
7MF9411-5JB | Accessory for 7MF9411-5B/C Oxyg. Hydrog. | 30.39
7MF9411-6HC | Accessory for 7MF9411-5B/C Oxyg. Hydrog. | 29.12
7MF9411-7CC | Accessory for 7MF9411-5A Oxygen | 37.99
7ML6004-0AC10-1AA3 | SITRANS LT500 | 2097.75
7ML7580-0ED00-4AF3 | SITRANS LR580 | 4643.51
6FX8002-8QN11-1CD0 | ONE-CABLE-CONNECTION ASSEMBLY | 702.06
6GK5208-0YA00-5ES6 | SCALANCE XP208G PoE EEC | 2693.56
6SL3210-5BE15-5UV1 | SINAMICS V20, 3AC 400V 0.55kW UNFILTERED | 377.24
6SL3210-5BE17-5UV1 | SINAMICS V20, 3AC 400V 0.75kW UNFILTERED | 388.75
6SL3210-5BE23-0CV1 | SINAMICS V20, 3AC 400V 3.0kW FILTER C3 | 660.91
6SL3210-5BE24-0CV1 | SINAMICS V20, 3AC 400V 4,0kW FILTER C3 | 741.54
6SL4112-0KA17-0BF0 | G220 IP55 3AC200V 11kW FSD2 | 4254.9
6SL4112-0KA18-0AF0 | G220 IP55 3AC200V 15kW FSD2 | 5015.71
6SL4112-0KA21-0BF0 | G220 IP55 3AC200V 22kW FSE | 6629.76
6SL4112-0KA23-0AF0 | G220 IP55 3AC200V 30kW FSE | 7820.42
6SL4112-0KP08-0FF0 | G220 IP55 3AC200V 1,1kW FSB | 2421.89
6SL4112-0KP10-0BF0 | G220 IP55 3AC200V 1,5kW FSB | 2272.66
6SL4112-0KP11-0AF0 | G220 IP55 3AC200V 2,2kW FSB | 2201.28
7KN2780-0CE30-3YA0 | PCS 7 Library SENTRON 3VA V10.0 ES | 794.63
7KN2780-0CE30-4YA0 | PCS 7 Library SENTRON 3WA V10.0 ES | 690.96
7NG0340-0BA01-0TM2-ZE49H06 | 7NG034_TF320_Single Chamber | 1121.72
7NG0347-0BA01-0AM2-ZE01H06 | 7NG034_TF320_Single Chamber | 903.64
7NG0350-0BA01-0SF2-ZE47H01 | 7NG035_TF320 Dual Chamber | 1440.46
7NG0350-0BA01-0TM2-ZE49H01 | 7NG035_TF320 Dual Chamber | 1440.46
7NG0350-0BA02-0TM2-ZC20E49H03 | 7NG035_TF320 Dual Chamber | 2555.46
7NG0440-0BA01-0AM2-ZE01H06 | 7NG044_TF420_Single Chamber | 1137.37
7MF9411-7FC | Accessory for 7MF9411-5A Hydrogen | 37.99
7MF9411-7HB | Accessory for 7MF9411-5A Oxygen Hydrog. | 46.84
7MF9411-7HC | Accessory for 7MF9411-5A Oxygen Hydrog. | 46.84
7MH5118-2PE51 | SIWAREX WL260 SP-S SC 50kg C4 MR Ex | 930.56
6RA8078-6DV62-0AA0-ZG00G20 | SINAMICS DCM DC CONVERTER | 8202.78
6SL3210-5BE13-7CV1 | SINAMICS V20, 3AC 400V 0.37kW FILTER C3 | 388.75
6SL3210-5BE13-7UV1 | SINAMICS V20, 3AC 400V 0.37kW UNFILTERED | 358.53
6SL3210-5BE15-5CV1 | SINAMICS V20, 3AC 400V 0.55kW FILTER C3 | 407.49
6SL3210-5BE24-0UV1 | SINAMICS V20, 3AC 400V 4.0kW UNFILTERED | 685.37
6SL3210-5BE25-5CV1 | SINAMICS V20, 3AC 400V 5.5kW FILTER C3 | 908.53
6SL3210-5BE25-5UV1 | SINAMICS V20, 3AC 400V 5.5kW UNFILTERED | 840.89
6SL4112-0KA15-0FF0 | G220 IP55 3AC200V 5,5kW FSC | 3469.8
6SL4112-0KA16-0AF0 | G220 IP55 3AC200V 7,5kW FSC | 3328.67
6SL4112-0KA16-0BF0 | G220 IP55 3AC200V 7,5kW FSC | 3523.33
6SL4112-0KA16-0FF0 | G220 IP55 3AC200V 7,5kW FSC | 3815.33
6SL4112-0KA17-0AF0 | G220 IP55 3AC200V 11kW FSD2 | 4060.24
6SL4112-0KA23-0BF0 | G220 IP55 3AC200V 30kW FSE | 8015.08
6SL4112-0KA23-0FF0 | G220 IP55 3AC200V 30kW FSE | 8307.04
6SL4112-0KP08-0AF0 | G220 IP55 3AC200V 1,1kW FSB | 1935.25
6SL4112-0KP08-0BF0 | G220 IP55 3AC200V 1,1kW FSB | 2129.91
7NG0340-0BA01-0AF2-ZE01H06 | 7NG034_TF320_Single Chamber | 1023.29
7NG0340-0BA01-0AM2-ZE01H06 | 7NG034_TF320_Single Chamber | 1023.29
7NG0340-0BA01-0SF2-ZC20E47H06 | 7NG034_TF320_Single Chamber | 1187.7
7NG0340-0BA01-0SF2-ZE47H06 | 7NG034_TF320_Single Chamber | 1121.72
7NG0357-0BA01-0AF2-ZE01H01 | 7NG035_TF320 Dual Chamber | 1222.38
7NG0357-0BA01-0SF2-ZE47H01 | 7NG035_TF320 Dual Chamber | 1320.78
7NG0357-0BA01-0TM2-ZE49H01 | 7NG035_TF320 Dual Chamber | 1320.78
7NG0440-0BA01-0AF2-ZE01H06 | 7NG044_TF420_Single Chamber | 1137.37
1PH8133-1ED02-1CC2-ZV90 | COMPACT ASYNCHRONOUS MOTOR 1PH813 | 7311.24
1PH8133-1HD00-2HA2 | COMPACT ASYNCHRONOUS MOTOR 1PH813 | 5151.88
1PH8138-1HF23-2DA2-ZY84 | COMPACT ASYNCHRONOUS MOTOR 1PH813 | 8802.35
1PH8184-1DF03-0LA1 | COMPACT ASYNCHRONOUS MOTOR | 20348.51
6SL4113-0KQ20-0BF0 | G220 IP55 3AC400V 18,5kW FSD1 | 5369.34
6SL4113-0KQ20-0FF0 | G220 IP55 3AC400V 18,5kW FSD1 | 5661.34
6SL4113-0KQ20-2AF0 | G220 IP55 3AC400V 18,5kW FSD1 | 5558.64
6SL4113-0KQ20-2BF0 | G220 IP55 3AC400V 18,5kW FSD1 | 5753.3
6SL4113-0KQ24-0AF0 | G220 IP55 3AC400V 37kW FSD2 | 8172.43
6SL4113-0KQ24-0BF0 | G220 IP55 3AC400V 37kW FSD2 | 8367.09
6SL4113-0KQ24-0FF0 | G220 IP55 3AC400V 37kW FSD2 | 8659.09
6SL4113-0KQ24-2AF0 | G220 IP55 3AC400V 37kW FSD2 | 8803.71
6SL4113-0KQ27-2BF0 | G220 IP55 3AC400V 55kW FSE | 11699.78
6SL4113-0KQ27-2FF0 | G220 IP55 3AC400V 55kW FSE | 11991.76
6SL4113-2JA16-2AF0 | G220 CP IP55 3AC400V 7,5kW FSD1 | 5223.16
6SL4113-2JA17-2AF0 | G220 CP IP55 3AC400V 11kW FSD1 | 6269.92
6SL4113-2KP24-2AF0 | G220 CP IP55 3AC400V 37kW FSD2 | 12619.01
6SL4113-2KP26-2AF0 | G220 CP IP55 3AC400V 45kW FSE | 14614.06
6SL4113-2KP27-2AF0 | G220 CP IP55 3AC400V 55kW FSE | 16355.36
6SL4113-2KQ16-2AF0 | G220 CP IP55 3AC400V 7,5kW FSD1 | 5276.69
6SL5100-0EE25-5AC0 | S220 LR SLM 400V/103A/55kW BS C-Type | 1971.89
6SL5100-0EE25-5AD0 | S220 LR SLM 400V/103A/55kW BS D-Type | 2563.44
6SL5100-0HE21-6DD0 | S220 LF 400V/30A/16kW BS C/D-Type | 364.3
6SL5100-0HE22-4DD0 | S220 LF 400V/44A/24kW BS C/D-Type | 473.58
6SL5120-1UE32-0AD0 | S220 MOMO 400V/200A/110kW D-Type | 19273.34
6SL5120-2UE21-0AD0 | S220 MOMO 400V/2x9A/2.4kW D-Type | 2611.67
6SL5120-2UE21-8SC0 | S220 MOMO 400V/2x18A/2x7.5kW C-Type slim | 5282.38
6SL5120-2UE21-8SD0 | S220 MOMO 400V/2x18A/2x7.5kW D-Type slim | 5993.98
7NG0440-0BA01-0SF2-ZE47H06 | 7NG044_TF420_Single Chamber | 1235.8
7NG0450-0BA01-0TM2-ZE49H01 | 7NG045_TF420 Dual Chamber | 1611.57
7NG0450-0BA02-0TM2-ZC20E49H03 | 7NG045_TF420 Dual Chamber | 2726.57
1FK7062-2AC71-1RB0-ZX05 | SYNCHRONOUS MOTOR 1FK7-CT 8,5 NM | 2876
1FT7067-7SH71-1CH0 | SYNCHRONOUS MOTOR 1FT7 | 7446.71
1PH8133-1DF12-1BC1 | COMPACT ASYNCHRONOUS MOTOR 1PH813 | 6726.48
1PH8228-1HD10-2BB2-ZK40L76 | COMPACT ASYNCHRONOUS MOTOR | 31768.33
6SL4113-0KQ17-2AF0 | G220 IP55 3AC400V 11kW FSC | 3982.68
6SL4113-0KQ18-2BF0 | G220 IP55 3AC400V 15kW FSC | 5030.62
6SL4113-0KQ20-0AF0 | G220 IP55 3AC400V 18,5kW FSD1 | 5174.68
6SL4113-0KQ20-2FF0 | G220 IP55 3AC400V 18,5kW FSD1 | 6045.29
6SL4113-0KQ21-0BF0 | G220 IP55 3AC400V 22kW FSD1 | 5950.06
6SL4113-0KQ23-0FF0 | G220 IP55 3AC400V 30kW FSD2 | 7463.53
6SL4113-0KQ23-2BF0 | G220 IP55 3AC400V 30kW FSD2 | 7702.69
6SL4113-0KQ24-2FF0 | G220 IP55 3AC400V 37kW FSD2 | 9290.34
6SL4113-0KQ26-0BF0 | G220 IP55 3AC400V 45kW FSE | 9625.87
6SL4113-0KQ27-0AF0 | G220 IP55 3AC400V 55kW FSE | 10664.05
6SL4113-0KQ27-0FF0 | G220 IP55 3AC400V 55kW FSE | 11150.69
6SL4113-2JA20-2AF0 | G220 CP IP55 3AC400V 18,5kW FSD1 | 8105.43
6SL4113-2JA23-2AF0 | G220 CP IP55 3AC400V 30kW FSD2 | 10658.25
6SL4113-2KP20-2AF0 | G220 CP IP55 3AC400V 18,5kW FSD1 | 8194.65
6SL4113-2KP23-2AF0 | G220 CP IP55 3AC400V 30kW FSD2 | 10771.8
6SL4113-2KQ17-2AF0 | G220 CP IP55 3AC400V 11kW FSD1 | 6342.91
6SL4113-2KQ20-2AF0 | G220 CP IP55 3AC400V 18,5kW FSD1 | 8194.65
6SL5100-0EE22-4AC0 | S220 LINE REACTOR 400V/43A/24kW C-Type | 885.05
6SL5100-0EE23-6AC0 | S220 LR SLM 400V/64A/36kW BS C-Type | 1290.67
6SL5100-0HE25-5DD0 | S220 LF SLM 400V/105A/55kW BS C/D-Type | 815.73
6SL5120-1UE23-0AD0 | S220 MOMO 400V/30A/15kW D-Type | 4976.57
6SL5120-1UE28-5AD0 | S220 MOMO 400V/85A/45kW D-Type | 11651.82
6SL5120-1UE31-3AD0 | S220 MOMO 400V/132A/75kW D-Type | 15386.89
6SL5130-6UE21-6AD0 | S220 SLM 400V/29A/16kW BS D-Type | 3117.12
6SL5130-6UE22-4AD0 | S220 SLM 400V/43A/24kW BS D-Type | 4400.5
6SL5166-1BD00-0AA0 | S220 SLM SHIELD CONNECTION PLATE 100mm | 22.49
6SL5166-2NB00-0AA0 | S220 SLM CONNECTOR PUSH-IN TYPE 16/24kW | 30.7
6SL5977-0AA00-1GA0 | OPC UA Single Extended | 147.71
6SW1700-3JD00-0AA4 | Drive ES PCS7 V8.x/V9.x -> V10.0 Upg | 1340.12
6SW1700-3JD01-0AG0 | Drive ES PCS7 APL V10.0 OSD | 2902.64
1FK7064-4CH71-1RB0-ZX05 | SYNCHRONOUS MOTOR 1FK7-HD 12 NM | 3156.36
1FT2108-4AC00-0SA0 | Synchronous motor 1FT2-HD 25 Nm | 2633.24
1FT2108-7AB01-1SA0 | Synchronous motor 1FT2-HD 37,5 Nm | 3415.54
1FT7062-5AF71-1LG1-ZJ16 | SYNCHRONOUS MOTOR 1FT7 | 9856.89
1FT7084-5AC74-1MH1 | SYNCHRONOUS MOTOR 1FT7 | 6680.55
1FT7132-5SF71-1CH1 | SYNCHRONOUS MOTOR 1FT7 | 14436.24
1PH8137-1DD03-1FA1 | COMPACT ASYNCHRONOUS MOTOR 1PH813 | 8045.56
1PH8184-1HD10-2BB2-ZK40L27L76 | COMPACT ASYNCHRONOUS MOTOR | 13014.37
3UF8110-1AA00-0 | current/voltage meas. module 0.3-40 A | 327.15
3UF8112-1AA00-0 | current/voltage meas. module 63-630 A | 523.74
3UF8923-0AA00-0 | Sealing IP54 for BU / OP | 13.21
3UF8937-0BA00-0 | connection cable f. operator panel 1.0 m | 55.96
3UF8951-0AA00-0 | connection part set M10X30 / M8X25 | 15.79
3UG5533-1AL30 | Eigenvers. Spann.ueb.w. 17-275V | 125.34
3UG5642-1CW30 | Strom-, Sp., Cos phi, Wirkstr. 24-240V | 170.92
5TC8426 | ELECTRONIC POTENTIOMETER 1-10V | 65.62
5TC8900-1CM | I-SYS,ROTARY DIMMER COVER, CARBON.M. | 17.28
6AU1400-2QA20-0AA0-ZF02 | SIMOTION D, CF CARD 2 GB für D4X5-2 | 1172.53
6AV2100-0AA02-4AH5 | WinCC Basic V20 DL | 160.71
6AV2101-3AA02-4AE5 | WinCC Comfort V20 Upgrade | 546.69
6AV2101-4AB02-4AE5 | WinCC Comfort V20 Upgrade | 1564.02
6SL5130-6UE21-6AC0 | S220 SLM 400V/29A/16kW BS C-Type | 2409.68
6SL5166-8AD03-0AA0 | S220 SLM TERMINAL KIT 100mm 16/24kW | 115.13
6SL5166-8AF01-0AA0 | S220 SLM TERMINAL KIT 150mm 36/55kW | 115.13
6SL5370-0GE00-0AA0 | SINAMICS S210 SD-Card V6.4 | 130.64
6SL5570-0GE00-0AA0 | SINAMICS S200 SD-Card V6.4 | 130.64
1FK7086-4CF71-1FG0 | SYNCHRONOUS MOTOR 1FK7-HD 28 NM | 4292.39
1FK7086-4CF71-1FH2 | SYNCHRONOUS MOTOR 1FK7-HD 28 NM | 4850.19
1FS2104-6AF17-1MZ0Q0V | Synchronous motor 1FS2 3,1 Nm | 3589.42
1FT2103-4AH02-1SA0 | Synchronous motor 1FT2-HD 1,27 Nm | 1080.47
1PH8107-1HF13-2GC2 | COMPACT ASYNCHRONOUS MOTOR 1PH810 | 5098.72
1PH8107-1MF12-2GA2 | COMPACT ASYNCHRONOUS MOTOR 1PH810 | 5200.06
1PH8107-3HD03-2AA2-ZU60 | COMPACT ASYNCHRONOUS MOTOR 1PH810 | 8287.38
1PH8135-2EG13-0QC2-ZK10M03V91 | COMPACT SYNCHRONOUS MOTOR 1PH813 | 16491.43
3UF8200-1AA00-0 | operator panel | 332.89
3UF8920-0AA00-0 | DIN rail adapter for BU / IUM | 18.09
3UF8922-0AA00-0 | mounting adapter for OP 95 mm | 17.63
3UF8922-0BA00-0 | mounting adapter for OP WxH (mm) 105x42 | 17.63
3UG5643-1CS20 | Strom- Sp. CosPhi Wirkstr. 24-240V PLc | 193.07
3UG5643-2CS20 | Strom- Sp. CosPhi Wirkstr. 24-240V PLc | 193.07
5TC8265 | DIMMER HALOGEN LAMPS 60-400W | 45.69
5TC8267 | DIMMER LED LAMPS 3-85W;RL 20-250W/VA | 95.91
6AV2100-3AA02-4AE5 | WinCC Basic V20 Upgrade | 77.48
6AV2100-3AA02-4AK5 | WinCC Basic V20 Upgrade DL | 64.57
6AV2101-0AA02-4AA5 | WinCC Comfort V20 | 1366
6AV2101-0AA02-4AH5 | WinCC Comfort V20 DL | 1139.3
6AV2103-0DA02-4AA5 | WinCC Prof. 512 PowerTags V20 | 3861.26
6AV2103-0DA02-4AH5 | WinCC Prof. 512 PowerTags V20 DL | 3257.18
6AV2103-0HA02-4AA5 | WinCC Prof. 4096 PowerTags V20 | 4785.33
6AV2103-0HA02-4AH5 | WinCC Prof. 4096 PowerTags V20 DL | 4072.19
6AV2103-0XA02-4AA5 | WinCC Prof. max. PowerTags V20 | 7492.95
6AV6381-2BQ08-1AV0 | WinCC RC 65536, V8.1 Asia | 18670.66
6AV6381-2BQ08-1AX0 | WinCC RC 65536, V8.1 | 18670.66
6AV6381-2BS08-1AH0 | WinCC RC 8192, V8.1 DL | 14288.53
6AV6381-2BS08-1AV0 | WinCC RC 8192, V8.1 Asia | 16069.23
6AV6381-2CA08-1AV0 | WinCC RT Client V8.1 Asia | 3766.56
6AV6381-2CA08-1AX0 | WinCC RT Client V8.1 | 3766.56
6AV6381-2CA08-1AX3 | WinCC Upgr RT Cl. V7.4/7.5 -> V8.1 | 1011.59
6AV6381-2CA08-1AX4 | WinCC Upgr RT Cl. V8.0 -> V8.1 | 674.4
6AV6382-2EA08-1AV0 | WinCC Package RT 2048, V8.1 Asia | 5606.08
6AV6382-2EA08-1AX0 | WinCC Package RT 2048, V8.1 | 5606.08
6AV6382-2FA08-1AV0 | WinCC Package RT 65536, V8.1 Asia | 8792.95
6AV6382-2FA08-1AX0 | WinCC Package RT 65536, V8.1 | 8792.95
1PH8226-1AD20-1BA2 | COMPACT ASYNCHRONOUS MOTOR | 28688.71
1PH8228-1DD40-1BC1-ZG14K40L76 | COMPACT ASYNCHRONOUS MOTOR | 40141.69
1PH8228-1DF20-2FA1-ZK10K40 | COMPACT ASYNCHRONOUS MOTOR | 42182.72
3RT2045-3XF40-1LA2 | CONTACTOR F.RAIL,AC3:37KW,1NO+1NC,110VDC | 495.67
6AG4133-0NE60-0FX7 | SIMATIC IPC BX-59A (Box PC) | 8873.74
6AG4141-5BC35-0GA0 | SIMATIC IPC427E (MicroBOX PC) | 5508.82
6AG4141-5BH34-0FA0 | SIMATIC IPC427E (MicroBOX PC) | 5228.67
6AV2153-0XB02-4AA5 | WinCC Unified PC ES max. V20 | 11019.87
6AV2153-2GB32-4LA5 | Unified PC ES 100kPT UG V16..V19->V20 DL | 2555.53
6AV2154-0BP02-4AB0 | WinCC Unified PC Parameter Ctrl. V20 | 536.64
6AV2154-0BP02-4LB0 | WinCC Unified PC Parameter Ctrl. V20 DL | 479.25
6AV2154-0BR02-4AB0 | WinCC Unified Collaboration V20 | 2683.22
6AV2154-1EB32-4LA0 | Unified PC RT 500 UG V18..V19->V20 DL | 718.88
6AV2154-1FB02-4AA0 | WinCC Unified PC RT 5k V20 | 7154.31
6AV2154-1FB02-4BA0 | WinCC Unified PC RT 5k V20 ASIA | 7154.31
6AV2154-1FB02-4LA0 | WinCC Unified PC RT 5k V20 DL | 6388.08
6DL8923-0FX00-0AB5 | CN 4100 IEC 60870-5-101 Primary | 3571.55
6DL8923-0FX00-0AH5 | CN 4100 IEC 60870-5-101 Primary DL | 3787.4
6DL8923-0GX00-0AB5 | CN 4100 IEC 60870-5-101 Secondary | 3571.55
6DL8923-0GX00-0AH5 | CN 4100 IEC 60870-5-101 Secondary DL | 3787.4
6ES7221-3BF50-0XB0 | SB 1221 Signal Board, 8DI 24VDC 100kHz | 119.64
6ES7222-5BF50-0XB0 | SB 1222 Signal Board, 8DQ 24VDC 100kHz | 119.64
6ES7222-5BH50-0XB0 | SM 1222 Digital Output, 16DQ | 259.23
6ES7222-5HH50-0XB0 | SM 1222 Digital Output, 16RLY | 259.23
6FX5002-5DS36-1CF0 | POWER CABLE PREASSEMBLED | 472.05
6FX5002-5DS36-1DG0 | POWER CABLE PREASSEMBLED | 561.06
6FX8002-2DC40-1AE5 | SIGNAL CABLE, PREASSEMBLED | 193.91
6FX8002-5CN27-1AG0 | POWER CABLE PREASSEMBLED | 265.22
6GK1704-1CW24-0AK0 | SOFTNET-IE S7 V20 DL | 1985.96
6GK1704-1CW24-0AK1 | POWERPACK SOFTNET-IE S7 V20 DL | 1262.34
6GK1704-1LW24-0AA0 | SOFTNET-IE S7 LEAN V20 | 880.87
6GK1704-1LW24-0AK0 | SOFTNET-IE S7 LEAN V20 DL | 732.37
6GK1704-1PW24-0AK0 | SOFTNET-IE S7 Plus V20 DL | 3268.67
6SL4113-0KA20-2BF0 | G220 IP55 3AC400V 18,5kW FSD1 | 5711.14
6SL4113-0KA20-2FF0 | G220 IP55 3AC400V 18,5kW FSD1 | 6003.12
6SL4113-0KA21-0AF0 | G220 IP55 3AC400V 22kW FSD1 | 5713.25
6SL4113-0KA21-0BF0 | G220 IP55 3AC400V 22kW FSD1 | 5907.91
6SL4113-0KA24-2AF0 | G220 IP55 3AC400V 37kW FSD2 | 8761.53
6SL4113-0KA24-2BF0 | G220 IP55 3AC400V 37kW FSD2 | 8956.19
6SL4113-0KA24-2FF0 | G220 IP55 3AC400V 37kW FSD2 | 9248.17
6SL4113-0KA26-0AF0 | G220 IP55 3AC400V 45kW FSE | 9374.43
6FX5002-5DS14-1EK0 | POWER CABLE, PREASSEMBLED | 1601.71
6FX5002-5DS14-1FB0 | POWER CABLE, PREASSEMBLED | 1643.44
6FX5002-5DS14-2AA0 | POWER CABLE, PREASSEMBLED | 2665.46
6FX5002-5DS16-1CE0 | POWER CABLE PREASSEMBLED | 407.44
6FX8002-5DS46-1ED0 | POWER CABLE PREASSEMBLED | 1118.01
6FX8002-5DX18-1BD8 | POWER CABLE, PREASSEMBLED EXT. | 2320.72
6FX8002-5DX18-1BH2 | POWER CABLE, PREASSEMBLED EXT. | 2501.28
6FX8002-5EC32-1AA6 | POWER CABLE, PREASSEMBLED | 171.95
6SL4112-0KP12-0BF0 | G220 IP55 3AC200V 3kW FSB | 2648.99
6SL4112-0KP12-0FF0 | G220 IP55 3AC200V 3kW FSB | 2940.97
6SL4112-0KP13-0AF0 | G220 IP55 3AC200V 4kW FSB | 2730.11
6SL4112-0KP13-0BF0 | G220 IP55 3AC200V 4kW FSB | 2924.77
6SL4112-0KP20-0AF0 | G220 IP55 3AC200V 18,5kW FSD2 | 5813.81
6SL4112-0KP20-0BF0 | G220 IP55 3AC200V 18,5kW FSD2 | 6008.47
6SL4112-0KP20-0FF0 | G220 IP55 3AC200V 18,5kW FSD2 | 6300.45
6SL4112-0KP21-0AF0 | G220 IP55 3AC200V 22kW FSE | 6477.27
6SL4112-0KQ11-0BF0 | G220 IP55 3AC200V 2,2kW FSB | 2395.94
6SL4112-0KQ11-0FF0 | G220 IP55 3AC200V 2,2kW FSB | 2687.94
6SL4112-0KQ12-0AF0 | G220 IP55 3AC200V 3kW FSB | 2454.35
6SL4112-0KQ12-0BF0 | G220 IP55 3AC200V 3kW FSB | 2648.99
6SL4112-0KQ12-0FF0 | G220 IP55 3AC200V 3kW FSB | 2940.97
6SL4112-0KQ18-0AF0 | G220 IP55 3AC200V 15kW FSD2 | 5057.88
6SL4112-0KQ18-0BF0 | G220 IP55 3AC200V 15kW FSD2 | 5252.54
6SL4112-0KQ18-0FF0 | G220 IP55 3AC200V 15kW FSD2 | 5544.55
6SL4112-0KQ20-0AF0 | G220 IP55 3AC200V 18,5kW FSD2 | 5813.81
6SL4113-0DA08-2FF0 | G220 IP20 3AC400V 1,1kW FSA | 1941.08
6SL4113-0DA10-0AF0 | G220 IP20 3AC400V 1,5kW FSA | 1435.63
6SL4113-0DA10-0BF0 | G220 IP20 3AC400V 1,5kW FSA | 1630.29
6SL4113-0DA10-0FF0 | G220 IP20 3AC400V 1,5kW FSA | 1922.25
6SL4113-0DA12-2BF0 | G220 IP20 3AC400V 3kW FSA | 2110.6
6SL4113-0DA12-2FF0 | G220 IP20 3AC400V 3kW FSA | 2402.6
6SL4113-0DA13-0AF0 | G220 IP20 3AC400V 4kW FSA | 1982.28
6SL4113-0DA13-0BF0 | G220 IP20 3AC400V 4kW FSA | 2176.94
6AV6371-1HA08-1AX0 | WinCC/Server V8.1 DL | 4877.16
6AV6371-1HB08-1AX0 | WinCC/User Archives V8.1 DL | 1206.74
6AV2102-3AA02-4AK5 | WinCC Advanced V20 Upgrade DL | 1140.73
6AV2102-4AA02-4AK5 | WinCC Advanced V20 Upgrade DL | 1140.73
6AV2103-3DA02-4AE5 | WinCC Prof. 512 V20 Upgrade | 1564.02
6AV6381-2BM08-1AV0 | WinCC RC 128, V8.1 Asia | 5924.62
6AV6381-2BP08-1AH0 | WinCC RC 2048, V8.1 DL | 11549.35
6AV6381-2BP08-1AX0 | WinCC RC 2048, V8.1 | 12985.67
6AV6381-2BT08-1AH0 | WinCC RC 102400, V8.1 DL | 17947.48
6AV6381-2BT08-1AX0 | WinCC RC 102400, V8.1 | 20183.02
6AV6381-2CA08-1AH0 | WinCC RT Client V8.1 DL | 3346.14
6AV6381-2CA08-1AK4 | WinCC UPGR RT Cl. V8.0 -> V8.1 DL | 598.35
6AV6381-2CB08-1AH0 | WinCC RC Client V8.1 DL | 5016.34
6AV6381-2CB08-1AK4 | WinCC UPGR RC Cl. V8.0-> V8.1 DL | 1066.11
6AV6382-2CA08-1AV0 | WinCC Package RT 128, V8.1 Asia | 2766.44
6AV6382-2DA08-1AV0 | WinCC Package RT 512, V8.1 Asia | 4542.83
6AV6382-2HA08-1AX0 | WinCC Package RT 8192, V8.1 | 7200.24
6AV6387-1BD00-0GF3 | FL Migrationspaket RT 512 DL | 3040.51
6AV6387-1BM00-0GF3 | FL Migrationspaket RC 128 DL | 2967.33
6AV6387-1BP00-0GF3 | FL Migrationspaket RC 2048 DL | 6492.83
6AG4114-3LQ02-0BX0 | SIMATIC IPC847E (Rack PC) | 6740.34
6AG4131-3GC22-1AA1 | SIMATIC IPC627E (Box PC) | 5964.28
6AG4133-0HG60-0FX0 | SIMATIC IPC BX-59A (Box PC) | 10358.44
6AG4133-0NE40-0AX7 | SIMATIC IPC BX-59A (Box PC) | 6752.31
6AV2153-0XB02-4LA5 | WinCC Unified PC ES max. V20 DL | 9582.12
6AV2153-0XB32-4AA5 | Unified PC ES maxPT UG V16..V19->V20 | 4598.79
6AV2153-2GB02-4AA5 | WinCC Unified PC ES 100k V20 | 7505.86
6AV2153-2GB20-0LQ5 | WinCC Unified ES 10k->100kPP EPL Roy DL | 3824.81
6AV2154-0BS02-4AA0 | WinCC Unified DB Storage V20 | 3577.15
6AV2154-0XB02-4AA0 | WinCC Unified PC RT max. V20 | 28618.7
6AV2154-1EB02-4AA0 | WinCC Unified PC RT 500 V20 | 2683.22
6AV2154-1EB02-4LA0 | WinCC Unified PC RT 500 V20 DL | 2396.25
6AV2154-1FB32-4LA0 | Unified PC RT 5k UG V18..V19->V20 DL | 1917
6AV2154-1GB02-4BA0 | WinCC Unified PC RT 50k V20 ASIA | 12520.76
6AV2154-2EB02-4BA0 | WinCC Unified PC RT 1k V20 ASIA | 3577.15
6AV2154-2EB32-4AB0 | Unified PC RT 1k UG V18..V19->V20 | 1073.29
6AV2154-2FB32-4AA0 | Unified PC RT 10k UG V18..V19->V20 | 2683.22
6AV2154-2GB02-4AA0 | WinCC Unified PC RT 100k V20 | 17887.22
6AV2154-2MB02-4LA0 | WinCC Unified PC RT 2.5k V20 DL | 4152.54
6AV2154-2MB32-4LA0 | Unified PC RT 2.5k UG V18..V19->V20 DL | 1245.47
6AV2154-3JR02-4LB0 | Unified Collaboration 3x1 V20 DL | 5749.57
6AV2155-2ES02-4LA0 | WinCC Unified V20 PC RT start (1k) DL | 3013.26
6AV7241-3BG07-5AA0 | SIMATIC IPC477E 15" ST (1280 x 800) | 5756.02
6AV9681-1AA08-1AH0 | WINCC/PMC-ChannelSuite V8.1 DL | 5815.56
6DL1136-6TH00-0PH1 | ET 200SP HA,F-DI 16xNAMUR HA | 2061.37
6DL2804-2AD41 | EX-DEV_PNE_GAS_650x450x230_M20_36CE_MET | 6552.81
6ES7155-6AR01-0AN0 | ET 200SP, IM 155-6 PN Basic | 218.82
6ES7658-1CX78-2YA5 | VERSION CROSS MANAGER V10.0 | 4685.56
6ES7658-1CX78-2YH5 | VERSION CROSS MANAGER V10.0 DL | 4991.95
6ES7658-1EX78-0YE5 | SIMATIC CFC UPGRADE V9.0 -> V10.0 | 2297.81
6ES7658-1EX78-0YK5 | SIMATIC CFC UPGRADE V9.0 -> V10.0 DL | 2449.54
6ES7658-1FX78-2YE5 | UPGRADE VERSION TRAIL V9.0 -> V10.0 | 1209.28
6ES7661-0EC10-2FH2 | Process Control System IPC647E | 9282.75
6ES7661-0JC40-2FG6 | Process Control System IPC647E | 8729.93
3RA8522-4EE00 | ILF ST Reversing Starter 3.5-32 A (S0) | 803.94
3RC7140-1EE00 | ILM ST Direct Starter 0.4-4 A (S00) | 159.26
3RC7141-1EE10 | ILM HF Reversing Starter 0.4-4 A (S00) | 277.59
3RC7141-1KE10 | ILM HF Reversing Starter 1.2-12 A (S00) | 277.59
3RC7940-0TE03 | Com. Cable: 3RC7 to 3RC7 (0.75 m) | 12.14
3RC7940-0TE05 | Com. Cable: 3RC7 to 3RC7 (2 m) | 25.77
3RC7940-2TE00 | S00 Stand Alone Adapter 3RC7 | 40.95
3SE5114-0CA00-1AL0 | Basic switch with increased force 30N | 59.15
5ST3855 | PROTECTION AGAINST ELEC. SHOCK | 2.92
6AG1155-5MU00-7CN0 | SIPLUS ET 200MP IM155-5 MF HF | 1629.43
6AV2103-3HA02-4AE5 | WinCC Prof. 4096 V20 Upgrade | 1954.31
6AV2103-3XA02-4AE5 | WinCC Prof. max. V20 Upgrade | 3128.03
6AV2105-0DA12-4AA0 | WinCC Runtime Prof 512, Asia V20 | 6395.26
6AV2105-0FA02-4AH0 | WinCC Runtime Prof 2048, V20 DL | 6972.08
6AV2105-0KA12-4AA0 | WinCC Runtime Prof 8192, Asia V20 | 9422.86
6AV2105-0MA02-4AH0 | WinCC Runtime Prof 65536, V20 DL | 10305.32
6AV2105-0RA02-4AA0 | WinCC Runtime Prof 153600, V20 | 21160.17
6AV2105-0RA12-4AA0 | WinCC Runtime Prof 153600, Asia V20 | 21160.17
6AV2105-3DD02-4AK0 | UG WinCC RT Prof 512 V18/19->V20 DL | 2277.16
6AV2105-3FF02-4AK0 | UG WinCC RT Prof 2048 V18/19->V20 DL | 2789.41
6AV2107-0DB02-4AA0 | WinCC Runtime Prof Client V20 | 3938.74
6AV2107-0DB12-4AA0 | WinCC Runtime Prof Asia Client V20 | 3938.74
6AV2157-0BQ02-4AB0 | WinCC Unified Report Execution V20 | 536.64
6AV2157-0BR02-4LB0 | WinCC Unified Redundancy V20 DL | 4218.55
6AV6362-2AU00-0AH0 | WinCC/Webux Monitor Unlimited DL | 12756.09
6AV6362-4AA08-1AA0 | WinCC/IDB, Basic Pckg V8.1 | 1311.48
6AV6362-5AA08-1BB0 | WinCC/Cloud Connect 8.1 | 515.12
6AV6362-6AA08-1BB0 | WinCC/REST Connect 8.1 | 1030.25
6AV6371-1CF08-1AX0 | WINCC/Redundancy V8.1 | 5699.34
6AV6371-1DG08-1AX3 | WinCC/ProAgent Upgr V7.4/7.5 -> V8.1 | 410.37
6AV6371-1DV18-1AX0 | WinCC/Audit RC V8.1 | 11209.28
6AV6371-1DV18-1BX4 | WinCC/Audit RC Upgr V8.0 -> V8.1 | 934.11
1PH8186-3JC10-2AA2-ZG14L27Q31 | COMPACT ASYNCHRONOUS MOTOR | 17085.73
3RA8411-1KE00 | ILF ST Direct Starter 1.2-12 A (S00) | 298.82
3RA8422-4EE10 | ILF HF Direct Starter 3.5-32 A (S0) | 477.79
3RA8511-1KE10 | ILF HF Reversing Starter 1.2-12 A (S00) | 485.39
5SD7444-8KK11 | Combination arrester type 1+2, 7,5kA | 256.42
5SD7444-8KK21 | Combination arrester type 1+2, 12,5kA | 377.58
6AG4021-0BC00-1AA2 | SIMATIC IPC BX-21A | 1649.51
6AG4102-0DM10-1XX2 | SIMATIC IPC RS-828A | 83926.76
6AG4112-3GD12-0KX2 | SIMATIC IPC647E (Rack PC) | 8232.52
6AG4112-3KC11-0BX3 | SIMATIC IPC647E (Rack PC) | 5968.77
6AV2107-0PX02-4AA6 | Visualization Architect V20, Rental | 1876.82
6AV2107-0PX02-4AH6 | Visualization Architect V20, Rental DL | 1564.02
6AV2124-0UC24-1AX1 | SIMATIC HMI TP1900 Comfort PRO | 6173.02
6AV2144-8QC10-0AA3 | SIMATIC HMI TP1500 Comfort INOX | 5250.64
6AV2151-0XA32-4AA5 | Unified Basic ES UG V19->V20 | 77.48
6AV2151-0XB02-4AA5 | WinCC Unified Comfort ES V20 | 1340.18
6AV2151-0XB32-4AA5 | Unified Comfort ES UG V16..V19->V20 | 535.21
6AV6371-2BM18-1AJ0 | WinCC/Powerp RC 2048/8192 V8.1 DL | 2740.63
6AV6371-2BN18-1AJ0 | WinCC/Powerp RC 8192/65536 V8.1 DL | 2325.94
6AV6372-1DC08-1AX4 | WinCC/Calendar Opt Upgr V8.0 -> V8.1 | 203.75
6AV6372-1HC08-1AX0 | WinCC/Calendar Scheduler V8.1 DL | 1245.47
6AV6372-2DG08-1AX3 | WinCC/PerfMon UG V7.4/7.5-> V8.1 | 1648.68
6AV6372-2HG08-1AA0 | WinCC/PerfMon V8.1 Basic Pack. DL | 3990.41
6AV6372-2KG08-1AX4 | WinCC/Perf. Mon. Upgr V8.0-> V8.1 DL | 977.15
6AV6377-1DG00-0BF3 | FL Migrationspaket Web Navigator (10) DL | 10061.37
6AV6381-2AA08-1AK3 | WinCC UPGR RT V7.4/7.5 -> RT V8.1 DL | 1525.28
6AV6381-2AB08-1AX4 | WinCC Upgr RC V8.0 -> RC V8.1 | 1997.35
6AV6381-2BC08-1AV0 | WinCC RT 128, V8.1 Asia | 3951.66
6AV6381-2BE08-1AH0 | WinCC RT 2048, V8.1 DL | 6639.19
6AV6381-2BE08-1AX0 | WinCC RT 2048, V8.1 | 7467.11
6AV6381-2BF08-1AV0 | WinCC RT 65536, V8.1 Asia | 11024.18
6AV6381-2BJ08-1AH0 | WinCC RT 102400, V8.1 DL | 13790.63
6AV6381-2BJ08-1AX0 | WinCC RT 102400, V8.1 | 15506.76
6AV7880-4FB01-1AA1 | DI RA ABP PRJ EOL MPS-T2 | 5691.6
6AV7882-0CB20-7EA0 | SIMATIC IPC277E, 12" Touch | 3618.11
6SW1700-3JD01-0AG4 | Drive ES PCS7 APL V8.x/V9.x -> V10.0 Upg | 1340.12
7ML5117-1DD07-4AF3 | SITRANS LU240 | 809.36
8MF1111-0AA00-0NA7 | SIVACON 2000mm x 800mm x 500mm | 2281.46
8MF1111-0AA00-0NB1 | SIVACON 2200mm x 900mm x 600mm | 3343.27
8MF1111-0AA00-0NB8 | SIVACON 2000mm x 800mm x 500mm | 3730.7
8MF1111-0AA00-0NC1 | SIVACON 2200mm x 900mm x 600mm | 3960.26
8MF1111-0AA00-0NC6 | SIVACON 2200mm x 900mm x 600mm | 3644.59
8MF1111-0AA00-0ND0 | SIVACON 2000mm x 600mm x 600mm | 2668.88
8MF1111-0AA00-0NE0 | SIVACON 2200mm x 600mm x 600mm | 2927.15
8MF1111-0AA00-0NE2 | SIVACON 2200mm x 1000mm x 600mm | 4017.67
8MF1111-0AA00-0NF1 | SIVACON 2000mm x 1200mm x 500mm | 3242.82
8MF1111-0AA00-0NF3 | SIVACON 2000mm x 900mm x 600mm | 5294.71
8MF1111-0AA00-0NF8 | SIVACON 2200mm x 1000mm x 1000mm | 5251.67
8MF1111-0AA00-0NG1 | SIVACON 2200mm x 800mm x 1000mm | 3902.88
8MF1111-0AA00-0NG8 | SIVACON 2000mm x 1000mm x 1000mm | 4390.73
8MF1111-0AA00-0NH1 | SIVACON 1800mm x 900mm x 400mm | 2984.55
8MF1111-0AA00-0NJ0 | SIVACON 2000mm x 600mm x 500mm | 2582.79
8MF1111-0AA00-0NJ2 | SIVACON 2000mm x 600mm x 500mm | 2582.79
8MF1111-0AA00-0NJ7 | SIVACON 2200mm x 900mm x 600mm | 3285.87
A5E53683421 | CERTIFICATE,C20,LVL200 | 210.04
A5E54072709 | 7ML57420CA110BA1,Y17,ENG/KAZ TYPEPLATE | 2137.64
A5E54122180 | 7MH7300XD85XL0,3.8M,1.5HP,G14/22,H50,Y31 | 74283.76
A5E54144984 | 7MH7104, CUSTOM FLWBOX,FLWGUID,ADPT SS41 | 40793.64
A5E54207916 | 7ML58830EEXX0AD5,2IN 2500LB RTJ,Y01=3.8M | 17646.11
A5E54224596 | SPARE,ELEC.MODULE,FOR LG250 S/N 67771067 | 1935.57
1PH8105-1DF12-2GA1-ZX01 | COMPACT ASYNCHRONOUS MOTOR 1PH810 | 5997.53
1PH8133-2FL00-0GA1 | COMPACT SYNCHRONOUS MOTOR 1PH813 | 13849.52
1PH8186-1DF20-2FA1-ZK09K40 | COMPACT ASYNCHRONOUS MOTOR | 23529.99
1PH8186-1JD03-1BB2-ZL76 | COMPACT ASYNCHRONOUS MOTOR | 17113.32
6AV6646-1BB16-0AA1 | SIMATIC ITC1500 V3 PRO | 3112.23
6AV6646-1BB18-0AA1 | SIMATIC ITC1900 V3 PRO | 3448.86
6AV6646-1BB24-0NA1 | SIMATIC ITC2400 V3 PRO | 4256.47
6AV6646-1BC15-0AA1 | SIMATIC ITC1500 V3 PRO | 3112.23
6AV6646-1BC20-0AA1 | SIMATIC ITC1900 V3 PRO | 3448.86
6AV6646-1BC22-1AA1 | SIMATIC ITC2200 V3 PRO | 3786.97
6AV6646-1BC24-0NA1 | SIMATIC ITC2400 V3 PRO | 4256.47
6AV6646-1BD16-0NA1 | SIMATIC ITC1500 V3 PRO | 3280.55
6AV6646-1BD18-0NA1 | SIMATIC ITC1900 V3 PRO | 3617.18
6DL8923-0DX00-0AH5 | CN 4100 IEC 60870-5-104 Primary DL | 3787.4
6DL8923-0EX00-0AH5 | CN 4100 IEC 60870-5-104 Secondary DL | 3787.4
6DL8930-0AX00-0BH5 | SIMIT RAPID TESTER 2407 DL | 7465.22
6DL9910-8AB | Heater and red. infeed terminals 6DL2804 | 4085.19
6DL9910-8EB | Redundant infeed terminals for 6DL2804 | 371.38
6ES7212-1HG50-0XB0 | CPU 1212C ,DC/DC/RLY, 8DI/6DO | 332.35
6ES7214-1HF50-0XB0 | CPU 1214FC ,DC/DC/RLY, 14DI/10DO | 928.87
6ES7223-5PH50-0XB0 | SM 1223 Digital I/O, 8DI/8RLY | 259.23
6ES7223-7BF50-0XB0 | SB 1223 Signal Board, 4DI/4DQ 24V 100kHz | 119.64
6FX5002-5CS56-1DK0 | POWER CABLE PREASSEMBLED | 635.61
6FX5002-5DS36-1CE0 | POWER CABLE PREASSEMBLED | 463.93
6FX8002-5DS16-1DJ0 | POWER CABLE PREASSEMBLED | 834.27
6FX8002-5DS26-1BB0 | POWER CABLE PREASSEMBLED | 436.06
6GK1704-1BW24-0AK0 | SOFTNET-IE S7 EXTENDED V20 DL | 8939.72
6GK1704-1CW24-0AC0 | SIMATIC NET SOFTNET-IE S7 Power Pack V20 | 1522.96
6GK1704-5CW24-0AA0 | SOFTNET-PB S7 V20 | 1112.37
6GK1704-5DW24-0AA0 | SOFTNET-PB DP EDITION V20 | 851.75
6GT2811-7DD20-2AA0 | Reader RF695R CMITT | 3156.73
6SL4113-0KA20-0FF0 | G220 IP55 3AC400V 18,5kW FSD1 | 5619.15
6SL4113-0KA21-2AF0 | G220 IP55 3AC400V 22kW FSD1 | 6146.1
6SL4113-0KA21-2FF0 | G220 IP55 3AC400V 22kW FSD1 | 6632.76
6SL4113-0KA24-0AF0 | G220 IP55 3AC400V 37kW FSD2 | 8130.24
6SL4113-0KA24-0FF0 | G220 IP55 3AC400V 37kW FSD2 | 8616.9
6SL4113-0KA26-0BF0 | G220 IP55 3AC400V 45kW FSE | 9569.09
6FX5002-5DN05-1AD5 | POWER CABLE PREASSEMBLED | 276.76
6FX5002-5DS06-1FB0 | POWER CABLE PREASSEMBLED | 544.92
6FX5002-5DS26-1GA0 | POWER CABLE PREASSEMBLED | 658.12
6FX8002-2SL20-1CC0 | SIGNAL CABLE, PREASSEMBLED | 405.3
6FX8002-2SL20-1EF0 | SIGNAL CABLE, PREASSEMBLED | 661.69
6FX8002-5DN26-1AE5 | POWER CABLE PREASSEMBLED | 353.27
6FX8002-5MN05-1AE0 | POWER CABLE EXTENSION | 308.06
6FX8002-5MN05-1BC0 | POWER CABLE EXTENSION | 448.1
6FX8022-5DN36-1DG0 | POWER CABLE PREASSEMBLED | 831.54
6FX8022-5DN46-1DE0 | POWER CABLE PREASSEMBLED | 913.3
6SL4112-0KP13-0FF0 | G220 IP55 3AC200V 4kW FSB | 3216.75
6SL4112-0KP15-0BF0 | G220 IP55 3AC200V 5,5kW FSC | 3202.14
6SL4112-0KP17-0FF0 | G220 IP55 3AC200V 11kW FSD2 | 4589.09
6SL4112-0KP18-0BF0 | G220 IP55 3AC200V 15kW FSD2 | 5252.54
6SL4112-0KP21-0FF0 | G220 IP55 3AC200V 22kW FSE | 6963.92
6SL4112-0KP23-0BF0 | G220 IP55 3AC200V 30kW FSE | 8057.25
6SL4112-0KQ10-0AF0 | G220 IP55 3AC200V 1,5kW FSB | 2078
6SL4112-0KQ10-0FF0 | G220 IP55 3AC200V 1,5kW FSB | 2564.64
6SL4112-0KQ13-0AF0 | G220 IP55 3AC200V 4kW FSB | 2730.11
6SL4112-0KQ13-0FF0 | G220 IP55 3AC200V 4kW FSB | 3216.75
6SL4112-0KQ17-0AF0 | G220 IP55 3AC200V 11kW FSD2 | 4102.43
6SL4112-0KQ17-0FF0 | G220 IP55 3AC200V 11kW FSD2 | 4589.09
6SL4112-0KQ20-0BF0 | G220 IP55 3AC200V 18,5kW FSD2 | 6008.47
6SL4112-0KQ21-0AF0 | G220 IP55 3AC200V 22kW FSE | 6477.27
6SL4113-0DA08-0BF0 | G220 IP20 3AC400V 1,1kW FSA | 1513.48
6SL4113-0DA08-2AF0 | G220 IP20 3AC400V 1,1kW FSA | 1454.43
6SL4113-0DA10-2BF0 | G220 IP20 3AC400V 1,5kW FSA | 1777.83
6SL4113-0DA11-0AF0 | G220 IP20 3AC400V 2,2kW FSA | 1544.31
6SL4113-0DA11-2FF0 | G220 IP20 3AC400V 2,2kW FSA | 2189.77
6SL4113-0DA12-0BF0 | G220 IP20 3AC400V 3kW FSA | 1932.01
6SL4113-0DA12-2AF0 | G220 IP20 3AC400V 3kW FSA | 1915.95
6SL4113-0DA13-0FF0 | G220 IP20 3AC400V 4kW FSA | 2468.95
6SL4113-0DA13-2BF0 | G220 IP20 3AC400V 4kW FSA | 2380.72
6SL4113-0DA15-2FF0 | G220 IP20 3AC400V 5,5kW FSB | 2845.01
6SL4113-0DA16-0BF0 | G220 IP20 3AC400V 7,5kW FSB | 2752.8
6AV6371-1HR08-1AX0 | WinCC/Connectivity Pack V8.1 DL | 1644.37
6AV6371-1HV08-1AX0 | WinCC/Audit RT V8.1 DL | 1132.12
6AV6371-1HV28-1AX0 | WinCC/Change-Control V8.1 DL | 6646.37
6AV6371-1KG08-1AX4 | WinCC/ProAgent Upgr V8.0 -> V8.1 DL | 256.84
6AV6371-1KV08-1BX4 | WinCC/Audit RT Upgr V8.0 -> V8.1 DL | 166.44
6AV7242-3CC20-1AB0 | SIMATIC IPC PX-39A 22" MT (1920 x 1080) | 7276.68
6AV7252-3CB01-1AA0 | SIMATIC IPC PX-39A PRO 19" MT | 7227.24
6DL5410-8AA78-0YA0 | PCS 7 INDUSTRY LIB. ENGINEERING+RT V10.0 | 1644.85
6DL5410-8AA78-0YH0 | PCS 7 IND. LIB. ENGINEERING+RT V10.0 DL | 1563.95
6DL5410-8AX78-0YA0 | PCS 7 INDUSTRY LIBRARY ENGINEERING V10.0 | 924.42
6DL5410-8BX78-0YA0 | PCS 7 ADV. PROCESS GRAPHICS ENGIN. V10.0 | 6166.28
6ES7516-3UP10-0AB0 | CPU 1516TF-3 PN, 3MB prog., 25MB data | 8857.73
6ES7517-3FQ10-0AB0 | CPU 1517F-3 PN, 6MB prog., 50MB data | 9471.22
6ES7518-3UT10-0AB0 | CPU 1518TF-3 PN, 18MB prog., 150MB data | 15870.11
6ES7553-1AA01-0AB0 | S7-1500, TM PTO4 | 1080.21
6ES7661-0KD56-8RE6 | Process Control System IPC647E | 17684.56
6ES7661-0KS10-2UH2 | Process Control System IPC647E | 12261.13
6ES7661-1XC42-8RE2 | Process Control System IPC847E | 14755.61
6ES7661-1YW67-8RA4 | Process Control System IPC847E | 26230.21
6AV2154-1FB32-4AA0 | Unified PC RT 5k UG V18..V19->V20 | 2146.58
6AV2154-2EB32-4LA0 | Unified PC RT 1k UG V18..V19->V20 DL | 958.5
6AV2154-2FB02-4AA0 | WinCC Unified PC RT 10k V20 | 8943.61
6AV2154-2FB02-4BA0 | WinCC Unified PC RT 10k V20 ASIA | 8943.61
6AV2154-2FB02-4LA0 | WinCC Unified PC RT 10k V20 DL | 7985.11
6AV2154-3DB02-4BA0 | WinCC Unified PC RT 150 V20 ASIA | 1073.29
6AV2154-3DB02-4LA0 | WinCC Unified PC RT 150 V20 DL | 958.5
6AV2154-3DB32-4AA0 | Unified PC RT 150 UG V18..V19->V20 | 322.85
6AV2154-3DB32-4LA0 | Unified PC RT 150 UG V18..V19->V20 DL | 288.42
6DL2804-0DE31 | EX-CAB_DUST_950x450x230_M16_66CE_MET | 8077.54
6DL2804-0DE51 | EX-CAB_DUST_950x450x230_M16_110CE_MET | 8448.92
6DL2804-1DE51 | EX-DEV_DUST_950x450x230_M16_110CE_MET | 9005.99
6DL2804-2AD40 | EX-DEV_PNE_GAS_650x450x230_M20_36CE_BK | 6138.08
6ES7658-1CX78-2YK5 | VXM Upgrade V9.0 -> V10.0 DL | 2104.95
6ES7658-1ET24-0YH5 | STEP 7 CFC V20.0 advanced ES DL | 2272.75
6ES7658-1ET24-0YK5 | STEP 7 CFC adv. ES UG V19.0 -> V20.0 DL | 1108.65
6ES7658-1EX78-0YA5 | SIMATIC CFC V10.0 | 4711.07
1PH8286-1AF40-2AU2-ZG00G14X91 | COMPACT ASYNCHRONOUS MOTOR | 59830.29
1PH8288-1DB10-2FU1-ZG14K23K83 | COMPACT ASYNCHRONOUS MOTOR | 57792.07
1PH8288-1HF23-2AD2 | COMPACT ASYNCHRONOUS MOTOR | 69098.25
3RC7141-4EE01 | ILM ST Reversing Starter 3.5-32 A (S0) | 265.45
3RC7141-4EE11 | ILM HF Reversing Starter 3.5-32 A (S0) | 291.24
3RC7940-0TE01 | Com. Cable: 3RC7 Direct Starter to 3RC7 | 4.54
3RC7940-0TE02 | Com. Cable: 3RC7 Reversing S. to 3RC7 | 7.6
3ZS1322-6CC18-0YA5 | SIRIUS; SIMOCODE ES V20 DVD | 2152.32
3ZS1322-6CE18-0YB5 | SIRIUS; SIMOCODE ES V20 OSD | 2023.19
3ZS1322-6CE18-4YB5 | SIRIUS; SIMOCODE ES V20 Promotion | 318.54
3ZS1326-2CC13-0YA5 | SIRIUS Safety ES V20 Pro DVD | 571
3ZS1326-2CE13-0YB5 | SIRIUS Safety ES V20 Pro OSD | 534.09
6AV2105-0BA02-4AA0 | WinCC Runtime Professional 128, V20 | 4136.76
6AV2105-0BA02-4AH0 | WinCC Runtime Prof 128, V20 DL | 3677.6
6AV2105-0BA12-4AA0 | WinCC Runtime Prof 128, Asia V20 | 4136.76
6AV2105-0DA02-4AA0 | WinCC Runtime Professional 512, V20 | 6395.26
6AV2105-0MA12-4AA0 | WinCC Runtime Prof 65536, Asia V20 | 11586.66
6AV2105-0PA02-4AA0 | WinCC Runtime Prof 102400, V20 | 16258.62
6AV2105-0PA02-4AH0 | WinCC Runtime Prof 102400, V20 DL | 14453.55
6AV2105-0PA12-4AA0 | WinCC Runtime Prof 102400, Asia V20 | 16258.62
6AV2105-3HH02-4AK0 | UG WinCC RT Prof 4096 V18/19->V20 DL | 3079.25
6AV2105-3KK02-4AE0 | UG WinCC RT Prof 8192 V18/19->V20 | 3769.43
6AV2105-3KK02-4AK0 | UG WinCC RT Prof 8192 V18/19->V20 DL | 3351.88
6AV2105-3MM02-4AE0 | UG WinCC RT Prof 64k-max V18/19->V20 | 4636.1
6AV2157-1BL02-4LB0 | WinCC Unified Audit Enhanced V20 DL | 2259.93
6AV2157-1GK02-4AB0 | Unified Connect GraphQL Log Data V20 | 1928.47
6AV2157-1GK02-4LB0 | Unified Connect GraphQL Log Data V20 DL | 1807.94
6AV6362-1AU00-0AH0 | WinCC/Web Operate Unlimited DL | 43370.69
6AV6371-1BV38-1AX0 | WinCC/Audit RT Server PP V8.1 | 1271.31
6AV6371-1CA08-1AX0 | WinCC/Server V8.1 | 5485.55
6AV6371-1CB08-1AX0 | WinCC/User Archives V8.1 | 1354.53
6AV6371-1CC08-1AX0 | SIMATIC WinCC/ODK V8.1 | 2241.28
6AV6371-1DV38-1AX0 | WinCC/Audit RT Server V8.1 | 2542.61
6AV6371-1DV48-1AX0 | WinCC/Audit RC Base V8.1 | 5604.65
6AV6371-1GC08-1AX0 | SIMATIC WinCC/ODK V8.1 DL | 1994.48
1PH8186-3FB10-2AC1-ZU63 | COMPACT ASYNCHRONOUS MOTOR | 34078.12
3ZS1320-6CE16-0YB5 | SIRIUS Soft Starter ES V20 Pro OSD | 1299.12
5SD7443-8KK11 | Combination arrester type 1+2, 7,5kA | 217.32
5SD7443-8KK12 | Combination arrester type 1+2, 7,5kA | 257.07
5SD7443-8KK21 | Combination arrester type 1+2, 12,5kA | 273.12
5SD7443-8KK22 | Combination arrester type 1+2, 12,5kA | 313.49
6AG4103-6CC01-3AX2 | SIMATIC IPC RC-545A | 4947
6AG4104-5ED02-2AD0 | SIMATIC IPC547J | 5179.22
6AG4104-5LD12-1AP8 | SIMATIC IPC547J | 7242.23
6AG4104-5LJ22-2AB4 | SIMATIC IPC547J | 8407.82
6AV2107-3DB02-4AK0 | UG WinCC RT Prof CL V18/19->V20 DL | 1401.88
6AV2107-3PX02-4AA5 | Visualization Architect UG V19->V20 | 2862.58
6AV2107-3PX02-4AH5 | Visualization Architect UG V19->V20 DL | 2436.42
6AV2124-0UC24-0AX1 | SIMATIC HMI TP1900 Comfort PRO | 6173.02
6AV2151-0XB32-4LA5 | Unified Comfort ES UG V16..V19->V20 DL | 446.25
6AV6371-2BG08-1AJ0 | WinCC/Powerp RT 512/2048 V8.1 DL | 1238.31
6AV6371-2BG18-1AJ0 | WinCC/Powerp RC 512/2048 V8.1 DL | 2575.61
6AV6371-2BM08-1AJ0 | WinCC/Powerp RT 2048/8192 V8.1 DL | 1337.32
6AV6372-1HD08-1AX0 | WinCC/Event Notifier V8.1 DL | 2492.39
6AV6372-1KC08-1AX3 | WinCC/Calendar O. Ug V7.4/7.5->V8.1 DL | 274.06
6AV6372-1KC08-1AX4 | WinCC/Calendar Opt Upgr V8.0->V8.1 DL | 180.8
6AV6372-2DG08-1AA0 | WinCC/PerfMon V8.1 Basic Pack | 4491.18
6AV6381-2AA08-1AX3 | WinCC Upgr RT V7.4/7.5 -> RT V8.1 | 1716.12
6AV6381-2AA08-1AX4 | WinCC Upgr RT V8.0 -> RT V8.1 | 1209.61
6AV6381-2AB08-1AK3 | WinCC UPGR RC V7.4/7.5 -> RC V8.1 DL | 2674.62
6AV6381-2AB08-1AK4 | WinCC UPGR RC V8.0 -> RC V8.1 DL | 1776.39
6AV6381-2BF08-1AX0 | WinCC RT 65536, V8.1 | 11024.18
6AV6381-2BH08-1AH0 | WinCC RT 8192, V8.1 DL | 7975.06
6AV6381-2BH08-1AV0 | WinCC RT 8192, V8.1 Asia | 8966.56
6AV6381-2BH08-1AX0 | WinCC RT 8192, V8.1 | 8966.56
6EP3333-4SB00-3AX0 | SIMATIC PM1207/1AC/DC24V/5A/UDI | 165.23
6EP3333-4SC00-3AX0 | SIMATIC PM1207/1AC/DC24V/5A/UDI/EX | 198.27
6EP3337-7SB00-3AX0 | SITOP PSU6200/1AC/DC24V/40A | 587.46
6EP3436-8SB00-4AY0 | SITOP PSU8400/3AC/DC24V/20A IOL | 440.6
6EP4437-8FB00-0CY0 | SITOP SEL1600 expansion/4x0.5-10A | 183.57
8MF1111-0AA00-0NA0 | SIVACON 1800mm x 600mm x 800mm | 3730.7
8MF1111-0AA00-0NA2 | SIVACON 1800mm x 600mm x 600mm | 2267.11
8MF1111-0AA00-0NA3 | SIVACON 2200mm x 900mm x 600mm | 3701.99
8MF1111-0AA00-0NA5 | SIVACON 2000mm x 800mm x 500mm | 2396.25
8MF1111-0AA00-0NC2 | SIVACON 2000mm x 800mm x 800mm | 4003.31
8MF1111-0AA00-0NC3 | SIVACON 1800mm x 600mm x 600mm | 2798.01
8MF1111-0AA00-0NC4 | SIVACON 2200mm x 800mm x 800mm | 4390.73
8MF1111-0AA00-0NC5 | SIVACON 2000mm x 1000mm x 500mm | 4663.36
8MF1111-0AA00-0NE5 | SIVACON 2200mm x 600mm x 1000mm | 6442.62
8MF1111-0AA00-0NE6 | SIVACON 2000mm x 1200mm x 500mm | 3242.82
8MF1111-0AA00-0NE7 | SIVACON 2000mm x 600mm x 500mm | 2267.11
8MF1111-0AA00-0NE8 | SIVACON 2000mm x 800mm x 500mm | 2424.95
8MF1111-0AA00-0NG3 | SIVACON 2200mm x 1000mm x 600mm | 3601.54
8MF1111-0AA00-0NG4 | SIVACON 1800mm x 600mm x 400mm | 3615.9
8MF1111-0AA00-0NG5 | SIVACON 1800mm x 600mm x 400mm | 3443.71
8MF1111-0AA00-0NG6 | SIVACON 2000mm x 1200mm x 400mm | 4649.02
8MF1111-0AA00-0NJ3 | SIVACON 2200mm x 1200mm x 600mm | 4792.5
8MF1111-0AA00-0NJ4 | SIVACON 2200mm x 900mm x 600mm | 4376.39
8MF1111-0AA00-0NJ5 | SIVACON 2200mm x 900mm x 600mm | 4189.85
8MF1111-0AA00-0NJ6 | SIVACON 2200mm x 900mm x 600mm | 4376.39
A5E54105775 | 7ML54400HA000AA2,C11,Y15,PRE-PROG 58 | 4333.76
A5E54106600 | SPACER SET, LG270 COAX DIA 42.2MM | 208.71
A5E54106900 | 7ML57316AX322DA0,C11,DN50PN10,300MM | 3173.22
A5E54122144 | LVS200,FORK ONLY,4M CABLE | 1127.31
1FK2103-2AH00-2MA0-ZC21M01R10 | SYNCHRONOUS MOTOR 1FK2 HD 0,64 NM | 2001.95
1FK2104-5AK00-2MA0-ZC31M00R05 | Synchronous motor 1FK2-HD 2,39 Nm | 2334.39
1FK7084-2AF71-3QG0-ZP98S06Y84 | SYNCHRONOUS MOTOR 1FK7-CT 20 NM | 2842.45
1FT7108-5AF71-1CE4 | SYNCHRONOUS MOTOR 1FT7 | 12075.52
6AV6387-1BV00-0GF3 | FL Migrationspaket RC unlimited DL | 14205.31
6AV6387-1CA00-0GF3 | FL Migrationspaket RT Client DL | 1937.09
6AV6646-1BB12-0NA1 | SIMATIC ITC1200 V3 PRO | 2977.91
6AV6646-1BB15-0AA1 | SIMATIC ITC1500 V3 PRO | 3112.23
6AV6646-1BB15-0NA1 | SIMATIC ITC1500 V3 PRO | 3280.55
6AV6646-1BC15-0NA1 | SIMATIC ITC1500 V3 PRO | 3280.55
6AV6646-1BC16-0AA1 | SIMATIC ITC1500 V3 PRO | 3112.23
6AV6646-1BC16-0NA1 | SIMATIC ITC1500 V3 PRO | 3280.55
6AV6646-1BC18-0NA1 | SIMATIC ITC1900 V3 PRO | 3617.18
6AV6646-1BD20-0NA1 | SIMATIC ITC1900 V3 PRO | 3617.18
6AV6646-1BD22-1AA1 | SIMATIC ITC2200 V3 PRO | 3786.97
6AV6646-1BD22-1NA1 | SIMATIC ITC2200 V3 PRO | 3953.8
6AV6646-1BD24-0NA1 | SIMATIC ITC2400 V3 PRO | 4256.47
6ES7212-1AF50-0XB0 | CPU 1212FC ,DC/DC/DC, 8DI/6DQ | 599.28
6ES7212-1AG50-0XB0 | CPU 1212C ,DC/DC/DC, 8DI/6DQ | 332.35
6ES7212-1BG50-0XB0 | CPU 1212C, AC/DC/RLY, 8DI/6DO | 332.35
6ES7212-1HF50-0XB0 | CPU 1212FC ,DC/DC/RLY, 8DI/6DO | 599.28
6ES7231-4HD50-0XB0 | SB 1231 Signal Board, 4AI | 130.29
6ES7231-4HF50-0XB0 | SM 1231 Analog Input, 8AI | 543.72
6ES7232-4HD50-0XB0 | SB 1232 Signal Board , 4AQ | 186.12
6ES7232-4HF50-0XB0 | SM 1232 Analog Output, 8AQ | 598.22
6ES7233-4HD50-0XB0 | SB 1233 Analog I/O, 2AI/2AQ | 186.12
6FX8002-5DS46-1DJ0 | POWER CABLE PREASSEMBLED | 1021.46
6GK1700-0AA24-0AA0 | Software DVD PC/Windows V20 | 133.51
6GK1704-0HB24-0AA0 | SOFTNET-IE S7 REDCONNECT V20 | 8760.64
6GK1704-0HB24-0AK0 | SOFTNET-IE S7 REDCONNECT V20 DL | 7298.84
6GK1704-5DW24-0AK0 | SOFTNET-PB DP EDITION V20 DL | 709.06
6GT2002-0LE40 | Communication module RF128C | 1076.16
6GT2811-7AD20-2AA0 | Reader RF690R CMITT | 2152.32
6SL4113-0KA23-0AF0 | G220 IP55 3AC400V 30kW FSD2 | 6934.72
6SL4113-0KA23-0BF0 | G220 IP55 3AC400V 30kW FSD2 | 7129.38
6SL4113-0KA23-0FF0 | G220 IP55 3AC400V 30kW FSD2 | 7421.34
6SL4113-0KA23-2AF0 | G220 IP55 3AC400V 30kW FSD2 | 7465.85
6SL4113-0KA23-2BF0 | G220 IP55 3AC400V 30kW FSD2 | 7660.51
6FC5873-3YE23-0YA0 | Create MyHMI /Auto V19 | 75.72
6FX5002-2DC40-1BJ3 | SIGNAL CABLE, PREASSEMBLED | 270.83
6FX5002-5CN56-1CB0 | POWER CABLE PREASSEMBLED | 461.71
6FX5002-5CN56-1EK0 | POWER CABLE PREASSEMBLED | 732.2
6FX8002-2SL20-1CG0 | SIGNAL CABLE, PREASSEMBLED | 449.85
6FX8002-2SL20-1CK0 | SIGNAL CABLE, PREASSEMBLED | 483.32
6FX8002-2SL20-1DE0 | SIGNAL CABLE, PREASSEMBLED | 539.04
6FX8002-2SL20-1ED0 | SIGNAL CABLE, PREASSEMBLED | 639.4
6FX8012-8QN11-1BD0 | ONE-CABLE-CONNECTION ASSEMBLY | 483.59
6FX8012-8QN11-1BE0 | ONE-CABLE-CONNECTION ASSEMBLY | 506.77
6FX8012-8QN11-1BG0 | ONE-CABLE-CONNECTION ASSEMBLY | 553.12
6FX8012-8QN11-1DA0 | ONE-CABLE-CONNECTION ASSEMBLY | 877.58
6SL4112-0KP16-0AF0 | G220 IP55 3AC200V 7,5kW FSC | 3353.01
6SL4112-0KP16-0BF0 | G220 IP55 3AC200V 7,5kW FSC | 3547.67
6SL4112-0KP16-0FF0 | G220 IP55 3AC200V 7,5kW FSC | 3839.65
6SL4112-0KP17-0AF0 | G220 IP55 3AC200V 11kW FSD2 | 4102.43
6SL4112-0KP17-0BF0 | G220 IP55 3AC200V 11kW FSD2 | 4297.09
6SL4112-0KP23-0FF0 | G220 IP55 3AC200V 30kW FSE | 8349.23
6SL4112-0KQ08-0AF0 | G220 IP55 3AC200V 1,1kW FSB | 1935.25
6SL4112-0KQ08-0BF0 | G220 IP55 3AC200V 1,1kW FSB | 2129.91
6SL4112-0KQ08-0FF0 | G220 IP55 3AC200V 1,1kW FSB | 2421.89
6SL4112-0KQ15-0BF0 | G220 IP55 3AC200V 5,5kW FSC | 3202.14
6SL4112-0KQ15-0FF0 | G220 IP55 3AC200V 5,5kW FSC | 3494.13
6SL4112-0KQ16-0AF0 | G220 IP55 3AC200V 7,5kW FSC | 3353.01
6SL4112-0KQ16-0BF0 | G220 IP55 3AC200V 7,5kW FSC | 3547.67
6SL4112-0KQ21-0FF0 | G220 IP55 3AC200V 22kW FSE | 6963.92
6SL4112-0KQ23-0AF0 | G220 IP55 3AC200V 30kW FSE | 7862.59
6SL4112-0KQ23-0BF0 | G220 IP55 3AC200V 30kW FSE | 8057.25
6AV6371-1HF08-1AX0 | WinCC/Redundancy V8.1 DL | 5067.99
6AV6371-1HG08-1AX0 | WinCC/ProAgent V8.1 DL | 1470.75
6AV6371-1KV18-1BX4 | WinCC/Audit RC Upgr V8.0 -> V8.1 DL | 830.79
6AV6371-2BD08-1AJ0 | WinCC/Powerp RT 128/512 V8.1 DL | 1885.43
6AV6371-2BD18-1AJ0 | WinCC/Powerp RC 128/512 V8.1 DL | 3706.29
6AV7242-1AC10-0CA0 | SIMATIC IPC PX-39A 15" MT (1920 x 1080) | 5427.91
6DL5410-8AA78-0YK0 | PCS 7 IND. LIB. ES+RT UG V9.X->V10.0 DL | 2539.4
6DL5410-8AB78-0XH1 | PCS 7 IND. LIB. RUNTIME (30AS) V10.0 DL | 17565.66
6DL5410-8AB78-0XL1 | PCS 7 INDUSTRY LIB. RUNTIME (30AS) V10.0 | 18490.08
6DL5410-8AX00-0YV8 | PCS 7 INDUSTRY LIBRARY SUS DL | 500.16
6ES7517-3TQ10-0AB0 | CPU 1517T-3 PN, 6MB prog., 50MB data | 10701.56
6ES7517-3UQ10-0AB0 | CPU 1517TF-3 PN, 6MB prog., 50MB data | 11765.16
6ES7517-4HQ10-0AB0 | CPU 1517H-4 PN, 4MB prog., 50MB data | 9931.57
6ES7518-3AT10-0AB0 | CPU 1518-3 PN, 12MB prog., 150MB data | 12233.29
6ES7518-3FT10-0AB0 | CPU 1518F-3 PN, 18MB prog., 150MB data | 13761.68
6ES7661-0PT10-2UL2 | Process Control System IPC647E | 17864.34
6ES7661-0VX10-8CH2 | Process Control System IPC647E | 7634.74
6ES7661-1FS12-2UE6 | Process Control System IPC847E | 17635.13
6ES7661-1FS12-2UF6 | Process Control System IPC847E | 18144.5
6ES7730-1AC24-1AB0 | SIMATIC IPC MD-57A | 15452.27
6ES7730-1AC24-2BA0 | SIMATIC IPC MD-57A | 13447.69
6ES7730-1AC24-3BA0 | SIMATIC IPC MD-57A | 14378.07
6ES7730-1AC24-3BC0 | SIMATIC IPC MD-57A | 18571.49
6ES7823-0KE02-1AA0 | S7-1500T Motion Control KinPlus | 797.63
6ES7823-0KU02-1AA0 | S7-1500T Motion Control KinPlus (USB) | 797.63
6ES7823-1AA24-0YA5 | TIA Portal Multiuser Engineering V20 | 972.32
6ES7823-1AA24-0YE5 | TIA Portal Multiuser Eng. Upgr. V20 | 388.02
6FX2003-0GD10 | Power connector Sz.1 | 73.5
6FX2003-0GD20 | Power connector Sz.1 | 76.45
6FX2003-0GD30 | Power connector Sz.1 | 73.5
6FX2003-0GM10 | Power connector Sz.1 | 105.99
6FX5002-5CS16-1BG0 | POWER CABLE PREASSEMBLED | 284.38
6FX5002-5DF07-1DA0 | POWER CABLE, PREASSEMBLED | 434.03
6FX8002-2EQ10-1JB0 | SIGNAL CABLE, PREASSEMBLED, | 1039.08
6FX8002-8QE11-1AG0 | ONE-CABLE-CONNECTION EXTENSION | 387.88
6ES7823-1TE24-0CA5 | TestSuite Adv V20+PLCSIM Adv V7.0 Bundle | 5669.14
6ES7823-1UE11-0YA0 | TIA UMC - 4.000 User Accounts DL Single | 33034.95
6ES7823-1UE11-0YA4 | TIA UMC - 4.000 User Accounts DL EPL | 33034.95
6ES7823-1UE21-0YA0 | TIA UMC - 1.000 User Accounts DL Single | 10225.11
6FX5002-5DN16-1CG0 | POWER CABLE PREASSEMBLED | 423.61
6FX5002-5DN27-1BE0 | POWER CABLE PREASSEMBLED | 295.19
6FX5002-5DN30-1BJ3 | POWER CABLE PREASSEMBLED | 314.64
6FX5002-8QN08-1CD0 | ONE-CABLE-CONNECTION ASSEMBLY | 412.54
6FX5008-1BA31-1EA0 | POWER CABLE, SOLD BY THE METER | 666.44
6GK1711-1EW24-0AA0 | SOFTNET-IE RNA V20 | 821.18
6GK1711-1EW24-0AK0 | SOFTNET-IE RNA V20 DL | 679.94
6GK1713-5CB24-0AA0 | HARDNET-PB S7 V20 | 1112.37
6GK1713-5CB24-0AK0 | HARDNET-PB S7 V20 DL | 926
6SL3070-4LA01-0XA5 | SINAMICS DCC V20 Combo DVD | 1417.91
6SL3070-4LA01-0XE5 | SINAMICS DCC V20 Combo Upgrade DVD | 567.16
6SL3070-4LA01-0XG0 | SINAMICS DCC V20 Basic OSD | 55.52
6SL4112-0DA06-0AF0 | G220 IP20 3AC200V 0,75kW FSA | 1464.83
6SL4112-0DA06-0BF0 | G220 IP20 3AC200V 0,75kW FSA | 1659.46
6SL4112-0DA06-0FF0 | G220 IP20 3AC200V 0,75kW FSA | 1951.45
6SL4112-0DA08-0AF0 | G220 IP20 3AC200V 1,1kW FSA | 1503.73
6SL4112-0DA13-0BF0 | G220 IP20 3AC200V 4kW FSB | 2454.32
6SL4112-0DA13-0FF0 | G220 IP20 3AC200V 4kW FSB | 2746.31
6SL4112-0DA15-0AF0 | G220 IP20 3AC200V 5,5kW FSC | 2439.75
6SL4112-0DA15-0BF0 | G220 IP20 3AC200V 5,5kW FSC | 2634.39
6SL4112-0KQ23-0FF0 | G220 IP55 3AC200V 30kW FSE | 8349.23
6SL4113-0DA08-0AF0 | G220 IP20 3AC400V 1,1kW FSA | 1318.82
6SL4113-0DA11-0BF0 | G220 IP20 3AC400V 2,2kW FSA | 1738.97
6SL4113-0DA11-0FF0 | G220 IP20 3AC400V 2,2kW FSA | 2030.95
6SL4113-0DA11-2AF0 | G220 IP20 3AC400V 2,2kW FSA | 1703.12
6SL4113-0DA11-2BF0 | G220 IP20 3AC400V 2,2kW FSA | 1897.78
6SL4113-0DA15-0AF0 | G220 IP20 3AC400V 5,5kW FSB | 2134.77
6SL4113-0DA15-0BF0 | G220 IP20 3AC400V 5,5kW FSB | 2329.43
6SL4113-0DA15-0FF0 | G220 IP20 3AC400V 5,5kW FSB | 2621.42
6SL4113-0DA15-2AF0 | G220 IP20 3AC400V 5,5kW FSB | 2358.36
6AV6371-1HV38-1AX0 | WinCC/Audit RT Server V8.1 DL | 2264.24
6AV6371-1HV48-1AX0 | WinCC/Audit RC Base V8.1 DL | 4984.77
6AV6371-1JV38-1AX0 | WinCC/Audit RT Server PP V8.1 DL | 1132.12
6AV6371-1KG08-1AX3 | WinCC/ProAgent Upgr V7.4/7.5->V8.1 DL | 364.46
6AV7252-3GC01-7AA0 | SIMATIC IPC PX-39A PRO 24" MT | 8494.7
6AV7252-7GD21-2BB0 | SIMATIC IPC PX-39A PRO 24" MT | 11221.4
6AV7261-1AC03-0AA0 | SIMATIC IPC677E, 22" Multitouch | 6704.37
6AV7272-3BC20-1AB1 | SIMATIC IPC PX-32A 15" ST | 4876.59
6DL5410-8AA78-0XH1 | PCS 7 IND. LIB. RUNTIME (1 AS) V10.0 DL | 976.67
6DL5410-8BX78-0YH0 | PCS 7 APG ENGINEERING V10.0 DL | 5857.72
6DL5410-8BX78-0YK0 | PCS 7 APG UPGRADE V9.X -> V10.0 DL | 2856.7
6ES7500-0HQ00-0AB0 | S7-1500H system bundle, CPU 1517H | 21924.81
6ES7500-0JT00-0AB0 | S7-1500HF System Bundle, CPU 1518HF | 31534.27
6ES7661-0KC10-2UG2 | Process Control System IPC647E | 10765.95
6ES7661-0KC40-2UG6 | Process Control System IPC647E | 10502.26
6ES7661-0KC40-2UL6 | Process Control System IPC647E | 14661.22
6ES7661-0KC42-1RE1 | Process Control System IPC647E | 14929.41
6ES7730-0AA04-0BC0 | SIMATIC IPC MD-57A | 12013.93
6ES7730-0AB04-0BB0 | SIMATIC IPC MD-57A | 11480.58
6ES7730-0AB14-0AB0 | SIMATIC IPC MD-57A | 11988.47
6ES7730-1AA04-0BC0 | SIMATIC IPC MD-57A | 12779.5
6ES7730-1AB14-0AA0 | SIMATIC IPC MD-57A | 10070.79
6ES7822-0AE24-0YA5 | SIMATIC STEP 7 Basic V20 DL | 507.89
6ES7822-0AE24-0YE5 | SIMATIC STEP 7 Basic Upgrade V20 DL | 202.26
6ES7822-1AA24-0YA5 | SIMATIC STEP 7 Professional V20 | 3859.33
6ES7822-1AA24-0YE3 | STEP 7 Prof. Upgrade V20 Combo Legacy | 1541.63
6ES7823-1FA06-0YA5 | SIMATIC S7-PLCSIM Advanced V7.0 | 5345.52
6ES7823-1FA06-0YE5 | SIMATIC S7-PLCSIM Advanced Upgr. V7.0 | 2137.91
6ES7823-1FE06-0YA5 | SIMATIC S7-PLCSIM Advanced V7.0 DL | 4454.1
6ES7823-1FE06-0YA7 | SIMATIC S7-PLCSIM Advanced V7.0 PoC DL | 164.81
6FX2003-0HD20 | Power connector Sz.1 | 75.62
6FX2003-0HD30 | Power connector Sz.1 | 72.4
6FX2003-1HD10 | Power connector Sz.1 | 82.8
6FX2003-1HD20 | Power connector Sz.1 | 75.62
6ES7648-1AA10-3YF0 | EM2 mounting kit for BX-56A and BX-59A | 26.97
6ES7648-1AA10-3YG0 | EM2 Rails for BX-56A and BX-59A | 17.97
6ES7648-1AA22-0YQ0 | Mounting Set DIN-Rail SE, IPC BX-39A | 81.67
6ES7648-3AA00-1XA0 | Power cable set for BX-56A and BX-59A | 43.45
6ES7833-1FA24-0YF5 | STEP 7 Safety Advanced V20 Upgrade | 503.4
6ES7833-1FA24-0YH5 | STEP 7 Safety Advanced V20 SW DL | 1048.72
6ES7833-1FA24-0YY5 | STEP 7 Safety Advanced V20 Upgr SW DL | 419.5
6ES7833-1FC24-0YA5 | STEP 7 Safety Advanced V20 Combo | 1842.77
6GK1704-5SW24-0AA0 | SOFTNET-PB DP-SLAVE V20 | 448.44
6GK1704-5SW24-0AK0 | SOFTNET-PB DP-SLAVE V20 DL | 374.18
6GK1706-1NW24-0AA0 | IE SNMP OPC-SERVER BASIC V20 | 1702.05
6GK1706-1NW24-0AC0 | IE SNMP OPC-SERVER POWERPACK V20 | 1425.4
6GK1716-0HB24-0AK0 | HARDNET-IE S7 REDCONNECT V20 DL | 3283.24
6GK1716-0HB24-0AK1 | HARDNET-IE S7 POW.P. RED V20 DL | 1687.48
6GK1716-1CB24-0AA0 | HARDNET-IE S7 V20 | 2060.22
6ES7730-1AB14-0NA0 | SIMATIC IPC MD-57A | 9825.1
6ES7730-1AC14-3BC0 | SIMATIC IPC MD-57A | 17641.12
6ES7810-5CC17-0YA5 | STEP 7 Prof. V20/2021 SR3 Combo, FL | 6293.87
6ES7822-0AA24-0YA5 | SIMATIC STEP 7 Basic V20 | 609.76
6ES7822-1AE24-0YA3 | SIMATIC STEP 7 Prof. V20 PoC DL | 161.81
6ES7822-1AE24-0YE3 | STEP 7 Prof. Upgrade V20 Combo Legacy DL | 1285.44
6ES7823-1AE24-0YE5 | TIA Portal Multiuser Eng. Upgr. V20 DL | 323.6
6ES7823-1EE24-0YE5 | TIA Portal Teamcenter Gateway Upg V20 DL | 647.22
6ES7823-1FE06-0YE5 | SIMATIC S7-PLCSIM Advanced Upgr. V7.0 DL | 1781.35
6ES7823-1JE03-0EA5 | TIA Portal CAx Publication Tools V3.0 DL | 1490.7
6FX2003-0GM30 | Power connector Sz.1 | 117.86
6FX2003-0GN20 | Power connector Sz.1 | 87.39
6FX5002-2DC00-1FG0 | SIGNAL CABLE, PREASSEMBLED | 493.45
6FX5002-5CS14-1DE0 | POWER CABLE, PREASSEMBLED | 1129.76
6EP4990-8KK00-0XU0 | SITOP SEL1600 Connection Set SEL1600-Sys | 18.36
6EP4990-8KK20-0XU0 | SITOP SEL1600 Connection Set PSU8400 40A | 18.36
6ES7652-7JX78-2YH0 | PCS 7 PH ARCHIVE AUDIT V10.0 DL | 7294.66
6ES7823-1TE24-0AA5 | Test Suite Advanced V20 DL | 2551.41
6ES7823-1UE31-0YA0 | TIA UMC - 100 User Accounts DL Single | 1258.47
6ES7833-1FA24-0YA5 | STEP 7 Safety Advanced V20 | 1258.47
6ES7833-1FC24-0YH5 | STEP 7 Safety Advanced V20 Combo SW DL | 1535.64
6ES7852-0CC08-0YE5 | SIMATIC D7-SYS V10.0, Upgrade | 1439.56
6FX5022-5CN16-1CE0 | POWER CABLE PREASSEMBLED | 295.43
6FX5022-5CN16-1DC0 | POWER CABLE PREASSEMBLED | 337.33
6GK1706-1NW24-0AK1 | IE SNMP OPC-SERVER POWERPACK V20 DL | 1186.63
6GK1706-1NX24-0AK0 | IE SNMP OPC-SERVER EXTENDED V20 DL | 2657.16
6GK1713-5DB24-0AA0 | HARDNET-PB DP V20 | 851.75
6GK1716-0HB24-0AA0 | HARDNET-IE S7 REDCONNECT V20 | 3939.89
6GK5108-2GS00-2AC2 | SCALANCE XCM108 (6 x Gbit, 2xSFP) | 598.22
6SL3070-4LA01-0XK5 | SINAMICS DCC V20 Combo Upgrade OSD | 472.64
6SL3072-4LA02-0XE5 | SINAMICS Startdrive Adv. V20 Upgr. DVD | 476.64
6SL3072-5LA05-0XG5 | TIA Safety Validation Assistant V20 OSD | 1477.08
6SL4112-0DA05-0AF0 | G220 IP20 3AC200V 0,55kW FSA | 1419.39
6SL4112-0DA05-0FF0 | G220 IP20 3AC200V 0,55kW FSA | 1906.04
6SL4112-0DA08-0BF0 | G220 IP20 3AC200V 1,1kW FSA | 1698.39
6SL4112-0DA10-0AF0 | G220 IP20 3AC200V 1,5kW FSA | 1636.75
6SL4112-0DA12-0BF0 | G220 IP20 3AC200V 3kW FSB | 2175.32
6SL4112-0DA13-0AF0 | G220 IP20 3AC200V 4kW FSB | 2259.66
6SL4112-0DA15-0FF0 | G220 IP20 3AC200V 5,5kW FSC | 2926.37
6SL4112-0DA16-0BF0 | G220 IP20 3AC200V 7,5kW FSC | 3119.41
6SL4112-0DA17-0AF0 | G220 IP20 3AC200V 11kW FSD2 | 3568.76
6SL4112-0DA18-0FF0 | G220 IP20 3AC200V 15kW FSD2 | 4898.91
6SL4112-0DA20-0BF0 | G220 IP20 3AC200V 18,5kW FSD2 | 5288.23
6SL4112-0DA23-0FF0 | G220 IP20 3AC200V 30kW FSE | 7544.64
6SL4112-0KA08-0BF0 | G220 IP55 3AC200V 1,1kW FSB | 2105.58
6SL4112-0KA11-0AF0 | G220 IP55 3AC200V 2,2kW FSB | 2176.94
6SL4112-0KA11-0FF0 | G220 IP55 3AC200V 2,2kW FSB | 2663.59
6SL4112-0KA12-0BF0 | G220 IP55 3AC200V 3kW FSB | 2624.67
6SL4112-0KA15-0AF0 | G220 IP55 3AC200V 5,5kW FSC | 2983.16
A5E54228336 | 7ML58810ECXX0JC9, FLNG FORM F | 6862.23
S79220-C3308-F888 | SIMIT RAPID TESTER 2407 PROMOTOR DL | 92.43
6SL4112-0DA21-0AF0 | G220 IP20 3AC200V 22kW FSE | 5747.28
6SL4112-0DA21-0BF0 | G220 IP20 3AC200V 22kW FSE | 5941.94
6SL4112-0DA21-0FF0 | G220 IP20 3AC200V 22kW FSE | 6233.94
6SL4112-0DA23-0AF0 | G220 IP20 3AC200V 30kW FSE | 7058
6SL4112-0KA12-0FF0 | G220 IP55 3AC200V 3kW FSB | 2916.65
6SL4112-0KA13-0AF0 | G220 IP55 3AC200V 4kW FSB | 2705.76
6SL4112-0KA13-0BF0 | G220 IP55 3AC200V 4kW FSB | 2900.42
6SL4112-0KA13-0FF0 | G220 IP55 3AC200V 4kW FSB | 3192.42
6GK1716-1CB24-0AK0 | HARDNET-IE S7 V20 DL | 1716.6
6GK5108-0GA00-2AC2 | SCALANCE XCM108 (8 x Gbit) | 664.69
6SL3072-4LA02-0XG0 | SINAMICS Startdrive Basic V20 OSD | 55.52
6SL3072-4LA02-0XG5 | SINAMICS Startdrive Advanced V20 OSD | 992.94
6SL3072-4LA02-0XK5 | SINAMICS Startdrive Adv.V20 Upgr.OSD | 397.16
6SL3072-5AA05-0XY8 | TIA Safety Validation Assistant SUS OSD | 295.42
6SL4112-0DA10-0FF0 | G220 IP20 3AC200V 1,5kW FSA | 2123.41
6SL4112-0DA11-0AF0 | G220 IP20 3AC200V 2,2kW FSA | 1761.67
6SL4112-0DA11-0BF0 | G220 IP20 3AC200V 2,2kW FSA | 1956.33
6SL4112-0DA11-0FF0 | G220 IP20 3AC200V 2,2kW FSA | 2248.33
6SL4112-0DA17-0BF0 | G220 IP20 3AC200V 11kW FSD2 | 3763.42
6SL4112-0DA17-0FF0 | G220 IP20 3AC200V 11kW FSD2 | 4055.4
6SL4112-0DA18-0AF0 | G220 IP20 3AC200V 15kW FSD2 | 4412.29
6SL4112-0DA18-0BF0 | G220 IP20 3AC200V 15kW FSD2 | 4606.93
6SL4112-0KA08-0FF0 | G220 IP55 3AC200V 1,1kW FSB | 2397.56
6SL4112-0KA10-0AF0 | G220 IP55 3AC200V 1,5kW FSB | 2053.67
6SL4112-0KA10-0BF0 | G220 IP55 3AC200V 1,5kW FSB | 2248.33
6SL4112-0KA10-0FF0 | G220 IP55 3AC200V 1,5kW FSB | 2540.31
A5E54245851 | 7ML57312AX121CA0,Y01=400MM,PTFE | 2569.68
PBD:51045543 | 7ML52211BB21 PROBE LU,6m PVDF, GP,BSPT | 1667.71
PBD:51045544 | 7ML52211BB26 PROBE LU, 6M PVDF,IA,BSPT | 1939.01
PBD:51045545 | 7ML52211DB21 PROBE LU,12m PVDF,GP,BSPT | 1927.21
KRH:17000700 | Seal disc 21,8-12-0,1 | 92.23
KRH:17001000 | O-Ring 10x2-NBR | 17.67
KRH:17006000 | Centering rings Sandwich-Version, DN15 | 102.04
KRH:17006002 | Centering rings Sandwich-Version, DN40 | 209.97
LZS:PT3A5L24A | Plug-in relay complete unit DC24V/ 3 CO | 17.67
LZS:PT5B5L24A | Plug-in relay complete unit DC24V/ 4 CO | 17.67
LZS:RT4D4L24A | Plug-in relay complete unit DC24V | 19.87
1FE1145-8WS51-6BC1 | BUILT-IN SYNCHRONOUS MOTOR | 18302.89
1FG1500-5RC26-2AV1-ZD11K07 | SIMOTICS S-1FG1 SERVO GEARED MOTOR | 2971.91
1FG1510-1PE03-2AK2-ZD14K06 | SIMOTICS S-1FG1 SERVO GEARED MOTOR | 4640.43
1FG1511-5RG13-2HD2-ZD14K06M81 | SIMOTICS S-1FG1 SERVO GEARED MOTOR | 3472.28
1FK7022-5AK74-1HH3-ZB02Y84 | SYNCHRONOUS SERVOMOTOR, 1FK7 | 2519.29
1FK7060-2AC71-1RA0-ZL13N05 | SYNCHRONOUS MOTOR 1FK7-CT 6 NM | 2659.24
1FK7060-2AF71-1CH1-ZR72 | SYNCHRONOUS MOTOR 1FK7-CT 6 NM | 3550.23
1FK7101-2AF71-1CH0-ZL13 | SYNCHRONOUS MOTOR 1FK7-CT 27 NM | 4391.14
1FK7101-2AF71-1RB0-ZK23N24 | SYNCHRONOUS MOTOR 1FK7-CT 27 NM | 4689.86
1FT2208-4AF10-0RB0-ZP90Q01 | Synchronous motor 1FT2-CT 22 Nm | 2586.06
1FT7034-5AK71-1KG0 | SYNCHRONOUS MOTOR 1FT7 | 3676.66
1FT7082-5AF74-1NG2 | SYNCHRONOUS MOTOR 1FT7 | 4164.47
1FT7082-5AF75-1MH2 | SYNCHRONOUS MOTOR 1FT7 | 5952.75
1FT7102-5AF70-1DH2 | SYNCHRONOUS MOTOR 1FT7 | 7248.55
1FT7102-5WF70-1CG0 | SYNCHRONOUS MOTOR 1FT7 | 7397.58
1FT7132-5AF71-4CB1 | SYNCHRONOUS MOTOR 1FT7 | 13640.73
1FT7132-5SC71-1BG0 | SYNCHRONOUS MOTOR 1FT7 | 11620.03
1PH8087-1HF02-1GB2 | MAIN SPINDLE MOTOR 1PH808 | 4172.57
1PH8101-1DF03-1GA1 | COMPACT ASYNCHRONOUS MOTOR 1PH810 | 5776.41
1PH8107-1JF13-2GA2 | COMPACT ASYNCHRONOUS MOTOR 1PH810 | 5580.19
1PH8107-1SS03-0LA1 | COMPACT ASYNCHRONOUS MOTOR 1PH810 | 8793.02
1PH8135-1HF20-1BA2 | COMPACT ASYNCHRONOUS MOTOR 1PH813 | 6857.93
1PH8135-1HG23-1BA2 | COMPACT ASYNCHRONOUS MOTOR 1PH813 | 7491.42
1PH8137-1AD02-2HA2 | COMPACT ASYNCHRONOUS MOTOR 1PH813 | 5786.89
1PH8137-1DD00-1FA1 | COMPACT ASYNCHRONOUS MOTOR 1PH813 | 7412.06
1PH8163-1AD03-2BA2 | COMPACT ASYNCHRONOUS MOTOR 1PH816 | 7699.92
1PH8163-1AF02-0BA2 | COMPACT ASYNCHRONOUS MOTOR 1PH816 | 7471.86
1PH8163-1DF20-1BA1-ZY84 | COMPACT ASYNCHRONOUS MOTOR 1PH816 | 10240.7
1PH8163-1FB03-0BC1 | COMPACT ASYNCHRONOUS MOTOR 1PH816 | 10181.61
1PH8186-1HD00-2EA2 | COMPACT ASYNCHRONOUS MOTOR | 15176.16
1PH8186-1HD03-1CA2 | COMPACT ASYNCHRONOUS MOTOR | 17056.97
1PH8186-1JF00-2BA2 | COMPACT ASYNCHRONOUS MOTOR | 15526.35
1PH8186-1MD00-2BB2 | COMPACT ASYNCHRONOUS MOTOR | 15331.81
1PH8224-1DC03-2BA1-ZK10L76X22 | COMPACT ASYNCHRONOUS MOTOR | 24650.39
1PH8224-1DD00-2FA1-ZK09K40K85 | COMPACT ASYNCHRONOUS MOTOR | 23647.1
1PH8224-1DF40-2EB1 | COMPACT ASYNCHRONOUS MOTOR | 25707.38
1PH8224-1DL40-2FA1-ZG14L76 | COMPACT ASYNCHRONOUS MOTOR | 26774.21
1FK7103-2AF71-1RA2-ZK23 | SYNCHRONOUS MOTOR 1FK7-CT 36 NM | 4147.92
1FK7103-3BC71-1CB0-ZN24 | SYNCHRONOUS MOTOR 1FK7-HI 36 NM | 5565.83
1FK7105-2AF71-1CH1-ZR72 | SYNCHRONOUS MOTOR 1FK7-CT 48 NM | 6493.1
1FK7105-2AF71-1QH1-ZR72 | SYNCHRONOUS MOTOR 1FK7-CT 48 NM | 5548.01
1FK7105-3BC71-1CB1-ZN24 | SYNCHRONOUS MOTOR 1FK7-HI 48 NM | 6837.22
1FT7042-5AK75-1NG1 | SYNCHRONOUS MOTOR 1FT7 | 3283.42
1FT7068-5AF70-1FB1 | SYNCHRONOUS MOTOR 1FT7 | 6891.84
1FT7086-5AF74-1MB2 | SYNCHRONOUS MOTOR 1FT7 | 7820.09
1FT7086-5WH71-1FA2 | SYNCHRONOUS MOTOR 1FT7 | 8009.88
1FT7105-5AF71-1CG0-ZX01 | SYNCHRONOUS MOTOR 1FT7 | 8468.43
1FT7105-5SF70-4BH1 | SYNCHRONOUS MOTOR 1FT7 | 9421.74
1FT7105-5SF71-4CG0-ZY84 | SYNCHRONOUS MOTOR 1FT7 | 9049.47
1PH8133-1FD00-1BC1 | COMPACT ASYNCHRONOUS MOTOR 1PH813 | 7512.07
1PH8133-1FF03-2BC1 | COMPACT ASYNCHRONOUS MOTOR 1PH813 | 8145.54
1PH8133-1MG22-0BC2-ZV90 | COMPACT ASYNCHRONOUS MOTOR 1PH813 | 6961.3
1PH8137-1JD03-0GA2-ZA12 | COMPACT ASYNCHRONOUS MOTOR 1PH813 | 7102.98
1PH8137-1TS00-0LA2 | COMPACT ASYNCHRONOUS MOTOR 1PH813 | 7339.79
1PH8137-2FF22-0GF1 | COMPACT SYNCHRONOUS MOTOR 1PH813 | 15099.81
1PH8137-3DG02-2AB1-ZU65 | COMPACT ASYNCHRONOUS MOTOR 1PH813 | 11935.54
1PH8165-3DD03-2AA1-ZU60 | COMPACT ASYNCHRONOUS MOTOR 1PH816 | 15521.9
1PH8166-1AG20-2FC2 | COMPACT ASYNCHRONOUS MOTOR 1PH816 | 11592.6
1PH8184-1AF12-2BD2-ZK40L27L76 | COMPACT ASYNCHRONOUS MOTOR | 13607.17
1PH8184-1DC10-2BA1-ZK10K85L76 | COMPACT ASYNCHRONOUS MOTOR | 14022.93
1PH8184-1DF12-2BA1-ZG14 | COMPACT ASYNCHRONOUS MOTOR | 13920.77
1PH8226-1DB30-1BA1 | COMPACT ASYNCHRONOUS MOTOR | 30586.52
1PH8226-1DB40-1BA1-ZG14 | COMPACT ASYNCHRONOUS MOTOR | 31272.66
1PH8226-1DC30-0BA1 | COMPACT ASYNCHRONOUS MOTOR | 30262.22
1PH8226-1DC40-2BA1 | COMPACT ASYNCHRONOUS MOTOR | 30586.52
1PH8226-1HB00-2AB2-ZL76 | COMPACT ASYNCHRONOUS MOTOR | 24046.71
1PH8226-1HD10-1AA2 | COMPACT ASYNCHRONOUS MOTOR | 23718
1PH8226-1HF43-2FD2-ZK24L76Y84 | COMPACT ASYNCHRONOUS MOTOR | 32552.27
1PH8226-1MF03-2AA2-ZL00 | COMPACT ASYNCHRONOUS MOTOR | 26247.42
1PH8228-1AD10-2EA2-ZK40 | COMPACT ASYNCHRONOUS MOTOR | 30696.34
1PH8228-1DD40-1BA1-ZG14K40 | COMPACT ASYNCHRONOUS MOTOR | 39812.97
1PH8228-1DF00-2FA1-ZK10K40K85 | COMPACT ASYNCHRONOUS MOTOR | 34838.05
1PH8228-1HF00-2AA2-ZL76 | COMPACT ASYNCHRONOUS MOTOR | 30289.63
1PH8228-1JF10-2EB2-ZK40 | COMPACT ASYNCHRONOUS MOTOR | 31984.33
1FK7044-4CH74-1SH1-ZJ02 | SYNCHRONOUS MOTOR 1FK7-HD 4,5 NM | 4008.33
1FK7063-2AH71-1PG0-ZY84 | SYNCHRONOUS MOTOR 1FK7-CT 11 NM | 1915.39
1FK7086-4CF71-1DH2 | SYNCHRONOUS MOTOR 1FK7-HD 28 NM | 4440.66
1FK7086-4CF71-1RH0-ZK24 | SYNCHRONOUS MOTOR 1FK7-HD 28 NM | 4233.07
1FS2104-6AF07-0MZ0Q0F | Synchronous motor 1FS2 3,1 Nm | 3098.57
1FS2104-6AF07-1MZ0Q0V | Synchronous motor 1FS2 3,1 Nm | 3384.24
1FT2103-4AH02-0SA0-ZN16X08 | Synchronous motor 1FT2-HD 1,27 Nm | 1460.39
1FT2104-5AK12-1MA0-ZN16 | Synchronous motor 1FT2-HD 2,4 Nm | 1986.17
1FT2105-4AH10-1SA0 | Synchronous motor 1FT2-HD 5 Nm | 1606.27
1FT2105-6AF02-1SA0 | Synchronous motor 1FT2-HD 8 Nm | 1691.37
1FT2203-2AK00-2MB0 | Synchronous motor 1FT2-CT 0,64 Nm | 1147.34
1FT2203-4AK00-2SA0-ZA26M00R10 | Synchronous motor 1FT2-CT 1,27 Nm | 1867.86
1FT2204-6AF10-0MA0 | Synchronous motor 1FT2-CT 3,2 Nm | 1673.14
1FT2205-2AC00-0CA0-ZA21M01R05 | Synchronous motor 1FT2-CT 3,6 Nm | 2445.55
1FT2205-2AH10-0MA0 | Synchronous motor 1FT2-CT 3,6 Nm | 1732.4
1FT2205-2AH11-0CA0-ZA21M01R10 | Synchronous motor 1FT2-CT 3,6 Nm | 2740.35
1FT2206-2AH00-0MB0 | Synchronous motor 1FT2-CT 6,5 Nm | 1732.4
1FT2206-3AF02-1CA0 | Synchronous motor 1FT2-CT 9 Nm | 2419.02
1FT2206-4AH02-1CB0 | Synchronous motor 1FT2-CT 12 Nm | 2659.4
1FT2206-4AH10-1SB0 | Synchronous motor 1FT2-CT 12 Nm | 2192.87
1FT7065-7SF71-1CH1 | SYNCHRONOUS MOTOR 1FT7 | 7219.38
1FT7086-1AF71-1DG1-ZY84 | SYNCHRONOUS MOTOR 1FT7 | 4836.58
1FT7108-5AF74-1MH1 | SYNCHRONOUS MOTOR 1FT7 | 11353.62
1PH8103-3DG12-0AF1-ZU65 | COMPACT ASYNCHRONOUS MOTOR 1PH810 | 9292.51
1PH8105-1SF00-0LA1 | COMPACT ASYNCHRONOUS MOTOR 1PH810 | 8120.81
1PH8105-3FF13-0AB1-ZU63 | COMPACT ASYNCHRONOUS MOTOR 1PH810 | 10734.26
1FK7083-2AF71-1RG1-ZR72 | SYNCHRONOUS MOTOR 1FK7-CT 16 NM | 3230.86
1FT7046-5AF70-1CH2-ZQ12 | SYNCHRONOUS MOTOR 1FT7 | 6031.79
1FT7084-5AF71-1CH2-ZK23N40 | SYNCHRONOUS MOTOR 1FT7 | 7941.34
1FT7084-5AH70-1CG2 | SYNCHRONOUS MOTOR 1FT7 | 6175.47
1FT7132-5SF71-8BE0 | SYNCHRONOUS MOTOR 1FT7 | 13772.8
1FT7132-5SF74-3NB1 | SYNCHRONOUS MOTOR 1FT7 | 13239.24
1FT7134-5SF71-8BB1 | SYNCHRONOUS MOTOR 1FT7 | 14900.14
1FT7136-5AB71-1CB1 | SYNCHRONOUS MOTOR 1FT7 | 16134.3
1FW3150-1FL62-7AA0 | TORQUE MOTOR, 100 NM. 500 RPM, | 14889.96
1FW3152-1FP72-5AA0-ZQ30T32 | TORQUE MOTOR, 200 NM. 750 RPM, | 26200.28
1FW3202-1FE72-7AA0 | TORQUE MOTOR, 500 NM. 150 RPM, | 22657.9
1FW3202-1WE62-7DA0 | TORQUE MOTOR, 500 NM. 150 RPM, | 18117.18
1FW3206-3BP62-5AS0 | TORQUE MOTOR, 1360NM, 800RPM | 39862.29
1FW3281-2FE76-7AA0 | TORQUE MOTOR, 2500 NM. 150 RPM, | 50342.99
1FW3283-2FE76-7AA0 | TORQUE MOTOR, 3500 NM. 150 RPM, | 57251.23
1FW3287-3CM65-8AP0-ZL03 | TORQUE MOTOR, 6050NM, 600 RPM | 114660.32
1PH8103-1HD03-0GC2 | COMPACT ASYNCHRONOUS MOTOR 1PH810 | 4710.68
1PH8133-1DB10-2BA1 | COMPACT ASYNCHRONOUS MOTOR 1PH813 | 6447.79
1PH8133-1DD03-0HA1 | COMPACT ASYNCHRONOUS MOTOR 1PH813 | 6976.29
1PH8137-1DG02-1BC1-ZV90 | COMPACT ASYNCHRONOUS MOTOR 1PH813 | 7640.72
1PH8137-1DS00-1BB1 | COMPACT ASYNCHRONOUS MOTOR 1PH813 | 7258.64
1PH8137-1FF02-0BE1-ZY84 | COMPACT ASYNCHRONOUS MOTOR 1PH813 | 8601.62
1PH8137-1JB00-1BA2 | COMPACT ASYNCHRONOUS MOTOR 1PH813 | 6549.18
1PH8165-1DF10-2GB1-ZK24 | COMPACT ASYNCHRONOUS MOTOR 1PH816 | 9126.15
1PH8165-1FD02-2BA1 | COMPACT ASYNCHRONOUS MOTOR 1PH816 | 11055.58
1PH8165-1FF10-1GB1 | COMPACT ASYNCHRONOUS MOTOR 1PH816 | 9962.37
1PH8165-1HF10-2BA2 | COMPACT ASYNCHRONOUS MOTOR 1PH816 | 8040.2
1PH8165-1JD10-1FA2-ZA12 | COMPACT ASYNCHRONOUS MOTOR 1PH816 | 8985.04
1PH8165-1JF10-2BA2 | COMPACT ASYNCHRONOUS MOTOR 1PH816 | 8521.65
1PH8184-1FF13-1CA1 | COMPACT ASYNCHRONOUS MOTOR | 15017.27
1PH8184-1HC11-2EA2-ZK40 | COMPACT ASYNCHRONOUS MOTOR | 12319.33
1PH8184-1MF00-2EA2-ZK24L76V92 | COMPACT ASYNCHRONOUS MOTOR | 12294.53
1PH8184-1MF03-0LB2 | COMPACT ASYNCHRONOUS MOTOR | 19518.37
1PH8186-1AF33-2AA2-ZK24L76 | COMPACT ASYNCHRONOUS MOTOR | 19459.23
1PH8186-1DB02-2FA1 | COMPACT ASYNCHRONOUS MOTOR | 17796.32
6AV2128-3UB06-0AX1-ZE99X02 | MTP1900 Unif. Comf. Express Design | 6204.09
6AV2128-3UB06-0AX1-ZE99X04 | MTP1900 Unif. Comf. Express Design | 6204.09
6AV2128-3XB06-0AX1-ZE99X05 | MTP2200 Unif. Comf. Express Design | 7246.65
6AV2148-8UB00-1AA0 | MTP1900 + S7 EE Monitor | 5847.88
6AV6646-1BC18-0AA1 | SIMATIC ITC1900 V3 PRO | 3448.86
6AV6676-6LT00-5AG8 | SIMATIC Transfer Tool V5 Linux, Floating | 15873
6AV7226-6NA00-1VS0 | SIMATIC IPC277G 12" | 7590.56
6AV7226-6PA00-1VS0 | SIMATIC IPC277G 15" | 7972.36
6AV7231-0CC21-2BA0 | SIMATIC IPC377G | 2590.36
6AV7231-0DB21-2BA0 | SIMATIC IPC377G | 3002.36
6AV7241-1EB05-0DA0 | SIMATIC IPC477E 22" ST (1920 x 1080) | 5580.73
6AV7241-1GC35-1FA0 | SIMATIC IPC 477E 19" MT (1920 x 1080) | 6385.26
6AV7241-3LG05-0DA0 | SIMATIC IPC477E 22" MT (1920 x 1080) | 6569.53
6AV7241-3RB07-0FA0 | SIMATIC IPC477E 24" MT (1920 x 1080) | 6972.55
6DL5411-0DA04-0AH0 | SIMATIC PFL Library V4.0 (30 AS RT) DL | 19068.39
6DL5411-0EA04-0AK0 | SIMATIC PFL Lib V4.0 UG (1HMI/1AS RT) DL | 110.04
6DL8913-0AL20-0AH5 | SIMIT SP V11.2 ENGINEERING S DL | 3429.02
6DL8913-0AL20-0BB5 | SIMIT SP V11.2 ENGINEERING S (1 YEAR) | 2548.14
6DL8913-0BL20-0AJ5 | SIMIT SP V11.2 CONV. PACK ENG. S -> M DL | 6859.29
6DL8913-0BL20-1AB5 | SIMIT SP V11.2 ENGINEERING M + DONGLE | 10581.95
6DL8913-0DL20-0AB5 | SIMIT SP V11.2 ENGINEERING XL | 37885.97
6DL8913-0DL20-0AE5 | SIMIT SP V11.2 UG ENG.XL V11.1->V11.2 | 18942.98
6DL8913-0JL20-0AE5 | SIMIT 1 VC UG V11.1-> V11.2 (FULL) | 3266.02
6DL8913-0JL20-0AK5 | SIMIT 1 VC UG V11.1-> V11.2 (FULL) DL | 2881.58
6DL8913-0NL20-0AH5 | SIMIT V11.2 VC 300 (1 CTRL) DL | 1712.02
6ES7661-0YS45-8SG6 | Process Control System IPC647E | 12689.62
6ES7661-1JQ16-1CC2 | Process Control System IPC847E | 13314.36
6ES7661-1KC42-1RA2 | Process Control System IPC847E | 10788.42
6ES7661-1VC41-8CE2 | Process Control System IPC847E | 11676.85
6FX2003-0HY00 | Hybrid connector for SINAMICS S120M | 191.29
6FX5002-5CN05-1AC2 | POWER CABLE PREASSEMBLED | 247.43
6FX5002-5CN06-1AD4 | POWER CABLE PREASSEMBLED | 214.56
6FX5002-5CN24-1BA0 | POWER CABLE, PREASSEMBLED(1FT/1FK) | 578.6
6FX5002-5CN26-1BH0 | POWER CABLE PREASSEMBLED | 320.99
6FX5002-5CS46-1BF0 | POWER CABLE PREASSEMBLED | 369.11
6FX5002-5CW12-1AC0 | POWER CABLE PREASSEMBLED | 163.72
6FX5002-5DS06-1DH0 | POWER CABLE PREASSEMBLED | 453.89
6FX5002-5DS16-1KA0 | POWER CABLE PREASSEMBLED | 941.6
6FX5012-2CH00-1GA0 | SIGNAL CABLE, PREASSEMBLED | 526.99
6FX8002-2DC44-1AB0 | DRIVE-CLIQ EXTENSION | 176.9
6FX8002-2DC44-1BA0 | DRIVE-CLIQ EXTENSION | 265.01
6FX8002-2DC48-1AF0 | SIGNAL CABLE, PREASSEMBLED | 216.05
6FX8002-2DD40-1AB0 | SIGNAL CABLE, PREASSEMBLED | 154.76
6FX8002-2DD40-1AD5 | SIGNAL CABLE, PREASSEMBLED | 184.09
6FX8002-2DX30-1AE0 | DRIVE-CLIQ CABLE, PREASSEMBLED | 155.46
6FX8002-2DX30-1AG0 | DRIVE-CLIQ CABLE, PREASSEMBLED | 169.94
6FX8002-2DX30-1BD0 | DRIVE-CLIQ CABLE, PREASSEMBLED | 220.98
6FX8002-2DX30-1BF0 | DRIVE-CLIQ CABLE, PREASSEMBLED | 235.66
6FX8002-2DX30-1DA0 | DRIVE-CLIQ CABLE, PREASSEMBLED | 344.69
6FX8002-2DX30-1EA0 | DRIVE-CLIQ CABLE, PREASSEMBLED | 438.52
6FX8002-2DX30-1GF0 | DRIVE-CLIQ CABLE, PREASSEMBLED | 633.68
6FX8002-2DX30-1HF0 | DRIVE-CLIQ CABLE, PREASSEMBLED | 710.8
6FX8002-5CN06-1BD5 | POWER CABLE PREASSEMBLED | 359.98
6FX8002-5CN24-1CA0 | POWER CABLE, PREASSEMBLED(1FT/1FK) | 1163.56
6FX8002-5CN27-1EA0 | POWER CABLE PREASSEMBLED | 626
6FX8002-5CS36-1AE0 | POWER CABLE PREASSEMBLED | 320.94
6FX8002-5CS46-1AG5 | POWER CABLE PREASSEMBLED | 383.82
6FX8002-5CS46-1CF0 | POWER CABLE PREASSEMBLED | 667.75
6FX8002-5DN56-1DK0 | POWER CABLE PREASSEMBLED | 1238.67
6FX8002-5DQ15-1DK0 | POWER CABLE EXTENSION | 1018.5
6FX5022-5CN27-1BA0 | POWER CABLE PREASSEMBLED | 210.48
6FX5042-2AH00-2AA0 | SIGNAL CABLE, PREFABRICATED | 695.11
6FX8002-2CP01-1AA7 | Cable from ONE MCP to handwheel, L=0,7m | 98.31
6FX8002-2CP01-1AC0 | Cable from ONE MCP to handwheel, L=2m | 104.97
6FX8002-5CN36-1EF0 | POWER CABLE PREASSEMBLED | 827.1
6FX8002-5CN46-1CG0 | POWER CABLE PREASSEMBLED | 683.54
6FX8002-5CN64-1BF3 | POWER CABLE PREASSEMBLED | 804.16
6FX8002-5CS56-1AH0 | POWER CABLE PREASSEMBLED | 413.42
6FX8002-5DA15-1BC5 | POWER CABLE, PREASSEMBLED EXT. | 515.39
6FX8002-5DA15-1DH3 | POWER CABLE, PREASSEMBLED EXT. | 998.94
6FX8002-5DN06-1JD0 | POWER CABLE PREASSEMBLED | 1370.6
6FX8002-5DN16-1GA0 | POWER CABLE PREASSEMBLED | 1185.35
6FX8002-5DN30-1AJ0 | POWER CABLE, PREASSEMBLED | 315.82
6FX8002-5DN36-1EG0 | POWER CABLE PREASSEMBLED | 1022.08
6FX8002-5DX28-1AB5 | POWER CABLE, PREASSEMBLED EXT. | 1879.9
6FX8002-5DX58-1DC0 | POWER CABLE, PREASSEMBLED EXT. | 8470.31
6FX8012-5CN56-1AG0 | POWER CABLE PREASSEMBLED | 393.95
6FX8012-5CQ48-1BB5 | POWER CABLE EXTENSION | 628.14
6FX8012-5DN05-1BB8 | POWER CABLE PREASSEMBLED EXT. | 462.78
6FX8012-5DN05-1BC3 | POWER CABLE PREASSEMBLED EXT. | 479.59
6FX8012-5DN06-1AG2 | POWER CABLE PREASSEMBLED | 322.55
6FX8012-5DN06-1BA0 | POWER CABLE PREASSEMBLED | 363.91
6FX8012-5DN16-1BJ0 | POWER CABLE PREASSEMBLED | 515.1
6FX8012-5DN16-1EC0 | POWER CABLE PREASSEMBLED | 898.06
6FX8012-5DN46-1BJ0 | POWER CABLE PREASSEMBLED | 635.43
6FX8012-5DN46-1EC0 | POWER CABLE PREASSEMBLED | 1098.7
6FX8012-5DQ48-1AD0 | POWER CABLE PREASSEMBLED EXT. | 483.98
6FX8012-5DQ48-1AD5 | POWER CABLE PREASSEMBLED EXT. | 507.35
6GK5795-6MP10-0AA0 | Antenna ANT795-6MP 2,4/5/6 GHz, IWLAN | 305.76
6GK5853-2EA10-2BA1 | SCALANCE MUM853-1 (B1) | 2054.43
6GK6000-1BC43-0EC0 | CROSSBOW Nozomi IDS CMC Integr. Maintn. | 1413.21
6GK6000-4AA00-0AA0 | L3 Basic Edition License | 3086.32
6FX8002-5CG12-1DH0 | POWER CABLE PREASSEMBLED | 679.45
6FX8002-5CS06-1CB0 | POWER CABLE PREASSEMBLED | 434.28
6FX8002-5DG43-1GA0 | POWER CABLE, PREASSEMBLED | 8646.09
6FX8002-5DS16-1EA0 | POWER CABLE PREASSEMBLED | 866.14
6FX8002-5DS26-1FA0 | POWER CABLE PREASSEMBLED | 973.86
6FX8002-5DS36-1AK5 | POWER CABLE PREASSEMBLED | 447.55
6FX8002-5EC22-1AF0 | POWER CABLE, PREASSEMBLED | 207.75
6FX8002-5EC22-1BD5 | POWER CABLE, PREASSEMBLED | 303.02
6FX8002-5EC42-1AG0 | POWER CABLE, PREASSEMBLED | 302.08
6FX8002-5FC20-1BF0 | POWER CABLE, PREASSEMBLED | 240.7
6FX8002-5ME05-1AF0 | POWER CABLE EXTENSION | 325.58
6FX8002-7HY11-1AB2 | HYBRID CABLE, PREASSEMBLED | 437.63
6FX8002-7HY11-1AC0 | HYBRID CABLE, PREASSEMBLED | 437.63
6FX8002-7HY11-1AH0 | HYBRID CABLE, PREASSEMBLED | 558.48
6FX8002-8QE04-1AC5 | ONE-CABLE-CONNECTION EXTENSION | 202.28
6FX8002-8QE04-1AE0 | ONE-CABLE-CONNECTION EXTENSION | 217.19
6FX8002-8QE08-1BH5 | ONE-CABLE-CONNECTION EXTENSION | 531.16
6FX8002-8QE11-1AH0 | ONE-CABLE-CONNECTION EXTENSION | 411.05
6FX8002-8QN04-1BH5 | ONE-CABLE-CONNECTION ASSEMBLY | 406.59
6FX8002-8QN04-1CD0 | ONE-CABLE-CONNECTION ASSEMBLY | 481
6FX8012-8QE08-1AG0 | ONE-CABLE-CONNECTION EXTENSION | 365.41
6FX8012-8QN11-1AH0 | ONE-CABLE-CONNECTION ASSEMBLY | 344.54
6FX8022-5DN06-1BB0 | POWER CABLE PREASSEMBLED | 346.73
6FX8022-5DN06-1CC0 | POWER CABLE PREASSEMBLED | 498.45
6FX8022-5DS16-1BF0 | POWER CABLE PREASSEMBLED | 436.29
6FX8042-5DN05-1AF5 | POWER CABLE PREASSEMBLED EXT. | 362.06
6RA8093-4KV62-0AA0-ZG00G20 | SINAMICS DCM DC CONVERTER | 37818.97
6RP0020-2AC32-5AA0-ZG33M79S03 | SINAMICS DCP 250 KW | 55561.5
6SL4113-0JA08-2FF0 | G220 IP55 3AC400V 1,1kW FSB | 2335.26
6SL4113-0JA10-0BF0 | G220 IP55 3AC400V 1,5kW FSB | 2030.95
6SL4113-0JA11-0FF0 | G220 IP55 3AC400V 2,2kW FSB | 2430.01
6SL4113-0JA11-2BF0 | G220 IP55 3AC400V 2,2kW FSB | 2296.82
6SL4113-0JA12-2AF0 | G220 IP55 3AC400V 3kW FSB | 2339.35
6SL4113-0JA12-2FF0 | G220 IP55 3AC400V 3kW FSB | 2825.97
6SL4113-0JA15-0AF0 | G220 IP55 3AC400V 5,5kW FSB | 2652.23
6SL4113-0JA15-0FF0 | G220 IP55 3AC400V 5,5kW FSB | 3138.89
6SL4112-0JQ17-0FF0 | G220 IP55 3AC200V 11kW FSD2 | 4558.28
6SL4112-0JQ18-0BF0 | G220 IP55 3AC200V 15kW FSD2 | 5215.22
6SL4112-0JQ21-0AF0 | G220 IP55 3AC200V 22kW FSE | 6425.36
6SL4112-0JQ21-0FF0 | G220 IP55 3AC200V 22kW FSE | 6912.01
7ME6942-0AA00-0AA2 | SITRANS FMT020 | 1390.98
8LK6036-7AA11 | CU cable conn. ACB to MBB N 3WA size 1 | 243.17
8LK6036-7AA14 | CU cable conn. ACB to MBB N 3WA size 1 | 203.25
8LK6036-7AA22 | CU cable conn. ACB to MBB N 3WA size 1 | 212
8LK6036-7AA25 | CU cable conn. ACB to MBB N 3WA size 1 | 189.54
8LK6036-7AA33 | CU cable conn. ACB to MBB N 3WA size 1 | 213.23
8LK6036-7AA36 | CU cable conn. ACB to MBB N 3WA size 2 | 809.3
8LK6036-7AA47 | CU cable connection ACB N 3WA size 2 | 629.75
8LK6036-7AA61 | Supp. cablecon. 3WA11, withdr., 3p, B600 | 285.56
8LK9400-4AA38 | Transport plank T400 | 29.82
8PQ3000-3BA85 | Mounting plate perf. H: 400mm W: 600mm | 97.55
8PQ3000-3BA87 | Mounting plate perf. H: 600mm W: 600mm | 112.44
8PQ4000-5BA66 | Lugs cascaded top bottom,40x10,D:600,800 | 1022.03
8PQ4000-5BA68 | Lugs cascaded top bottom, 40x10, D: 800 | 1105.64
8PQ4000-5BA74 | Laschen bilateral 4x30x10, D400,800 W400 | 1068.48
8PQ4000-5BA76 | Laschen bilateral 8x30x10, D800 W400 | 2136.94
8PQ4000-5BA84 | lugs non-cascaded 4x50x10, D600,800 W200 | 590.91
8PQ4000-5BA86 | lugs non-cascaded 4x30x10, D400,800 W200 | 426.48
8PQ4000-6BA04 | Laschen bilateral 4x30x10, D800 W200 | 1709.57
8PQ4000-6BA06 | Laschen bilateral 8x30x10, D800 W200 | 1709.57
8PQ5000-6BA31 | Separation 3WA11, MBB: top, B600 T400 | 374.42
8PQ5000-6BA33 | Separation 3WA11, MBB: top, B600 T800 | 425.52
8PQ5000-6BA35 | Separation 3WA12, MBB: top, B800 T800 | 510.07
8PQ5000-6BA41 | Sep. coupling section 3WA12, B800 T800 | 869.64
8MF1111-0AA00-0MA8 | SIVACON 1800mm x 800mm x 400mm | 4806.86
8MF1111-0AA00-0MB1 | SIVACON 2200mm x 900mm x 1000mm | 5136.87
8MF1111-0AA00-0MB3 | SIVACON 2200mm x 800mm x 600mm | 3328.93
8MF1111-0AA00-0MB8 | SIVACON 2200mm x 1200mm x 500mm | 3716.34
8MF1111-0AA00-0MC2 | SIVACON 2000mm x 1000mm x 500mm | 4649.02
8MF1111-0AA00-0MD0 | SIVACON 2200mm x 900mm x 600mm | 5624.73
8MF1111-0AA00-0MD2 | SIVACON 2000mm x 800mm x 500mm | 2582.79
8MF1111-0AA00-0ME2 | SIVACON 2000mm x 800mm x 800mm | 3745.04
8MF1111-0AA00-0ME4 | SIVACON 2000mm x 1200mm x 500mm | 4175.51
8MF1111-0AA00-0MF1 | SIVACON 2200mm x 900mm x 600mm | 3759.38
8MF1111-0AA00-0MF3 | SIVACON 2000mm x 1200mm x 500mm | 3974.62
8MF1111-0AA00-0MG2 | SIVACON 2200mm x 1200mm x 600mm | 1000.12
8MF1111-0AA00-0MG5 | SIVACON 1800mm x 1000mm x 400mm | 3300.23
8MF1111-0AA00-0MH8 | SIVACON 2200mm x 1000mm x 600mm | 4275.94
8MF1111-0AA00-0MJ1 | SIVACON 2000mm x 1200mm x 500mm | 4605.97
8MF1111-0AA00-0MK3 | SIVACON 2000mm x 600mm x 500mm | 615.56
8MF1111-0AA00-0MK5 | SIVACON 2000mm x 600mm x 500mm | 2568.43
8MF1111-0AA00-0ML4 | SIVACON 1800mm x 600mm x 800mm | 4362.03
8MF1111-0AA00-0ML6 | SIVACON 1800mm x 600mm x 800mm | 4204.19
8MF1111-0AA00-0MM5 | SIVACON 2200mm x 1200mm x 800mm | 4304.64
8MF1111-0AA00-0MM7 | SIVACON 2000mm x 400mm x 400mm | 2912.81
8MF1111-0AA00-0MN4 | SIVACON 2200mm x 800mm x 1000mm | 2295.82
8MF1111-0AA00-0MN6 | SIVACON 2200mm x 1000mm x 1000mm | 6241.74
8MF1111-0AA00-0MP4 | SIVACON 2000mm x 1000mm x 400mm | 3371.98
8MF1111-0AA00-0MP6 | SIVACON 2000mm x 800mm x 400mm | 3142.39
8MF1111-0AA00-0MQ4 | SIVACON 2200mm x 900mm x 600mm | 4663.36
8MF1111-0AA00-0MQ6 | SIVACON 2200mm x 1000mm x 1000mm | 7992.29
8MF1111-0AA00-0MR3 | SIVACON 2000mm x 800mm x 400mm | 3070.64
8MF1111-0AA00-0MR5 | SIVACON 2200mm x 1200mm x 400mm | 3027.6
8MF1111-0AA00-0MT0 | SIVACON 2000mm x 900mm x 600mm | 3486.75
8MF1111-0AA00-0MT2 | SIVACON 2200mm x 800mm x 600mm | 3041.94
8MF1111-0AA00-0MU1 | SIVACON 2000mm x 600mm x 500mm | 2582.79
8MF1111-0AA00-0MU5 | SIVACON 2200mm x 900mm x 600mm | 3429.36
8MF1111-0AA00-0MV1 | SIVACON 2200mm x 900mm x 600mm | 4663.36
8MF1111-0AA00-0MV3 | SIVACON 2200mm x 1200mm x 600mm | 4017.67
8PQ6001-5BA82 | Support N connection 3VA26 | 53.45
9HK1530-0AA00-0AA0 | PICK32_KL_2022 | 260.35
A5E00065819 | Aluminum lid without window | 335.58
1FK7032-2AK71-1CH1-ZJ22 | SYNCHRONOUS MOTOR 1FK7-CT 1,15 NM | 4890.64
1FK7032-2AK71-1RH0-ZN16Q31 | SYNCHRONOUS MOTOR 1FK7-CT 1,15 NM | 2732.89
1FK7085-4CF74-1AH1-ZJ29 | SYNCHRONOUS MOTOR 1FK7-HD 22 NM | 6978.32
1PH8224-1HF10-2BA2-ZL76 | COMPACT ASYNCHRONOUS MOTOR | 19474.85
1PH8226-1AF30-2AC2 | COMPACT ASYNCHRONOUS MOTOR | 28520.22
1PH8226-1DB00-1AC1 | COMPACT ASYNCHRONOUS MOTOR | 24859.43
3RT2045-3XB40-1LA2 | CONTACTOR F.RAIL,AC3:37KW,1NO+1NC,24VDC | 495.67
3RV2021-0BA10-0DA0 | CIRCUIT-BREAKER SCREW CONNECTION 0.2A | 59.48
3RV2021-0JA10-0DA0 | CIRCUIT-BREAKER SCREW CONNECTION 1A | 64.28
3RV2021-1AA10-0DA0 | CIRCUIT-BREAKER SCREW CONNECTION 1.6A | 68.55
3VA2612-5HK37-0AA0 | MCCB_IEC_FS1250_1250A_3p_55kA_TU_ ELISA | 3734.75
3VA2612-5HL37-0AA0 | MCCB_IEC_FS1250_1250A_3p_55kA_ETU3_LI | 3734.75
3WA9111-1AJ11 | Accessory Air Circuit Breaker 3WA | 35.17
5ST3072-0MC | RCA 5ST3 COM; 230V AC | 534.37
5SV3346-6MJ01 | RCCB A 63/4 30MA 4MW 10KA G OEZ | 99.51
5SV3442-6MJ01 | RCCB A 25/4 100MA 4MW 10KA G OEZ | 59.02
5SV3646-8MJ | RCCB A 63/4 300MA 4MW 10KA SEL OEZ | 65.18
5SV4342-0MJ01 | RCCB AC 25/4 30MA 4MW 10KA G OEZ | 42.54
6AG1516-3AP03-7AB0 | SIPLUS S7-1500 CPU 1516-3 PN | 12088.34
6AG1591-1AB10-2AA0 | SIPLUS S7-1500 Display CPU 35mm V3.0 | 616.08
6AV2154-2CD00-0LB0 | Data Hub Audit Trail (10x1) DL | 3029.02
6AV2154-3JC00-0LB0 | Data Hub Client (3x1) DL | 3823.95
6AV2155-0PM02-3LB0 | SIMATIC CFL V3.0 (1 AS RT) Promo DL | 437.47
6AV2155-1FB02-3BA0 | WinCC Unified V19 PC RT 5k ASIA Package | 5723.74
6AV2155-3DD02-3LA0 | UDH - Server Package V19 DL | 16066.36
6AV2156-0BM31-8LB0 | SIMATIC CFL Upgrade V1.x -->V2.0 DL | 86.9
6AV2156-1EM02-3LA0 | SIMATIC MTP Creator Customizing V4.0 DL | 3146.18
6AV2156-1TM02-3LA0 | SIMATIC MTP Integrator V1.0 DL 1x PEA | 471.92
6AV2185-5AF10-0WP0 | CONNECTING CABLE MOBILE, 10M | 875.62
6AV2185-5AF20-0WP0 | CONNECTING CABLE MOBILE, 20M | 1195.98
6AV7882-0BA10-7CA0 | SIMATIC IPC277E, 9" Touch | 3309.48
6AV7882-0BA30-7EA0 | SIMATIC IPC277E, 9" Touch | 3360.42
3RT1055-6XF46-1LA2 | Contactor AC3:75 kW/400V 2NO+2NC DC110V | 749.43
3VA2225-8KP32-0BL0 | MCCB_IEC_FS250_250A_3P_150KA_ETU8_LSI | 2402.37
3VA5230-5ED36-0AA0 | MCCB_UL_FS250_30A_3P_35KA_TM_ FTFM | 455.13
3VA5230-5ED61-0AA0 | MCCB_UL_FS250_30A_2P_35KA_TM_ FTFM | 403.71
3VA5230-6ED61-0AA0 | MCCB_UL_FS250_30A_2P_65KA_TM_ FTFM | 460.6
3VA5230-7ED31-1AA0 | MCCB_UL_FS250_30A_3P_100KA_TM_ FTFM | 579.84
3VA5235-5ED31-1AA0 | MCCB_UL_FS250_35A_3P_35KA_TM_ FTFM | 461.15
3VA5235-5ED32-1AA0 | MCCB_UL_FS250_35A_3P_35KA_TM_ FTFM | 467.71
3VA5235-6ED31-1AA0 | MCCB_UL_FS250_35A_3P_65KA_TM_ FTFM | 530.06
3VA5235-6ED32-1AA0 | MCCB_UL_FS250_35A_3P_65KA_TM_ FTFM | 534.45
3VA5235-7ED32-1AA0 | MCCB_UL_FS250_35A_3P_100KA_TM_ FTFM | 585.31
3VA5235-7ED36-1AA0 | MCCB_UL_FS250_35A_3P_100KA_TM_ FTFM | 585.31
3ZS1632-1XE05-0YE0 | PCS 7 Lib SIMOCODE pro V10 UPGRADE | 389.79
3ZS1633-1XE05-0YA0 | PCS 7 Lib Soft Starter 3RW44 Legacy V10 | 3689.34
5SV6314-6KP10 | AFDD-RCBOele PT 30mA A B10 230V 10KA 1MW | 447.68
5SV6314-6KP16 | AFDD-RCBOele PT 30mA A B16 230V 10KA 1MW | 447.68
1PH8133-3DD03-2AA1-ZU66 | COMPACT ASYNCHRONOUS MOTOR 1PH813 | 11633.38
1PH8133-3FF02-0AA1-ZU65 | COMPACT ASYNCHRONOUS MOTOR 1PH813 | 12188.22
1PH8135-1CS02-1LA2 | COMPACT ASYNCHRONOUS MOTOR 1PH813 | 8614.19
1PH8135-1EG23-0BA2-ZK18Q31V90 | COMPACT ASYNCHRONOUS MOTOR 1PH813 | 9544.3
1PH8163-1FF10-1GB1 | COMPACT ASYNCHRONOUS MOTOR 1PH816 | 9316.46
1PH8163-1MD02-1BA2 | COMPACT ASYNCHRONOUS MOTOR 1PH816 | 8534.57
1PH8163-1MG23-2CB2-ZK09 | COMPACT ASYNCHRONOUS MOTOR 1PH816 | 10798.13
1PH8165-1AB00-2BA2 | COMPACT ASYNCHRONOUS MOTOR 1PH816 | 7585.66
1PH8165-1DD03-2BA1-ZX22 | COMPACT ASYNCHRONOUS MOTOR 1PH816 | 10574.12
1PH8165-1DF02-1HC1 | COMPACT ASYNCHRONOUS MOTOR 1PH816 | 9886.32
1PH8284-1ED13-2AW2-ZG00K23Y84 | COMPACT ASYNCHRONOUS MOTOR | 43398.57
1PH8284-1HC10-2AU2 | COMPACT ASYNCHRONOUS MOTOR | 38651.35
1PH8286-1DB10-2AV1 | COMPACT ASYNCHRONOUS MOTOR | 45352.52
1PH8286-1DB10-2FU1-ZG11K23K83 | COMPACT ASYNCHRONOUS MOTOR | 47348.73
1PH8286-1HC10-1AU2 | COMPACT ASYNCHRONOUS MOTOR | 43991.34
1PH8288-1AF40-2BX2 | COMPACT ASYNCHRONOUS MOTOR | 73655.49
1PH8288-1DH10-1AV1-ZA12 | COMPACT ASYNCHRONOUS MOTOR | 55800.75
1PH8288-1FC10-1EU1 | COMPACT ASYNCHRONOUS MOTOR | 56917
3RT2017-2BB42-ZW97 | CONTACTOR,AC3:5,5KW 1NC DC24V | 41.91
3RT2018-2BB42-ZW97 | CONTACTOR,AC3:7,5KW 1NC DC24V | 74.06
3RV2021-1CA10-ZW97 | CIRCUIT-BREAKER SCREW CONNECTION 2.5A | 62.93
3RV2021-1FA10-0DA0 | CIRCUIT-BREAKER SCREW CONNECTION 5A | 71.26
3SU1152-0AB60-3NA0 | Illuminated pushbutton, white | 38.93
3UF7982-0AC01-1 | PCS 7 Lib SIMOCODE pro Migr V10 RT | 1934.97
3VA5282-5ED61-0AA0 | MCCB_UL_FS250_20A_2P_35KA_TM_ FTFM | 403.71
3VA5282-6ED31-1AA0 | MCCB_UL_FS250_20A_3P_65KA_TM_ FTFM | 530.06
3VA5282-7ED31-1AA0 | MCCB_UL_FS250_20A_3P_100KA_TM_ FTFM | 579.84
3VA5282-7ED32-1AA0 | MCCB_UL_FS250_20A_3P_100KA_TM_ FTFM | 585.31
1PH8186-1DF00-2BA1-ZL00L76 | COMPACT ASYNCHRONOUS MOTOR | 16944.67
3RK1902-6LS71-3AD3 | AS-I SM-I, 4DI/3DO, A/B | 1176.61
3VA2612-5JP37-0AA0 | MCCB_IEC_FS1250_1250A_3p_55kA_ETU5_LSI | 4187.06
3VA2612-5KQ37-0AA0 | MCCB_IEC_FS1250_1250A_3p_55kA_ETU8_LSIG | 4706.62
3VA2612-6HM47-0AA0 | MCCB_IEC_FS1250_1250A_4p_85kA_ETU3_LIG | 5929.14
3VA2612-6HN47-0AA0 | MCCB_IEC_FS1250_1250A_4p_85kA_ETU3_LSI | 5788.56
3VA2612-7HK37-0AA0 | MCCB_IEC_FS1250_1250A_3p_110kA_TU_ ELISA | 4627.17
3VA2612-7HL37-0AA0 | MCCB_IEC_FS1250_1250A_3p_110kA_ETU3_LI | 4627.17
3VA2612-7JP47-0AA0 | MCCB_IEC_FS1250_1250A_4p_110kA_ETU5_LSI | 6662.64
3VA2612-7KQ47-0AA0 | MCCB_IEC_FS1250_1250A_4p_110kA_ETU8_LSIG | 7151.63
5UH4713 | DELTA FLACHE,COVER SCHUKO,LABEL | 10.39
6AG1052-1CC08-7BA2 | SIPLUS LOGO! 24CE | 594.04
6AG4141-7BH06-0GA0 | SIMATIC IPC427E (MicroBOX PC) | 6206.97
6AG4141-7BK48-0GA0 | SIMATIC IPC427E (MicroBOX PC) | 7045.96
6AG4142-3BB10-1AA0 | SIMATIC IPC BX-39A | 3830.85
6AG4142-3BC10-1AA0 | SIMATIC IPC BX-39A | 4203.9
6AG4142-3DC20-1AA0 | SIMATIC IPC BX-39A | 4527.52
6AG4142-3FC10-1AB0 | SIMATIC IPC BX-39A | 4458.59
6AG4142-5FB10-1BA0 | SIMATIC IPC BX-39A | 4356.71
6AG4142-5JD10-1AA0 | SIMATIC IPC BX-39A | 5613.69
6AG4152-1BB10-1BB1 | SIMATIC IPC BX-32A | 2645.8
6AG4152-1FD20-0BB1 | SIMATIC IPC BX-32A | 4016.63
6AG4152-3BD10-1AB1 | SIMATIC IPC BX-32A | 4310.28
6AG4152-3FB10-1BB1 | SIMATIC IPC BX-32A | 3393.38
6AU1400-3SA20-0AA0-ZM44 | SIMOTION D, CF CARD 2 GB for D4X5-2 | 5561.65
6AU1455-2AD00-0AA2 | SIMOTION D455-2 DP/PN | 15056.81
6AU1810-1CA56-0XH5 | SIMOTION SCOUT SA V5.6 FULL LICENSE DL | 5440.12
6AU1810-1CA56-1XA0 | SIMOTION SCOUT SA V5.6 SP1 full license | 5440.12
6AV6372-1DF07-5AX0 | SIMATIC Energy Manager Basic V7.5 | 5621.86
6AV6372-2DF07-5AH0 | SIMATIC Energy Manager PRO V7.5 DL | 9772.97
6DL8913-0NL20-0AK5 | SIMIT 1 VC UG V11.1-> V11.2 (300) DL | 510.12
6DL8913-0QL20-0AB5 | SIMIT V11.2 VC ENTRY / SIS (1 CTRL) | 3919.24
6DL8913-0QL20-0AH5 | SIMIT V11.2 VC ENTRY / SIS (1 CTRL) DL | 3430.25
6DL8913-0SL20-0AH5 | SIMIT V11.2 VC PCS neo (1 CTRL) DL | 1372.34
6DL8913-0TL20-0AE5 | SIMIT SP V11.2 UG PLAY.S V11.1->V11.2 | 783.84
6DL8913-0UL20-0AH5 | SIMIT SP V11.2 PLAYER M DL | 4115.8
6DL8913-0VL20-0AB5 | SIMIT SP V11.2 PLAYER L | 9472.11
6DL8913-0VL20-0AH5 | SIMIT SP V11.2 PLAYER L DL | 8230.42
6DL8913-0WL20-0AK5 | SIMIT SP V11.2 UG PLAY.XL V11.1>V11.2 DL | 6532.06
6DL8913-0XL20-0XT8 | SIMIT SP V11.2 SW MEDIA PACKAGE | 130.64
6ES7531-7LK00-0AB0 | S7-1500, AI 24xCVM HF | 1776.63
6ES7540-1AB01-0AA0 | S7-1500, CM PTP RS422/485 BA | 910.06
6ES7647-0JC11-0YA2 | SIMATIC IPC BX-35A | 2845.05
6ES7647-0JC13-0YA2 | SIMATIC IPC BX-35A | 3928.24
6ES7647-0JC23-0YB2 | SIMATIC IPC BX-35A | 4810.66
6ES7647-8BA21-0CA1 | SIMATIC IPC227E (Nanobox PC) | 2203.83
6ES7647-8BB21-8CA1 | SIMATIC IPC227E (Nanobox PC) | 2602.35
6ES7647-8BB22-8EA1 | SIMATIC IPC227E (Nanobox PC) | 2415.08
6ES7647-8CB21-2AB2 | SIMATIC IPC227G | 2395.6
6ES7647-8CB21-2AC3 | SIMATIC IPC227G | 2395.6
6ES7647-8CC31-4AA1 | SIMATIC IPC227G | 3541.71
6ES7647-8CC32-3AB2 | SIMATIC IPC227G | 3246.57
6ES7647-8CE31-3AW1 | SIMATIC IPC227G | 3089.25
6ES7647-8CF32-2AA1 | SIMATIC IPC227G | 2779.13
6ES7648-1AA21-0YL0 | Strain relief, IPC BX-32A | 81.67
6ES7648-1AA23-0YM0 | Mounting Set DIN-Rail, IPC BX-32A | 81.67
6ES7648-2AM80-0SA0 | Memory module 1x 16 GB | 764.07
6ES7648-2AN80-0SA0 | Memory module 1x 16 GB | 789.54
6ES7656-6CN33-1EF1 | SIMATIC PCS 7 CPU 410 REDUNDANCY AS | 68974.88
6ES7678-2AD01-0AA0 | CPU 1515SP PC2 OS Upgrade Package | 223.33
6ES7678-2AV01-0AA0 | CPU 1515SP PC2 T OS Upgrade Package | 223.04
6ES7730-1AB04-0BA0 | SIMATIC IPC MD-57A | 9562.9
6ES7730-1AB14-0BC0 | SIMATIC IPC MD-57A | 14349.6
6FX8002-8QN11-1BJ0 | ONE-CABLE-CONNECTION ASSEMBLY | 586.2
6FX8008-1BB51-1GB0 | POWER CABLE, SOLD BY THE METER | 2252.46
6GK5532-2SR00-2RR3 | SCALANCE XR524-8WG (24x1G; 8xSFP+; 24V) | 5227.81
6GK5532-2SR00-3RR3 | SCALANCE XR524-8WG (24x1G; 8xSFP+; 230V) | 5365.37
6GK6050-0AR00-0CB0 | Rugged Enclosure Cover Screws | 85.02
6GT2780-0FB00 | Locating Manager Budget Perp | 1161.26
6GT2780-1GB00 | Locating Manager ePaper Manager SUS | 4976.82
6GT2810-2EF00 | RF675T ETSI M20x1/6mm Impinj Monza R6P | 28.1
6GT2811-7AD20-0AA0 | Reader RF690R ETSI | 2152.32
6GT2811-7DD20-0AA0 | Reader RF695R ETSI | 3156.73
6GT2831-6CA60 | Reader RF1040R USB/RS232 | 789.19
6NH3112-5BB00-0XX0 | SIMATIC RTU3051C | 1926.27
7ML6003-1AA00-1AA3 | SITRANS LT500 | 946.52
7ML6003-1AB10-1AA2 | SITRANS LT500 | 1288.16
7ML6003-1AC20-1AA3 | SITRANS LT500 | 1592.59
7ML6003-1BC10-1AA3 | SITRANS LT500 | 2006.02
8LK2300-6AA88 | Floor plate IP54, D600 W850 | 137.17
8LK2300-6AB06 | Floor plate IP54, D600 W600 | 108.6
8LK2300-6AB08 | Floor plate IP54, D600 W800 | 125.96
8LK2300-6AB16 | Dachblech IP30, T600 B1100 | 139.67
8LK2300-6AB18 | Dachblech IP30, T600 B400 | 60.11
8LK2420-0AA28 | Rear panel IP30, W850 | 139.67
8LK2520-4AA12 | Side wall IP54, T400 | 167.12
8LK2520-6AA18 | Side wall IP54, T600 | 234.46
8LK3013-5AA31 | Divider panel D: 600mm, MBB: rear | 244.4
8LK3013-5AA33 | Supporting structure with MBB, D600 | 153.41
8LK3013-5AA52 | Obstacle 3WA11, withdrawable, 3p, B400 | 81.81
8LK3013-5AA55 | Obstacle 3WA FS 1, fixed mounted, 3/4p,B | 97.14
8LK3013-5AA57 | Obstacle 3WA12, fixed mounted, 3p, B600 | 97.14
8LK3013-5AA65 | Obstacle 3WA11, withdrawable, 3p, B600 | 97.14
8LK3013-5AA67 | Obstacle 3WA FS 1, withdrawable, 4p, B60 | 97.14
6GK6491-6PD00-1PN0-ZT10 | RUGGEDCOM RST916P | 5248.07
6RA8031-6FV62-0AA0-ZG00 | SINAMICS DCM DC CONVERTER | 5036.47
6RA8085-6DS22-0AA0-ZL10S01 | SINAMICS DCM DC CONVERTER | 9715.57
6SL3710-1GE32-6AU3 | G150A ENCL.DRIVE,380-480V,200HP,NEMA1 | 24838.83
6SL3710-1GE33-1AA3-ZL22L62 | SINAMICS G150 | 32072.14
6SL3710-1GE33-8CU3 | G150C ENCL.CHASS,380-480V,300HP,NEMA1 | 27686.58
6SL3710-1GE35-0CU3 | G150C ENCL.CHASS,380-480V,400HP,NEMA1 | 33540.31
6SL3710-1GE37-5CU3 | G150C ENCL.CHASS,380-480V,600HP,NEMA1 | 53949.29
6SL3710-1GE38-4CU3 | G150C ENCL.CHASS,380-480V,700HP,NEMA1 | 60910.47
6SL3710-1GF32-2CU3 | G150C ENCL.CHASS,500-600V,200HP,NEMA1 | 21516.43
6SL3710-1GF32-6CU3 | G150C ENCL.CHASS,500-600V,250HP,NEMA1 | 25629.85
6SL3710-1GF35-8AU3 | G150A ENCL.DRIVE,500-600V,600HP,NEMA1 | 69928.39
6SL3710-1GF37-4AU3 | G150A ENCL.DRIVE,500-600V,700HP,NEMA1 | 86540.34
7KM3220-2BA01-1JA0 | PMD SENTRON PAC3220 LCD AC/DC, MID | 527.93
7KN2712-3CE40-1YC1 | SENTRON Powermanager IEC61850 protocol | 3221.27
7ME6530-1VF03-1AA0-ZA02 | SITRANS FMS500 | 1098.8
7ME6530-3FC02-1AA0-ZA02 | SITRANS FMS500 | 1217.66
7ME6530-3MC02-1AA0-ZA02 | SITRANS FMS500 | 1231.28
7ME6530-4BC02-1AA0-ZA02 | SITRANS FMS500 | 1504.39
7ME6530-4HC02-1AA0-ZA02 | SITRANS FMS500 | 1701.29
7ME6530-4VB03-1AA0-ZA02 | SITRANS FMS500 | 2321
7ME6530-4VC03-1AA0-ZA02 | SITRANS FMS500 | 2430.78
7ME6530-5DC02-1AA0-ZA02 | SITRANS FMS500 | 5183.69
7ME6530-5HB02-1AA0-ZA02 | SITRANS FMS500 | 5503.08
7ME6530-5KC03-1AA0-ZA02 | SITRANS FMS500 | 6422.23
7ME6530-5RC02-1AA0-ZA02 | SITRANS FMS500 | 7141.76
7ME6532-1VF02-1GA3-ZA02 | SITRANS FMS500 | 2546.03
7ME6532-1VF03-1GA3-ZA02 | SITRANS FMS500 | 2489.78
6SL4113-0JA16-2BF0 | G220 IP55 3AC400V 7,5kW FSB | 3396.61
6SL4113-0JA17-0AF0 | G220 IP55 3AC400V 11kW FSC | 3580.09
6SL4113-0JA17-2FF0 | G220 IP55 3AC400V 11kW FSC | 4396.32
6SL4113-0JA18-0BF0 | G220 IP55 3AC400V 15kW FSC | 4618.27
6SL4113-0JA20-0FF0 | G220 IP55 3AC400V 18,5kW FSD1 | 5572.11
6SL4113-0JA20-2BF0 | G220 IP55 3AC400V 18,5kW FSD1 | 5664.08
6SL4113-0JA21-2FF0 | G220 IP55 3AC400V 22kW FSD1 | 6580.85
6SL4113-0JA23-0BF0 | G220 IP55 3AC400V 30kW FSD2 | 7058
6SL4113-0JA24-0AF0 | G220 IP55 3AC400V 37kW FSD2 | 8052.39
6SL4113-0JA24-0FF0 | G220 IP55 3AC400V 37kW FSD2 | 8539.04
6SL4113-0JA26-2AF0 | G220 IP55 3AC400V 45kW FSE | 10013.63
6SL4113-0JA26-2FF0 | G220 IP55 3AC400V 45kW FSE | 10500.29
6SL4113-0JP08-0AF0 | G220 IP55 3AC400V 1,1kW FSB | 1737.35
6SL4113-0JP08-0FF0 | G220 IP55 3AC400V 1,1kW FSB | 2224
6SL4113-0JP10-0BF0 | G220 IP55 3AC400V 1,5kW FSB | 2055.29
6SL4113-0JP10-2AF0 | G220 IP55 3AC400V 1,5kW FSB | 2008.19
6SL4113-0JP10-2FF0 | G220 IP55 3AC400V 1,5kW FSB | 2494.83
6SL4113-0JP11-2BF0 | G220 IP55 3AC400V 2,2kW FSB | 2321.18
6SL4113-0JP12-0AF0 | G220 IP55 3AC400V 3kW FSB | 2185.07
6SL4113-0JP13-0BF0 | G220 IP55 3AC400V 4kW FSB | 2621.42
6SL4113-0JP13-2AF0 | G220 IP55 3AC400V 4kW FSB | 2630.53
6SL4113-0JP15-0FF0 | G220 IP55 3AC400V 5,5kW FSB | 3163.22
6SL4113-0JP15-2BF0 | G220 IP55 3AC400V 5,5kW FSB | 3094.81
6SL4113-0JP16-0AF0 | G220 IP55 3AC400V 7,5kW FSB | 2957.2
6SL4113-0JP16-2FF0 | G220 IP55 3AC400V 7,5kW FSB | 3712.95
6SL4113-0JP17-0BF0 | G220 IP55 3AC400V 11kW FSC | 3816.93
6SL4113-0JP18-0FF0 | G220 IP55 3AC400V 15kW FSC | 4952.44
6SL4113-0JP18-2BF0 | G220 IP55 3AC400V 15kW FSC | 4993.31
6SL4113-0JP20-2AF0 | G220 IP55 3AC400V 18,5kW FSD1 | 5511.61
6SL4113-0JP20-2FF0 | G220 IP55 3AC400V 18,5kW FSD1 | 5998.25
6SL4113-0JP21-0BF0 | G220 IP55 3AC400V 22kW FSD1 | 5898.15
6SL4113-0JP23-0AF0 | G220 IP55 3AC400V 30kW FSD2 | 6905.52
6SL4113-0JP23-0FF0 | G220 IP55 3AC400V 30kW FSD2 | 7392.17
6SL4113-0JP24-2AF0 | G220 IP55 3AC400V 37kW FSD2 | 8725.84
6SL4113-0JP24-2FF0 | G220 IP55 3AC400V 37kW FSD2 | 9212.48
6SL4113-0JP27-0AF0 | G220 IP55 3AC400V 55kW FSE | 10552.13
6SL4113-0JP27-0FF0 | G220 IP55 3AC400V 55kW FSE | 11038.79
6SL4113-0JQ08-0BF0 | G220 IP55 3AC400V 1,1kW FSB | 1932.01
A5E38264471 | Power supply module, industr. enclosure | 1163.71
A5E39111223 | Pendulum bolt for | 107.94
A5E39111688 | Pendulum bolt for | 104.01
A5E39115863 | Pendulum bolt for | 147.17
A5E39116622 | Shim M8 for | 255.11
A5E41564829 | Pressure piece for compact mounting unit | 253.15
A5E43491675 | Ersatzteil Displayrahmen, 5 Stk | 239.41
A5E44686164 | Pneumatic block, double-acting | 794.78
A5E45385709 | Barrier module for FST030 | 1106.81
A5E45882046 | Upper cover plate for ext. DSL | 156.99
A5E45882610 | Mounting bracket for FS-DSL housing | 315.95
A5E50441091 | Rechargeable battery | 824.21
A5E50441093 | Snap hook for Verificator | 965.5
8MF1111-0AA00-0MW2 | SIVACON 2200mm x 800mm x 800mm | 4075.06
8MF1111-0AA00-0MW7 | SIVACON 2000mm x 600mm x 800mm | 3113.69
8MF1111-0AA00-0MX0 | SIVACON 2000mm x 600mm x 800mm | 3300.23
8MF1111-0AA00-0MY0 | SIVACON 2200mm x 900mm x 600mm | 3328.93
8MF1111-0AA00-0MY2 | SIVACON 2200mm x 900mm x 600mm | 2769.31
8PQ2055-6BA31 | Head compartment door IP40, H550 B600 | 222.1
8PQ2055-8BA24 | Head compartment door IP40, H550 B800 | 263.88
8PQ2067-8BA03 | Door 3WA12, 3/4-pole, IP40, H675 B800 | 223.91
8PQ2067-8BA05 | IP55 upgrade kit H: 675mm W: 800mm | 86.03
1FG1505-1UE43-4FP1-ZD24G23K06 | SIMOTICS S-1FG1 SERVO GEARED MOTOR | 4200.95
1FG1602-1RE32-2AR1-ZD21K07 | SIMOTICS S-1FG1 SERVO GEARED MOTOR | 3597.9
1PH8137-1DF12-2GA1-ZK18V90 | COMPACT ASYNCHRONOUS MOTOR 1PH813 | 7611.79
1PH8137-1HG00-2GA2-ZV90 | COMPACT ASYNCHRONOUS MOTOR 1PH813 | 5838.04
6SL4113-0KA26-2FF0 | G220 IP55 3AC400V 45kW FSE | 10599.23
6SL4113-0KA27-0BF0 | G220 IP55 3AC400V 55kW FSE | 10801.93
6SL4113-0KA27-2AF0 | G220 IP55 3AC400V 55kW FSE | 11448.35
6SL4113-0KP08-0FF0 | G220 IP55 3AC400V 1,1kW FSB | 2236.98
6SL4113-0KP08-2BF0 | G220 IP55 3AC400V 1,1kW FSB | 2080.61
6SL4113-0KP10-2FF0 | G220 IP55 3AC400V 1,5kW FSB | 2511.06
6SL4113-0KP11-0BF0 | G220 IP55 3AC400V 2,2kW FSB | 2178.58
6SL4113-0KP12-0AF0 | G220 IP55 3AC400V 3kW FSB | 2211.02
6SL4113-0KP12-0FF0 | G220 IP55 3AC400V 3kW FSB | 2697.66
6SL4113-0KP12-2BF0 | G220 IP55 3AC400V 3kW FSB | 2584.28
6SL4113-0KP13-2AF0 | G220 IP55 3AC400V 4kW FSB | 2656.5
6SL4113-0KP13-2FF0 | G220 IP55 3AC400V 4kW FSB | 3143.12
6SL4113-0KP16-0AF0 | G220 IP55 3AC400V 7,5kW FSB | 2986.4
6SL4113-0KP16-0FF0 | G220 IP55 3AC400V 7,5kW FSB | 3473.04
6SL4113-0KP17-2AF0 | G220 IP55 3AC400V 11kW FSC | 3982.68
6SL4113-0KP17-2FF0 | G220 IP55 3AC400V 11kW FSC | 4469.33
6SL4113-0KP18-2BF0 | G220 IP55 3AC400V 15kW FSC | 5030.62
6SL4113-0KP20-0AF0 | G220 IP55 3AC400V 18,5kW FSD1 | 5174.68
6SL4113-0KP21-0BF0 | G220 IP55 3AC400V 22kW FSD1 | 5950.06
6SL4113-0KP21-2AF0 | G220 IP55 3AC400V 22kW FSD1 | 6188.29
6SL4113-0KP23-2BF0 | G220 IP55 3AC400V 30kW FSD2 | 7702.69
6SL4113-0KP24-0AF0 | G220 IP55 3AC400V 37kW FSD2 | 8172.43
6SL4113-0KP24-2FF0 | G220 IP55 3AC400V 37kW FSD2 | 9290.34
6SL4113-0KP26-0BF0 | G220 IP55 3AC400V 45kW FSE | 9625.87
6SL4113-0KP27-0FF0 | G220 IP55 3AC400V 55kW FSE | 11150.69
6SL4113-0KP27-2BF0 | G220 IP55 3AC400V 55kW FSE | 11699.78
6SL4113-0KQ08-2FF0 | G220 IP55 3AC400V 1,1kW FSB | 2372.57
6SL4113-0KQ10-0BF0 | G220 IP55 3AC400V 1,5kW FSB | 2071.53
6SL4113-0KQ11-0AF0 | G220 IP55 3AC400V 2,2kW FSB | 1983.92
6SL4113-0KQ11-0FF0 | G220 IP55 3AC400V 2,2kW FSB | 2470.57
6SL4113-0KQ12-2AF0 | G220 IP55 3AC400V 3kW FSB | 2389.62
6SL4113-0KQ12-2FF0 | G220 IP55 3AC400V 3kW FSB | 2876.28
6SL4113-0KQ15-0AF0 | G220 IP55 3AC400V 5,5kW FSB | 2702.54
6SL4113-0KQ15-0FF0 | G220 IP55 3AC400V 5,5kW FSB | 3189.16
6SL4113-0KQ16-0BF0 | G220 IP55 3AC400V 7,5kW FSB | 3181.06
6SL4113-0KQ16-2AF0 | G220 IP55 3AC400V 7,5kW FSB | 3255.5
6SL4113-0DA16-2AF0 | G220 IP20 3AC400V 7,5kW FSB | 2827.23
6SL4113-0DA16-2FF0 | G220 IP20 3AC400V 7,5kW FSB | 3313.87
6SL4113-0DA18-0AF0 | G220 IP20 3AC400V 15kW FSC | 3857.51
6SL4113-0DA18-0FF0 | G220 IP20 3AC400V 15kW FSC | 4344.14
6SL4113-0DA20-0BF0 | G220 IP20 3AC400V 18,5kW FSD1 | 4649.1
6SL4113-0DA20-2AF0 | G220 IP20 3AC400V 18,5kW FSD1 | 4838.41
6SL4113-0DA21-2BF0 | G220 IP20 3AC400V 22kW FSD1 | 5652.98
6SL4113-0DA23-0AF0 | G220 IP20 3AC400V 30kW FSD2 | 6172.31
6SL4113-0DA24-0BF0 | G220 IP20 3AC400V 37kW FSD2 | 7538.16
6SL4113-0DA24-2AF0 | G220 IP20 3AC400V 37kW FSD2 | 7974.77
6SL4113-0DA26-0FF0 | G220 IP20 3AC400V 45kW FSE | 9074.33
6SL4113-0DA26-2BF0 | G220 IP20 3AC400V 45kW FSE | 9520.52
6SL4113-0DA27-2FF0 | G220 IP20 3AC400V 55kW FSE | 11122.28
6SL4113-0KA08-0BF0 | G220 IP55 3AC400V 1,1kW FSB | 1920.65
6SL4113-0KA10-0FF0 | G220 IP55 3AC400V 1,5kW FSB | 2339.17
6SL4113-0KA10-2BF0 | G220 IP55 3AC400V 1,5kW FSB | 2194.73
6SL4113-0KA11-2AF0 | G220 IP55 3AC400V 2,2kW FSB | 2118.38
6SL4113-0KA11-2FF0 | G220 IP55 3AC400V 2,2kW FSB | 2605.04
6SL4113-0KA13-0AF0 | G220 IP55 3AC400V 4kW FSB | 2428.37
6SL4113-0KA13-0FF0 | G220 IP55 3AC400V 4kW FSB | 2915.03
6SL4113-0KA15-2AF0 | G220 IP55 3AC400V 5,5kW FSB | 2901.77
6SL4113-0KA15-2FF0 | G220 IP55 3AC400V 5,5kW FSB | 3388.43
6SL4113-0KA16-2BF0 | G220 IP55 3AC400V 7,5kW FSB | 3425.81
6SL4113-0KA17-0AF0 | G220 IP55 3AC400V 11kW FSC | 3610.91
6SL4113-0KA17-0FF0 | G220 IP55 3AC400V 11kW FSC | 4097.57
6SL4113-0KA18-0BF0 | G220 IP55 3AC400V 15kW FSC | 4655.6
6SL4113-0KA18-2AF0 | G220 IP55 3AC400V 15kW FSC | 4793.81
7MF9411-5GC | Accessory for 7MF9411-5B/C Hydrogen | 60.78
7MF9411-5JC | Accessory for 7MF9411-5B/C Oxyg. Hydrog. | 69.64
7MF9411-6HB | Accessory for 7MF9411-5B/C Oxyg. Hydrog. | 25.31
7MF9411-7CB | Accessory for 7MF9411-5A Oxygen | 37.99
7MF9411-7FB | Accessory for 7MF9411-5A Hydrogen | 37.99
7ML6004-0AB10-1AA3 | SITRANS LT500 | 1833.21
7ML7550-0EC00-4AF3 | SITRANS LR550 | 3538.79
6GK5208-0UA10-5ES6 | SCALANCE XP208PoE EEC (V2) | 2547.96
6SL3210-5BE17-5CV1 | SINAMICS V20, 3AC 400V 0.75kW FILTER C3 | 420.42
6SL3210-5BE21-1CV1 | SINAMICS V20, 3AC 400V 1.1kW FILTER C3 | 450.68
6SL3210-5BE22-2UV1 | SINAMICS V20, 3AC 400V 2.2kW UNFILTERED | 537.08
6SL3210-5BE23-0UV1 | SINAMICS V20, 3AC 400V 3.0kW UNFILTERED | 611.95
6SL4112-0KA17-0FF0 | G220 IP55 3AC200V 11kW FSD2 | 4546.9
6SL4112-0KA18-0BF0 | G220 IP55 3AC200V 15kW FSD2 | 5210.37
6SL4112-0KA21-0AF0 | G220 IP55 3AC200V 22kW FSE | 6435.08
6SL4112-0KA21-0FF0 | G220 IP55 3AC200V 22kW FSE | 6921.74
6SL4112-0KP10-0AF0 | G220 IP55 3AC200V 1,5kW FSB | 2078
6SL4112-0KP10-0FF0 | G220 IP55 3AC200V 1,5kW FSB | 2564.64
7KN2780-0CE30-3YC0 | PCS 7 Library SENTRON 3VA V10 RT | 641.82
7KN2780-0CE30-4YC0 | PCS 7 Library SENTRON 3WA V10 RT | 558.08
7NG0340-0BA01-0TM2-ZC20E49H06 | 7NG034_TF320_Single Chamber | 1187.7
7NG0347-0BA01-0AF2-ZE01H06 | 7NG034_TF320_Single Chamber | 903.64
7NG0350-0BA01-0TM2-ZC20E49H01 | 7NG035_TF320 Dual Chamber | 1506.43
7NG0350-0BA02-0SM2-ZC20E47H03 | 7NG035_TF320 Dual Chamber | 2555.46
7NG0440-0BA01-0SF2-ZC20E47H06 | 7NG044_TF420_Single Chamber | 1301.77
7NG0440-0BA01-0TM2-ZC20E49H06 | 7NG044_TF420_Single Chamber | 1301.77
7NG0450-0BA01-0TM2-ZC20E49H01 | 7NG045_TF420 Dual Chamber | 1677.54
7NG0450-0BA02-0SM2-ZC20E47H03 | 7NG045_TF420 Dual Chamber | 2726.57
1FK7042-2AF71-1RB0-ZL13N05 | SYNCHRONOUS MOTOR 1FK7-CT 3 NM | 2710.79
1PH8133-1DF03-2BB1 | COMPACT ASYNCHRONOUS MOTOR 1PH813 | 7081.26
1PH8133-1DF13-1GC1 | COMPACT ASYNCHRONOUS MOTOR 1PH813 | 6748.23
1PH8228-1HD10-2BA2-ZK40L76 | COMPACT ASYNCHRONOUS MOTOR | 31651.61
1PH8228-3JF10-2AA2-ZG14U63 | COMPACT ASYNCHRONOUS MOTOR | 50229.13
6SL4113-0KQ17-2BF0 | G220 IP55 3AC400V 11kW FSC | 4177.34
6SL4113-0KQ18-2AF0 | G220 IP55 3AC400V 15kW FSC | 4835.96
6SL4113-0KQ18-2FF0 | G220 IP55 3AC400V 15kW FSC | 5322.62
6SL4113-0KQ21-0AF0 | G220 IP55 3AC400V 22kW FSD1 | 5755.4
6SL4113-0KQ21-0FF0 | G220 IP55 3AC400V 22kW FSD1 | 6242.06
6SL4113-0KQ23-0BF0 | G220 IP55 3AC400V 30kW FSD2 | 7171.55
6SL4113-0KQ23-2AF0 | G220 IP55 3AC400V 30kW FSD2 | 7508.03
6SL4113-0KQ23-2FF0 | G220 IP55 3AC400V 30kW FSD2 | 7994.67
6SL4113-0KQ24-2BF0 | G220 IP55 3AC400V 37kW FSD2 | 8998.37
6SL4113-0KQ26-0AF0 | G220 IP55 3AC400V 45kW FSE | 9431.22
6SL4113-0KQ27-0BF0 | G220 IP55 3AC400V 55kW FSE | 10858.71
6SL4113-0KQ27-2AF0 | G220 IP55 3AC400V 55kW FSE | 11505.12
6SL4113-2JA18-2AF0 | G220 CP IP55 3AC400V 15kW FSD1 | 7489.82
6SL4113-2JA21-2AF0 | G220 CP IP55 3AC400V 22kW FSD1 | 8989.74
6SL4113-2JA24-2AF0 | G220 CP IP55 3AC400V 37kW FSD2 | 12498.97
6SL4113-2KP18-2AF0 | G220 CP IP55 3AC400V 15kW FSD1 | 7569.3
6SL4113-2KP21-2AF0 | G220 CP IP55 3AC400V 22kW FSD1 | 9083.83
6SL4113-2KQ18-2AF0 | G220 CP IP55 3AC400V 15kW FSD1 | 7569.3
6SL4113-2KQ21-2AF0 | G220 CP IP55 3AC400V 22kW FSD1 | 9083.83
6SL5100-0EE22-4AD0 | S220 LINE REACTOR 400V/43A/24kW D-Type | 1135.31
6SL5100-0EE23-6AD0 | S220 LR SLM 400V/64A/36kW BS D-Type | 1677.88
6SL5100-0HE23-6DD0 | S220 LF SLM 400V/73A/36kW BS C/D-Type | 709.97
6SL5120-1UE22-4AD0 | S220 MOMO 400V/24A/11kW D-Type | 4069.66
6SL5120-1UE31-3AC0 | S220 MOMO 400V/132A/75kW C-Type | 12408.82
6SL5120-1UE32-0AC0 | S220 MOMO 400V/200A/110kW C-Type | 15542.82
6SL5130-6UE22-4AC0 | S220 SLM 400V/43A/24kW BS C-Type | 3740.42
6SL5130-6UE23-6AC0 | S220 SLM 400V/64A/36kW BS C-Type | 4764.31
6SL5166-1AH00-0AA0 | S220 SHIELD CONNECTION PLATE 200mm | 105.98
6SL5166-2NA00-0AA0 | S220 SLM CONNECTOR SCREW TYPE 16/24kW | 30.7
6SW1700-3JD00-0AA0 | Drive ES PCS7 V10.0 | 2975.19
1FK7063-2AF74-1EH1-ZJ09X01 | SYNCHRONOUS MOTOR 1FK7-CT 11 NM | 5926.94
1FK7086-4CC71-1CG0-ZN05 | SYNCHRONOUS MOTOR 1FK7-HD 28 NM | 4541.92
1FT2105-4AF10-1MA0 | Synchronous motor 1FT2-HD 5 Nm | 1879.8
1FT2108-5AB02-0CA0 | Synchronous motor 1FT2-HD 30 Nm | 3784.87
1FT7062-5AK71-1BG1-ZJ22N16 | SYNCHRONOUS MOTOR 1FT7 | 7144.57
1FT7132-5AF74-2NG0 | SYNCHRONOUS MOTOR 1FT7 | 10455.85
1PH8163-1HF10-2GA2 | COMPACT ASYNCHRONOUS MOTOR 1PH816 | 7061.26
1PH8184-1HF00-2EA2-ZL76V92 | COMPACT ASYNCHRONOUS MOTOR | 11529.27
3UF8011-2AU00-0 | basic unit SIMOCODE M-CP MCC | 858.07
3UF8111-1AA00-0 | current/voltage meas. module 10-115 A | 437.63
3UF8932-0BA00-0 | connection cable f. operator panel 0.5 m | 48.49
3UF8950-0AA00-0 | busbar connection set for IUM 63-630 A | 70.6
3UG5533-2AL30 | Eigenvers. Spann.ueb.w. 17-275V | 125.34
3UG5642-2CW30 | Strom-, Sp., Cos phi, Wirkstr. 24-240V | 170.92
5TC8275 | DIMMER FOR MAGN.TRAF. 20-500W/VA | 117.11
5TC8900-1AM | I-SYS,ROTARY DIMMER COVER, ALUM.MET. | 17.28
6AG4142-5LC10-0AA0 | SIMATIC IPC BX-39A | 4521.52
6AV2100-0AA02-4AA5 | WinCC Basic V20 | 193.7
6AV2101-3AA02-4AK5 | WinCC Comfort V20 Upgrade DL | 454.86
6AV2101-4AB02-4AK5 | WinCC Comfort V20 Upgrade DL | 1302.88
6AV2102-3AA02-4AE5 | WinCC Advanced V20 Upgrade | 1367.44
6AV2102-4AA02-4AE5 | WinCC Advanced V20 Upgrade | 1367.44
6AV2103-0XA02-4AH5 | WinCC Prof. max. PowerTags V20 DL | 6515.79
6AV6381-2BM08-1AH0 | WinCC RC 128, V8.1 DL | 5267.45
6AV6381-2BP08-1AV0 | WinCC RC 2048, V8.1 Asia | 12985.67
6AV6381-2BQ08-1AH0 | WinCC RC 65536, V8.1 DL | 16601.57
6AV6381-2BS08-1AX0 | WinCC RC 8192, V8.1 | 16069.23
6AV6381-2BT08-1AV0 | WinCC RC 102400, V8.1 Asia | 20183.02
6AV6381-2BV08-1AX0 | WinCC RT unlimited, V8.1 | 20183.02
6AV6381-2CA08-1AK3 | WinCC UG RT Cl. V7.4/7.5 -> V8.1 DL | 898.24
6AV6381-2CB08-1AK3 | WinCC UPGR RC Cl. V7.4/7.5-> V8.1 DL | 1508.05
6AV6381-2CB08-1AV0 | WinCC RC Client V8.1 Asia | 5641.96
6AV6382-2AA08-1AX0 | WinCC Package RT Client, V8.1 | 2635.88
6AV6382-2CA08-1AX0 | WinCC Package RT 128, V8.1 | 2766.44
6AV6382-2DA08-1AX0 | WinCC Package RT 512, V8.1 | 4542.83
6AV6382-2HA08-1AV0 | WinCC Package RT 8192, V8.1 Asia | 7200.24
6AV6387-1BC00-0GF3 | FL Migrationspaket RT 128 DL | 1980.14
6AV6387-1BN00-0GF3 | FL Migrationspaket RC 512 DL | 5047.91
6AV6387-1BQ00-0GF3 | FL Migrationspaket RC 65536 DL | 9338.2
3SU1801-0NG00-2RB2 | Enclosure plastic, 1 control point | 193.07
6AG4114-3ND14-4KX2 | SIMATIC IPC847E (Rack PC) | 12596.72
6AG4131-3HH43-3AA0 | SIMATIC IPC627E (Box PC) | 10971.2
6AG4133-0DG51-0FX7 | SIMATIC IPC BX-59A (Box PC) | 11152.48
6AG4133-0ND40-0FX7 | SIMATIC IPC BX-59A (Box PC) | 6684.89
6AV2153-0XB20-0LQ5 | WinCC Unified ES 100k->maxPP EPL Roy DL | 3399.82
6AV2153-0XB32-4LA5 | Unified PC ES maxPT UG V16..V19->V20 DL | 3832.57
6AV2153-2GB02-4LA5 | WinCC Unified PC ES 100k V20 DL | 6388.08
6AV2153-2GB32-4AA5 | Unified PC ES 100kPT UG V16..V19->V20 | 3066.33
6AV2154-0BR02-4LB0 | WinCC Unified Collaboration V20 DL | 2396.25
6AV2154-0BS02-4LA0 | WinCC Unified DB Storage V20 DL | 3194.04
6AV2154-1EB02-4BA0 | WinCC Unified PC RT 500 V20 ASIA | 2683.22
6AV2154-1EB32-4AB0 | Unified PC RT 500 UG V18..V19->V20 | 804.97
6AV2154-1GB02-4AA0 | WinCC Unified PC RT 50k V20 | 12520.76
6AV2154-1GB02-4LA0 | WinCC Unified PC RT 50k V20 DL | 11179.15
6AV2154-2EB02-4AA0 | WinCC Unified PC RT 1k V20 | 3577.15
6AV2154-2EB02-4LA0 | WinCC Unified PC RT 1k V20 DL | 3194.04
6AV2154-2FB32-4LA0 | Unified PC RT 10k UG V18..V19->V20 DL | 2396.25
6AV2154-2GB02-4BA0 | WinCC Unified PC RT 100k V20 ASIA | 17887.22
6AV2154-2MB32-4AB0 | Unified PC RT 2.5k UG V18..V19->V20 | 1394.7
6AV2154-3DB02-4AA0 | WinCC Unified PC RT 150 V20 | 1073.29
6AV2154-3JR02-4AB0 | Unified Collaboration 3x1 V20 | 6439.75
6AV2155-0XS02-4LA0 | WinCC Unified V20 PC RT maximum DL | 44445.43
6AV7241-5BB05-0FA1 | SIMATIC IPC477E 15" ST (1280 x 800) | 5823.44
6BK1801-1BE10-0JC1 | SIMATIC IPC1047E (Rack PC) | 28729.18
6DL2804-2AD42 | EX-DEV_PNE_GAS_650x450x230_M20_36CE_BU | 6138.08
6ES7654-5EK03-3BF0 | SIMATIC PCS 7 CPU 410 SINGLE AS | 14659.73
6ES7656-6CS33-7FF0 | SPPA-T3000, AS-S7 410 5FH PA, PS/DC, CR3 | 48599.59
6ES7658-1CX78-2YE5 | VXM Upgrade V9.0 -> V10.0 | 1975.7
6ES7658-1EX78-0YH5 | SIMATIC CFC V10.0 DL | 5018.92
6ES7658-1FX78-2YA5 | SIMATIC VERSION TRAIL V10.0 | 2477.65
6ES7661-0EC10-2FJ2 | Process Control System IPC647E | 10572.68
6ES7661-0JC40-2FJ6 | Process Control System IPC647E | 10529.23
3RA8512-1EE10 | ILF HF Reversing Starter 0.4-4 A (S00) | 480.84
3RA8522-4EE10 | ILF HF Reversing Starter 3.5-32 A (S0) | 829.7
3RC7141-1EE00 | ILM ST Reversing Starter 0.4-4 A (S00) | 253.3
3RC7141-1KE00 | ILM ST Reversing Starter 1.2-12 A (S00) | 253.3
3RC7940-0TE04 | Com. Cable: 3RC7 to 3RC7 (1.50 m) | 22.75
3RC7940-0TE10 | Com. Cable ET 200SP to 3RC7 (0.5 m) | 7.6
3RC7940-1TE02 | Power Cable 24V/A1/A2 3RC7 RS to 3RC7 | 12.14
3RC7940-2TE01 | S0 Stand Alone Adapter 3RC7 | 40.95
3ZS1635-1XE05-0YA0 | AS-INTERFACE PCS 7 LIB. V10 ES | 1222.52
6AG1134-6LB00-2DA0 | SIPLUS ET 200SP AI 2xSG 4/6 wire HS | 1463.37
6AV2103-3HA02-4AK5 | WinCC Prof. 4096 V20 Upgrade DL | 1628.58
6AV2103-3XA02-4AK5 | WinCC Prof. max. V20 Upgrade DL | 2607.18
6AV2105-0DA02-4AH0 | WinCC Runtime Prof 512, V20 DL | 5687.87
6AV2105-0FA02-4AA0 | WinCC Runtime Professional 2048, V20 | 7841.62
6AV2105-0KA02-4AH0 | WinCC Runtime Prof 8192, V20 DL | 8381.14
6AV2105-0MA02-4AA0 | WinCC Runtime Professional 65536 V20 | 11586.66
6AV2105-0RA02-4AH0 | WinCC Runtime Prof 153600, V20 DL | 18812.71
6AV2105-0TA02-4AA0 | WinCC Runtime Prof 262144, V20 | 29049.15
6AV2105-3DD02-4AE0 | UG WinCC RT Prof 512 V18/19-> V20 | 2558.4
6AV2105-3FF02-4AE0 | UG WinCC RT Prof 2048 V18/19->V20 | 3138.08
6AV2105-3HH02-4AE0 | UG WinCC RT Prof 4096 V18/19->V20 | 3463.8
6AV2105-3MM02-4AK0 | UG WinCC RT Prof64k-max V18/19->V20 DL | 4122.41
6AV2107-0DB02-4AH0 | WinCC Runtime Prof Client V20 DL | 3502.54
6AV2157-0BQ02-4LB0 | WinCC Unified Report Execution V20 DL | 479.25
6AV2157-1BL02-4AB0 | WinCC Unified Audit Enhanced V20 | 2531.14
6AV6362-1AU00-0BB0 | WinCC/Web Operate Unlimited | 48785.93
6AV6362-2AU00-0BB0 | WinCC/Webux Monitor Unlimited | 14348.8
6AV6362-4AA08-1AE0 | WinCC/IDB, Upgr V7.4/7.5 -> V8.1 | 728.91
6AV6362-5AA08-1AH0 | WinCC/Cloud Connect 8.1 DL | 457.73
6AV6362-6AA08-1AH0 | WinCC/REST Connect 8.1 DL | 915.45
6AV6371-1DG08-1AX0 | WinCC/ProAgent V8.1 | 1652.97
6AV6371-1DG08-1AX4 | WinCC/ProAgent Upgr V8.0 -> V8.1 | 289.84
6AV6371-1DV08-1BX4 | WinCC/Audit RT Upgr V8.0 -> V8.1 | 186.54
6AV6371-1DV18-1BX3 | WinCC/Audit RC Upgr V7.4/7.5 -> V8.1 | 1401.88
6AV6371-1DV28-1AX0 | WinCC/Change-Control V8.1 | 7472.85
1PH8186-3JB10-2AA2-ZG14L27Q31 | COMPACT ASYNCHRONOUS MOTOR | 17085.73
1PH8224-1DD00-1EA1-ZL00 | COMPACT ASYNCHRONOUS MOTOR | 20975.04
3RA8511-1KE00 | ILF ST Reversing Starter 1.2-12 A (S00) | 459.61
3RA8512-1EE00 | ILF ST Reversing Starter 0.4-4 A (S00) | 455.05
5SD7444-8KK12 | Combination arrester type 1+2, 7,5kA | 297.44
5SD7444-8KK22 | Combination arrester type 1+2, 12,5kA | 417.99
6AG4021-0AC11-1BA0 | SIMATIC IPC127E | 1498.18
6AG4022-0BC41-2CA2 | SIMATIC IPC327G | 2582.87
6AG4112-3GD45-2KA2 | SIMATIC IPC647E (Rack PC) | 13281.39
6AG4112-3NT15-0XX2 | SIMATIC IPC647E (Rack PC) | 12187.73
6AV2107-0PX02-4AH5 | Visualization Architect V20 DL | 6092.5
6AV2107-3DB02-4AE0 | UG WinCC RT Prof CL V18/19->V20 | 1574.06
6AV2124-0UC24-0BX1 | SIMATIC HMI TP1900 Comfort PRO | 6173.02
6AV2143-6GB20-0AA0 | MTP700 Unified Basic Wireless | 1820.5
6AV2151-0XA32-4LA5 | Unified Basic ES UG V19->V20 DL | 64.57
6AV2151-0XB02-4LA5 | WinCC Unified Comfort ES V20 DL | 1116.34
6AV6371-2BN08-1AJ0 | WinCC/Powerp. RT 8192/65536 V8.1 DL | 1828.04
6AV6371-2BP08-1AJ0 | WinCC/Powerp RT 65536/102400 V8.1 DL | 3986.1
6AV6372-1DC08-1AX3 | WinCC/Calendar O. Ug V7.4/7.5->V8.1 | 307.07
6AV6372-1DD08-1AX0 | WinCC/Event Notifier V8.1 | 2803.75
6AV6372-2DG08-1AX4 | WinCC/Perf. Mon. Upgr V8.0-> V8.1 | 1097.68
6AV6372-2KG08-1AX3 | WinCC/PerfMon UG V7.4/7.5-> V8.1 DL | 1466.45
6AV6377-1DG00-0CF3 | FL Migrationspaket Web Navigator unl. DL | 24701.46
6AV6381-2AA08-1AK4 | WinCC UPGR RT V8.0 -> RT V8.1 DL | 1077.6
6AV6381-2AB08-1AX3 | WinCC Upgr RC V7.4/7.5 -> RC V8.1 | 3007.5
6AV6381-2BC08-1AH0 | WinCC RT 128, V8.1 DL | 3514.03
6AV6381-2BE08-1AV0 | WinCC RT 2048, V8.1 Asia | 7467.11
6AV6381-2BF08-1AH0 | WinCC RT 65536, V8.1 DL | 9803.1
6AV6381-2BJ08-1AV0 | WinCC RT 102400, V8.1 Asia | 15506.76
6AV7676-2AC00-0AA0 | AC/DC Power Supply for MD-34A | 44.67
6AV7880-4EB01-1AA2 | SIMATIC IPC MD-34A Outdoor w/PD | 5092.32
6AV7882-0CA20-1LA0 | SIMATIC IPC277E, 12" Touch | 3534.22
6EP4437-8FB00-4CY0 | SITOP SEL1600 basic/4X0.5-10A/IOL | 281.49
7ML5110-1HD07-4AF3 | SITRANS LU240 | 1338.34
8MF1111-0AA00-0NA6 | SIVACON 2000mm x 800mm x 400mm | 3501.11
8MF1111-0AA00-0NB0 | SIVACON 2000mm x 1000mm x 600mm | 5108.17
8MF1111-0AA00-0NB7 | SIVACON 2000mm x 800mm x 500mm | 3630.25
8MF1111-0AA00-0NC0 | SIVACON 2200mm x 1200mm x 600mm | 4347.69
8MF1111-0AA00-0NC8 | SIVACON 1800mm x 600mm x 600mm | 3400.66
8MF1111-0AA00-0ND2 | SIVACON 2200mm x 900mm x 600mm | 3458.07
8MF1111-0AA00-0ND8 | SIVACON 2200mm x 900mm x 600mm | 4103.76
8MF1111-0AA00-0NE1 | SIVACON 1800mm x 900mm x 400mm | 4735.11
8MF1111-0AA00-0NE3 | SIVACON 2200mm x 1000mm x 600mm | 5710.82
8MF1111-0AA00-0NF0 | SIVACON 2000mm x 1200mm x 500mm | 3242.82
8MF1111-0AA00-0NF2 | SIVACON 2200mm x 800mm x 600mm | 2869.76
8MF1111-0AA00-0NG0 | SIVACON 2200mm x 800mm x 1000mm | 4735.11
8MF1111-0AA00-0NG2 | SIVACON 2200mm x 1000mm x 600mm | 3788.08
8MF1111-0AA00-0NG7 | SIVACON 2000mm x 1200mm x 400mm | 4577.27
8MF1111-0AA00-0NH0 | SIVACON 2200mm x 800mm x 600mm | 3013.26
8MF1111-0AA00-0NH2 | SIVACON 2000mm x 1200mm x 500mm | 3773.74
8MF1111-0AA00-0NH8 | SIVACON 2000mm x 1200mm x 600mm | 4591.61
8MF1111-0AA00-0NJ1 | SIVACON 2000mm x 600mm x 500mm | 2582.79
A5E53663857 | HYDROPLUS ADAPT RETROFIT KIT, LT500 | 265.87
A5E54041145 | 7ML56445KA000KB0 | 4446.76
A5E54135107 | 7ML56523DD000EBX,C12,Y15,X=650mm | 5733.59
A5E54153189 | SPARE LT500 WALL MOUNT LID, NO HMI | 99.7
A5E54224173 | 7ML57312AX121CA0,Y01=300MM,PTFE | 2838.22
1FK2103-2AH00-2MA0-ZC21M00R08 | SYNCHRONOUS MOTOR 1FK2 HD 0,64 NM | 2001.95
1FT7108-5WC71-7BA0-ZK20 | SYNCHRONOUS MOTOR 1FT7 | 11566.87
1PH8105-3JF13-2AA2-ZU60 | COMPACT ASYNCHRONOUS MOTOR 1PH810 | 8596.06
1PH8186-1HF10-0BA2-ZK10 | COMPACT ASYNCHRONOUS MOTOR | 16641.96
6AV6387-1BS00-0GF3 | FL Migrationspaket RC 8192 DL | 8033.89
6AV6646-1BB16-0NA1 | SIMATIC ITC1500 V3 PRO | 3280.55
6AV6646-1BB18-0NA1 | SIMATIC ITC1900 V3 PRO | 3617.18
6AV6646-1BB24-0AA1 | SIMATIC ITC2400 V3 PRO | 4089.64
6AV6646-1BC12-0NA1 | SIMATIC ITC1200 V3 PRO | 2977.91
6AV6646-1BC20-0NA1 | SIMATIC ITC1900 V3 PRO | 3617.18
6AV6646-1BC22-1NA1 | SIMATIC ITC2200 V3 PRO | 3953.8
6AV6646-1BD18-0AA1 | SIMATIC ITC1900 V3 PRO | 3448.86
6AV6646-1BD20-0AA1 | SIMATIC ITC1900 V3 PRO | 3448.86
6DL8923-0DX00-0AB5 | CN 4100 IEC 60870-5-104 Primary | 3571.55
6DL8923-0EX00-0AB5 | CN 4100 IEC 60870-5-104 Secondary | 3571.55
6DL8930-0XX00-0BH5 | SIMIT RAPID TESTER 2407 INHOUSE DL | 924.24
6DL9910-8EA | Single infeed terminals for 6DL2804 | 278.53
6ES7214-1AF50-0XB0 | CPU 1214FC ,DC/DC/DC, 14DI/10DQ | 928.87
6ES7221-1BH50-0XB0 | SM 1221 Digital Input , 16DI | 259.23
6ES7223-5BH50-0XB0 | SM 1223 Digital I/O, 8DI/8DO | 259.23
6ES7223-7AF50-0XB0 | SB 1223 Signal Board, 4DI/4DQ 5V 200kHz | 119.64
6ES7233-4HF50-0XB0 | SM 1233 Analog I/O, 4AI/4AQ | 531.74
6FX5002-5CS56-1EK0 | POWER CABLE PREASSEMBLED | 732.2
6FX8002-5DS16-1ED0 | POWER CABLE PREASSEMBLED | 914.01
6FX8002-5DS46-1CJ0 | POWER CABLE PREASSEMBLED | 828.47
6GK1704-1BW24-0AA0 | SOFTNET-IE S7 EXTENDED V20 | 10730.58
6GK1704-1CW24-0AA0 | SOFTNET-IE S7 V20 | 2387.8
6GK1704-1PW24-0AK1 | POWERPACK SOFTNET-IE S7 Plus V20 DL | 1298.73
6GK1704-5CW24-0AK0 | SOFTNET-PB S7 V20 DL | 926
6SL4113-0KA20-0BF0 | G220 IP55 3AC400V 18,5kW FSD1 | 5327.16
6SL4113-0KA20-2AF0 | G220 IP55 3AC400V 18,5kW FSD1 | 5516.48
6SL4113-0KA21-0FF0 | G220 IP55 3AC400V 22kW FSD1 | 6199.89
6SL4113-0KA21-2BF0 | G220 IP55 3AC400V 22kW FSD1 | 6340.76
6SL4113-0KA23-2FF0 | G220 IP55 3AC400V 30kW FSD2 | 7952.49
6SL4113-0KA24-0BF0 | G220 IP55 3AC400V 37kW FSD2 | 8324.9
6SL4113-0KA26-0FF0 | G220 IP55 3AC400V 45kW FSE | 9861.07
6FC5800-0BT07-0YB0 | OMM /AdaptiveControl - Rail | 33345.13
6FX5002-5DG43-1CB0 | POWER CABLE, PREASSEMBLED | 2068.48
6FX5002-5DN05-1AF3 | POWER CABLE PREASSEMBLED | 292.56
6FX5002-5DS14-1DK0 | POWER CABLE, PREASSEMBLED | 1393.16
6FX5002-5DS16-1DH0 | POWER CABLE PREASSEMBLED | 512.72
6FX8002-2SL10-1AG4 | SIGNAL CABLE EXTENSION | 380.24
6FX8002-5DN26-1AD5 | POWER CABLE PREASSEMBLED | 339.52
6FX8002-5DN27-1AC0 | POWER CABLE PREASSEMBLED | 229.18
6FX8002-5MN05-1AB0 | POWER CABLE EXTENSION | 255.58
6FX8002-5MN05-1AG0 | POWER CABLE EXTENSION | 343.08
6FX8012-8QN11-1BC0 | ONE-CABLE-CONNECTION ASSEMBLY | 460.4
6FX8022-5CN06-1DC0 | POWER CABLE PREASSEMBLED | 519.99
6FX8022-5DN46-1BG0 | POWER CABLE PREASSEMBLED | 565.84
6SL4112-0KP15-0AF0 | G220 IP55 3AC200V 5,5kW FSC | 3007.49
6SL4112-0KP15-0FF0 | G220 IP55 3AC200V 5,5kW FSC | 3494.13
6SL4112-0KP18-0AF0 | G220 IP55 3AC200V 15kW FSD2 | 5057.88
6SL4112-0KP18-0FF0 | G220 IP55 3AC200V 15kW FSD2 | 5544.55
6SL4112-0KP21-0BF0 | G220 IP55 3AC200V 22kW FSE | 6671.91
6SL4112-0KP23-0AF0 | G220 IP55 3AC200V 30kW FSE | 7862.59
6SL4112-0KQ10-0BF0 | G220 IP55 3AC200V 1,5kW FSB | 2272.66
6SL4112-0KQ11-0AF0 | G220 IP55 3AC200V 2,2kW FSB | 2201.28
6SL4112-0KQ13-0BF0 | G220 IP55 3AC200V 4kW FSB | 2924.77
6SL4112-0KQ15-0AF0 | G220 IP55 3AC200V 5,5kW FSC | 3007.49
6SL4112-0KQ16-0FF0 | G220 IP55 3AC200V 7,5kW FSC | 3839.65
6SL4112-0KQ17-0BF0 | G220 IP55 3AC200V 11kW FSD2 | 4297.09
6SL4112-0KQ20-0FF0 | G220 IP55 3AC200V 18,5kW FSD2 | 6300.45
6SL4112-0KQ21-0BF0 | G220 IP55 3AC200V 22kW FSE | 6671.91
6SL4113-0DA08-0FF0 | G220 IP20 3AC400V 1,1kW FSA | 1805.46
6SL4113-0DA08-2BF0 | G220 IP20 3AC400V 1,1kW FSA | 1649.08
6SL4113-0DA10-2AF0 | G220 IP20 3AC400V 1,5kW FSA | 1583.17
6SL4113-0DA10-2FF0 | G220 IP20 3AC400V 1,5kW FSA | 2069.81
6SL4113-0DA12-0AF0 | G220 IP20 3AC400V 3kW FSA | 1737.35
6SL4113-0DA12-0FF0 | G220 IP20 3AC400V 3kW FSA | 2223.99
6SL4113-0DA13-2AF0 | G220 IP20 3AC400V 4kW FSA | 2186.06
6SL4113-0DA13-2FF0 | G220 IP20 3AC400V 4kW FSA | 2672.72
6SL4113-0DA15-2BF0 | G220 IP20 3AC400V 5,5kW FSB | 2553.02
6SL4113-0DA16-0AF0 | G220 IP20 3AC400V 7,5kW FSB | 2558.14
6AV6371-1HR18-1AX0 | WinCC/Connectivity Station V8.1 DL | 4653.31
6AV6371-1HV18-1AX0 | WinCC/Audit RC V8.1 DL | 9969.55
6AV6371-1KV08-1BX3 | WinCC/Audit RT Upgr V7.4/7.5->V8.1 DL | 249.66
6AV6371-1KV18-1BX3 | WinCC/Audit RC Upgr V7.4/7.5->V8.1 DL | 1245.47
6AV7242-3BC20-1AB0 | SIMATIC IPC PX-39A 19" MT (1920 x 1080) | 6950.07
6AV7242-3DD10-1DA0 | SIMATIC IPC PX-39A 24" MT (1920 x 1080) | 8247.5
6DL5410-8AA78-0XL1 | PCS 7 INDUSTRY LIB. RUNTIME (1 AS) V10.0 | 1027.72
6DL5410-8AA78-0YE0 | PCS 7 INDUSTRY LIB. ES+RT UG V9.X->V10.0 | 2672.56
6DL5410-8AX78-0YH0 | PCS 7 IND. LIBRARY ENGINEERING V10.0 DL | 878.42
6DL5410-8BX78-0YE0 | PCS 7 ADV. PROC. GRAPH. UG V9.X -> V10.0 | 3007.21
6ES7516-3TP10-0AB0 | CPU 1516T-3 PN, 3MB prog., 25MB data | 8026.15
6ES7517-3AQ10-0AB0 | CPU 1517-3 PN, 4MB prog., 50MB data | 8410.77
6ES7518-3TT10-0AB0 | CPU 1518T-3 PN, 18MB prog., 150MB data | 14387.6
6ES7518-4JT10-0AB0 | CPU 1518HF-4 PN, 18MB prog., 150MB data | 14857.1
6ES7661-0KS10-2UG2 | Process Control System IPC647E | 11751.75
6ES7661-0PC10-2UL2 | Process Control System IPC647E | 15519.69
6ES7661-1PW67-2UA6 | Process Control System IPC847E | 26688.65
6ES7661-1XQ12-8CF2 | Process Control System IPC847E | 15209.56
6ES7730-1AB14-0BB0 | SIMATIC IPC MD-57A | 12839.44
6ES7730-1AC14-2BC0 | SIMATIC IPC MD-57A | 16710.74
6ES7810-5CE17-0YB5 | STEP 7 Prof. V20/2021 SR3 Combo DL, FL | 5245.13
6ES7822-0AA24-0YE5 | SIMATIC STEP 7 Basic Upgrade V20 | 244.2
6ES7822-1AA24-0YE5 | SIMATIC STEP 7 Prof. Upgr. V20 or Combo | 1528.15
6ES7822-1AE24-0YA5 | SIMATIC STEP 7 Professional V20 DL | 3215.11
6ES7822-1AE24-0YE5 | SIMATIC STEP 7 Prof.Upgr.V20 or Combo DL | 1213.53
6ES7823-1AE24-0YA5 | TIA Portal Multiuser Engineering V20 DL | 810.52
6ES7823-1EE24-0YA5 | TIA Portal Teamcenter Gateway V20 DL | 1619.54
6ES7823-1GE24-0YA5 | SIMATIC 50h Engineering V20 Combo DL | 834.49
6ES7823-1JE03-0EE5 | TIA Portal CAx Pub.Tools V3.0 Upgrade DL | 591.79
6FX2003-0GM20 | Power connector Sz.1 | 121.79
6FX2003-0GN10 | Power connector Sz.1 | 91.2
6FX2003-0HD10 | Power connector Sz.1 | 82.8
6FX2003-1HD30 | Power connector Sz.1 | 72.4
6FX5002-2DC20-1BC5 | SIGNAL CABLE, PREASSEMBLED | 222.31
6EP4990-8KK10-0XU0 | SITOP SEL1600 Connection Set PSU8400 20A | 18.36
6ES7648-1AA10-3YB0 | Desk mounting kit for BX-56A and BX-59A | 16.48
6ES7652-7JX78-2YB0 | PCS 7 PROC.HISTORIAN ARCHIVE AUDIT V10.0 | 7678.19
6ES7823-1JE03-0EL5 | TIA Portal CAx Publication Tools SUS DL | 292.14
6ES7823-1TE24-0AE5 | Test Suite Advanced Upgrade V20 DL | 1020.26
6ES7823-1UE21-0YA4 | TIA UMC - 1.000 User Accounts DL EPL | 10225.11
6ES7823-1UE31-0YA4 | TIA UMC - 100 User Accounts DL EPL | 1258.47
6ES7852-0CC08-0YA5 | SIMATIC D7-SYS V10.0 | 7196.2
6ES7900-0GA00-0XA0 | Power cord, India | 27.79
6FX5022-5CN16-1CG0 | POWER CABLE PREASSEMBLED | 305.89
6FX5022-5CN16-1DD0 | POWER CABLE PREASSEMBLED | 342.59
6GK1706-1NW24-0AK0 | IE SNMP OPC-SERVER Basic V20 DL | 1418.12
6GK1706-1NX24-0AA0 | IE SNMP OPC-SERVER EXTENDED V20 | 3194.43
6GK1713-5DB24-0AK0 | HARDNET-PB DP V20 DL | 709.06
6GK1716-0HB24-0AC0 | HARDNET-IE S7 REDCONNECT PP V20 | 2029.64
6SL3070-4LA01-0XG5 | SINAMICS DCC V20 Combo OSD | 1181.6
6SL3072-4LA02-0XA5 | SINAMICS Startdrive Advanced V20 DVD | 1191.54
6SL3077-0AA00-1AH0 | electronic CoL TEC-Function CLC | 1056.73
6SL4112-0DA05-0BF0 | G220 IP20 3AC200V 0,55kW FSA | 1614.05
6SL4112-0DA08-0FF0 | G220 IP20 3AC200V 1,1kW FSA | 1990.38
6SL4112-0DA10-0BF0 | G220 IP20 3AC200V 1,5kW FSA | 1831.41
6SL4112-0DA12-0AF0 | G220 IP20 3AC200V 3kW FSB | 1980.66
6SL4112-0DA12-0FF0 | G220 IP20 3AC200V 3kW FSB | 2467.3
6SL4112-0DA16-0AF0 | G220 IP20 3AC200V 7,5kW FSC | 2924.75
6SL4112-0DA16-0FF0 | G220 IP20 3AC200V 7,5kW FSC | 3411.39
6SL4112-0DA20-0AF0 | G220 IP20 3AC200V 18,5kW FSD2 | 5093.57
6SL4112-0DA20-0FF0 | G220 IP20 3AC200V 18,5kW FSD2 | 5580.23
6SL4112-0DA23-0BF0 | G220 IP20 3AC200V 30kW FSE | 7252.66
6SL4112-0KA08-0AF0 | G220 IP55 3AC200V 1,1kW FSB | 1910.92
6SL4112-0KA11-0BF0 | G220 IP55 3AC200V 2,2kW FSB | 2371.6
6SL4112-0KA12-0AF0 | G220 IP55 3AC200V 3kW FSB | 2430.01
6SL4112-0KA15-0BF0 | G220 IP55 3AC200V 5,5kW FSC | 3177.82
A5E54245169 | 7ML57482FL516JA0,C05,C25,260MM,HIGH SENS | 7686.44
PBD:51045546 | 7ML52211DB26 PROBE LU,12m PVDF,IA,BSPT | 2198.51
S79220-C3309-F888 | SIMIT RAPID TESTER 2407 POC DL | 92.43