## EES Siemens 13-03-2025
Code | Name | Price €
3VL1712-1DD33-0AA0 | Jistic VL 160XN, 125A | 941.95
3VL1716-1DD33-0AA0 | Jistic 16X N, 160A | 1118.57
3VL4725-1DC36-0AA0 | Jistic VL 400N, 250 A | 1903.53
5SY4120-7 | 20C/1 jistič | 11.72
5SY4163-7 | Jistic 1-pol., 63A, 10kA, 400V | 33.06
5SY4320-7 | 20C/3 jistič | 35.69
5SY4325-7 | Jistic 3-pol., 25A, 10kA, 400V | 33.9
3VL9400-4WF40 | ACCESSORY FOR VL400, DRAW OUT CONVERSION KIT 4 POLES | 667.22
3SE5232-0LU22 | HINGED SWITCH MOLDED-P. HOUSING, 31MM; 1X(M20X1.5) WITH SOLID SHAFT D=10MM; ACTUATING ANGLE 10 DEG; | 40.29
PBD:23900225 | LOAD CELL 'WEIGHFEEDER' 50LB, STAINLESS STEEL | 2515.35
3NJ6900-4HK21 | ACCESSORY FOR SWITCH DISCONNECTOR W/FUSE, IN-LINE, PLUG-IN, AMPEREMETER, MOVING IRON 500/5A, CL.1, 0 | 64.31
PBD:25500K05A | KIT,SPARE,RADAR,ANTENNA HORN, 150MM,316SS | 813.58
3RF2420-1AC35 | SOLID-STATE CONTACT.3PHASE 3RF2 AC51 20A 40 DEG. C 48-600V / 110V AC 3-PHASE CONTROLLED SCREW TERM | 184.21
3WL9111-0AL07-0AA0 | ACCESSORIES CIRCUIT BREAKER 3WL MAIN CONDUCTOR CONN. 1 OFF FIXED-MOUNTED CIRC.BR. SIZE I FRONT CONN. | 99.43
4AM4642-5AN00-0ED0 | TRANSFORMER SITAS; PHASES:1; PN/PN(S6)(KVA):0,3 /1,44; UPRI(V):400+/-5%; USEC(V):24; ISEC(A):12,5; F | 511.4
8MF2266-4R | CUBICLESYSTEM 8MF2000 HXWXD = 2200 X 600 X 600MM FOR SIDE-BY-SIDE MOUNTING WITHOUT SIDE PANELS, IP 4 | 2163.65
FDK:083N8476 | FLANSCHE C FUER MAG 3100, 1600MM PN10, S/STEEL | 6040.24
8GK1112-4KK32 | ALPHA 400 DIN, WALL-MOUNTING DISTRIBUTOR, DELIVERY FORM FLAT PACK, AP-CUBICLE, RAL 9016, IP43, SK2, | 589.67
7MH7725-1EL | LOADCELL SPARE, WD600 15KG NICKEL-PLATED, WITH HARDWARE | 470.35
3RF2070-1AA45 | SEMICONDUCTOR RELAY 3RF2, 1-PH. WIDTH 45 MM, 70 A 48-600V / 4-30V DC SCREW CONNECTION BLOCKING VOLTA | 55.2
3RN1013-2BW00 | THERMISTOR MOTOR PROTECTION MULTIFUNCTION EVALUATION UNIT MANUAL/AUTO/REMOTE, SHORT-CIRC.DETECT., 2W | 359.56
3RT1064-2AS36 | CONTACTOR, 110KW/400V/AC-3 AC(40...60HZ)/DC OPERATION UC 500-550V AUXILIARY CONTACTS 2NO+2NC 3-POLE, | 634.56
7KM9200-0AB00-0AA0 | PLUG-IN EXPANSION MODULE PAC 4DI/2DO | 159.64
7MH7725-1AB | LOAD CELL,WITH HARDWARE, MLC,20 LB, STAINLESS STEEL, F SPARE | 2753.79
8GK1112-3KK12 | ALPHA 400 DIN, WALL-MOUNTING DISTRIBUTOR, DELIVERY FORM FLAT PACK, AP-CUBICLE, RAL 9016, IP43 SK2, H | 339.53
3NJ4133-3CF11 | IN-LINE FUSE SWITCH DISCONNECTOR 3-POLE SWITCHABLE, SIZE 2 AND 1 I=400 A, U=690 V AC FLAT CONNECTOR | 938.87
6ES7901-3DB30-0XA0 | SIMATIC S7-200,USB/PPI CABLE MM MULTIMASTER, FOR CONNECTING S7-200 TO USB PORT OF PC, FREEPORT NOT S | 369.55
3TG1001-1AG2 | CONTACTOR TAB CONNECTOR, 3NO+1NC FOR SNAPPING ONTO STANDARD MOUNTING RAIL AC OPERATION AC 110V 45... | 22.09
3RT1266-6NP36 | VAC. CONTACTOR, 160KW/400V/AC-3 AC(40...60HZ)/DC OPERATION UC 200-277V AUXILIARY CONTACTS 2NO+2NC 3- | 1777.82
5SP3725-2 | MAIN CONDUCTOR CIRCUIT-BREAKER (SHU),1-POLE, E 25 A, 230/400 V (SET WITH L1,L2,L3) | 162.67
3RT1926-2FJ21 | SOLID-STATE, TIME-DELAYED AUXILIARY SWITCH BLOCK SETTING RANGE 0.5 S...10 S, AC/DC 24 V, 1NO + 1NC, | 75.96
7MH7723-1EX | RANGE SPRING ASSEMBLY, C2, ILE-37, SPARE | 704.93
4RB2014-1EE50 | POWER CAPACITOR PHICAP MKP 440V 1.4KVAR | 32.41
8MR2140-3B | HEATER BLOWER, WITH FAN 230 V, 300 W HVL031 03114.0-00 | 307.41
3WL9111-0AK32-0AA0 | ACCESSORIES CIRCUIT-BREAKER 3WL EMC-FILTER | 761.6
3NC2423-3C | SITOR FUSE-LINK FOR SEMICONDUCTOR PROTECTION 150A GR 500V SIZE 3 CONNECTION CONTACT INDICATOR 110MM | 189.64
6FX2001-2GD60 | SINUMERIK (ACCESSORY) INCR. POSITION ENCODER, WITH LE AXIAL FLANGE-MOUNTED SOCKET, 3600 PULSES/REV | 366.56
5SY4314-7 | CIRCUIT BREAKER 400V 10KA, 3-POLE, C, 0.3A, D=70MM | 63.04
6SL3710-7LG38-8AA3 | SINAMICS S150 CONVERTER CABINET UNIT, AC/AC WITH CIM+CU320-2 3-PH. 500-690V, 50/60HZ UNIT RATING: 90 | 244542.08
6FX2001-2SB00 | SIMODRIVE (ACCESSORIES) INCR. ROTARY ENCODER W. RS 422 (TTL) 1000 PULSES, CLAMP FLANGE 10 MM SHAFT, | 366.56
7MH4130-3EE11 | SIWAREX R ELASTOMERIC BEARING FOR LOAD CELLS SERIES RN - RATED LOAD 60, 130 OR 280 KG - CARRIER MADE | 239.6
5SY4532-7 | CIRCUIT BREAKER 230V 10KA, 1+N-POLE, C, 32A, D=70MM | 14.83
5SY6404-7 | CIRCUIT BREAKER 400V 6KA, 4-POLE, C, 4A, D=70MM | 43.03
5ST3654 | PIN BUSBAR, 16 SQMM CONNECTION: 3-PHASE/ + 8XPHASE SAFE-TO-TOUCH FOR 1F, 4-POLE + 8LS, 1-POLE | 10.63
5SY7220-7 | CIRCUIT BREAKER 400V 15KA, 2-POLE, C, 20A, D=70MM | 40.44
3VL9400-4TF00 | ACCESSORY FOR VL400 TERMINAL FOR CABLE (CU OR AL) 1 PIECE 2 HOLES | 66.07
3SE7160-1BD00 | SIRIUS CABLE-OPER.SWITCH+LEVER METAL ENCLOSURE, 2XM25X1.5 1NO+1NC, LATCHING ACC.TO EN418 AND BUTTON | 414.42
7MF9011-8AC | MOUNTING SET TO SECURE THE VALVES 7MF9011-4FA AND -4GA 1 MOUNTING BRACKET; 2 HEX SCREWS M6X10;1 MOUN | 50.65
5SY7104-7 | CIRCUIT BREAKER 230/400V 15KA, 1-POLE, C, 4A, D=70MM | 25.36
3NE1447-3 | SITOR FUSE-LINK FOR SEMICONDUCTOR PROTECTION 670A GR 690V SIZE 3 CONNECTION CONTACT INDICATOR 110MM | 274.96
6FX5008-1BD21-2AA0 | SIGNAL CABLE, CUT-TO-LENGTH 4 X 2 X 0.34 + 4 X 0.5 C UL/CSA, DESINA MOTION-CONNECT 500 TYPE OF DELIV | 722.9
6SL3130-7TE31-2AA3 | SINAMICS S120 ACTIVE LINE MODULE INPUT: 3AC 380-480V, 50/60HZ OUTPUT: DC 600V, 200A, 120KW FRAME SIZ | 10430.84
8MF2006-5R | SICUBE 8MF2000 CUBICLE SYSTEM WELDED H X W X D = 2000 X 1000 X 600MM FOR SIDE-BY-SIDE MOUNTING WITHO | 3342.07
6AG1343-1CX10-2XE0 | SIPLUS NET CP343-1 LEAN -25 ... +60 DEGREES C WITH CONFORMAL COATING BASED ON 6GK7343-1CX10-0XE0 | 2887.25
BVP:261950 | BD2C-400-LH-G* KNEE BACKSIDE X 0,36M / Y 0,36M 160A-400A WINKEL 85 GRAD-175 G RAD | 910.56
8MF4840 | SHELF WITH TELESC.RAIL EXTENS. FOR CUBICLE WXD = 600 X 400MM | 303.31
8MF4311 | DOOR POSITION SWITCH DOUBLE 1 NO + 2 NC | 78.28
3VL1704-1DA33-0AA0 | CIRCUIT-BREAKER VL160X N STANDARD SWITCHING CAPACITY ICU=55KA / 415 V AC 3 POLE | 439.58
3RP1525-1AP30-ZW97 | TIMING RELAY, ELECTRONIC, ON-DELAY, 1 CO CONTACT, 15 TIME SET.RANG. 0,05S...100HR, AC 24, 200...240V | 169.65
3TY7683-0CF7 | COIL FOR 3TF68 CONTACTOR AC 110 TO 132V 50/60HZ | 361.59
M56340-A0002 | NIPPLE CONNECTION G 1/2 MAX. 400 BAR, MAT.NO. 1.0715/ 1.0037 | 4.81
3SE5112-0CH01 | SIRIUS POSITION SWITCH METAL HOUSING 40MM TO EN50041 DEVICE CONNECTION 1X (M20X1,5) 1NO/ 1NC SNAP-AC | 52.43
8WH2004-0CF07 | PE TERMINAL WITH SPRING CONNECTION, 4 CONNECT. POINTS SECTION: 0.08 - 2.5 MM2, WIDTH: 5.2 MM, COLOR: | 6.24
BVP:261875 | BD2A-1000-LH-Y* KNEE BACKSIDE X 0,36M / Y 0,36M -1,25M 500A-1000A | 1850.49
3RS1800-1HQ01 | COUPLING RELAY IM INDUSTRY-STANDARD ENCLOSURE 3 COS, HARD GOLD-PLATED COMBIVOLTAGE 24 V AND 110 V TO | 101.29
8GK4664-2KK12 | A400/630 MOUNT. SET H=300 W=250 2 X 3NP4075/3NP4076 ON BUSBAR 40/60MM (WITHOUT BUSBAR HOLDER) INCL. | 169.17
7ML1930-1CV | STEEL ENCLOSURE FOR 2 RD DISPLAY | 662.19
8GK4501-1KK11 | ALPHA 160 DIN, RESERVE SECTION COVERS KIT W. SUPPORT, RAL7035 H=150 W=250 | 36.95
7LF5300-5 | SYNCHRONOUS TIME SWITCH DAY 1 CHANGEOVER CONT.230V/50HZ 3 TE | 47.91
6FX8008-1BD21-2AA0 | SIGNAL CABLE,SOLD BY THE METER 4 X 2 X 0.34 + 4 X 0.5 C TRAILING CABLE, UL/CSA DESINA MOTION CONNECT | 846.27
5TG2553-1 | DELTA LINE, TITANIUM WHITE FRAME, 3FOLD, 222X80MM HORIZONTAL, W.LABELING FIELD | 19.19
7MC2921-2AC | COMPENS.LEAD F.INSULAT.THERMOC. EXTERNAL DIAMETER 4 MM FOR ELEMENT NICR/NI, 0.25 OHM/M | 8.87
6FX2003-0SA07 | SIGNAL AND POWER CONNECTOR EXTERNAL THREAD PIN SIZE 0,5 (M17) 1 7 POLE INSULATOR 9 PIN CONTACTS (0,5 | 48.3
3UF7922-0AA00-0 | ADAPTER, FOR OPERATOR PANEL 3UF720 | 14.05
6SL3720-2TE15-0AB3 | SINAMICS S120 CABINET MODULE BOOKSIZE CABINET KIT DOUBLE MOTOR MODULE INPUT: DC 510 - 720V OUTPUT: 3 | 4234.76
3VL9400-2AD00 | jistic | 107.27
5ST3615 | 5ST3615, 3f., 5SX, 210 mm | 4.76
5SY4106-7 | Jistic 6A, 10 kA, 400 V | 10.66
5SY4110-7 | Miniature circuit breaker 230/400 V 10kA, 1-pole, C, 10A | 10.99
5SY4116-7 | Jistic 1-pol., 16A, 10kA, 400V | 10.68
5SY4332-7 | Jistic 3-pol., 32A, 10kA, 400V | 43.43
5SY4340-7 | 40C/3 jistič | 58.9
BVP:261780 | BD2C-3-630-WO-2W* OPTIONAL LENGTH 1,26M-2,24M 630 A, N + PE, WITHOUT TAP OFFS | 3197.96
5SJ4108-8HG40 | CIRCUIT BREAKER 240V 14KA, 1-POLE, D, 8A, D=70MM ACC. TO UL 489, SAME POLARITY | 45.05
7ME3960-3CC00 | METER CARRYING CASE METER CARRYING CASE LEGACY PART NUMBER: 1015CCP | 337.41
BVP:262008 | BD2C-1000-ME CENTRE FEEDER UNIT WITH ACC. 10 00A | 3595.24
3RT1264-6AS36 | VAC. CONTACTOR, 110KW/400V/AC-3 AC(40...60HZ)/DC OPERATION UC 500-550V AUXILIARY CONTACTS 2NO+2NC 3- | 1176.09
5SD7463-0 | SURGE ARRESTER TYPE 2 REQUIREMENT CATEGORY C, UC 350V PLUG-IN PROTECTION BLOCKS 3-POLE, 3+0 CIRCUIT | 163.45
6XV1873-6AH30 | SIMATIC NET FO STANDARD CABLE GP (50/125), PREASSEMBLED WITH 2X2 SC CONNECTORS, LENGTH 3.0 M | 111.24
5TT4900 | AUXILIARY SWITCH WITH 1 NO AND 1 NC CONTACT FOR AC 230V FOR 5TT41 OR 5TT42 | 16.55
6XV1874-2A | SIMATIC NET, POF STANDARD CABLE GP 980/1000, PROFINET, STANDARD CABLE, SOLD BY THE METER MIN. LENGTH | 6.87
3VL9800-1UU01 | ACCESSORY FOR VL800UL, VL1200UL VL1600UL (MG FRAME - PG FRAME) UNDERVOLT. RELEASE 48V DC FOR INSTALL | 283.89
3RK1315-6NS71-3AA5 | SIRIUS MOTOR STARTER M200D AS-I COMMUNICATION: AS-INTERFACE REVERSING STARTER, BASIC ELECTR. SWITCHI | 1300.38
3NY1245 | ACCESSORIES FOR FUSE SWITCH DISCONNECTORS 3NP53 AND 3NP5460 SINGLE COVER FOR TERMINAL BOLTS M10 (1 S | 60.86
6ES7431-7QH00-0AB0 | SIMATIC S7-400, SM 431 ANALOG INPUT MODULE OPTIC. ISOLATED, 16 AI, 16 BIT RESOLUTION, U/I/RESIST./ T | 3696.27
6SL3224-0BE38-8UA0 | SINAMICS G120 POWER MODULE PM240 WITHOUT FILTER WITH BULT IN BRAKING CHOPPER 3AC380-480V +10/-10% 47 | 25419.71
A5E02055286 | 2 PCS. P GASKETS DN10,3/8 INCH EPMD RUBBER (FDA) FOR PFA LINED SENSOR | 40.82
5SY4116-6 | CIRCUIT BREAKER 230/400V 10KA, 1-POLE, B, 16A, D=70MM | 6.76
5SY6308-7 | CIRCUIT BREAKER 400V 6KA, 3-POLE, C, 8A, D=70MM | 33.74
3SE5212-0KK21 | SIRIUS POSITION SWITCH; METAL HOUSING ACC. TO EN50047, 31MM DEVICE CONNECTION 1X (M20X1.5); 1NO/2NC | 37.62
BVP:045513 | BD2-400-HF FLANGES FOR IP54 ALL CONN. POI NTS 160-400A | 33.05
3RT1054-6AF36 | CONTACTOR, 55KW/400V/AC-3, AC(40...60HZ)/DC OPERATION UC 110...127V AUXIL. CONTACTS 2NO+2NC 3-POLE, | 365.41
3RT1055-6AR36 | CONTACTOR, 75KW/400V/AC-3, AC(40...60HZ)/DC OPERATION UC 440...480V AUXIL. CONTACTS 2NO+2NC 3-POLE, | 446.38
3NA3240 | LV HRC FUSE LINK GL/GG WITH NON-INSULATED GRIP LUGS WITH FRONT INDICATOR SIZE 2, 200A, AC 500V/DC 44 | 13.34
3NJ4912-2AA00 | ACCESSORIES FOR IN-LINE FUSE SWITCH DISCONNECTORS 3NJ41 BLANKING COVER, 50MM WIDE FOR SIZE 1-3 | 42.19
5UB4741 | DELTA FLAT IP44, SM DARK GRAY/LIGHT GRAY SOCKET OUTLET 10/16A 250V W. GROUNDING PIN 2-POLE ACC. TO C | 15.8
6FX2001-2HD60 | SIMODRIVE (ACCESSORIES) INCR. ROTARY ENCODER W. RS 422 (TTL), 3600 PULSES, SYNCHRON. FLANGE, 6 MM SH | 366.56
5TE8103 | CONTROL SWITCH, D=70MM 20A 3NO, 1LAMP 230V | 28.91
5TD4701 | DELTA FLAT IP44, SM DARK GRAY/LIGHT GRAY PUSHB. 10A 250V, 66X75MM W. WHITE WINDOW (NEUTRAL/ LIGHT/BE | 17.05
6ES7822-0AA00-0YL0 | SIMATIC S7, STEP 7 BASIC, SOFTWARE UPDATE SERVICE WITHIN THE FRAMEWORK OF THIS CONTRACT, YOU WILL RE | 139.33
8MF6228-5E | STANDARD CUBICLE 8MF6 HXWXD=2200X1200X800 INDIVIDUAL MOUNTING NON-VENT., ASSEM., WELDED IP54 | 4945.49
A5E02054630 | ACCESSORIES WELD-IN CONNECTION (DIN 11850)/ (ISO 2037 (SMS3008)) FOR SENSOR SIZE DN10 (P GASKET) | 301.23
6GK1713-5CB00-3AE0 | SIMATIC NET PB S7-5613 UPGRADE FOR ED.2006, SW FOR S7-COMM., INCL. PG, FDL OPC-SERVER AND NCM PC; SI | 308.4
7ME3960-0CR05 | DEDICATED CLAMP-ON RTD CABLE CLAMP-ON RTD CABLE, STANDARD -40 TO +200 DEGREES CEL (-40 TO +392 DEGRE | 1861.51
5TE8151 | TOGGLE SWITCH, D=70MM 20A 1NC 1NO | 14.52
5SD8035 | DIAZED FUSE-LINK 690V FOR CABLE AND LINE PROTECTION UTILIZATION CATEGORY GG SIZE DIII, E33, 35A | 32.33
8GK4301-2KK11 | ALPHA 160 DIN, ASSEMBLY KIT F. MODULAR INSTALLATION DEVICES, TIER SPACING 125MM H=300 W=250 | 77.76
7MH5105-3PD00 | SIWAREX WL 250 LOAD CELL ST-S SA 500KG C3 - RATED LOAD 500KG - ACCURACY CLASS C3 - 6M CABLE LENGTH, | 450.24
LZS:PTML0024 | LED MODULE,RED FOR PLUG-IN RELAY, SERIES PT AND RT, FOR 24V DC, W. FREE-WHEELING DIODE | 3.31
8UC7122-3BD22 | DOOR-COUPLING OPERAT. MECHANISM ACTUATING SHAFT 8X8MM FOR CIRCUIT-BREAKER 3VF2 SIZE 1 HANDLE RED/BLU | 84.03
3VL9300-8CA30 | ACCESSORY FOR VL160X, VL160, VL250, TERMINAL COVER EXTENDED 1 PIECE = 2 COVERS 3 POLE | 53.64
6ES7194-4JD50-0AA0 | SIMATIC DP, PROFINET IO CAPS FOR PUSH PULL SOCKETS (SC RJ), 5 PIECES PER PACKAGING UNIT | 87.53
3RP1540-2BW31 | TIMING RELAY, MULTIFUNCTION, SPRING LOADED TERMINAL, 2 CO CONTACTS, OFF-DELAY, 0.05S...100S, 24-240V | 393.11
7ME3960-0CR06 | DEDICATED CLAMP-ON RTD CABLE CLAMP-ON RTD CABLE, STANDARD -40 TO +200 DEGREES CEL (-40 TO +392 DEGRE | 2445.79
PBD:51035814 | KIT,UNIVERSAL FLANGE 4"/100MM,NO PRESSURE | 429.38
5TG8057-1 | LED LAMP RED 115V | 3.97
3RK1301-1CB00-1AA2 | RS1-X FOR ET 200S ELECTRO-MECH. REVERS. STARTER, EXPANDABLE SETTING RANGE 1.8...2.5A AC-3, 0.9KW/400 | 627.04
8MF2264-4ES | SICUBE 8MF2000 EMC-CUBICLE; WELDED, GALVANISED H X W X D = 2200 X 600 X 400MM FOR INDIVIDUAL MOUNTIN | 3090.92
3NE3434-0C | SITOR FUSE-LINK FOR SEMICONDUCTOR PROTECTION 500A AR 1000V SIZE 3 CONNECTION CONTACT INDICATOR 130MM | 259.57
8PQ3000-1BA08 | SIVACON S4 INTERMEDIATE PLATE FOR MOUNTING PLATE HEIGHT 1900MM | 142.17
3NA6814 | LV HRC FUSE LINK GL/GG WITH INSULATED GRIP LUGS WITH COMBINATION INDICATOR SIZE 000, 35A, AC 500V/DC | 4.6
3NJ6940-2BB00 | ACCESSORY FOR DISCONNECTOR-FUSE IN-LINE TYPE, CAN BE PLUGGED IN,NH2,3 AUXILIARY SWITCH 1NO WITH COVE | 59.12
5TG6214 | I-SYSTEM, TITANIUM WHITE ROCKER W.SHUTTER/BLIND SYMBOLS FOR SHUTTER PUSHB. , 55X55MM | 8.9
8WA1011-1PG00 | PE TERMINAL 2 SCREW TERMINALS GREEN-YELLOW, 7.2MM, SZ 4 | 6.56
A5E01002947 | EARTHINGRINGS SS316 TWO PIECES FOR MAG5100 DN40 / PN40 | 268.58
PBD:51002K0100CAA | KIT,IQ,ROD,SHLD,2"G,100MM,316, PTFE,FKM | 1390.52
6SL3255-0AA00-2CA0 | SINAMICS G120 PC-INVERTER CONNECTION KIT-2 INLCLUDES START-UP SOFTWARE STARTER ON DVD AND 3M USB-CAB | 49.97
3VL9600-3MS00 | ACCESSORY FOR VL630, VL800, STORED ENERGY OPERATOR 60V AC/DC | 2158.66
3VL9460-4TN31 | ACCESSORY FOR VL400 BOX TERMINALS COMPRISES 3 BOX TERMINALS AND TERMINAL COVER 3-POLE | 332.95
6XV1840-3AH10 | SIMATIC NET, IE FC TP TRAILING CABLE, 2X2 (PROFINET TYP C), TP INSTALLATION CABLE FOR CONNECTION TO | 8.05
6ES7195-0BG20-0XA0 | DP, ASIC SPC3LV (3,3V) LEADFREE FOR PROFIBUS DP, MAX. 12 MBAUD 800 PCS. / 1 TRAY BOX | 16278.78
3TF6944-0CQ7 | CONTACTOR SIZE 14, 3-POLE AC-3, 450KW, 400/380V (690V) AUXILIARY CONTACTS 44 (4NO+4NC) AC OPERATION | 4274.46
8GK9532-8KK10 | ALPHA 400/630 DIN, UNIVERS. DISTRIBUT. ACCESSORIES MOUNT. PLATE WITH MOUNT. SCRWES STEEL, SENDZIMIR | 97.13
8WA1604 | N-ISOL. TERMINAL THERMOPLASTIC SCREW TERMINAL BLUE, 10MM, SZ16 | 7.42
3TC4817-0BN1 | CONTACTOR SIZE 4 2-POLE DC-3 AND 5, 75 A AUX. SWITCHES 22 (2NO+2NC) ALT. CURRENT ACTUATION 220 V AC | 669.84
3TH4310-0BF4 | CONTACTOR RELAY 100E EN 50 011 10 NO, SCREW TERMINALS DC OPERATION DC SOLENOID SYSTEM DC 110V | 131.42
3VL3725-1DC36-0AA0 | circuit breaker 250A | 1491.43
5SY4310-7 | Jistic 3-pol., 10A, 10kA, 400V | 34.84
5SY4316-7 | Jistic 3-pol., 16A, 10kA, 400 V | 33.69
5SY4432-7 | Jistic 4-pol., 32A, 10kA | 107.42
5SY4463-7 | Jistic 4-pol., 63A, 10kA | 139.9
8US1251-5DM07 | 8US1251-5DM07 | 47.6
3TC4817-0BU0 | CONTACTOR, SIZE 4, 2-POLE DC-3 AND 5,RATD.OPERAT.CURR.75A AUXILIARY CONTACTS 22 (2NO+2NC) AC OPERATI | 579.02
5SU1356-6KK16 | FI/LS-PROTECTOR TYPE A (PSE/SSF), D=70MM IFN 30MA,6KA, 1+N-POLEE B 16A | 80.48
5SJ4314-7HG41 | CIRCUIT BREAKER 240V 14KA, 3-POLE, C, 0,3A, D=70MM ACC. TO UL 489 | 189.15
3RT1054-3NB36 | CONTACTOR, 55KW/400V/AC-3 AC(40...60HZ)/DC OPERATION UC 21-27.3V AUXILIARY CONTACTS 2NO+2NC 3-POLE, | 425.04
7ME6920-2CB10-1AA0 | MAG 6000 SV, 19 INCH INSERT, IP20 / NEMA 2, ALUMINIUM 44 HZ EXCITATION FREQUENCY, 115-230V AC 50/60 | 2065.13
LZS:PT5A5L24 | PLUG-IN RELAY COMPLETE UNIT DC 24V, 4 CO CONTACT LED MODULE RED STANDARD PLUG-IN SOCKET SCREW TERMI | 17.67
7ML1930-1EB | LOCK FITTING, -1 TO 64 BAR, 1 NPT/316L | 800.4
6FX2003-0YQ03 | CAP POWER CONNECTOR SIZE 1, METAL VERSION WITH MOUNTING ROPE | 59.95
6FX2003-7LB20 | SOCKET CONTACTS 6 - 16 MM2 (POWER CONNECTOR SIZE 1.5 PERFORMANCE PACK = 10 PIECES | 72.53
5TE4807 | PUSHBUTTON, 1NO/1NC 20 A 1 BUTTON YELLOW WITHOUT LATCHING FUNCTION | 13.11
3TY6501-1L | SECOND.AUXIL.CONTACT BLOCK RIGTH, F.3TB46 TO 3TB50 | 15.35
8WD4358-1XX | SIGNAL COLUMNS, DIAMETER 70MM ACCESSORIES INCANDESCENT LAMPS 230V, BA 15D, 5W | 7.34
6SL3000-1BE31-3AA0 | SINAMICS BRAKING RESISTOR INPUT: 600 V DC OUTPUT: 125 KW/15 S 4,4 OHM | 2048.71
3NP1133-1BB12 | FUSE-SWITCH-DISCONNECTOR 3-POLE, NH00, 160A 40MM BUSBAR SYSTEM COVER LEVEL 32/70 MM FLAT CONNECTOR F | 265.43
8WH2003-0AE00 | FEED-THROUGH TERMINAL WITH SPRING CONNECTION, 3 CONNECT. POINTS, SECTION: 0.14 - 1.5 MM2, WIDTH: 4.2 | 1.37
8MF6824-5E | STANDARD CUBICLE 8MF6 HXWXD=1800X1200X400 INDIVIDUAL MOUNTING NON-VENT., ASSEM., WELDED IP54 | 4211.37
8GK4720-3KK10 | ALPHA 400/ 630 DIN MCCB-ASSEMBLY KIT 1X 3VL160X WITH RCD-MODUL 3 + 4 POLE, VERTICAL MOUNTING H=450/ | 167.76
3RK1304-5LS70-3AA3 | ET 200PRO ERSE/RSSE HF ELECTRONIC REVERSING STARTER ELECTRONIC (SOFT) SWITCHING FULL MOTOR PROTECTIO | 1233.15
3RK3251-1AA10 | * | 948.45
3VL9300-4PS40 | ACCESSORIES FOR VL250, KIT MEAS. CONTACT 4P COMPRISING 8 MEAS. CONTACTS AND 1 TRIGGER PIN | 238.76
3RK1301-0GB00-0AA2 | DS1-X FOR ET 200S ELECTROMECHANICS LINE STARTER EXPANDABLE ADJUSTABLE RANGE 0.45...0.63A AC-3, 0.18 | 484.99
5SY7350-7 | CIRCUIT BREAKER 400V 15KA, 3-POLE, C, 50A, D=70MM | 154.86
5TC8912-1 | DELTA STYLE, PLATINUM METALLIC COVER PLATE FOR DIMMER WITH ROTARY BUTTON 68X68MM | 22.77
3RS1140-2GW60 | TEMPERATURE MONITORING RELAY THERMOCOUPLE J, T, E, K, N 2 THRESH. VAL., DIGITAL -99 C - 999 C, 24-24 | 440.6
3TG1010-1AC2 | CONTACTOR TAB CONNECTOR, 4NO FOR SNAPPING ONTO STANDARD MOUNTING RAIL AC OPERATION AC 24V 45...450HZ | 22.09
7ML1830-1KB | LID,PROBE LR/LU COM,ULTEM, CODED, SPARE | 46.27
8GF9324-2 | N/PE BAR 6X6 1109MM F. 4 FIELDS | 27.55
6AG1952-1KT00-4AA0 | SIPLUS S7-400 MEMORY CARD 32MB FOR MEDIAL STRESS WITH CONFORMAL COATING BASED ON 6ES7952-1KT00-0AA0 | 6389.53
8MF5026-5E | STANDARD CUBICLE 8MF5 HXWXD=2000X1200X600 INDIVIDUAL MOUNTING NON-VENT., NOT ASSEM., SCREWED IP54 | 4578.42
7MC2028-1AD31 | INSULATED THERMOCOUPLE WITH COUPLING SOCKET LENGTH L = 0.3 M 2 THERMOCOUPLE ELEMENTS NICR/NI SHEATH | 115.21
8GK4501-3KK22 | ALPHA 400/630 DIN, KIT SPACE COVER WITH SUPPORT H=450 W=500 | 73.81
8UC6023 | SPARE PART FOR ROTARY OPERATING MECHANISM 8UC6 COUPLING PIECE FOR SHAFT 10MM ONTO 10MM | 25.98
7MH7723-1CC | CABLE,L-300,SUPPORT C/W HARDWARE | 363.81
3VL3725-1DE36-0AA0 | Disconnector 205A | 1000.83
3VL4740-1DC36-0AA0 | Jistic VL 400N, 400A | 2106.33
5SY4125-7 | Jistic 1-pol., 25A, 10kA, 400V | 11.78
5SY4350-7 | Jistic 3-pol., 50A, 10kA, 400V | 85.94
5SY4363-7 | Jistic 3-pol., 63A, 10kA, 400V | 107.45
8US1261-5FM08 | 8US1261-5FM08 | 61.05
3RW4425-1BC45 | SIRIUS SOFT STARTER, VALUES WITH 500 V, 40 DEG., STANDARD: 57A, 37KW, INSIDE-DELTA CIRCUIT 3: 99A, 5 | 5743.31
8WD4440-0EA2 | SIGNALLING COLUMN MULTI-FUNCTION SIREN ELEMENT DIFFERENT SOUNDS SETTABLE 115V AC | 118.37
6FX8008-1BD61-6AA0 | SIGNAL CABLE,SOLD BY THE METER 4 X 2 X 0.18 C TRAILING CABLE, UL/CSA DESINA MOTION CONNECT 800, DELI | 3311.49
5TG1343-1 | DELTA STYLE PLATINUM METALLIC COVER PLATE 68X68MM WITH SHUTTER WITH INSCRIPTION LABEL FOR SUPPORT PL | 27.52
6ES7650-1AM31-6XX0 | SIMATIC PCS7, RED. F-DO10 RELAY MTA, CONNECTION MODULE FOR REDUNDANT CONNECTION FOR ET200M F-DO10 6E | 1371.35
3VL9300-8LC01 | ACCESSORY FOR VL150XUL- VL250UL (CG FRAME - FG FRAME) MUTUAL INTERLOCKING W. ROCKER,F. FIXED INSTALL | 603.12
6ES7194-4BD00-0AA0 | SIMATIC DP, CONNECTING MODULE FOR POWER MODULES PM-E ET 200PRO 7/8", 1 X 7/8" | 110.69
6SE6430-2UD35-5FA0 | MICROMASTER 430 WITHOUT FILTER 3AC 380-480 V +10/-10% 47-63 HZ SQUARED TORQUE POWER 55 KW OVERLOAD 1 | 15266.06
4AM6542-5LT10-0FA0 | TRANSFORMER SITAS; PHASES:1; PN/PN(S6)(KVA):2,5 /15,5; UPRI(V):660+/-5%; USEC(V):230; ISEC(A):10,9; | 1228.26
6GK5991-2AD00-8AA0 | SCALANCE X ACCESSORY, MEDIA MODULE MM991-2, 2 X 100MBIT/S SC-PORTS OPTICAL; MULTIMODE GLASS UP TO M | 672.66
BVP:261803 | BD2A-1000-LH KNEE BACKSIDE X 0,36M / Y 0,36M 500A-1000A | 1032.95
8GK9511-8KK37 | ALPHA 400DIN DOOR AS SPARE PART LEFT DOOR H=1400 MM, W=525 MM FOR CABINET WIDTH 750/1000 MM UP, IP31 | 173.78
3RB2984-2 | COVER SEALABLE FOR 3RB22/23/24 SIZE S00...S12 | 10.32
5SG1301 | NEOZED-FLUSH MOUNTING FUSE BASE MOLDED PLASTIC, D01 1-POLE TOUCH PROTECTION (BGV A2) ACCESS: ELEVATO | 8.4
5ST3624 | PIN BUSBAR, 10 SQMM CONNECTION: 3-PHASE/N + 8XPHASE SAFE-TO-TOUCH FOR 1F,4-POLE + 8LS,1-POLE | 5.72
5SP4191-8 | CIRCUIT BREAKER 230/400V 10KA, 1-POLE, D, 100A, D=70MM | 85.26
5SY8114-8 | CIRCUIT BREAKER 230/400V 25KA, 1POLE, D, 0,3A, D=70MM | 35.75
6SL3060-4AF00-0AA0 | SINAMICS DRIVE-CLIQ CABLE IP20/IP20 LENGTH: 0.21 M | 36.47
3LD9224-3D | ROTARY ACTUATOR RED/YELLOW FOR SWITCH 3LD2, 25A, 32A FOR FRONT MOUNTING CENTRAL-HOLE MOUNTING | 5.59
5SY6116-6 | CIRCUIT BREAKER 230/400V 6KA, 1-POLE, B, 16A, D=70MM | 6.56
8US1921-2BD01 | BUSBAR SYSTEM, ACCESSORIES CENTER-CENTER DISTANCE 40.60 MM TERMINAL RAIL THICKNESS: 10MM+TT PROFILE | 7.18
7MC2027-1BA40 | INSULATED THERMOCOUPLE WITH COMPENSATION LEAD NOM. LENGTH 100 MM,COMPENS.LEAD L2KK; SHEATH DIAMETER | 75.96
5SA211 | DIAZED FUSE LINK 500V TIME-LAG TNDZ SERIES SIZE DII, THREAD E16, 2A | 3.76
3SB2901-2XZK1Y | INSCRIPTION LABEL FOR GLUING ONTO LABEL HOLDER, LABEL SIZE 9.5 X 18.5MM, SILVER-COLORED, BLACK LETTE | 2.4
3NJ4131-3BF01 | IN-LINE FUSE SWITCH DISCONNECTOR 1-POLE SWITCHABLE, SIZE 2, I=400A , U=690V, SCREW TERMINAL M 12 NEW | 270.07
8ME1462 | BEARING RUNNER FOR CUBICLE HEIGHT 2000MM | 136.95
6ES7195-0AA05-0XA0 | DP, ASIC ASPC2 STEP E2 LEADFREE FOR PROFIBUS DP, MASTER, MAX. 12 MBIT/S 6 UNITS FOR LABORATORY DEVEL | 439.01
3VL9800-4TU31 | ACCESSORY FOR VL1600UL (PG FRAME) MOUNTING BASE | 1707.3
7ME3960-0CR01 | DEDICATED CLAMP-ON RTD CABLE CLAMP-ON RTD CABLE, STANDARD -40 TO +200 DEGREES CEL (-40 TO +392 DEGRE | 599.1
8MF4273 | TRIM STRIP W. SIEMENS LETTERING PETROL W. 1 DRILLED HOLE F.LAMP FOR CUBICLE WIDTH 900MM | 158.03
3SB2908-8AA | PUSH-ON CONTACT FOR FLAT CONNECTOR, 2.8 X 0.8MM, CROSS-SECTION 0.5 TO 1.5MM2 | 0.17
8WH9130-0AA00 | TERMINAL ELEMENT, FOR DIRECT SHIELD CONNECTION ON CONDUCTIVE MOUNTING PLATES, DIAMETER 3 - 8 MM | 6.71
8PQ1010-6BA01 | SIVACON S4 BASE COVER BESIDES HEIGHT 100MM DEPTH 600MM | 53.34
3SE5112-3KA00 | BASIC SWITCH FOR POSITION SWITCH 3SE51. METAL ENCLOSURE 40MM TO EN50041 DEVICE CONNECTION 1X (M20X1. | 52.59
3SB2202-0AD01 | PUSHBUTTON, 16MM, ROUND, PLASTIC, YELLOW, BUTTON, FLAT, 1NO | 16.08
3RF2410-2AC55 | SEMI-CONDUCTOR CONTAC.3-PH.3RF2 AC51 10A 40 DEG. C 48-600V / 230V AC 3-PHASE CONTROLLED SPRING-LOADE | 176.62
5TT5800-6 | INSTA CONTACTOR 0/1 AUTOMATIC WITH 2 MAKE CONTACTS CONTACT FOR 230, 400 V AC, 20 A TRIGGERING 230 V | 34.54
7MH4115-3DB11 | SIWAREX R TOP UNIT FOR LOAD CELLS SERIES RN - RATED LOAD 60 KG,130 KG,280KG - MADE OF STAINLESS STEE | 252.74
8GK1323-8KN13 | ALPHA 630 DIN FLOOR-MOUNTED DB IP55, SK I, RAL 7035 H=1950 W=300 D=250 INCL. BASE AND SHEET STEEL DO | 970.4
7ME3960-0SM00 | MOUNTING STRAP FOR DEDICATED TRANSDUCERS DN50 TO DN150 (LEG. NR. 1012MS-1A) | 144.84
8MF2206-4R | SICUBE 8MF2000 CUBICLE SYSTEM WELDED H X W X D = 2200 X 1000 X 600MM FOR SIDE-BY-SIDE MOUNTING WITHO | 2917.07
8MF6886-4R | STANDARD CUBICLE 8MF6 HXWXD=1800X800X600 SIDE-BY-SIDE MOUNTING NON-VENT., ASSEM., WELDED IP40 | 2569.32
3RW4436-2BC45 | SIRIUS SOFT STARTER, VALUES WITH 500 V, 40 DEG., STANDARD: 162A, 110KW, INSIDE-DELTA CIRCUIT 3: 281A | 11028.74
8GK9511-8KK26 | ALPHA 400DIN DOOR AS SPARE PART SINGLE DOOR H=1400 MM,W=550 MM INCL. CLOSING EQUIPMENT UP, IP31, SK2 | 213.96
4AM6542-8ED40-0FC0 | TRANSFORMER SITAS; PHASES:1; PN/PN(S6)(KVA):2,13 /13,3; UPRI(V):600-575-550-525-500- 480-460-440-415 | 1937.09
6ES7658-2BX17-0YE0 | SIMATIC PCS 7, SOFTWARE, UPGRADE PACKAGE OS SERVER FROM V6.X TO V7.1 R-SW, WITHOUT SW AND DOKU. LICE | 8003.9
6ES7658-7GC00-2YB0 | SIMATIC PCS7, SOFTWARE MAINTENANCE STATION RUNTIME (1000 TAGS) SINGLE LICENSE F.1 INSTALLATION R-SW, | 8212.82
6SE6420-2UD22-2BA1 | MICROMASTER 420 UNFILTERED 3AC 380-480V +10/-10% 47-63HZ CONSTANT TORQUE POWER 2.2 KW OVERLOAD 15 | 1820.71
BVP:261993 | BD2A-250-EE BD2A END FEEDER UNIT WITH ACC. 250A | 536.05
3LD2230-0TK13 | MAIN/EMERG. STOP SWITCH 3-POLE IU=32, P/AC-23A AT 400V=11.5KW FLOOR MOUNTING DIN RAIL/TWO-HOLE MOUNT | 30.48
5SY4316-6 | CIRCUIT BREAKER 400V 10KA, 3-POLE, B, 16A, D=70MM | 36.32
3RK1105-1BE04-4CA0 | ASISAFE ENHANCED SAFETY MONITOR 2 F-RO WITH INTEGRATED SAFETY SLAVE, 2 ENABLING CIRCUITS INCLUDING C | 1736.21
6ES7392-2XX20-0AA0 | SIMATIC S7-300,LABELLING STRIPS FOR F - MODULES (SPARE PART) 10 PIECES PER PACKAGING UNIT | 26
6GK1905-6PA10 | PROFIBUS PLASTIC FO, STRIPPING TOOL SET V2 TOOL SET, CONTAINS: 1 CABLE KNIFE FOR STRIPPING OF OUTER | 329.29
8US1921-2AC00 | BUSBAR ADAPTER SYSTEM TERMINALS FOR 5MM BUSBAR THICKNESS 16-120MM2 | 9.08
5TA2153 | DELTA SWITCH INSERT FM OFF SWITCH 3-POLE 16A 250V | 24.83
3RT1064-2NF36 | CONTACTOR, 110KW/400V/AC-3 AC(40...60HZ)/DC OPERATION UC 96-127V AUXILIARY CONTACTS 2NO+2NC 3-POLE, | 716.6
4RB5125-1FC50 | POWER CAPACITOR PHASECAP MKK 525V 12.5KVAR | 280.05
3UF1900-1KA00 | BUS TERMINATION MODULE FOR SINEC L2-RS 485 AND PROFIBUS RS 485 FOR BUS TERMINATION AFTER THE LAST DE | 210.4
8WC5065 | FLAT COPPER BAR 30 X 10MM APPROX. 2 METERS LONG TINNED | 452.62
4BU4752-5AA20-2DA0 | POWER TRANSFORMER; PHASES:3; PN(KVA):40; UPRI(V):400+/-5%; USEC(V):400; ISEC(A):57,7; UK(%):1,7; F(H | 11636.88
6SE6440-2AD35-5FA1 | MICROMASTER 440 WITH BUILT-IN CLASS A FILTER 3AC 380-480 V +10/-10% 47-63 HZ CONSTANT TORQUE POWER 5 | 21218.42
3RV1915-1DB | 3-PHASE BUSBARS MODULAR SPACING 45MM FOR 5 CIRCUIT-BREAKERS | 12.59
5ST3622 | PIN BUSBAR, 10 SQMM CONNECTION: 3X4-PHASE SAFE-TO-TOUCH | 8.25
8WA1887 | CONNECTING BAR FOR 4 TERMINALS SIZE 6 | 4.54
5SY4101-7 | CIRCUIT BREAKER 230/400V 10KA, 1-POLE, C, 1A, D=70MM | 19.45
3RK4353-3DR58-0BA0 | SIRIUS MCU MOTOR STARTER EN.DEGR. OF PROTEC.IP55 PLASTIC COMMUNICATION WITHOUT ELECTROMECHANICAL SWI | 634.04
8WH9040-0DB04 | ISOLATING PLUG, CAN BE USED IN ALL BASIC ISOL. TERMINALS WITH SPRING CONNECTION 2.5 - 4 MM2, STANDAR | 1.22
3RF2230-1AC35 | SOLID-STATE RELAY 3-PHASE 3RF2 30A 40 DEG. C 48-600V / 110V AC 3-PHASE CONTROLLED SCREW TERMINAL BL | 138.63
3RA1963-2A | CABLE SET FOR REVERSING STARTER MOD. S10 | 283.83
3RT1075-2AT36 | CONTACTOR, 200KW/400V/AC-3 AC(40...60HZ)/DC OPERATION UC 575-600V AUXILIARY CONTACTS 2NO+2NC 3-POLE, | 1351.16
3RK1400-0BG00-0AA2 | AS-INTERFACE SLIMLINE MODULE, S22.5, DIGITAL, 2I/2O, IP20, 2 X 1 INPUT, 2-WIRE, PNP 2 X 1OUTP., ELEC | 365.9
5SY7520-6 | CIRCUIT BREAKER 230V 15KA, 1+N-POLE, B, 20A, D=70MM | 28.44
3RW4056-2BB44 | SIRIUS SOFT STARTER, S6, 162 A, 90 KW/400 V, 40 DEG., 200-460 V AC, 230 V AC, CAGE CLAMP TERMINALS | 3427.68
8MF9221 | MOUNTING PLATE H X W = 400 X 800 MM FOR 8MF SYSTEM CUBICLE | 158.6
3RA6500-2AB42 | SIRIUS, COMPACT STARTER, REVERSING STARTER W/SYSTEM INTERFACE, 690 V, 32 A, 24 V DC, 0.1 ... 0.4 A, | 1256.96
3SE5132-0MA00 | BASIC SWITCH FOR POSITION SWITCH 3SE513, PLASTIC ENCLOSURE, TO EN50041 1X(M20X1.5) 1NO/2NC SLOW-ACTI | 26.27
3SE5250-0KC05 | SIRIUS POSITION SWITCH; PLASTIC HOUSING NOT ENCAPSULATED 30MM 1NO/2NC SLOW-ACTION CONTACTS TEFLON PL | 21.43
5SJ4320-7HG41 | CIRCUIT BREAKER 240V 14KA, 3-POLE, C, 20A, D=70MM ACC. TO UL 489 | 158
3SE5242-0KC05-1CA0 | SIRIUS POSITION SWITCH W. INCREASED CORROSION PROT. PLASTIC HOUSING WIDE ACC. TO EN50047, 50MM DEVIC | 30.86
3VL9600-4WA30 | ACCESSORY FOR VL800, DRAW OUT ASSEMBLY REAR CONNECTORS 3 POLES | 2093.23
3TX7462-3T | SURGE SUPPRESSOR RC ELEMENT FOR SNAPPING ON AC 127 TO 240V FOR CONTACTORS SIZE 3 TO 6 | 14.02
5SH1161 | DIAZED-SCREW CAP DIII 63A AC DC 750V CERAMIKS FOR BASE 5SF4 230 | 16.95
5TG1338 | DELTA STYLE, TITANIUM WHITE ANTENNA COVER PLATE, 68X68MM FOR RF/TV/SAT OUTLET BOXES HIRSCHMANN EDA 3 | 9.55
6SE6400-3TC14-5FD0 | MICROMASTER 4 OUTPUT CHOKE 380-480 V 3AC 145 A STAND ALONE FS F - 0.2 MH | 854.6
5SY6620-6 | CIRCUIT BREAKER 400V 6KA,3+N-POLE B, 20A, D=70MM | 62.31
4RB5083-1CD50 | POWER CAPACITOR PHASECAP MKK 230V 8.3KVAR | 358.4
8WA1820 | BARRIER FOR TERMINALS SZ 1, 1.5 AND 2.5 | 0.99
8UC7121-8BD15 | DOOR DRIVE 8UC7 HANDLE RED, MASKING FRAME YELLOW FOR CIRCUIT-BREAKER 3VL1, 3VL2, 3VL3 FOR ACTUATING | 124.95
5SY7614-8 | CIRCUIT BREAKER 400V 15KA, 3+N-POLE, D,0.3A, D=70MM | 158.24
5TT5802-0 | INSTA CONTACTOR WITH 2 BREAK CONTACTS CONTACT FOR 230, 400 V AC, 20 A TRIGGERING 230 V AC | 29.42
8MF6884-4ES | EMC CUBICLE IP40 HXWXD=1800X800X400 | 3573.88
6SL3000-2DH32-2AA0 | SINAMICS DU/DT-FILTER PLUS VOLTAGE PEAK LIMITER FOR POWER MODULE/MOTOR MODULE 200KW, 3AC 500-690V MA | 5782.83
5SY7103-8 | CIRCUIT BREAKER 230/400V 15KA, 1-POLE, D, 3A, D=70MM | 30.81
6ES7144-4JF00-0AB0 | SIMATIC DP, ELECTRONIC MODULES FOR ET200PRO 4 AI RTD HIGH FEATURE, PT100; PT200; PT500; PT1000; NI10 | 365.56
8WA1011-1EF20 | DIODE TERMINAL THERMOPLASTIC SCREW TERMINAL ON BOTH ENDS 6MM, SZ 2.5 | 10.7
8MF9260 | MOUNTING PLATE H X W = 1800 X 600 MM FOR 8MF SYSTEM CUBICLE | 295.56
3RT1064-2NP36 | CONTACTOR, 110KW/400V/AC-3 AC(40...60HZ)/DC OPERATION UC 200-277V AUXILIARY CONTACTS 2NO+2NC 3-POLE, | 716.6
3NE9450-7 | SITOR FUSE-LINK 1250A, AC 600V | 194.37
7ME6910-1AA30-1AA0 | MAG 5000, IP67 / NEMA 4X/6, POLYAMID ENCLOSURE, WITH DISPLAY, 11-30V DC/11-24V AC 50/60 HZ | 1322.02
7ND4801-7AD | POWER SUPPLY 24 V DC FOR SIREC D200 | 1933.4
5SW3004 | TERMINAL COVER, GRAY IP40, F. SURFACE MOUNTING F.BUILT-IN DEVICES MAX. 2.5MW | 10.44
5SY4514-8 | CIRCUIT BREAKER 230V 10KA, 1+N-POLE, D,0.3A, D=70MM | 56.27
3RA1911-1AA00 | CONNECTION MODULE, ELECTRICAL AND MECHANICAL, FOR 3RV1.1 AND 3RT101, 3RW301 1 PIECE AC AND DC ACTUAT | 4.89
3RT1466-2AP36 | CONTACTOR, 400A/AC-1 AC(40...60HZ)/DC OPERATION UC 220-240V AUX. CONTACTS 2NO+2NC 3-POLE, SIZE S10 B | 913.51
3RF2450-1AC35 | SOLID-STATE CONTACT.3PHASE 3RF2 AC51 50A 40 DEG. C 48-600V / 110V AC 3-PHASE CONTROLLED SCREW TERM | 266.5
6ES7922-3BD20-0UC0 | FRONT CONNECTOR FOR SIMATIC S7-300 40-POLE (6ES7392-1AM00-0AA0) WITH 40 SINGLE CORES AWG 20, SINGLE | 200.72
3RA6120-1AB34 | SIRIUS, COMPACT STARTER, DIRECT STARTER 690 V, 24 V AC/DC, 50 ... 60 HZ, 0.1 ... 0.4 A, IP20, CONNEC | 529.47
3RF2320-1AA02-0KN0 | SEMI-COND. CONTACTOR 3RF2,1-PH. AC51 20A 40 DEGR. C 24-230V / 24V DC LP SCREW CONNECTION LOW POWER | 61.02
3TF6944-8CS7 | CONTACTOR SIZE 14, 3-POLE AC-3, 450KW, 400/380V (1000V) AUXILIARY CONTACTS 44 (4NO+4NC) AC OPERATION | 6583.57
6ES7328-0AA00-7AA0 | SIMATIC S7-300, FRONT DOOR EXTENDED FOR 32-CHANNELSIGNAL MODULES, ALLOWS CONNECTION OF 1.3 QMM OR 16 | 138.11
3RK1903-0CA00 | CONTROL-KIT FOR 200S STARTER | 23.39
5TG1102-2 | DELTA MIRO FRAME 2-FOLD GENUINE MATERIAL WOOD TYPE OF WOOD RED MAPLE DIMENSIONS 161X90MM | 50.5
3RK1325-6KS41-2AA5 | SIRIUS MOTOR STARTER M200D AS-I COMMUNICATION: AS-INTERFACE DIRECT ON-LINE STARTER STANDARD MECHANIC | 1109.43
6SL3730-7TE41-4BC3 | SINAMICS S120 CABINET MODULE ACTIVE LINE MODULE INKL. WITH CIM+CU320-2 ACTIVE INTERFACE MODULE 3AC | 148241.93
6FX2003-0LA50 | POWER CONNECTOR 7 POLE SPEED CONNECT SIZE 0.5 EXTERNAL THREAD, PINS 1X 7 POLE INSULATOR 9X CONTACTS | 57.99
5TD4706 | DELTA FLAT IP44, SM DARK GRAY/LIGHT GRAY PUSHB., 10A 250V W. SEPARATE FEEDBACK W. WHITE WINDOW, 66X7 | 20.52
8GK4501-2KK11 | ALPHA 160 DIN, RESERVE SECTION COVERS KIT W. SUPPORT, RAL7035 H=300 W=250 | 44.88
6SL3511-0PE25-5AM0 | SINAMICS G110D AC-DRIVE, W/O REPAIR SWITCH WITH BUILT IN CL. A FILTER WITH BULT IN BRAKING CHOPPER W | 3824.89
8UC7220-8BD | HANDLE RED, MASKING FRAME YELLOW HANDLE IS IN 8UC7 DESIGN SPARE PART FOR 8UC7222-8BD26 | 92.17
6FX2001-2SF00 | SIMODRIVE (ACCESSORIES) INCR. ROTARY ENCODER W. RS 422 (TTL) 5000 PULSES, CLAMP FLANGE 10 MM SHAFT, | 366.56
6XV1801-5DH10 | POWER CONNECTING CABLE M12-180/M12-180 FOR POWER SUPPLY OF ET200, PREASSEMBLED CABLE WITH M12 CONNEC | 55.96
3SE5413-0CD23-1EA2 | COMPACT SWITCH 30MM WIDE W. CONNECTING CABLE 2M SNAP-ACTION CONTACTS 1NO+1NC ROLLER PLUNGER, SPECIAL | 48.6
3RK1903-1AA10 | TM-PF30 S47-B0 TERMINAL MODULE F. POWER MODULE PM-DF 1/2. FOR PARTIAL POTENTIAL GROUP W. SENSOR CONN | 179.36
3SE5000-0NA00 | CONTACT BLOCK FOR POSITION SWITCH 3SE51/52 1NO/1NC SNAP-ACTION CONTACT, SHORT-STROKE | 16.86
5TT5852-0 | INSTA CONTACTOR WITH 2 MAKE A. 2 BREAK CONTACTS CONTACT FOR 230, 400 V AC, 63 A TRIGGERING 230 V AC | 99.35
3NP1963-1CB00 | ACCES.F.FUSE SWI. DISCONNECTOR FOR NH3 CABLE CONNECTION COVER 1X TOP AND 1X BOTTOM | 15.77
3SE5112-0CD02-1AA7 | SIRIUS POSITION SWITCH METAL HOUSING 40MM TO EN50041 DEVICE CONNECTION 1X (M20X1.5) 1NO/ 1NC SNAP-AC | 58.77
3TF6933-8DB4 | CONTACTOR SIZE 14, 3-POLE AC-3, 450KW, 400/380V (1000V) AUXILIARY SWITCH 33 (3NO+3NC) W.3TC44174A RE | 4944.31
3NJ6943-4BB00 | ACCESSORY FOR DISCONNECTOR FUSES IN-LINE TYPE, CAN BE PLUGGED IN,NH2 FRONTPLATE FOR 3NJ6223-1, 3NJ62 | 105.94
3RW4444-2BC45 | SIRIUS SOFT STARTER, VALUES WITH 500 V, 40 DEG., STANDARD: 250A, 160KW, INSIDE-DELTA CIRCUIT 3: 433A | 14521.83
BVP:261862 | BD2A-400-LV-G* KNEE FRONTSIDE X 0,36M / Y 0,36 M 160A-400A WINKEL 85 GRAD-175 GRAD | 756.35
3RW3014-2BB04 | SIRIUS SOFT STARTER, SIZE S00, 6.5A, 3KW/400V, 40 DEGREES, 200-480V AC, 24V AC/DC, SPRING-LOADED TER | 249.02
BVP:261822 | BD2A-400-ZH-X*/Y*/Z* Z UNIT BACKSIDE X/Y 0,36M-0,60M , Z 0,14M-1,25M 160-400A | 1675.47
8WH2020-5KF00 | TWO-TIER DIODE TERMINAL PASSAGE FROM TOP TO B. LE., FROM BOTTOM RI. TO BOTTOM LEFT WITH SPRING CONNE | 10.34
6SL3310-1TE32-1AA3 | SINAMICS S120 CONVERTER POWER MODULE 3AC 380-480V, 50/60HZ, 210A (110 KW) INTERNAL AIR COOLING FRAME | 18190.63
5TG2864 | DELTA LINE SLIDE NIPPLE CHANNEL ENTRY FOR SURFACE-M. ENCL. 1-3FOLD ELECTRIC WHITE (1 SET = 10 UNITS | 5.72
6AV7860-0CH50-0AA0 | SIMATIC FLAT PANEL CABLE INDUSTRIAL GRADE USB 5M | 33.95
5UH1213 | I-SYSTEM, ELECTRIC WHITE COVER PLATE W. HINGED LID 55X55MM, W. LAB. PLATE F. SCHUKO SOCKET OUTLET | 16.48
LZS:PT17021 | FIXING/EJECTOR BRACKET FOR PLUG-IN RELAY SERIES PT AND PT SCREW TERMINALS LOGICAL AND PT SPRING-LOAD | 0.36
8WD4420-0CF | SIGNALLING COLUMN SINGLE-FLASH LIGHT ELEMENT BLUE, 24V DC | 145.6
3NA6114 | LV HRC FUSE LINK GL/GG WITH INSULATED GRIP LUGS WITH COMBINATION INDICATOR SIZE 1, 35A, AC 500V/DC 4 | 13.44
3NP1953-1GB50 | ACCES.F.FUSE SWI. DISCONNECTOR FOR NH2 FUSE CARRIER WITH FUSE MONITORING ELECTRONIC, EFM 25 | 319.92
3SE5210-3AA00-1AG0 | LED COVER FOR POSITION SWITCH PLASTIC 3SE52, FOR HOUSING ACC. TO EN50047,31MM LEDS 110-230V AC YELLO | 23.95
8MF2286-5R | CUBICLESYSTEM 8MF2000 HXWXD = 2200 X 800 X 600MM FOR SIDE-BY-SIDE MOUNTING WITHOUT SIDE PANELS, IP 5 | 2685.25
BVP:261734 | BD2C-3-630-SO-1 STANDARD LENGTH 1,25M 630A, N + PE, WITHOUT TAP OFFS | 1919.02
8GK9602-1KK11 | ALPHA DIN/ZS ACCESSORY SECTION COVER W. CUTOUT 1-ROW 12MW H=150MM,W=250MM, W/O SUPPORT | 29.25
8WA1885 | CONNECTING BAR FOR 2 TERMINALS SIZE 6 | 2.98
8MR2110-3B | HEATER UNIT WITH CONVECTION FOR CUBICLES POWER 30W | 58.33
3RK1325-6LS71-0AA0 | SIRIUS MOTOR STARTER M200D AS-I COMMUNICATION: AS-INTERFACE DIRECT ON-LINE STARTER STANDARD ELECTRON | 1013.96
3NC1425-5 | SITOR CYLIND. FUSE-LINK AR WITH HAMMER 14X51 25 A, 690 V | 22.51
7MH4900-2AY10 | SIWAREX FTA VERIFICATION/ CALIBRATION SET FOR THE COMMISSIONING FOR LEGAL FOR TRADE OF UP TO 5 SCALE | 309.61
8GK9601-3KK10 | ALPHA 630 DIN, COVER HEIGHT = 450MM, WIDTH = 250MM, CLOSED MINIMUM ORDER QTY 10 UNITS | 38.38
8PQ3000-0BA12 | SIVACON S4 CROSS BAR WIDTH 400MM | 53.71
3NA6836 | LV HRC FUSE LINK GL/GG WITH INSULATED GRIP LUGS WITH COMBINATION INDICATOR SIZE 00, 160A, AC 500V/DC | 6.17
3VL9300-4RM30 | ACCESSORY FOR VL250, REAR TERMINAL, SHORT, FLAT COMPRISES 3 TERMINALS SHORT-LONG-SHORT 3-POLE | 91.58
8GK4501-4KK32 | ALPHA 400/630 DIN MOUNTING KIT EMPTY FIELD COVER WITH SUPPORT H=600 W=750 | 192.86
3RK1903-0AK00 | 65MM TERMINAL MODULE FOR ET200S HIGH FEATURE LINE STARTER/LINE DIR.STARTER- STARTER WITH SUPPLY CONN | 265.45
8WH2000-0AG02 | FEED-THROUGH TERMINAL WITH SPRING CONNECTION, SECTION: 4 SQMM, WIDTH: 6,2 MM, COLOR:RED | 1.56
6SL3202-0AE21-0CA0 | SINAMICS OUTPUT REACTOR FOR POWER MODULE FSB FOOT PRINT | 272.24
5SY8216-8BB08 | CIRCUIT BREAKER 400V 25KA, 2-POLE, 16A, D=70MM ONLY MAGNETIC TRIPPING | 50.58
6XV1860-3PN15 | SIMATIC NET, PROFIBUS ECOFAST HYBRID CABLE GP, 2XCU 0.64 MM, 4XCU 1.5 SQMM, CABLE PREASSEMBLED WITH | 267.9
6SL3000-0EE36-2AA0 | SINAMICS LINE REACTOR FOR SMART LINE MODULE 250/355KW 3AC 380-480V, 50/60HZ, 615A | 2864.15
8WH9010-2BA02 | SPACER PLATE FOR TEST PLUG TO LEAVE OUT SOME TERMINALS WITH INDIVIDUAL PREASSEMBLED TEST PLUG, WIDTH | 0.68
6SL3710-7LE41-0AA3 | SINAMICS S150 CONVERTER CABINET UNIT, AC/AC WITH CIM+CU320-2 3-PH. 380-480 V, 50/60 HZ UNIT RATING: | 163528.19
6SL3000-0CE23-6AA0 | SINAMICS LINE REACTOR FOR 36 KW SMART LINE MODULE INPUT: 3-PH 380-480 V, 50/60 HZ | 1122.09
3VL9400-1UG00 | ACCESSORY FOR VL160X, VL160, VL250, VL400, UNDERVOLTAGE RELEASE 110...127 V AC FOR MOUNTING ON THE R | 215.86
3VL9200-4PS30 | ACCESSORIES FOR VL160, KIT MEAS. CONTACT 3P COMPRISING 6 MEAS. CONTACTS AND 1 TRIGGER PIN | 144.56
3RV1611-0BD10-ZX95 | CIRCUIT-BREAKER, A-RELEASE 0.2 A N-RELEASE 1.2 A, SIZE S00, FUSE MONITORING, SCREW CONNECTION | 51.78
3SE5112-0KH01 | SIRIUS POSITION SWITCH METAL ENCLOSURE 40MM TO EN50041 DEVICE CONNECTION 1X (M20X1.5) 1NO/ 2NC SLOW- | 55.35
3SE5210-1AA00-1AG0 | LED COVER FOR POSITION SWITCH PLASTIC 3SE52, FOR HOUSING ACC. TO EN50047,31MM LEDS 24V DC YELLOW/GRE | 23.95
3RF2320-3DA24 | SEMI-COND. CONTACTOR 3RF2,1-PH. AC 51 20 A 40 DEGREES C 48-460 V / 110-230 V AC SHORT-CIRC. RESIST | 84.19
3TY6483-0BE4 | COIL F0R CONTACTORS 3TB47, 3TB48, 3TC48 DC 60V | 106.15
3NP1963-1CA20 | ACCES.F.FUSE SWI. DISCONNECTOR FOR NH3 REACH-ROUND PROTECTION FOR BUSBAR MOUNTING RITTAL 1X TOP AND | 13.21
3NP1143-1JC22 | FUSE-SWITCH-DISCONNECTOR 3-POLE, NH1, 250A 60MM BUSBAR SYSTEM COVERS FOR RITTAL BOX TERMINAL FUSE MO | 478.7
5TG2582-1 | DELTA LINE, ELECTRIC WHITE FRAME, 2FOLD, 151X80MM HORIZONTAL, W.LABELING FIELD | 10.83
5TG6283 | I-SYSTEM, ELECTRIC WHITE ROCKER W. WINDOW, W. LAB. PLATE F.2-CIRCUIT/DUAL 2-WAY SWITCH F.PUSHB. 2FOL | 16.26
3SE5122-0LE01 | SIRIUS POSITION SWITCH METAL ENCLOSURE 56MM WIDE DEVICE CONNECTION 3X (M20X1.5) 1NO/ 2NC SNAP-ACTION | 48.69
3SE5322-0SL21 | SAFETY POSITION SWITCH WITH TUMBLER LOCK. FORCE 1300N,5 APPR. DIR. PLASTIC ENCLOSURE,3X(M20X1.5) SPR | 355.9
3SY3110 | ACCESSORY F. POSITION SWITCH ADAPTER PLATE | 12.95
3NJ4143-3CF11 | IN-LINE FUSE SWITCH DISCONNECTOR 3-POLE SWITCHABLE, SIZE 3 AND 2 I=630 A, U=690 V, AC FLAT CONNECTOR | 959.75
7LF5300-1 | SYNCHRONOUS TIME SWITCH DAY 1 NO 230V/50HZ 1 TE | 48.86
6ES7315-2EH14-0AB0 | SIMATIC S7-300 CPU 315-2 PN/DP, CENTRAL PROCESSING UNIT WITH 384 KBYTE WORKING MEMORY, 1. INTERFACE | 5863.88
8WA1857 | INSULATION CARRIER FOR ASSEMBLY OF MOUNT. RAILS | 4
6FX2001-2ED60 | SINUMERIK (ACCESSORIES) INCR. POS. ENCODER, WITH LED, RADIAL FLANGE CONNECTOR, 3600 PULSES/REV | 366.56
3VL9400-1SV01 | ACCESSORY FOR VL150UL, VL250UL VL250 UL, VL400UL,VL400XUL (CG-FRAME - LG-FRAME) SHUNT RELEASE 380... | 180.54
3RF2190-1AA24 | SEMICONDUCTOR RELAY 3RF2, 1-PH. WIDTH 22.5MM, 90 A 48-460 V / 110-230 V AC SCREW TERMINAL | 65.83
3RV1923-4B | MOULDED PLASTIC FRONT PLATE, IP55, WITH ROTARY OPERATING MECHANISM, LOCKABLE, FOR CIRCUIT-BREAKER, | 12.17
5TE4840 | PUSHBUTTON, D=70MM 1NC/1NC 20A, 2BUTTON RED+GREEN LAMP 230V | 19.61
3ND2232 | LV HRC FUSE LINK A.M. W. NON-INSULATED GRIPPING LUGS SIZE 2, 125A, AC 690 V | 27.07
5SJ4145-8HG41 | CIRCUIT BREAKER 240V 10KA, 1-POLE, D, 45A, D=70MM ACC. TO UL 489 | 81.28
4EU2752-8UA00-0AA0 | MAINS CHOKE F.FU; PHASES:3; UN1(V):480; ITHMAX 1(A) / F1(HZ):400 /60; I LN (A):360; UK(%):2; LN(MH): | 3084.99
3NJ6940-3FE00 | ACCESSORY FOR SWITCH DISCONNECTOR W. FUSES IN-LINE DESIGN, PLUG-IN, NH2 AND NH3 ELECTR. FUSE MONITOR | 426.55
3SX3218 | SEPARATE ACTUATOR FOR 3SE324 AND 3SE325 STANDARD ACTUATOR | 4.64
3RW4425-1BC46 | SIRIUS SOFT STARTER, VALUES WITH 690 V, 40 DEG., STANDARD: 57A, 55KW, INSIDE-DELTA CIRCUIT 3: ONLY U | 6606.78
6ES7321-1FF10-0AA0 | SIMATIC S7-300, DIGITAL INPUT SM 321, OPTICALLY ISOLATED, 8 DI, 120V/230V AC, 1 X 40 PIN, WITH 1 POI | 503.69
5SU1356-6KK40 | FI/LS-PROTECTOR TYPE A (PSE/SSF), D=70MM IFN 30MA,6KA, 1+N-POLEE B 40A | 89.04
3RF2330-1BA04 | SEMI-COND. CONTACTOR 3RF2,1-PH. AC 51 30A / AC15 15A 40 DEG. C 48-460 V / 24 V DC SCREW CONNECTION | 67.1
3RW4443-2BC46 | SIRIUS SOFT STARTER, VALUES WITH 690 V, 40 DEG., STANDARD: 203A, 200KW, INSIDE-DELTA CIRCUIT 3: ONLY | 14391.01
3RW4456-6BC35 | SIRIUS SOFT STARTER, VALUES AT 575V, 50DEG., STANDARD: 693A, 750HP, INSIDE-DELTA CIRCUIT 3: 1200A, 1 | 40294.81
6SL3310-1GH38-1AA3 | SINAMICS G130 POWER MODULE IP00 3-PH. 660-690 V, 50/60 HZ, 810A UNIT RATING: 800 KW (VT) 6-PULSE SU | 86668.55
7ML1930-1DU | LOCK FITTING, -1 TO 16 BAR, G1A/316L | 369.92
8MF9242 | MOUNTING PLATE H X W = 1200 X 900 MM FOR 8MF SYSTEM CUBICLE | 338.06
3SE7910-3AH | STEEL CABLE 4MM (LENGTH 50M) | 302.55
6ES7972-0BA12-0XA0 | SIMATIC DP, BUS CONNECTOR FOR PROFIBUS UP TO 12 MBIT/S 90 DEGREE ANGLE OUTGOING CABLE, 15,8 X 64 X 3 | 57.92
7ML1998-5BK61 | MANUAL, FMS 200, 4 LANGUAGE | 25.04
8WA7553 | TERMINAL ADAPTER, 12MM | 5.32
8UC7111-6BD15 | DOOR DRIVE 8UC7 HANDLE TI-GREY, MASKING FRAME LIGHT GRAY FOR CIRCUIT-BREAKER 3VL1, 3VL2, 3VL3 FOR AC | 122.3
5TT3461 | FAULT ANNUNCIATOR, N-TYPE AC 230V ADDITIONAL | 177.8
3RF2320-1DA44 | SEMI-COND. CONTACTOR 3RF2,1-PH. AC51 20 A 40 DEG. C 48-460 V / 4-30 V DC SHORT-CIRC. RESIST. WITH B | 77.86
3VL9400-3HG06 | ACCESSORY FOR VL400UL, VL400XUL (JG-FRAME - LG-FRAME) DOOR-COUPLING ROTARY MECHANISM, COMPLETE EMERG | 287.82
3VL9715-8HA00 | ACCESSORY FOR VL160X - VL1600, INSTALL. KIT WITH SAFETY LOCK RONIS, FOR FRONT ROTARY OPER. MECH. AND | 150.45
3SB2901-4AH | INSCRIPTION PLATE FOR PUSHBUTTON AND ILLUMINATED PUSHBUTTON, FLAT, CLEAR WITH BLACK LETTERING, WITH | 0.72
6SY7000-0AE64 | SIMOVERT MASTERDRIVES AFE MODULAR DESIGN DC LINK BUFFER MODULE 132 MF 600V DC FOR CABINET ASSEMBLING | 15538.95
3RW4446-6BC46 | SIRIUS SOFT STARTER, VALUES WITH 690 V, 40 DEG., STANDARD: 356A, 355KW, INSIDE-DELTA CIRCUIT 3: ONLY | 23156.44
3RA6823-0AC | EXTENSION BLOCK 3FOLD, CONNECTION MAIN CIRCUIT: SPRING-LOADED TERMINAL, 3 SLOTS FOR COMPACT LOAD FEE | 238.19
5SY8201-7 | CIRCUIT BREAKER 400V 25KA, 2POLE, C, 1A, D=70MM | 84.06
5TG8056-3 | LED LAMP GREEN 12...60V | 3.97
3RS1030-1DD20 | TEMPERATURE MONITORING RELAY FOR PT100, UNDERSHOOTING OF 2 THRESH. VAL., WIDTH 22ND5 MM 0 C - 200 C, | 305.12
3UG3207-2B | DOUBLE-POLE BOW-TYPE ELECTRODE FOR LEVEL MONITORING | 201.94
6GK1900-0NB00-6AA0 | IE SC RJ PCF PLUG PRO, FO PLUG FOR ON-SITE MOUNTING TO PCF FO CABLES (PACKAGING UNIT1 DUPLEX CONNECT | 117.53
3RK1395-6LS41-1AD3 | SIRIUS MOTOR STARTER M200D TECHNOLOGY MODULE REVERSING STARTER MECHANICAL SWITCHING 3 400V AC/5,5KW; | 1042.21
FDK:085U0321 | HART MODUL INDUSTRY MAG | 222.31
3TX7522-3T | SURGE SUPPRESSOR RC ELEMENT FOR SNAPPING ON AC 127 TO 240V/DC 150 TO 250V FOR CONTACTORS SIZE 8 TO 1 | 21.8
3LD2150-0TK11 | MAIN CONTROL SWITCH 3-POLE IU=25, P/AC-23A AT 400V=9,5KW FRONT MOUNTING CENTRAL-HOLE MOUNTING KNOB B | 28.52
3LD2405-3VK13 | MAIN SWITCH 6-POLE FRONT MOUNTING IU=250A, P/AC-23A AT 400V=132KW ROTARY ACTUATOR RED/YELLOW (EMERG. | 736.77
4AV3501-2FB00-0A | POWER SUPPLY; PHASES:3; PN(KW):1,2; UPRI(V):500-400; USEC(V DC):24; ISEC(A DC):50/60 (60/40 CEL); F( | 1231.08
7MH7723-1DD | ILE-61 REPLACEMENT O-RING KIT | 86.16
5SY4240-5 | CIRCUIT BREAKER 400V 10KA, 2-POLE, A, 40A, D=70MM | 126.93
3SE5112-0KA00-1AJ0 | SIRIUS POSITION SWITCH, BASIC SWITCH, METAL, 40MM, ACC.TO EN50041 INCREASED CORROSION PROTECTION, DE | 45.33
4RB2250-3EE50 | POWER CAPACITOR PHICAP MKP 440V 25.0KVAR | 228.11
3TY6566-0AF0 | COIL FOR 3TC56 AC 50HZ 110V / 60HZ 132V | 140.53
3NE5431-0C | SITOR FUSE-LINK FOR SEMICONDUCTOR PROTECTION 350A AR 1500V SIZE 3 CONNECTION CONTACT INDICATOR 210MM | 349.64
5SY4402-8 | CIRCUIT BREAKER 400V 10KA, 4-POLE, D, 2A, D=70MM | 158.34
5SJ6113-6KS | CIRCUIT BREAKER 230/400V 6KA, 1-POLE, B, 13A, D=70MM WITH SCREWLESS TAP-OFF TERMINAL | 8.44
3RT1055-6AD36 | CONTACTOR, 75KW/400V/AC-3, AC(40...60HZ)/DC OPERATION UC 42...48V AUXIL. CONTACTS 2NO+2NC 3-POLE, SI | 446.38
3TH4355-0LF4 | CONT. RELAY 100E DIN EN 50011 5NO+5NC, SCREW CONNECTION DIR. CURRENT ACTUATING DC MAGNET SYSTEM INTE | 170.9
3RF2370-1BA22 | SEMI-COND. CONTACTOR 3RF2,1-PH. AC 51 70A/AC15 27.5A 40 DEG. C 24-230 V / 110-230 V AC INSTANTANEOU | 143.71
4RB4075-3EE50 | POWER CAPACITOR PHASECAP COMPACT MKK 440V 7.5KVAR | 258.38
5SY8408-8 | CIRCUIT BREAKER 400V 25KA, 4POLE, D, 8A, D=70MM | 199.75
3NP1943-1GA00 | ACCES.F.FUSE SWI. DISCONNECTOR FOR NH1 FUSE CARRIER | 37.79
3RP1525-2BW30 | MULTIFUNCTION TIME RELAY IN CAGE-CLAMP TECH. 2 CHANGEOVER ON-DELAY, 0.05S...100H AC/DC 24...240V | 262.08
3TX4210-0H | PACKAGE OF 100 BLANK LABELS LOOSE DEVICE IDENTIFICATION LABEL SNAP-FIT | 0.13
5SY6613-7 | CIRCUIT BREAKER 400V 6KA,3+N-POLE C, 13A, D=70MM | 35.59
3RT1075-6AU36 | CONTACTOR, 200KW/400V/AC-3 AC(40...60HZ)/DC OPERATION UC 240-277V AUXILIARY CONTACTS 2NO+2NC 3-POLE, | 1351.16
8WA1011-1PF00 | PE TERMINAL 2 SCREW TERMINALS GREEN-YELLOW, 6MM, SZ 2.5 | 6.35
3RW4024-2BB14 | SIRIUS SOFT STARTER, S0, 12.5A, 5.5KW/400V, 40 DEGR., AC 200-480V, AC/DC 110-230V, SPRING-LOADED TER | 460.76
8WD5340-0CE | BUILT-IN LUMINAIRE FLASHLIGHT, 115V, CLEAR | 144.97
5SY7103-7 | CIRCUIT BREAKER 230/400V 15KA, 1-POLE, C, 3A, D=70MM | 17.31
3RA6250-0BB30 | SIRIUS, COMPACT STARTER, REVERSING STARTER 690 V, 24 V AC/DC, 50 ... 60 HZ, 0.32 ... 1.25 A, IP20, M | 942.71
3RW3013-1BB14 | SIRIUS SOFT STARTER, SIZE S00, 3.6A, 1.5KW/400V, 40 DEGREES, 200-480V AC, 110-230V AC/DC, SCREW TERM | 220.77
3SE2932-0AA20 | FOOT-OPERATED PUSHBUTTON TWO PEDALS, CABLE ENTRY M20X1,5 WITH IP65, 1N0+1NC | 233.59
8GK1102-3KK32 | ALPHA 400 DIN, WALL-MOUNTING DISTRIBUTOR, DELIVERY FORM FLAT PACK, AP-CUBICLE, RAL 9016, IP43 SK1, H | 444.02
PBD:25501K0150A | 150 MM (6") HORN ANTENNA EXTENSION KIT | 606.2
3LD2264-0TB53 | MAIN/EMERG. STOP SWITCH 3-POLE IU=32, P/AC-23A AT 400V=11.5KW 1 N-TERMINAL + 1 PE-TERMINAL INSULATIO | 49.14
3RK1911-1AA32 | ECOFAST HYBRID FIELD BUS CONN. PROFIBUS TRANSITION IP20 TO IP65 GROUPING OF BUS AND POW.SUP. 2 CHANN | 397.45
6FX2003-7FX00 | HF CLAMP FOR SIGNAL CONNECTOR AND POWER CONNECTOR SIZE 1 | 35.91
FDK:085U1039 | KEYPAD/DISPLAY UNIT MAG5000/6000 IP67 | 302.21
3VL9300-3MQ00-ZL12 | MOTORANTRIEB VERDRAHTET 3VL93/ | 1122.5
BVP:262004 | BD2C-400-VE DISTR. FEEDER UNIT 400A | 476.09
5SY5232-7 | CIRCUIT BREAKER CURR. SENS DC 440V AC 400V 10KA, 2-POLE, C, 32A | 41.65
3UG4614-1BR20 | DIGITAL MONITORING RELAY UNBALANCE 0-20% REVERSIBLE PHASE SEQUENCE PHASE FAILURE 3X 160 TO 690V AC 5 | 155.73
7MF9007-7AC | SEALING RINGS ACC. EN837-1, THREAT G1/2 STAINLESS STEEL (1 SET = 100 PIECES) | 239.29
5WG1588-8AB15 | GAMMA INSTABUS DESIGN FRAME FOR TOUCH PANEL GLASS IN WHITE | 303.93
8US1998-7CA15 | BUSBAR ADAPTER SYSTEM VERTICAL BUSBAR RUN MOUNTING RAIL 35 MM, PLASTIC WITH RECESS FOR INSERT 8US199 | 2.67
3VL9200-4PB30 | ACCESSORY FOR VL160, PLUG IN SOCKET KIT ASSEMBLY REAR CONNECTORS RCD 3 POLE | 574.98
3LD2164-1GP51 | MAIN CONTROL SWITCH 3-POLE IU=25, P/AC-23A AT 400V=9,5KW 1NO+1 NC, 1 N-TERMINAL ENCAPSUL.IN M.P.ENCL | 53.17
3RS1040-2GW50 | TEMPERATURE MONITORING RELAY PT100/500/1000 KTY83/84, NTC 2 THRESH. VAL., DIGITAL -50 C - 500 C, 24- | 440.6
3VL9600-4RG00 | ACCESSORY FOR VL800, FLAT BUS 1 PIECE | 73.27
BVP:261881 | BD2A-1000-LR-Y* ELBOW RIGHT X 0,36M / Y 0,36M-1 ,25M 500A-1000A | 1747.69
BVP:085089 | BD01-AK02M0/A163 TAP-OFF UNIT | 215.4
5TG7987 | DELTA PROFIL, SILVER ROCKER W.SHUTTER/BLIND SYMBOLS F.PUSHB. 2FOLD CENTER POSITION 65X65MM | 16
5TG4208 | DELTA FLAT IP44, SM REPL. WINDOW F. LIGHT SIGNAL GREEN | 1.88
5ST3716 | PIN BUS BAR SHOCKHAZARD SAFETY, 16QMM 4 PHASE, L= 1016MM WITHOUT END CAPS | 59.02
3RK1105-1AE04-0CA0 | ASISAFE BASIC SAFETY MONITOR 1 F-RO, 1 ENABLING CIRCUIT, IP20, WITH SCREW-TYPE TERMINALS (REMOVABLE) | 1031.67
3RP2025-1AQ30 | SOLID-STATE TIME-DELAY RELAY ON-DELAY 1 CHANGEOVER CONTACT AC/DC 24V, AC 100 TO 127V 0.05 S TO 100H | 66.46
3RT1275-6AS36 | VAC. CONTACTOR, 200KW/400V/AC-3 AC(40...60HZ)/DC OPERATION UC 500-550V AUXILIARY CONTACTS 2NO+2NC 3- | 2040.4
3RV1903-5B | INDICATOR LIGHT WITH GLOW LAMP AC/DC 110...120 V, W. COL. LENSES:RED,GREEN,CLEAR FOR 3RV19 HOUSINGS | 9.5
4AM4042-5CT10-0FA0 | TRANSFORMER SITAS; PHASES:1; PN/PN(S6)(KVA):0,25 /0,85; UPRI(V):440+/-5%; USEC(V):230; ISEC(A):1,09; | 216.75
3RF2310-2AA26 | SEMI-COND. CONTACTOR 3RF2,1-PH. AC 51 10 A 40 DEGREES C 48-600 V / 110-230 V AC SPRING-LOADED TERM | 84.19
6FX8002-2DC20-1FA0 | SIGNAL CABLE, PREASSEMBLED (SINAMICS DRIVE CLIQ) CONNECTOR IP67/IP67, WITH 24 V MOTION-CONNECT 800 L | 538.49
8WD4448-6XD | SIGNALLING COLUMNS, ACCESSORIES LED 115V AC, BA 15D, YELLOW | 47.1
5SY6232-7 | CIRCUIT BREAKER 400V 6KA, 2-POLE, C, 32A, D=70MM | 16.5
3VL9300-3MM00 | ACCESSORY FOR VL160X, VL160, VL250 STORED ENERGY OPERATOR 220...250V AC/DC WITH AUXILIARY SWITCH | 1282.12
3RF2310-3AA24 | SEMI-COND. CONTACTOR 3RF2,1-PH. AC 51 10 A 40 DEGREES C 48-460 V / 110-230 V AC RING TERMINAL | 65.2
3NJ6940-3BJ13 | ACCESSORY FOR IN-LINE FUSE SWITCH DISCONNECT. PLUG-IN, CURRENT TRANSFORMER 400/1A, CL.0.5, CALIBRATE | 493.79
5SP4492-7 | CIRCUIT BREAKER 400V 10KA, 4-POLE, C, 125A, D=70MM | 176.48
3SE5212-0KE10 | SIRIUS POSITION SWITCH; METAL HOUSING ACC. TO EN50047, 31MM DEVICE CONNECTION 1X(M20X1.5); 1NO/2NC S | 35.83
3RW4445-6BC45 | SIRIUS SOFT STARTER, VALUES WITH 500 V, 40 DEG., STANDARD: 313A, 200KW, INSIDE-DELTA CIRCUIT 3: 542A | 17661.69
3NP1953-1GB10 | ACCES.F.FUSE SWI. DISCONNECTOR FOR NH2 FUSE CARRIER FUSE MONITORING ELECTROMECHANICAL | 248.03
3RK1911-5BA30 | ECOFAST SET OF SEALS FOR POWER T TERMINAL CONN. FOR POWER CABLES DIAMETER 19-22 MM PACK OF 2 | 10.02
6SL3262-1AF00-0DA0 | SINAMICS SCREENING KIT FOR POWER MODULE FSF | 157.03
A5E00862487 | REMOTE CABLE SET, 10M M20 | 351.46
5TG6244 | I-SYSTEM, ALUMIN.METALLIC ROCKER W. WINDOW F.2-CIRCUIT/DUAL 2-WAY SWITCH 55X55MM | 17.52
3SB2001-0AE01 | ILLUMINATED PUSHBUTTON, 16MM, ROUND, PLASTIC, GREEN, BUTTON, FLAT | 6.84
3NP1943-1GB30 | ACCES.F.FUSE SWI. DISCONNECTOR FOR NH1 FUSE CARRIER WITH FUSE MONITORING ELECTRONIC, EFM 20 | 279.34
5SJ4215-8HG41 | CIRCUIT BREAKER 240V 14KA, 2-POLE, D, 1,6A, D=70MM ACC. TO UL 489 | 148.89
5SJ6210-7KS | CIRCUIT BREAKER 400V 6KA, 2-POLE, C, 10A, D=70MM WITH SCREWLESS TAP-OFF TERMINAL | 15.57
3RW4047-2BB04 | SIRIUS SOFT STARTER, S3, 106A, 55KW/400V, 40 DEGR., AC 200-480V, AC/DC 24V, SPRING-LOADED TERMINALS | 1565.75
4AM3442-8JD40-0FA0 | TRANSFORMER SITAS; PHASES:1; PN/PN(S6)(KVA):0,1 /0,31; UPRI(V):400-230+/-15; USEC(V):2X115; ISEC(A): | 155.83
8GK4702-4KK12 | ALPHA 400/630 DIN, KIT FOR POWER CIRCUIT-BREAKER 3/4 POLE, 3VL400/630, H=600 W=250 | 176.8
3RF2950-0KA13 | POWER CONTROLLER CURRENT RANGE 50A 40 DEGREES C 110-230V / 24V AC/DC FOR SEMICONDUCTOR RELAY / CONTA | 277.9
5SY8350-7 | CIRCUIT BREAKER 400V 25KA, 3POLE, C, 50A, D=70MM | 154.89
6SL3000-2DE35-0EA0 | SINAMICS DU/DT-FILTER COMPACT PLUS VOLTAGE PEAK LIMITER FOR POWER MODULE/MOTOR MODULE 160/200/250KW, | 5878.3
7VV3003-5BG32 | SICROWBAR 1200V/2,5KA DC - SURGE SUPPRESSOR C98130-A7060-A10 | 8774.83
8GK1031-3KK11 | ALPHA 160 DIN, WALL-MOUNTED DB, FM UNEQ. DISTR. BOARD RAL 9016 IP31 SK2, H=800 W=300 D=140 | 578.9
8GK4722-4KK10 | ALPHA 400/ 630 DIN MCCB-ASSEMBLY KIT 1 X 3VL 400, 3+4 POLE, VERTICAL MOUNTING, WITH DIRECT ROTARY O | 174.81
6AV6613-4BF01-3AD0 | WINCC FLEXIBLE 2008 RUNTIME POWERPACK 128 > 2048 POWER TAGS RUNTIME SW, SINGLE LICENSE, LICENSE KEY | 6151.46
6SL3000-2AE36-1AA0 | SINAMICS MOTOR REACTOR FOR POWER MODULE/MOTOR MODULE 315KW, 3AC 380-480V | 4937.21
3NJ6900-4HE12 | ACCESSORY FOR SWITCH DISCONNECTOR W/FUSE, IN-LINE, PLUG-IN, AMPEREMETER, BI-METAL 150/1A, CL.1, 1 VA | 190.07
5SU1654-6KK10 | FI/LS-PROTECTOR TYPE A (PSE/SSF), D=70MM IFN 300MA,10KA, 1+N-POLEE B 10A | 104.79
3SE5232-0MC05 | . PLASTIC HOUSING ACC. TO EN50047, 31MM DEVICE CONNECTION 1X(M20X1.5); 1NO/2NC SLOW-ACTION CONTACTS | 20.83
6ES7421-7DH00-0AB0 | SIMATIC S7-400, SM 421 DIGITAL INPUT MODULE, OPTIC. ISOLATED, 16 DI, 24 - 60V UC, ALARM, DIAGNOSTICS | 689.35
3LD2504-1TL53 | MAIN/EMERG. STOP SWITCH 4-POLE IU=63, P/AC-23A AT 400V=22KW FRONT MOUNTING FOUR-HOLE MOUNTING ROTARY | 73.06
8WH9000-1WA00 | COVER, FOR INSTA TERMINALS SECTION 2.5 MM2, COLOR: GRAY | 0.7
6FX7008-1BC25-2AA0 | POWER CABLE,SOLD BY THE METER, 4 X 25 + 4 X 0.5 C FOR LINEAR MOTORS TRAILING TYPE UL/CSA DESINA MOTI | 10324.02
6SE6400-3CC00-4CE3 | MICROMASTER 4 AC COMMUTATION CHOKE 380-600V 3AC 4,1A FOOTPRINT FSC - 5.68 MH | 454.32
3TX7680-1B | SET OF LINKS FOR MAIN CIRCUIT FOR 3TE6804 | 188.47
5SY5114-7 | CIRCUIT BREAKER CURR. SENS DC 220V AC 230/400V 10KA, 1-POLE, C, 0.3A | 30.06
3RW4055-2BB35 | SIRIUS SOFT STARTER, S6, 117 A, 100 HP/575 V, 50 DEG., 400-600 V AC, 115 V AC, CAGE CLAMP TERMINALS | 3139.86
3WL9111-0AP07-0AA0 | ACCESSORIES CIRCUIT BREAKER 3WL SHUTTER FOR GUIDE FRAME 3P SIZE III, WITH LOCKING DEVICE | 906.09
PBD:25501K0500A | 500 MM (20") HORN ANTENNA EXTENSION KIT | 796.3
5UB1852-1 | DELTA STYLE, PLATINUM METALLIC SCHUKO OUTLET 10/16A 250V WITH HINGED LID COVER PLATE 68X68MM | 26.14
6SL3000-2DH34-1AA0 | SINAMICS DU/DT-FILTER PLUS VOLTAGE PEAK LIMITER FOR POWER MODULE/MOTOR MODULE 400KW, 3AC 500-690V MA | 9260.7
8WH8120-4AA15 | LABELS L1,L2,L3,PE,N SIZE ZB8 | 0.11
6GK1901-1BB10-2AE0 | IE FC RJ45 PLUG 180 2X2, RJ45 PLUG CONNECTOR (10/100MBIT/S) W. RUGGED METAL HOUSING AND FC CONNECTIN | 873.32
5SJ4325-8HG41 | CIRCUIT BREAKER 240V 10KA, 3-POLE, D, 25A, D=70MM ACC. TO UL 489 | 179.28
3RP1576-2NM20 | TIME RELAY, SOLID-STATE, WITH STAR-DELTA FUNCTION, 1 NO CONTACT DELAYED, 1 NO CONTACT DELAYED 1 TIME | 210.17
A5E02611780 | FUE950 BRASS POCKET G1/2B, 120 MM (PN16) FOR PT500 SENSOR, 6 MM TYPE (1 PCS.). | 111.84
7ML1930-1BM | DUST COVER ASSEMBLY,4", LR460 | 229.8
8GK9900-0KK33 | A630 SOCKET, H=100MM A630 SOCKET D=250MM, W=800MM MOUNT. AT EXISTING SOCKET | 224.01
FDK:083N8479 | MAG 3100 C FLANGE 1800MM PN6 S/STEEL | 6313.35
6SL3700-0XK41-0YV0 | MAIN CIRCUIT BREAKER FOR SINAMICS V50, 500KW | 6502.39
8MF5228-4E | STANDARD CUBICLE 8MF5 HXWXD=2200X1200X800 INDIVIDUAL MOUNTING NON-VENT., NOT ASSEM., SCREWED IP40 | 4230.71
A5E00862492 | REMOTE CABLE SET, 20M M20 | 439.58
5SY8363-7 | CIRCUIT BREAKER 400V 25KA, 3POLE, C, 63A, D=70MM | 209.89
7ME3960-0CT01 | DEDICATED CABLE TERMINATION KIT TERMINATION FOR STANDARD, PLENUM AND ARMORED TRANSDUCER CABLE LEGACY | 113.56
FDK:087L4211 | MAG8000 ACCESSORY, POWER SUPPLY | 594.54
3SE5312-0SH11 | SAFETY POSITION SWITCHES WITH SOLENOID INTERLOCKING LOCK. FORCE 2600N,5 APPR. DIR. METAL HOUSING,3X( | 407.96
3SB2203-0LC01 | PUSHBUTTON, 16MM, ROUND, PLASTIC, RED, BUTTON, RAISED, 1NC | 17.41
7MF9411-5DB | ACCESSORY KIT 4 SCREWS 7/26-20 UNF X 1 3/4 INCH. ANSI B 18.2.1, 2 FLAT-PROFILE GASKETS | 12.66
3RT1955-5AU31 | WITHDR. COIL FOR MOD. S6 FOR CONTACTORS 3RT105/3RT145 AC/DC ACTUATOR UC240-277V DRIVE: CONVENTIONAL | 69.27
6SL3710-1GH34-1AA3 | SINAMICS G150 CONVERTER CABINET UNIT, AC/AC WITH CIM+CU320-2 3AC 660-690 V, 50/60 HZ NOM. POWER RATI | 55214.95
6ES7841-0CC05-0YA5 | SIMATIC S7, S7-PLCSIM V5.4 FLOATING LICENSE FOR 1 USER E-SW, SW AND DOCU. ON CD, LICENSE KEY ON USB | 1035.24
3SF1324-1SD21-1BA3 | SAFETY POSITION SWITCHES WITH SOLENOID INTERLOCKING LOCKING FORCE 1300N, 5 DIRECTIONS OF APPROACH PL | 605.52
3RW4446-2BC45 | SIRIUS SOFT STARTER, VALUES WITH 500 V, 40 DEG., STANDARD: 356A, 250KW, INSIDE-DELTA CIRCUIT 3: 617A | 20670.71
BVP:261800 | BD2A-400-TV JUNCTION UNIT T UNIT FRONTSIDE 160-400A | 768.59
BVP:611343 | BD2C-250-EESC END FEEDER UNIT WITH DISCONNECTOR | 3114.74
3RA1941-1BA00 | CONNECTING MODULE ELECTRICAL AND MECHANICAL FOR 3RV1.4 AND 3RT1.4 1 PIECE DC OPERATION | 18.01
8WD5300-1AD | BUILT-IN LUMINAIRE STEADY BURNING LIGHT, 12 - 230V UC, YELLOW | 50.84
8GK1031-1KK11 | ALPHA 160 DIN, WALL-MOUNTED DB, FM UNEQ. DISTR. BOARD RAL 9016 IP31 SK2, H=500 W=300 D=140 | 268.19
3VL9800-3HE00 | ACCESSORY FOR VL1250, VL1600, ROTARY DRIVE, DIRECT SHAFT STUB/ NO KNOB USE WITH 8UC6314-6BD44 OR 8UC | 267.54
4RB2050-1EB50 | POWER CAPACITOR PHICAP MKP 415V 5.0KVAR | 48.28
7MF9006-6EC | MOUNTING KIT STAINLESS STEEL FOR WALL MOUNTING CONSISTING OF. MOUNTING BRACKET, SCREWS AND WASHERS I | 54.44
3NP1133-1JC10 | FUSE-SWITCH-DISCONNECTOR 3-POLE, NH00, 160A 60MM BUSBAR SYSTEM COVERS FOR RITTAL FLAT CONNECTOR | 90.06
3SE5132-0CC03 | SIRIUS POSITION SWITCH PLASTIC ENCLOSURE 40MM, TO EN50041 DEVICE CONNECTION 1X (M20X1.5) 1NO/1NC SNA | 31.04
3RW4455-2BC46 | SIRIUS SOFT STARTER, VALUES AT 690V, 40DEG., STANDARD: 693A, 710KW, INSIDE-DELTA CIRCUIT 3: ONLY UP | 41733.92
3SE5000-0BA00 | CONTACT BLOCK FOR POSITION SWITCH 3SE51/52 1NO/1NC SLOW-ACTION CONTACT | 16.16
3RK1395-6LS71-1AD5 | SIRIUS MOTOR STARTER M200D TECHNOLOGY MODULE REVERSING STARTER ELECTRONICAL SWITCHING 3 400V AC/5,5K | 1268.11
3NJ4133-3BF11 | IN-LINE FUSE SW. DISCONNECTOR 3-POLE SWITCHING, S. 2 I=400A, U=690V M 12 SCREW CONNECTION NEW DESIGN | 333.84
3TX6506-3B | TERMINAL COVER,TRANSPARENT F. M 6 THREAD (1 SET = 6 ITEMS) | 29.67
6AV6371-1DH07-0EX4 | WINCC/WEB NAVIGATOR UPGRADE DIAGNOSTICS CLIENT V6.X->V7.0, OPTION FOR WINCC V7.0, RUNTIME SW, SINGLE | 922.88
5SU1624-6WK82 | FI/LS-PROTECTOR TYPE A (PSE), D=70MM IFN 300MA, 10KA, 2-POLEE B 125A FOR PARTIAL SHUTDOWN | 560.85
3VL9800-1SV01 | ACCESSORY FOR VL800UL, VL1200UL, VL1600UL, SHUNT RELEASE 380...600V AC FOR INSTALLATION ON THE RIGHT | 252.5
6SL3000-0JE38-4AA0 | SINAMICS LINE HARMONICS FILTER INPUT 3AC 380-480V, 50/60HZ 400 / 450KW FOR REDUCTION OF LOW FREQUENC | 19094.19
3SE5000-0AA58 | LENGTH-ADJUSTABLE TWIST LEVER FOR POSITION SWITCH 3SE51/52 METAL LEVER 100MM LONG RUBBER ROLLER 50MM | 12.95
6AG1326-1BK02-2AB0 | SIPLUS S7-300 SM326F DI24 40PIN -25 ... +60 DEGREES C WITH CONFORMAL COATING BASED ON 6ES7326-1BK02- | 4019.73
6GK7377-1AA00-0AA0 | COMPACT SWITCH MODULE CSM 377 CONNECTING SIMATIC S7-300 AND UP TO 3 ADDITIONAL DEVICES WITH IND. ETH | 384.38
5TG6205 | I-SYSTEM, TIT. WH. ROCKER ROCKER F.2-CIRCUIT/DUAL 2-WAY SWITCH F. DOUBLE PUSHB., 55X55MM | 3.27
5SC221 | DIAZED FUSE LINK 500V F.CABLE AND LINE PROTECTION GL, SIZE DIVH, P.T.R1 1/4",100A | 19.9
6ES7194-4FA00-0AA0 | SIMATIC DP, CONNECTING MODULE FOR DIGITAL ELECTRONIC MODULES ET 200PRO 1XM23 TO BE USED WITH: EM 8DI | 70.79
3VL9800-4PJ00 | ACCESSORY FOR VL1250, VL1600, ACCESSORY CONDUCTOR FOR PLUG IN SOCKET | 130.82
4RB2050-3EE50 | POWER CAPACITOR PHICAP MKP 440V 5.0KVAR | 57.99
5SY6216-6 | CIRCUIT BREAKER 400V 6KA, 2-POLE, B, 16A, D=70MM | 19.27
8WH8120-4AB35 | LABELS, LONGIT. 31 - 40 SIZE ZB8 | 0.11
CQO:1012FN-PB | MOUNTING FRAMES FOR DEDICATED UNIVERSAL TRANSDUCER SIZE B (FOR PIPES > 125MM (5 IN.) LEGACY PART NU | 729.13
3SB2901-2AG | INSCRIPTION LABEL FOR GLUING ONTO LABEL HOLDER, LABEL SIZE 9.5 X 18.5MM, SILVER-COLORED, BLACK LETTE | 0.72
7ND4801-8GC | FIRMWARE OPTIONS FOR SIREC D400, 70 CREDITS | 4468.18
6FX5008-1BA11-3AA0 | POWER CABLE, SOLD BY THE METER 4 X 1.5 + 2 X 1.5 C UL/CSA, DESINA MOTION-CONNECT 500 DELIVERY FORM: | 1880.83
7MH7723-1CA | CABLE,MA SERIES,SUPPORT, C/W HARDWARE | 363.81
5SY7650-6 | CIRCUIT BREAKER 400V 15KA, 3+N-POLE, B, 50A, D=70MM | 135.21
5SY8540-8 | CIRCUIT BREAKER 230V 25KA, 1+N-POLE, D, 40A, D=70M | 84.76
5SY8650-7 | CIRCUIT BREAKER 400V 25KA, 3+N-POLE, C, 50A, D=70M | 225.71
6SL3120-1TE32-0AA4 | SINAMICS S120 SINGLE MOTOR MODULE INPUT: DC 600V OUTPUT: 3AC 400V, 200A OUTPUT: AT 8 KHZ / 140A FRA | 14391.35
6XV1440-4BN10 | CONNECTING CABLE PN FOR MOBILE PANELS (PROFINET), LENGTH: 10 M | 751.34
3RV1011-0AA15 | CIRCUIT-BREAKER, SIZE S00, FOR MOTOR PROTECTION, CLASS 10, A REL.0.11...0.16A, N REL.2.1A SCREW CONN | 62.46
3SE5000-0AE03-1AJ0 | ACTUATOR HEAD FOR POSITION SWITCH 3SE51 ROLLER LEVER, STAINLESS STEEL LEVER, WITH PLASTIC ROLLER 22M | 24.02
3RW4434-2BC35 | SIRIUS SOFT STARTER, VALUES WITH 575 V, 50 DEG., STANDARD: 100A, 75HP, INSIDE-DELTA CIRCUIT 3: 173A, | 7797.31
3RK1301-1GB00-0AA2 | DS1-X FOR ET 200S ELECTROMECHANICS LINE STARTER EXPANDABLE ADJUSTABLE RANGE 4.5...6.3A AC-3, 2.2 KW/ | 484.99
7ME3960-0SM20 | MOUNTING STRAP FOR DEDICATED TRANSDUCERS DN300 TO DN600 (LEG. NR. 1012MS-2) | 200.8
7KT5821 | ELECTRONIC TIME COUNTER DC 12-150V, 24-240V, 50HZ | 111.37
BVP:261943 | BD2C-400-LV-X*/Y* KNEE FRONTSIDE X/Y 0,36M-1,25M 160A-400A | 2064.66
FDK:083G2292 | ACC.BAG MAG 1100 FOOD DN50 TRI-CLAMP | 663.28
7PV1513-1AP30 | TIME RELAY, ON-DELAY, 1CO, TIME RANGE 5 S...100 S, AC 24/230 V AND DC 24 V, WITH LED | 28.31
8GK9601-4KK30 | ALPHA 630 DIN, COVER HEIGHT = 600MM, WIDTH = 750MM, CLOSED MINIMUM ORDER QTY 10 UNITS | 159.72
8GK4501-2KK23 | ALPHA 400/630 DIN PANEL INSTALLATION KIT W. SUPPORT,40MM DEEP-DRAWN H=300 W=500 | 104.47
5TG7321 | DELTA GLOW LAMP FINGER-SAFE, 230V WEAK BRIGHTNESS 0.18MA F. DELTA INSERTS | 3.31
3TH4355-0BB4 | CONTACTOR RELAY 55E EN 50 011 5NO+5NC, SCREW TERMINALS DC OPERATION DC SOLENOID SYSTEM DC 24V | 131.42
3WL9111-1AT65-0AA0 | 3WL9-NAFTA-ACCESSORY WLCM15M COM15 PROFIBUS MODULE | 1789.47
3NW8112-1 | CYLINDRICAL FUSE A.M. ACC. TO FRENCH STANDARD (NFC) WITHOUT INDICATOR SIZE 14X51MM, 500V 32A | 7.68
A5E01191956 | ACC. MAG 3100 DN125 PN40 GROUND RING W1.4404 | 235
5SY8140-7 | CIRCUIT BREAKER 230/400V 25KA, 1POLE, C, 40A, D=70MM | 24.67
4AM4342-5CT10-0FA0 | TRANSFORMER SITAS; PHASES:1; PN/PN(S6)(KVA):0,315 /1,12; UPRI(V):440+/-5%; USEC(V):230; ISEC(A):1,37 | 249.32
6SN1113-1AA00-1KA1 | SIMODRIVE VPM 200, VOLTAGE PROTECTION MODULE, 200 A METRIC THREAD | 2122.92
5SJ4203-8HG41 | CIRCUIT BREAKER 240V 14KA, 2-POLE, D, 3A, D=70MM ACC. TO UL 489 | 148.89
3VL9220-4TN31 | ACCESSORY FOR VL160 BOX TERMINALS COMPRISES 3 BOX TERMINALS AND TERMINAL COVER 3-POLE | 132.13
3RH1921-2EE02-ZX95 | SOLID-STATE COMPATIBLE AUXIL. SWITCH DIN EN 50005 LATERAL, CAGE CLAMP TERMINAL 2 NC,ENCAPSULATED SIZ | 30.45
3RK1304-5LS40-2AA0 | ET 200PRO DSE HF DIRECT STARTER HIGH FEATURE; MECH. SWITCHING; ELECTRO. UE PROTECTION; 3PH 400 V/5.5 | 792.07
3NW2010-0HG | FUSE LINK CLASS CC ACC. TO UL STANDARD 248-4 QUICK-RESPONSE, CURRENT-LIMIT. RATED CURRENT 1 A RATED | 20.1
5ST3631 | PIN BUSBAR, 16 SQMM CONNECTION: 6X1-PHASE SAFE-TO-TOUCH | 1.08
4AM4042-8DD40-0FD0 | TRANSFORMER SITAS; PHASES:1; PN/PN(S6)(KVA):0,2 /0,85; UPRI(V):550-525-500-480-460- 440-415-400-380- | 511.4
4AM5742-5AN00-0EA0 | TRANSFORMER SITAS; PHASES:1; PN/PN(S6)(KVA):1 /5; UPRI(V):400+/-5%; USEC(V):24; ISEC(A):41,67; F(HZ) | 555.34
3RT1055-1AB36 | CONTACTOR, 75KW/400V/AC-3, AC(40...60HZ)/DC OPERATION UC 23...26V AUXIL. CONTACTS 2NO+2NC 3-POLE, SI | 516.4
5TG6296 | I-SYSTEM, ELECTRIC WHITE ROCKER, SCREWABLE, W. WINDOW W. LIGHT SYMBOL F. PUSHB., 55X55MM | 11.62
A5E01191959 | ACC. MAG 3100 DN250 PN40 GROUND RING W1.4404 | 313.94
3RB2153-4FC2 | OVERLOAD RELAY 50...200 A FOR MOTOR PROTECTION SIZE S6, CLASS 5...30 MOUNT. ONTO CONT./ STAND-ALONE | 318.41
3SE5132-0PC03 | SIRIUS POSITION SWITCH PLASTIC ENCLOSURE 40MM, TO EN50041 DEVICE CONNECTION 1X (M20X1.5) 2NO/1NC SLO | 33.84
3RN1000-1AB00 | THERMISTOR MOTOR PROTECTION COMPACT EVALUATION UNIT AUTO, 1W, DC 24V SCREW CONNECTION | 109.51
4AM3242-5CJ10-0FA0 | TRANSFORMER SITAS; PHASES:1; PN/PN(S6)(KVA):0,063 /0,19; UPRI(V):440+/-5%; USEC(V):110; ISEC(A):0,57 | 111.94
3RB2283-4AC1 | PROCESSING UNIT FOR FULL MOTOR PROTECTION SIZE S00...S12, CLASS 5...30 STAND-ALONE INSTALLATION MAIN | 258.92
8MF6824-4R | STANDARD CUBICLE 8MF6 HXWXD=1800X1200X400 SIDE-BY-SIDE MOUNTING NON-VENT., ASSEM., WELDED IP40 | 3284.12
6ES7964-2AA04-0AB0 | SIMATIC S7, IF964-DP INTERFACE MODULE DP MASTER FOR S7-400 | 955.7
3RT1065-2AM36 | CONTACTOR, 132KW/400V/AC-3 AC(40...60HZ)/DC OPERATION UC 200-220V AUXILIARY CONTACTS 2NO+2NC 3-POLE, | 897.12
6GT2600-4AE00 | MOBY D / RF300 ISO MOBILE DATA MEMORY MDS D421 ACCORDING ISO 15693; PILL, 2000 BYTE FRAM, FOR FLUSH | 70.65
BVP:203256 | BD2-CEE325 ACCESS. T-O UNIT | 88.12
3RT1056-2AP36 | CONTACTOR, 90KW/400V/AC-3 AC(40...60HZ)/DC OPERATION UC 220-240V AUXILIARY CONTACTS 2NO+2NC 3-POLE, | 563.43
8WH2020-0CE07 | TWO-TIER PE TERMINAL WITH SPRING CONNECTION, SECTION: 0,14 - 1.5 MM2, WIDTH: 4.2 MM, COLOR:GREEN-YEL | 8.04
5SY4525-8 | CIRCUIT BREAKER 230V 10KA, 1+N-POLE, D, 25A, D=70MM | 27.13
6FX2001-2DB25 | SIMODRIVE (ACCESSORIES) INCR. ROTARY ENCODER W. RS 422 (TTL), 1250 PULSES, SYNCHRON. FLANGE, 6 MM SH | 366.56
3SE5000-0AD10 | ACTUATOR HEAD FOR POSITION SWITCH 3SE51/52 ROLLER PLUNGER W. PLASTIC ROLLER 10MM W. CENTRAL FIXING | 11.51
6SE6440-2UE25-5CA1 | MICROMASTER 440 WITHOUT FILTER 3AC 500-600 V +10/-10% 47-63 HZ CONSTANT TORQUE POWER 5.5 KW OVERLOA | 4166.69
3RW4453-6BC35 | SIRIUS SOFT STARTER, VALUES AT 575V, 50DEG., STANDARD: 494A, 500HP, INSIDE-DELTA CIRCUIT 3: 856A, 95 | 28127.88
3NA3244 | LV HRC FUSE LINK GL/GG WITH NON-INSULATED GRIP LUGS WITH FRONT INDICATOR SIZE 2, 250A, AC 500V/DC 44 | 13.34
5SY4513-7 | CIRCUIT BREAKER 230V 10KA, 1+N-POLE, C, 13A, D=70MM | 22.51
7MH7723-1HP | 1 CALIBRATION CHAIN STRAND 2.41 KG/M (1.62 LBS/FT) WITH MOUNT AND SPACERS (CORROSION RESISTANT) | 1367.93
8GK9511-6KK10 | ALPHA 400DIN DOOR AS SPARE PART SINGLE DOOR H=950 MM,W=300 MM INCL. CLOSING EQUIPMENT UP, IP31, SK2 | 106.49
8JK3172 | TERMINAL 1-POLE, FOR BUSBAR 20 X 8 CONDUCTOR CONNECTION 2 X 50-185MM2 | 68.04
LZS:RT78726 | PLUG-IN BASE FOR MOUNTING ON DIN RAIL, W. SAFE ISOLATION | 6.01
5SJ4235-8HG41 | CIRCUIT BREAKER 240V 10KA, 2-POLE, D, 35A, D=70MM ACC. TO UL 489 | 189.91
6AV6371-1DH06-2CX4 | WINCC/WEB NAVIGATOR UPGRADE V1.X -> V6.2 SP3 F. 25 CLIENTS, OPTION FOR WINCC V6.2 SP3, RUNTIME-SW, S | 15792.97
5TG1104-2 | DELTA MIRO FRAME 4-FOLD GENUINE MATERIAL WOOD TYPE OF WOOD RED MAPLE DIMENSIONS 303X90MM | 117.45
3SE5000-0AR03 | ACTUATOR HEAD FOR POSITION SWITCH 3SE51/52 SPRING ROD TOTAL LENGTH 76MM; SPRING= 23.5MM PLUNGER=10MM | 21.43
7MH7723-1FC | RANGE SPRING ASSEMBLY, C6, ILE-37, SPARE | 704.93
3NA6222 | LV HRC FUSE LINK GL/GG WITH INSULATED GRIP LUGS WITH COMBINATION INDICATOR SIZE 2, 63A, AC 500V/DC 4 | 19.06
4RB2042-3CC50 | POWER CAPACITOR PHICAP MKP 220V 4.2KVAR | 122.56
3RK1903-3AB10 | FOR F-CM CONTACT MULTIPLIER CAN BE CODED FOR TRIPPING GROUP SG1 TO SG6 30MM | 268.32
8MF9240 | MOUNTING PLATE H X W = 1200 X 600 MM FOR 8MF SYSTEM CUBICLE | 307.17
8WD4458-6XB | SIGNALLING COLUMNS, ACCESSORIES LED 230V AC, BA 15D, RED | 47.1
4AM5542-4TN00-0EC0 | TRANSFORMER SITAS; PHASES:1; PN/PN(S6)(KVA):0,68 /3,4; UPRI(V):230+/-5%; USEC(V):24; ISEC(A):28,3; F | 660.15
6GK1716-0HB00-3AL0 | SIMATIC NET, S7-REDCONNECT SW UPDATE SERVICE FOR 1 YEAR WITH AUTOM. EXTENSION REQUIRES ACTUAL SW-VER | 1455.98
8GK4401-1KK21 | ALPHA 160 DIN, ASSEMBLY KIT F. TERMINAL BLOCKS W. TERMINAL STRIP, HORIZONTAL, H=150 W=250 | 73.74
3RK4340-3BR51-1BA0 | SIRIUS MCU MOTOR STARTER EN.DEGR. OF PROTEC.IP55 PLASTIC COMMUNICATION WITHOUT ELECTROMECHANICAL SWI | 605.21
A5E03252527 | CABLE GLAND, EXD, 1/2"NPT, HAZARDOUS LOCATIONS | 232.65
LZS:RT3A4S15 | PLUG-IN RELAY COMPACT UNIT AC 115V, 1 CO CONTACT LED MODULE RED STANDARD PLUG-IN SOCKET 5 MM PINNING | 20.96
4EP3600-8US00 | MAINS CHOKE F.FU; PHASES:3; UN1(V):500; ITHMAX 1(A) / F1(HZ):12,5 /50; I LN (A):11,25; UK(%):2; LN(M | 418.99
6SL3000-2DH41-3BA0 | SINAMICS VOLTAGE PEAK LIMITER SPARE PART FOR MOTOR MODULE 1200KW, 3AC 500-690V | 9097.04
5SY8220-8BB08 | CIRCUIT BREAKER 400V 25KA, 2-POLE, 20A, D=70MM ONLY MAGNETIC TRIPPING | 50.58
5SY8402-8 | CIRCUIT BREAKER 400V 25KA, 4POLE, D, 2A, D=70MM | 199.75
6SL3760-0DB00-0AA0 | SWITCH-DISCONNECTOR 800A SPARE PART FOR SINAMICS S120 CABINET MODULES | 8315.34
3NA7124 | LV HRC FUSE LINK GL/GG WITH NON-INSULATED GRIP LUGS WITH COMBINATION INDICATOR SIZE 1, 80A, AC 500V/ | 10.06
5SY5204-7 | CIRCUIT BREAKER CURR. SENS DC 440V AC 400V 10KA, 2-POLE, C, 04A | 40.53
6SE6440-2AD33-7EA1 | MICROMASTER 440 WITH BUILT-IN CLASS A FILTER 3AC 380-480 V +10/-10% 47-63 HZ CONSTANT TORQUE POWER 3 | 16176.44
8WA1011-6EG23 | TWO-TIER TERMINAL THERMOPLASTIC CONNECTION ON BOTH ENDS DIODE TERMINAL, 6.5MM SZ 4 | 12.07
6SL3000-0DE23-6AA0 | SINAMICS HFD LINE REACTOR FOR 36 KW ACTIVE LINE MODULE INPUT: 3AC 380-480 V, 50/60 HZ | 1686.23
5SY6606-7 | CIRCUIT BREAKER 400V 6KA,3+N-POLE C, 6A, D=70MM | 42.58
3KL5330-1AB01 | SWITCH DISCONNECTOR FUSE NEW DESIGN IU=160A, UE=690V, 3-POLE FOR LV HRC FUSE SIZE 00 BASIC VERSION W | 853.46
8MF2864-4ES | SICUBE 8MF2000 EMC-CUBICLE; WELDED, GALVANISED H X W X D = 1800 X 600 X 400MM FOR INDIVIDUAL MOUNTIN | 2878.42
3TX7462-3S | SURGE SUPPRESSOR RC ELEMENT FOR SNAPPING ON AC 48 TO 127V FOR CONTACTORS SIZE 3 TO 6 | 15.72
3RT1075-2NB36 | CONTACTOR, 200KW/400V/AC-3 AC(40...60HZ)/DC OPERATION UC 21-27.3V AUXILIARY CONTACTS 2NO+2NC 3-POLE, | 1537.11
8UC7162-6BD22 | DOOR DRIVE 8UC7 HANDLE TI-GREY, MASKING FRAME LIGHT GRAY FOR CIRCUIT-BREAKER 3VL1, 3VL2, 3VL3 FOR AC | 122.3
5TG2903-1 | DELTA LINE/STYLE SURFACE MOUNTING ENCL., 3-FOLD PLATINUM METALLIC | 44.39
8MF2826-3RB | STANDARD CUBICLE 8MF2 HXWXD=1800X1200X600 SIDE-BY-SIDE MOUNTING VENTIL., ASSEMBL., WELDED IP30 | 3245.47
3NJ6900-4HK22 | ACCESSORY FOR SWITCH DISCONNECTOR W/FUSE, IN-LINE, PLUG-IN, AMPEREMETER, BI-METAL 500/5A, CL.1, 1 VA | 190.07
6SL3225-0BE32-2UA0 | SINAMICS G120 POWER MODULE PM250 WITHOUT FILTER POSSIBILITY OF REGENERATION 3AC380-480V +10/-10% 47- | 5433.23
BVP:611352 | BD2C-400-WO-AL ADAPTABLE LENGTH | 1418.46
6SL3056-2AA00-0GV0 | INDICATION LIGHT RED DC/AC 24V | 5.72
3RT1064-6AP36 | CONTACTOR, 110KW/400V/AC-3 AC(40...60HZ)/DC OPERATION UC 220-240V AUXILIARY CONTACTS 2NO+2NC 3-POLE, | 634.56
6AV6381-1AB06-2AX3 | SIMATIC WINCC RC UPGRADE V6.2, FROM V6.X TO V6.2 SP2, FOR SIMATIC WINCC RUNTIME & CONFIGURATION (RC) | 3009.11
A5E01151199 | ACC. MAG 3100 DN50 CL300 GROUND RING TANTALUM | 2890.81
3VL9100-4PD30 | ACCESSORY FOR VL160X, PLUG IN SOCKET KIT ASSEMBLY FRONT CONNECTORS RCD 3 POLE | 563.22
3SE5322-0SF21 | SAFETY POSITION SWITCHES WITH SOLENOID INTERLOCKING LOCK. FORCE 1300N,5 APPR. DIR. PLASTIC ENCLOSURE | 265.45
8MF5098-5E | STANDARD CUBICLE 8MF5 HXWXD=2000X900X800 INDIVIDUAL MOUNTING NON-VENT., NOT ASSEM., SCREWED IP54 | 3902.28
6ES7972-0DA60-0XA0 | SIMATIC DP, BUS CONNECTOR FOR PROFIBUS,W. TILTED CABLE OUTLET INSUL.PIERCING CONN.DEV., (W X H X D) | 77.84
BVP:261710 | BD2C-3-160-SB-1 STANDARD LENGTH 1,25M 160A, N + PE, 4 TAP OFFS | 768.59
5SY4204-8 | CIRCUIT BREAKER 400V 10KA, 2-POLE, D, 4A, D=70MM | 40.53
6FX7008-1BC61-3AA0 | POWER CABLE,SOLD BY THE METER, 4X16 + 4X0.5 C FOR LINEAR MOTORS TRAILING TYPE UL/CSA DESINA MOTION-C | 11945.65
6FX2003-7LS20 | PIN CONTACTS 6-16 MM2 (POWER CONNECTOR SIZE 1.5) PERFORMANCE PACK = 10 PIECES | 68.91
3NJ6900-4HD11 | ACCESSORY FOR SWITCH DISCONNECTOR W/FUSE, IN-LINE, PLUG-IN, AMPEREMETER, MOVING IRON 100/1A, CL.1, 0 | 64.31
3NJ4915-2JB10 | ACCESSORIES F. STRIPS 3NJ41 IN-LINE FUSE SW.DISC. S.NH1-3 INTEGRAT. CURR. TRANSFORMER 500/5A,CL.0.5 | 91.34
6ES7341-1CH02-0AE0 | SIMATIC S7-300, CP341 COMMUNICATION PROCESSOR WITH RS422/485 INTERFACE INCL. CONFIG. PACKAGE ON CD | 2459.94
3TY6563-0BM4 | COIL F.3TB56,3TC56 CONTACTORS DC 220V | 369
7MC2998-1AA | TERMINAL BLOCK FOR BASE-METAL ELEMENTS | 2.53
8MF4632 | MOUNTING PLATE HXW=ALLX900 | 249.21
3RV1935-5A | 3-PHASE LINE-SIDE TERMINAL, F. 3-PHASE BUSBAR, CONNECTION FROM ABOVE | 14.1
6GK1571-1AA00-0AH0 | DIN RAIL MOUNTING FOR COMMUNICAT. PROCESSOR CP 5711 , PLUG IN FOR CP5711 HOUSING; MECHANICAL MOUNT | 79.85
3TH4346-0AG2 | CONTACTOR RELAY 73E EN 50 011 7NO+3NC, 1 OVERLAP CONTACT SCREW TERMINALS AC OPERATION AC 50/60HZ 110 | 98.1
5SU1356-6KK20 | FI/LS-PROTECTOR TYPE A (PSE/SSF), D=70MM IFN 30MA,6KA, 1+N-POLEE B 20A | 81.05
6RA8097-4GV62-0AA0 | SINAMICS DCM DC CONVERTER FOR FOUR-QUADRANT DRIVES CONNECTION (B6) A (B6) C INPUT: 3-PHASE AC 575V, | 57213.05
3NJ6920-3BD12 | ACCESSORY FOR IN-LINE FUSE SWITCH DISCONNECT. PLUG-IN, CURRENT TRANSFORMER 100/1A, CL.0.5, 2.5 VA | 146.06
3RT1265-6AV36 | VAC. CONTACTOR, 132KW/400V/AC-3 AC(40...60HZ)/DC OPERATION UC 380-420V AUXILIARY CONTACTS 2NO+2NC 3- | 1383.96
6AV6574-1AD00-4EX0 | PROTECTIVE MEMBRANE FOR MP370 15" TOUCH, MP377 15" TOUCH,THIN CLIENT 15" 10 PIECES PER PACKAGING UNI | 203.17
6SL3263-1HC20-0GA0 | SINAMICS G110D PROTECTION BAR FSC | 79.11
3VL9300-4RA00 | ACCESSORY FOR VL250, REAR TERMINAL, SHORT, ROUND COMPRISES 1 TERMINAL | 26.95
A5E02296464 | 2X15M(49FT)CABLE KIT WITH STANDARD COIL CABLE, 3 X 1.5 MM2/ 18 GAGE WITH SHIELD PVC AND ELECTRODE | 308.5
3RA6933-0C | CONNECTING CABLE, 14-POLE, 200 MM | 34.44
6ES7193-7DB20-0AA0 | SIMATIC DP, TERMINAL MODULE TM-PS-B FOR ET200ISP, IN ADDITION TO TM-PS-A, F. INTEGRATION OF THE REDU | 300.65
3RK1304-5LS40-4AA0 | ET 200PRO DSE ST DIRECT STARTER STANDARD; MECH. SWITCHING; ELECTRO. UE PROTECTION; 3PH 400 V/5.5KW; | 623.96
3SB2901-4NG | INSCRIPTION PLATE FOR PUSHBUTTON AND ILLUMINATED PUSHBUTTON, FLAT, CLEAR WITH BLACK LETTERING, WITH | 0.72
3NH4032 | LV HRC FUSE BASE, 690V(1000V) TRIPLE-POLE, 160A, SIZE 00 CLIP TYPE TERMINAL, 6 TO 70SQMM | 93.42
3SB2901-5RH | INSERT CAP FOR PUSHBUTTON AND ILLUMINATED PUSHBUTTON RAISED 7 CLEAR WITH BLACK LETTERING, WITH SYMBO | 0.93
6ES7658-2AX17-0YH0 | SIMATIC PCS 7, SOFTWARE, UPGRADE PACKAGE OS SINGLE STATION FROM V7.0 TO V7.1, R-SW, WITHOUT SW AND D | 2483.49
3RW4426-3BC46 | SIRIUS SOFT STARTER, VALUES WITH 690 V, 40 DEG., STANDARD: 77A, 75KW, INSIDE-DELTA CIRCUIT 3: ONLY U | 7077.76
8US1903-6AA01 | BUS BAR HOLDER 40 MM SYSTEM 1 X 12 X 5 MM, 2 X 12 X 5 MM AS END AND INTERMEDIATE SUPPORT 1SET = 100 | 1073.94
3RT1266-6AS36 | VAC. CONTACTOR, 160KW/400V/AC-3 AC(40...60HZ)/DC OPERATION UC 500-550V AUXILIARY CONTACTS 2NO+2NC 3- | 1673.87
3NP5060-0EA86-ZA01 | FUSE-SWITCH-DISCONNECTOR I=160A, U=690V, 3-POLE AUXILIARY SWITCH 1NO+1NC FOR CABLE-LUG CONNECTION WI | 761.3
3NJ6900-4HJ21 | ACCESSORY FOR SWITCH DISCONNECTOR W/FUSE, IN-LINE, PLUG-IN, AMPEREMETER, MOVING IRON 400/5A, CL.1, 0 | 64.31
5SJ4113-8HG42 | CIRCUIT BREAKER 10KA, 1POLE, D, 13A ACC. TO UL 489 - 277V | 44.15
3RP1511-1AQ30 | TIME RELAY, ON-DELAY, 1C, RANGE 0.5 S...10 S, AC 24,100...127 V AND DC 24 V, WITH LED | 137.37
5SU1354-7KK32 | FI/LS-PROTECTOR TYPE A (PSE/SSF), D=70MM IFN 30MA,10KA, 1+N-POLEE C 32A | 57.84
M56340-A0046 | INSTRUMENT BRACKET, DESIGN H TO DIN 16281, MADE OF ALUMINUM ALLOY, PROJECTION LENGTH 60 MM | 44.1
3VL9100-4PC30 | ACCESSORY FOR VL160X, PLUG IN SOCKET KIT ASSEMBLY FRONT CONNECTORS 3 POLE | 349.3
7MH7723-1FA | RANGE SPRING ASSEMBLY, C4, ILE-37, SPARE | 704.93
8MF6096-4E | STANDARD CUBICLE 8MF6 HXWXD=2000X900X600 INDIVIDUAL MOUNTING NON-VENT., ASSEM., WELDED IP40 | 3284.12
3RV1011-0GA15 | CIRCUIT-BREAKER, SIZE S00, FOR MOTOR PROTECTION, CLASS 10, A REL.0.45...0.63A, N REL.8.2A SCREW CONN | 63.03
6DL2804-1AE62 | EX-DEVICE MADE OF STAINLESS STEEL, IP65. WITH INSTALLATION OF ET200ISP- COMPONENTS (THEY HAVE TO ORD | 6967.52
5SY8406-7 | CIRCUIT BREAKER 400V 25KA, 4POLE, C, 6A, D=70MM | 166.65
3VL9400-3MA10 | ACCESSORY FOR VL400 MOTORIZED OPERATING MECH. 24 VDC FOR ETU GREATER THAN,EQUAL TO *E02*01* | 1157.83
BVP:261757 | BD2C-3-250-WB-3W* OPTIONAL LENGTH 2,26M-3,24M 250 A, N + PE, 8-12 TAP OFFS | 1482.11
6XV1440-4BN15 | CONNECTING CABLE PN FOR MOBILE PANELS (PROFINET), LENGTH 15 M | 998.3
BVP:261482 | BD2A-3-250-SB-2 STANDARD LENGTH 2,25M 250A, N + PE, 8 TAP OFFS | 813.87
5TT3435 | N-TYPE LEVEL RELAY AC 230V 4A MIN/MAX | 202.41
5SU1354-6KK06 | FI/LS-PROTECTOR TYPE A (PSE/SSF), D=70MM IFN 30MA,10KA, 1+N-POLEE B 6A | 105.98
3NA6114-4 | LV HRC FUSE LINK GL/GG WITH INSULATED GRIP LUGS WITH COMBINATION INDICATOR SIZE 1, 35A, AC 400V | 17.07
5SY6105-7 | CIRCUIT BREAKER 230/400V 6KA, 1-POLE, C, 0.5A, D=70MM | 19.58
7MF9412-6DA | 2 SCREWS, 7/16-20 UNF X 2 INCH, ANSI B 18.2.1, 1 FLAT-PROFILE GASKET | 12.93
3NP1943-1BG30 | ACCES.F.FUSE SWI. DISCONNECTOR FOR NH1 AUXILIARY CONDUCTOR CONNECTION FOR SADDLE TERMINAL OR PRISM T | 12.63
3LD2418-0TK11 | MAIN SWITCHES 3-POLE SWITCHING ELEM. FLOOR MOUNTING WITH DOOR-COUPL. ROT. OP. MECH. CONTROL ELEMENT | 367.78
3VL9400-4WC30 | ACCESSORY FOR VL400, DRAW OUT ASSEMBLY FRONT CONNECTORS 3 POLES | 1452.19
3TG1010-0BB4 | CONTACTOR SCREW TERMINALS, 4NO FOR SNAPPING ONTO STANDARD MOUNTING RAIL DC OPERATION DC 24V | 31.08
8MF6084-4R | STANDARD CUBICLE 8MF6 HXWXD=2000X800X400 SIDE-BY-SIDE MOUNTING NON-VENT., ASSEM., WELDED IP40 | 2550.02
7ME3960-0MC00 | TRANSDUCER MOUNTING HARDWARE MOUNTING HARDWARE FOR DEDICATED UNIVERSAL TRANSDUCER SIZE C LEGACY PART | 766.98
3RT1076-6LA06 | CONTACTOR, 250KW/400V/AC-3 WITHOUT COIL AUXILIARY CONTACTS 2NO+2NC 3-POLE, SIZE S12 RAIL CONNECTIONS | 1832.51
BVP:262497 | BD2-AK03X/F2258-3 TAP-OFF UNIT 125A / 1X 3POLE FU SE SOCKET SP58 | 746.56
6AG1431-0HH00-4AB0 | SIPLUS S7-400 SM431 16AE FOR MEDIAL STRESS BASED ON 6ES7431-0HH00-0AB0 | 2829.7
3NA3365-6 | LV HRC FUSE LINK GL/GG WITH NON-INSULATED GRIP LUGS WITH FRONT INDICATOR SIZE 3, 500A, AC 690V/DC 44 | 86.56
3SE5232-0CE12-1CA0 | SIRIUS POSITION SWITCH W. INCREASED CORROSION PROT. PLASTIC HOUSING ACC. TO EN50047, 31MM DEVICE CON | 36.06
5SJ6113-7KS | CIRCUIT BREAKER 230/400V 6KA, 1-POLE, C, 13A, D=70MM WITH SCREWLESS TAP-OFF TERMINAL | 5.59
6GK1901-1BB10-6AA0 | IE RJ45 PLUG PRO, PUSH PULL IP65 PLUG FOR ON-SITE MOUNTING TO TP CABLES 2X2 (PACKAGING UNIT1 CONNECT | 51.55
8MF6286-5R | STANDARD CUBICLE 8MF6 HXWXD=2200X800X600 SIDE-BY-SIDE MOUNTING NON-VENT., ASSEM., WELDED IP54 | 3071.62
A5E02213583 | ACCESSORIES CLAMP CONNECTION (ISO 2852 (SMS 3016, BS 4825-3)) DN 38, FOR SENSOR SIZE DN40, (P GA | 614.28
6FX8008-1BD61-1FA0 | SIGNAL CABLE,SOLD BY THE METER 4 X 2 X 0.18 C TRAILING CABLE, UL/CSA DESINA MOTION CONNECT 800, DELI | 370.13
3NA6830 | LV HRC FUSE LINK GL/GG WITH INSULATED GRIP LUGS WITH COMBINATION INDICATOR SIZE 000, 100A, AC 500V/D | 4.6
8WA1011-6BG11 | TWO-TIER TERMINAL THERMOPLASTIC CONNECTION ON BOTH ENDS 1POLE, BLUE, 6.5MM, SZ 4 DOUBLE CONNECTION | 8.25
8GS4018-8 | ALPHA-ZS, SUPPORT FOR HINGED SECTION COVER (1 SET = 2 UNITS) | 9.29
5SD602 | DIAZED FUSE-LINK 750V DC RAILROAD PROPERTY PROTECTION CHARACTERISTICS FAST ACTING SIZE DIII, E33, 4A | 16.47
5ST3014 | AUXILIARY CIRCUIT SWITCH MOUNT. 2MC, FOR SMALL POWER FOR CIRCUIT-BREAKER D=70MM | 25.57
8MF5266-4ES | EMC CUBICLE IP40 HXWXD=2200X600X600 | 3689.79
3SE5112-3LA00 | BASIC SWITCH FOR POSITION SWITCH 3SE51. METAL ENCLOSURE 40MM TO EN50041 DEVICE CONNECTION 1X (M20X1. | 51.28
3RW4454-2BC45 | SIRIUS SOFT STARTER, VALUES AT 500V, 40DEG., STANDARD: 615A, 400KW, INSIDE-DELTA CIRCUIT 3: 1065A, 7 | 33099.31
5ST3711 | PIN BUS BAR SHOCKHAZARD SAFETY, 16QMM 3 PHASE+HS, L= 214MM WITH END CAPS | 15.19
3NW8102-1 | CYLINDRICAL FUSE A.M. ACC. TO FRENCH STANDARD (NFC) WITHOUT INDICATOR SIZE 14X51MM, 500V 2A | 6.35
4AM6442-8DD40-0FD0 | TRANSFORMER SITAS; PHASES:1; PN/PN(S6)(KVA):1,5 /9,7; UPRI(V):550-525-500-480-460- 440-415-400-380-2 | 1341.59
3VL9320-8TC00 | ACCESSORY FOR VL250, CURRENT TRANSFORMER FOR OVERLOAD PROTECTION OF THE N-CONDUCTOR AND FOR EARTH-FA | 374.17
3VL9100-3MY10 | ACCESSORY FOR VL160X ADAPTER PLATE WITH SCREWS FOR MOTORIZED OPERATING MECHANISM SEO | 43.17
5SY4432-6 | CIRCUIT BREAKER 400V 10KA, 4-POLE, B, 32A, D=70MM | 81.05
5SY6506-7 | CIRCUIT BREAKER 230V 6KA,1+N-POLE C, 6A, D=70MM | 13.16
3RT1966-7A | ARC CHUTES FOR SIZE S10 F. CONTACTOR 3RT1066,160KW/AC-3 | 129.46
3RW4465-6BC35 | SIRIUS SOFT STARTER, VALUES AT 575V, 50DEGREES, STANDARD: 885A, 1000HP, INSIDE DELTA: 1533A, 1750HP, | 50237.7
3RW3046-1BB04 | SIRIUS SOFT STARTER, SIZE S3, 80A, 45KW/400V, 40 DEGREES, 200-480V AC, 24V AC/DC, SCREW TERMINALS | 1216.67
3SB2901-4AZK1Y | INSCRIPTION PLATE FOR PUSHBUTTON AND ILLUMINATED PUSHBUTTON, FLAT, CLEAR WITH BLACK LETTERING, CUSTO | 2.4
3TH4364-0BM4 | CONTACTOR RELAY 64E EN 50 011 6NO+4NC, SCREW TERMINALS DC OPERATION DC SOLENOID SYSTEM DC 220V | 131.42
8WD4408-0CC | SIGNALLING COLUMNS, DIAM. 70 MM ACCESSORIES ANGLE FOR FOOT MOUNTING | 18.54
5SU1674-7BK82 | FI/LS-PROTECTOR TYPE B UNIV. CURRENT SENSIT. IFN 300MA, 10KA, 4-POLEE C 125A FOR PARTIAL SHUTDOWN | 2603.89
6AG1332-1SH71-4AA0 | SIPLUS S7-1200 PM1207 FOR MEDIAL STRESS WITH CONFORMAL COATING BASED ON 6EP1332-1SH71 . STABILIZED P | 253.34
6XV1875-5DH20 | SIMATIC NET, IWLAN R-SMA/ SMA MALE/MALE FLEXIBLE CONNECTION CABLE PREASSEMBLED, LENGTH 2M FLEXIBLE C | 66.71
5SY5205-7 | CIRCUIT BREAKER CURR. SENS DC 440V AC 400V 10KA, 2-POLE, C, 0.5A | 63.32
3TX7402-2B | SURGE SUPPRESSOR RC ELEMENT AC 48 TO 127V FOR CONTACTORS SIZE 0 TO 2 | 14.34
A5E01152916 | ACC. MAG 3100 DN80 CL150 GROUND RING TANTALUM | 3642.11
4AM6442-5AT10-0FC0 | TRANSFORMER SITAS; PHASES:1; PN/PN(S6)(KVA):1,7 /9,7; UPRI(V):400+/-5%; USEC(V):230; ISEC(A):7,39; F | 1228.26
5SY8103-8 | CIRCUIT BREAKER 230/400V 25KA, 1POLE, D, 3A, D=70MM | 35.75
3VL9400-3ML00 | ACCESSORY FOR VL400, STORED ENERGY OPERATOR 42-48V AC/DC | 1537.23
3SE5250-0LC05 | SIRIUS POSITION SWITCH; PLASTIC HOUSING NOT ENCAPSULATED 30MM 1NO/2NC SNAP-ACTION CONTACTS TEFLON PL | 21.21
3RT1476-6AU36 | CONTACTOR, 690A/AC-1 AC(40...60HZ)/DC OPERATION UC 240-277V AUXILIARY CONTACTS 2NO+2NC 3-POLE, SIZE | 1526.19
3RK1315-6KS41-1AA0 | SIRIUS MOTOR STARTER M200D AS-I COMMUNICATION: AS-INTERFACE REVERSING STARTER, BASIC MECHANICAL SWIT | 839.14
5SJ4130-7HG40 | CIRCUIT BREAKER 240V 14KA, 1-POLE, C, 30A, D=70MM ACC. TO UL 489, SAME POLARITY | 39.41
7MH7723-1JE | CLS100 PLUGGED DISCHARGE CHUTE RETROFIT KIT (INLCUDES CLS100, MATERIAL HOOD) | 726.47
3LD2003-1TL51 | 4-P. MAIN CTR./EM.-STOP SWITCH IU=16, P/AC-23A AT 400V=7.5KW FRONT MOUNTING 4-HOLE MOUNTING ROTARY A | 33.19
5SJ4132-6HG40 | CIRCUIT BREAKER 240V 14KA, 1-POLE, B, 32A, D=70MM ACC. TO UL 489, SAME POLARITY | 29.4
3VL9800-3MJ01 | ACCESSORY FOR VL1200UL,VL1600UL (NG FRAME - PG FRAME) MOTOR-OPER. MECHANISM 24V DC | 2943.61
5TG1114-0 | DELTA MIRO FRAME 4-FOLD COLOUR TITANIUM WHITE DIMENSIONS 303X90MM | 22.28
3RV1917-5CA00 | CABLE CONNECTOR, FOR CIRCUIT-BREAKER SIZE S00 WITH SCREW TERMINAL (INDIVIDUAL PACKING) | 3.27
3RA6120-2CP32 | SIRIUS, COMPACT STARTER, DIRECT STARTER 690 V, 110 ... 240 V AC/DC, 50 ... 60 HZ, 1 ... 4 A, IP20, C | 625.61
5TT4207-2 | RELAY,N-TYPE W 2 CHANGEOV.CONT. CONTACT FOR AC 230V 16A CONTROL AC 24V | 40.23
7MH5102-2PD00 | SIWAREX WL 260 LOAD CELL SP-S AA 50KG C3 - RATED LOAD 50KG - ACCURACY CLASS C3 - 3M CABLE LENGTH, 6 | 117.17
5SJ4120-7HG42 | CIRCUIT BREAKER 10KA, 1POLE, C, 20A ACC. TO UL 489 - 277V | 38.36
6FX2003-7KS07 | MALE CONTACTS 0.5 -1.5 MM2 (POWER CONNECTOR SIZE 0.5) PERFORMANCE AND BRAKE PACK = 10 PIECES | 26.13
5SU1324-7FA40 | FI/LS-PROTECTOR TYPE A (PSE/SSF), D=70 MM IFN 30MA, 10KA,2-POLE C 40A 3MW | 109.75
8WA1011-3DG21 | THROUGH-TYPE TERMINAL THERMOPL. SCREW TERMINAL ON BOTH ENDS TERMINAL BLOCK 3-POLE, BEIGE 19.5MM, SZ. | 6.64
6AV7860-0BH50-0AA0 | SIMATIC FLAT PANEL CABLE INDUSTRIAL GRADE DVI-D 5M | 81.21
A5E02213597 | ACCESSORIES CLAMP CONNECTION TRI-CLAMP DN 15, FOR SENSOR SIZE 1/2 INCH, DN 15 (P GASKET) | 460.94
8UC7161-1BB10 | DOOR DRIVE 8UC7 HANDLE TI-GREY/BL.GREEN BASIC MASKING FRAME LIGHT GRAY FOR 3-POLE SWITCH DISCONNECTO | 61.76
3RV1912-1CV1 | UNDERVOLTAGE RELEASE AC 415V, 50HZ, AC 480V, 60HZ, W. LEADING AUX. SWITCHES, 2NO, FOR CIRCUIT-BREAKE | 36.5
8MR2110-1D | HEATER 110-120 V, 15 W;UL-APP. HG 04000.9-00 | 73.17
8MF6868-4R | STANDARD CUBICLE 8MF6 HXWXD=1800X600X800 SIDE-BY-SIDE MOUNTING NON-VENT., ASSEM., WELDED IP40 | 2376.17
5SU1353-7KK06 | FI/LS-PROTECTOR TYPE A (PSE/SSF), D=70MM IFN 30MA,4.5KA, 1+N-POLEE C 6A | 128.37
3NA6120 | LV HRC FUSE LINK GL/GG WITH INSULATED GRIP LUGS WITH COMBINATION INDICATOR SIZE 1, 50A, AC 500V/DC 4 | 13.44
6SE6400-3TC08-8FE0 | MICROMASTER 4 OUTPUT CHOKE 500-600 V 3AC 99 A STAND ALONE FS F - 0.3 MH | 1922.82
3NA7230-6 | LV HRC FUSE LINK GL/GG WITH NON-INSULATED GRIP LUGS WITH COMBINATION INDICATOR SIZE 2, 100A, AC 690V | 50.58
6XV1873-3CN50 | SIMATIC NET FO TRAILING CABLE 50/125, PREASSEMBLED WITH 2X2 BFOC CONNECTORS, INSERTION GUIDE, LENGTH | 880.87
8MF6064-4R | STANDARD CUBICLE 8MF6 HXWXD=2000X600X400 SIDE-BY-SIDE MOUNTING NON-VENT., ASSEM., WELDED IP40 | 2318.2
8WH2103-2BF01 | HYBRID FEED-THROUGH TERMINAL SCREW AND 2X SPRING CONNECTION SECTION: 0.08 - 2.5 MM2, WIDTH: 5.2 MM, | 1.75
3SE5212-0MC05 | SIRIUS POSITION SWITCH; METAL ENCLOSURE TO EN50047, 31MM DEVICE CONNECTION 1X(M20X1.5); 1NO/2NC SLOW | 29.19
3TH4355-0BK4 | CONTACTOR RELAY 55E EN 50 011 5NO+5NC, SCREW TERMINALS DC OPERATION DC SOLENOID SYSTEM DC 180V | 135.75
6DR4004-8VK | MOUNTING SET FOR SIPART PS2 ELECTROPNEUMATIC POSITIONER MOUNTING ON LINEAR ACTUATORS CONSTING OF A S | 78.25
5SY4118-7 | CIRCUIT BREAKER 230/400V 10KA, 1-POLE, C, 15A, D=70MM | 14.07
BVP:261798 | BD2A-400-TL JUNCTION UNIT T UNIT LEFT 160-4 00A | 3381.55
7VV3003-5JG32 | SICROWBAR 1600V/10,5KA DC - SURGE SUPPRESSOR C98130-A7060-A45 | 16394.27
8GK4501-5KK12 | ALPHA 400/630 DIN, EMPTY FIELD COVER WITH SUPPORT H=750 W=250 | 133.61
5SY7650-8 | CIRCUIT BREAKER 400V 15KA, 3+N-POLE, D, 50A, D=70MM | 237.54
5SY6416-6 | CIRCUIT BREAKER 400V 6KA, 4-POLE, B,16A, D=70MM | 59.02
4AM4342-4TT10-0FA0 | TRANSFORMER SITAS; PHASES:1; PN/PN(S6)(KVA):0,315 /1,12; UPRI(V):230+/-5%; USEC(V):230; ISEC(A):1,37 | 249.32
8GK4402-2KK22 | ALPHA 400/630 DIN, KIT FOR ROW TERMINALS WITH TERMINAL SUPPORT, FIELD COVER WITHOUT CUTOUT WITH TERM | 135.62
8MF2896-5E | CUBICLESYSTEM 8MF2000 HXWXD = 1800 X 900 X 600MM FOR INDIVIDUAL MOUNTING WITH SIDE PANELS, IP 54 | 3206.83
8WA1893 | COVER WHITE, FOR INSCRIPTION FOR TERMINALS SIZE 35 | 1.37
6FX2003-7LB00 | SOCKET CONTACTS 1.0 - 2.5 MM2 (POWER CONNECTOR SIZE 1-1.5) PERFORMANCE AND BRAKE SIZE 1 BRAKE SIZE 1 | 43.61
3RK1325-6LS41-1AA0 | SIRIUS MOTOR STARTER M200D AS-I COMMUNICATION: AS-INTERFACE REVERSING STARTER STANDARD MECHANICAL SW | 981.67
6XV1820-7BN75 | SIMATIC NET, INDOOR FIBER OPTIC (62.5/125), FREE OF HALOGEN, RESISANT TO, TREADING, FLAME-RETARDANT | 465.91
BVP:261844 | BD2A-1000-LL-Y*-G* ELBOW LEFT X 0,36M / Y 0,36M-1, 25M 500A-1000A WINKEL 85 GRAD-1 75 GRAD | 1901.89
8MF5868-5R | STANDARD CUBICLE 8MF5 HXWXD=1800X600X800 SIDE-BY-SIDE MOUNTING NON-VENT., NOT ASSEM., SCREWED IP54 | 2627.29
M56340-A0061 | WATER TRAP B TO DIN 16282 120 CEL/100 BAR, 400 CEL/63 BAR MAT. NO. 1.4571 | 39.29
3SE5122-0BH60 | SIRIUS POSITION SWITCH METAL ENCLOSURE 56MM WIDE DEVICE CONNECTION 3X (M20X1.5) 1NO/ 1NC SLOW-ACTION | 58.77
3NP1133-1JC20 | FUSE-SWITCH-DISCONNECTOR 3-POLE, NH00, 160A 60MM BUSBAR SYSTEM COVERS FOR RITTAL BOX TERMINAL | 95.96
3RS1000-2CD10 | TEMPERATURE MONITORING RELAY FOR PT100, EXCEEDING OF 1 THRESH. VAL., WIDTH 22ND5 MM 0 C - 100 C, 24V | 207.01
4EP3700-6US00 | MAINS CHOKE F.FU; PHASES:3; UN1(V):500; ITHMAX 1(A) / F1(HZ):31,5 /50; I LN (A):28,35; UK(%):2; LN(M | 823.63
7NG3211-0AN00 | TEMPERATURE TRANSMITTER SITRANS TH100 FOR PT100 FOR INSTALLATION IN SENSOR HEAD 2-WIRE SYSTEM, 4-20 | 159.93
8WH2003-0AF01 | FEED-THROUGH TERMINAL WITH SPRING CONNECTION, 3 CONNECT. POINTS SECTION: 0.08 - 2.5 MM2, WIDTH: 5.2 | 1.52
3RF2230-3AB45 | SOLID STATE RELAY 3-PHASE 3RF2 | 105.72
6AV6611-0AA51-3CE5 | WINCC FLEXIBLE 2008 COMPACT, UPGRADE FOR WINCC FLEXIBLE 2004/2005/2007 COMPACT, INCL. CHANGE CONTROL | 310.34
4EM4911-8CB00 | COMMUTATING CHOKE FOR CONVERTER; PHASES:1; UN1(V):400; ITHMAX 1(A) / F1(HZ):11,2 /50; I LN (A):10,08 | 726.05
6ES7922-4BC50-0AE0 | FRONT CONNECTOR FOR S7-400 48-POLE (6ES7492-1CL00-0AA0), WITH 46 SINGLE CORES 0.5 MM2, H05V-K SINGLE | 137.08
3NW2250-0HG | FUSE LINK CLASS CC ACC. TO UL STANDARD 248-4 QUICK-RESPONSE, CURRENT-LIMIT. RATED CURRENT 25 A RATED | 20.1
8WH1000-0AU00 | HIGH-CURRENT TERMINAL WITH SCREW CONNECTION, SECTION: 70 - 240 MM2, WIDTH: 36 MM, COLOR: GRAY | 51.91
A5E01163681 | KIT, SENSOR FOR CABLE UNITS, PVDF, STANDARD, FKM | 764.39
BVP:261911 | BD2C-400-ZR-X*/Y*/Z* Z UNIT RIGHT X/Y 0,36M-0,60M, Z 0,14M-1,25M 160-400A | 1960.64
3NJ6930-3BF22 | ACCESSORY FOR IN-LINE FUSE SWITCH DISCONNECT. PLUG-IN, CURRENT TRANSFORMER 200/5A, CL.0.5, 2.5 VA | 135.62
6SL3224-0BE23-0AA0 | SINAMICS G120 POWER MODULE PM240 WITH BUILT IN CL. A FILTER WITH BULT IN BRAKING CHOPPER 3AC380-480V | 2213.06
5SY4202-7 | CIRCUIT BREAKER 400V 10KA, 2-POLE, C, 2A, D=70MM | 37.75
6AV6671-2EC00-0AX0 | PROTECTIVE MEMBRANE FOR TP 177B 4" AND KTP400 BASIC 10 PIECES PER PACKAGING UNIT | 120.85
3RS1901-1B | ACCESSORIES REPLACEABLE LABELING FOR DIGITAL 3-SENSOR DEVICE GERMAN | 2.01
8MF6864-5E | STANDARD CUBICLE 8MF6 HXWXD=1800X600X400 INDIVIDUAL MOUNTING NON-VENT., ASSEM., WELDED IP54 | 2878.42
7ML1830-1AT | EASY AIMER II, 304, FLANGE WITH NPT THREAD, W/CPLNG, . 1 1/2 INCH, FOR XPS30/40 ONLY | 605.99
5SY7125-6 | CIRCUIT BREAKER 230/400V 15KA, 1-POLE, B, 25A, D=70MM | 13.34
A5E02213582 | ACCESSORIES CLAMP CONNECTION (ISO 2852 (SMS 3016, BS 4825-3)) DN 33.7, FOR SENSOR SIZE DN25, (P | 578.89
3TH4391-0BB4 | EN 50 011 EN 50 011 9NO+1NC, SCREW TERMINALS DC OPERATION DC SOLENOID SYSTEM DC 24V | 131.42
5UB1403 | DELTA PROFIL, TITANIUM WHITE SCHUKO SOCKET OUTL. 10/16A 250V W. SCREWLESS TERMINALS COVER PLATE 65X6 | 9.03
3RA6250-2AP33 | SIRIUS, COMPACT STARTER, REVERSING STARTER 690 V, 110 ... 240 V AC/DC, 50 ... 60 HZ, 0.1 ... 0.4 A, | 1000.12
3RT1054-2AU36 | CONTACTOR, 55 KW / 400 V / AC-3 AC(40...60HZ)/DC OPERATION UC 240-277V AUXILIARY CONTACTS 2NO+2NC 3- | 365.41
5SU1653-7KK16 | FI/LS-PROTECTOR TYPE A (PSE/SSF), D=70MM IFN 300MA,4.5KA, 1+N-POLE C 16A | 126.87
3RW4443-2BC45 | SIRIUS SOFT STARTER, VALUES WITH 500 V, 40 DEG., STANDARD: 203A, 132KW, INSIDE-DELTA CIRCUIT 3: 352A | 12755.66
6FX2003-0LA00 | POWER CONNECTOR SIZE 1 6-POLE PIN, EXTERNAL THREAD, 1 X 6-POLE INSULATOR 8 X PIN CONTACT (1- 2.5 MM2 | 111.88
3RT1926-2ED11 | SOLID-STATE, TIME-DELAYED AUXILIARY SWITCH BLOCK SETTING RANGE 0.05 S...1 NO, AC 200...240 V, 1NO + | 69.01
8MR2110-6AA | HEATER 24 V, 60 W HG 04013.0-00 | 123.88
8GK9511-7KK20 | ALPHA 400DIN DOOR AS SPARE PART SINGLE DOOR H=1100 MM,W=550 MM INCL. CLOSING EQUIPMENT UP, IP31, SK2 | 167.76
6XV1870-3QH20 | SIMATIC NET INDUSTRIAL ETHERNET TP CORD RJ45/RJ45, CAT 6, TP CABLE 4X2, PREASSEMBLED W. W. 2 RJ45 CO | 33.34
7ME3951-0LN00 | TRANSDUCER FOR PORTABLE METER VERSION, NO APPROVAL LIQUID FLOW:C2H(HIGH PRECISION) LEGACY PART NUMBE | 2332.23
4AT3612-5CJ10-0FA0 | TRANSFORMER SITAS; PHASES:1; PN/PN(S6)(KVA):5 /18,5; UPRI(V):440+/-5%; USEC(V):110; ISEC(A):45,5; F( | 2181.67
7MC2027-1BA20 | INSULATED THERMOCOUPLE WITH COMPENSATION LEAD NOM. LENGTH 100 MM,COMPENS.LEAD L2KK; SHEATH DIAMETER | 91.16
8WH8203-1AA05 | LABELS, WITHOUT INSCRIPTION FRONT WIDTH 4,2 MM | 0.06
8MF2884-4R | CUBICLESYSTEM 8MF2000 HXWXD = 1800 X 800 X 400MM FOR SIDE-BY-SIDE MOUNTING WITHOUT SIDE PANELS, IP 4 | 2182.97
6ES7315-2AH14-0AB0 | SIMATIC S7-300, CPU 315-2DP CPU WITH MPI INTERFACE INTEGRATED 24 V DC POWER SUPPLY 256 KBYTE WORKING | 4159.46
6ES7461-3AA00-7AA0 | SIMATIC S7-400, TERMINATOR FOR RECEIVER IM461-3 INTERFACE MOD. | 167.53
6SL3310-1GE32-1AA3 | SINAMICS G130 POWER MODULE IP20 3AC 380-480V, 50/60HZ, 210A UNIT RATING: 110KW 6-PULSE SUPPLY WITHO | 12297.74
3SB2901-5MD | INSERT CAP FOR PUSHBUTTON AND ILLUMINATED PUSHBUTTON RAISED CLEAR WITH BLACK LETTERING, WITH SYMBOL: | 0.93
6ES7195-1JA00-0XA0 | SIMATIC DP, COVERS FOR BUS UNIT ET 200M,4 BACKPLANE BUS COVERS, 1 BUS BACKPLANE COVER,FUNCTION: INSE | 26
3NW2150-0HG | FUSE LINK CLASS CC ACC. TO UL STANDARD 248-4 QUICK-RESPONSE, CURRENT-LIMIT. RATED CURRENT 15 A RATED | 20.1
3RT1965-5NP31 | WITHDR. COIL FOR SIZE S10 FOR CONTACTORS 3RT106/3RT146 AC/DC OPERATION 200-277V UC DRIVE: ELECTRONIC | 169.73
6SL3710-1GH34-7CA3 | SINAMICS G150 CONVERTER CABINET UNIT, AC/AC WITH CIM+CU320-2 3AC 660-690 V, 50/60 HZ NOM. POWER RATI | 62650.75
6SL3000-0CE37-7AA0 | SINAMICS LINE REACTOR INPUT: 3AC 380-480V, 50/60HZ 773A NMA: A5E00125732 | 2045.83
6AG1331-7KF02-2AB0 | SIPLUS S7-300 SM331 20-POLE -25 ... +70 DGR C WITH CONFORMAL COATING BASED ON 6ES7331-7KF02-0AB0 . A | 2247.08
7ML1830-1BJ | SHIELD, SUBMERGENCE, KIT, FOR XPS 15 SENSORS | 34.44
4EP3800-1US00 | MAINS CHOKE F.FU; PHASES:3; UN1(V):500; ITHMAX 1(A) / F1(HZ):50 /50; I LN (A):45; UK(%):2; LN(MH):0, | 853.76
8WH2000-0AH01 | FEED-THROUGH TERMINAL WITH SPRING CONNECTION, SECTION:0.5 - 6 MM2, WIDTH: 8.2 MM, COLOR: BLUE | 2.35
3WL9111-0AA31-0AA0 | ACCESSORIES CIRCUIT BREAKER 3WL EXT. CURRENT TRANSFORMERS SZ.I F. N-COND.PROT. ROGOWSKI CONVRTR. WIT | 809.87
4RB2167-3GG50 | POWER CAPACITOR PHICAP MKP 660V 16.7KVAR | 237.87
8GS4004-2 | ALPHA-ZS, CONTROL LINE TERMINAL 7POLE MIN. 4 OUTG. FEEDERS PER POLE | 30.86
6FX5008-1BB61-3AA0 | POWER CABLE, SOLD BY THE METER 4 X 16 C, UL/CSA, DESINA MOTION-CONNECT 500 DELIVERY FORM: ON DISPOS. | 5597.05
7ML1830-1JM | SLEEVE, SLIDING, 2"BSP, SPARE | 267.75
8GK1323-8KP13 | ALPHA 630 DIN FLOOR-MOUNTED DB IP55, SK I, RAL 7035 H=1950 W=300 D=250 INCL. BASE AND SHEET STEEL DO | 973.39
3LD9220-2C | N-/PE-TERMINAL CONTINUOUS FOR BASE MOUNTING UP TO 32A (ACCESS. FOR SWITCH 3LD2) | 8.54
4RB5125-3JA50 | POWER CAPACITOR PHASECAP MKK 800V 12.5KVAR | 501.76
3WL9111-1AA78-0AA0 | 3WL9-NAFTA-ACCESSORY WLRP225 RATING PLUG, 225A | 118.28
3ND1820 | LV HRC FUSE LINK A.M. W.NON-INSULATED GRIPPING LUGS SIZE 00, 50A, 500V | 14.04
3VL9200-4TD30 | ACCESSORY FOR VL160, TERMINAL FOR CABLE (CU OR AL) SET OF 3 PCS 3 POLE | 32.45
6SL3710-7LE35-0AA3 | SINAMICS S150 CONVERTER CABINET UNIT, AC/AC WITH CIM+CU320-2 3-PH. 380-480 V, 50/60 HZ UNIT RATING: | 81764.06
6FX2001-2NB00 | SIMODRIVE (ACCESSORIES) INCR. ROTARY ENCODER W. RS 422 (TTL),1000 PULSES, CLAMP FLANGE 10 MM SHAFT, | 366.56
3LD2265-4VD53 | MAIN SWITCH 6-POLE IU=32, P/AC-23A AT 400V=11.5KW 1NO+1NC, 1 N-TERMINAL INSULATION-ENCLOSED, IP65 RO | 94.89
3TF6833-8QL7-ZA02 | CONTACTOR SIZE 14, 3-POLE AC-3 335 KW, 400/380 V (1000 V) AUXILIARY SWITCH 33 (3NO+3NC) INTEGRATED R | 4880.71
8GK9601-4KK11 | ALPHA 630 DIN, COVER HEIGHT = 600MM, WIDTH = 250MM, CUTOUT 4X12MW MINIMUM ORDER QTY 10 UNITS | 78.46
3NP1153-1BC23 | FUSE-SWITCH-DISCONNECTOR 3-POLE, NH2, 400A 60MM BUSBAR SYSTEM COVER LEVEL 32/70 MM BOX TERMINAL FUSE | 624.74
3RA6400-2CB43 | SIRIUS, COMPACT STARTER, DIRECT STARTER W/SYSTEM INTERFACE, 690 V, 32 A, 24 V DC, 1 ... 4 A, IP20, C | 862.36
BVP:610413 | BD2-AK05/FS400IEC-3 TAP-OFF UNIT 400A / 1X 3 POLE WITH IEC FUSE SWITCH | 3380.32
6XV1830-7BN25 | SIMATIC NET, PROFIBUS ECOFAST HYBRID CABLE, 2XCU 0.64 MM, 4XCU 1.5 SQMM, CABLE PREASSEMBLED WITH ECO | 550.36
4RB2063-3EB50 | POWER CAPACITOR PHICAP MKP 415V 6.3KVAR | 92.78
3SB2206-0AH01 | ILLUMINATED PUSHBUTTON, 16MM, ROUND, PLASTIC, TRANSPARENT, BUTTON, FLAT, 1NO, LAMPHOLDER W2 X 4.6D, | 18.8
5ST3653 | PIN BUSBAR, 16 SQMM CONNECTION: 2X3X(1-PHASE+N) SAFE-TO-TOUCH | 12.43
3RA6912-1A | AUXILIARY SWITCH, 2 NC CONTACTS, CONNECTION AUXILIARY CIRCUIT: SCREW TERMINAL, | 41.04
6GK1500-0AA10 | 12M BUS TERMINAL FOR PROFIBUS, TRANSMISSION RATE 9.6 KBIT/S TO 12 MBIT/S, CONNECTING CABLE 1.5 M | 282.05
6GK5991-1AE00-8AA0 | SCALANCE X ACCESSORY, SFP991-1LH+ 1 X 100MBIT/S LC-PORT OPTICAL SINGLEMODE GLASS UP TO MAX. 70 KM | 522.76
6SE6400-3CC00-4AB3 | MICROMASTER 4 AC COMMUTATION CHOKE 200V-240V 1AC 3,4A FOOTPRINT FSA - 9.5MH | 106.04
3SB2901-4AE | INSCRIPTION PLATE FOR PUSHBUTTON AND ILLUMINATED PUSHBUTTON, FLAT, CLEAR WITH BLACK LETTERING, WITH | 0.72
5SY7414-8 | CIRCUIT BREAKER 400V 15KA, 4-POLE, D, 0.3A, D=70MM | 176.23
8MF9210 | MOUNTING PLATE H X W = 200 X 600 MM FOR 8MF SYSTEM CUBICLE | 100.22
3RP1901-0B | LABEL SET, F. MULTI-FUNCTION DEVICE, 2 CHANGEOVER CONTACTS CONSISTS OF 2X5 LABEL SETS | 12.16
3LD9284-3D | ROTARY ACTUATOR RED/YELLOW FOR SWITCH 3LD2, 63A FOR FRONT MOUNTING CENTRAL-HOLE MOUNTING | 14.93
3RA6120-2DP33 | SIRIUS, COMPACT STARTER, DIRECT STARTER 690 V, 110 ... 240 V AC/DC, 50 ... 60 HZ, 3 ... 12 A, IP20, | 632.78
8UC6016 | SPARE PART FOR ROTARY OPERATING MECHANISM 8UC6 SHORTENED COUPLING DRIVER WITH REDUCED TOLERANCE COMP | 34.73
5SF1060 | DIAZED FUSE-BASE SIZE DII MOULDED, 1-POLE SHOCK-HAZARD-PROTECTED (BGV A2) ENTRY: DOUBLE FUNCTION TER | 10.06
3NC1410 | SITOR CYLINDRICAL FUSE LINK AR 10 A, 660 V AC/700 V DC | 13.63
3SE5423-0CC22-1EA2 | COMPACT SWITCH 40MM WIDE W. CONNECTING CABLE 2M SNAP-ACTION CONTACTS 1NO+1NC ROUNDED PLUNGER, W. EXT | 61.93
8MF4275 | TRIM STRIP W. SIEMENS LETTERING PETROL W. 1 DRILLED HOLE F.LAMP FOR CUBICLE WIDTH 1200MM | 188.35
4AM6142-5CJ10-0FA0 | TRANSFORMER SITAS; PHASES:1; PN/PN(S6)(KVA):1,6 /7,3; UPRI(V):440+/-5%; USEC(V):110; ISEC(A):14,5; F | 834.42
3RW3037-2BB04 | SIRIUS SOFT STARTER, SIZE S2, 63A, 30KW/400V, 40 DEGREES, 200-480V AC, 24V AC/DC, SPRING-LOADED TERM | 895.83
3NJ6930-3BG11 | ACCESSORY FOR IN-LINE FUSE SWITCH DISCONNECT. PLUG-IN, CURRENT TRANSFORMER 250/1A, CL.1, 5 VA | 63.04
8GK1383-0KK53 | ALPHA 630 DIN, MARSHALLING BOX HEIGHT = 350MM, WIDTH = 1300MM, DEPTH = 250MM, SK I, IP 55 | 1044.74
3LD9224-1D | ROTARY ACTUATOR BLACK FOR SWITCH 3LD2, 25A, 32A FOR FRONT MOUNTING CENTRAL-HOLE MOUNTING | 5.59
8MF2004-4R | SICUBE 8MF2000 CUBICLE SYSTEM WELDED H X W X D = 2000 X 1000 X 400MM FOR SIDE-BY-SIDE MOUNTING WITHO | 2762.5
8WA1011-3JF16 | INSTA TERMINAL, 6MM, SZ 2.5 PE, L, L | 8.96
4RB5083-3EJ50 | POWER CAPACITOR PHASECAP MKK 480V 8.3KVAR | 280.05
5UB1921 | I-SYSTEM, CARBON METALLIC SCHUKO SOCKET OUTL. 10/16A 250V W. SCREWLESS TERMINALS COVER PLATE 55X55M | 12.98
5SU1374-7DK82 | RCBO SIQUENCE TYPE B,UNIVERS.CURRENT SENSITIV IFN 30MA, 10KA, 4POLIG C 125A SHORT-TIME DELAYED, 11MW | 2897.68
3RK1315-6KS41-3AA3 | SIRIUS MOTOR STARTER M200D AS-I COMMUNICATION: AS-INTERFACE REVERSING STARTER BASIC MECHANICALLY SWI | 1024.72
6ES7131-7RF00-0AB0 | SIMATIC DP, ELECT. SUBMODULE FOR ET 200ISP, 8 DI NAMUR | 515.39
8UC7110-1BB | HANDLE 8UC7 WITH MASKING FRAME HANDLE TI-GREY/BL.GREEN BASIC MASKING FRAME LIGHT GRAY SPARE PART FOR | 57.78
7MF9010-6AE | ACCESSORY KIT FOR OXYGEN 4 SCREWS M10 X 55, 2 WASHERS, 2 FLAT-PROFILE GASKETS | 15.19
5SY7225-8 | CIRCUIT BREAKER 400V 15KA, 2-POLE, D, 25A, D=70MM | 47
3LD2130-0TK11 | MAIN SWITCH 3-POLE FOR INSTALL.IN DISTRIBUT.BOARDS WITH MASKING FRAME AND KNOB KNOB BLACK,MAS.FRAME | 24.96
5TG1316 | DELTA STYLE LABELING FIELD INSERT F.ROCKER "HEATING EM. SWITCH" | 3.01
8GK4051-6KK11 | ALPHA 160/400 DIN, RAPID KIT F. MODULAR INSTALLATION DEVICES W. TIER SPACING 150MM, H=900 W=250 | 353.23
8GK9001-6KK01 | ALPHA 160 DIN, BARRIER VERTICAL, H=900 | 28.72
BVP:090170 | BD01-AK02M0/CEE163A161 TAP-OFF UNIT | 187.25
8WH5000-0CF07 | PE TERMINAL, PLUG CONNECTION ON BOTH ENDS, SECTION 0.08 - 2.5 MM2, WIDTH: 5.2 MM, COLOR:GREEN-YEL. | 8.02
3NA6805-4 | LV HRC FUSE LINK GL/GG WITH INSULATED GRIP LUGS WITH COMBINATION INDICATOR SIZE 000, 16A, AC 400V | 6.77
6GK5798-0AP00-4CA0 | IWLAN RCOAX N-CONNECT MALE/FEMALE ATTENUATOR 10DB | 95.96
3VL9216-4EC40 | ACCESSORY FOR VL160X,VL160, CONNECTION BARS ON FRONT CONSISTS OF 4 CONNEC FOR SWITCH CONNECTION M6, | 85.04
A5E01163691 | KIT, 316L STAINLESS STEEL CABLE EXTENSION, 10 METER, CLS300/LC300 | 1298.79
8WH9150-0CA00 | QUICK-ASSEMBLY END HOLDER, CAN BE EQUIP. WITH LABELS 5/6 WIDTH: 5.15 MM, COLOR: GRAY | 0.87
3RK1301-1DB00-1AA2 | RS1-X FOR ET 200S ELECTRO-MECH. REVERS. STARTER, EXPANDABLE SETTING RANGE 2.2...3.2A AC-3, 1.1KW/400 | 627.04
BVP:261754 | BD2C-3-1250-SO-3 STANDARD LENGTH 3,25M 1250A, N + PE, WITHOUT TAP OFFS | 4311.69
5TT4920 | COMPENSATOR FOR REMOTE SWITCH 5TT41.. FOR GLOW LAMP CURRENT 20MA | 21.9
5SY7101-7 | CIRCUIT BREAKER 230/400V 15KA, 1-POLE, C, 1A, D=70MM | 25.36
6RA8098-4DS22-0AA0 | SINAMICS DCM DC CONVERTER FOR TWO-QUADRANT DRIVES CONNECTION B6C INPUT: 3-PHASE AC 400V, 2490A CONTR | 38930.08
3SE5230-1AA00-1AG0 | LED COVER FOR POSITION SWITCH PLASTIC 3SE52, FOR HOUSING ACC. TO EN50047,31MM LEDS 24V DC YELLOW/GRE | 20.49
6RA8091-6FV62-0AA0 | SINAMICS DCM DC CONVERTER FOR FOUR-QUADRANT DRIVES CONNECTION (B6) A (B6) C INPUT: 3-PHASE AC 480V, | 22538.49
5SP3863-2 | MAIN CONDUCTOR CIRCUIT-BREAKER (SHU),3X1-POLE,E 63 A,230/400 V FOR MOUNTING ONTO 40MM BUSBAR | 177.35
3NW6008-1 | CYLINDRICAL FUSE GG ACC. TO FRENCH STANDARD (NFC) WITHOUT INDICATOR SIZE 10X38MM, 500V 8A | 4.2
5SY4510-7 | CIRCUIT BREAKER 230V 10KA, 1+N-POLE, C, 10A, D=70MM | 12.66
3TH4244-0BE4 | CONTACTOR RELAY 44E EN 50 011 4NO+4NC, SCREW TERMINALS DC OPERATION DC SOLENOID SYSTEM DC 60V | 103.04
5SY4263-7 | CIRCUIT BREAKER 400V 10KA, 2-POLE, C, 63A, D=70MM | 63.71
3RT1975-5PF31 | WITHDR. COIL FOR SIZE S12 FOR F. CONTACTOR 3RT107/3RT147 AC/DC OPERATION 96-127V UC DRIVE: ELECTRONI | 484.78
3RW4458-6BC34 | SIRIUS SOFT STARTER, VALUES AT 460V, 50DEGREES, STANDARD: 850A, 750HP, INSIDE-DELTA CIRCUIT 3: 1472A | 40687.29
6FX5008-1BD51-2AA0 | SIGNAL CABLE, SOLD BY THE METER 3X2X0.14+4X0.14+2X0.5+4X0.22 C UL/CSA, DESINA MOTION-CONNECT 500 DEL | 1032.42
3WL9111-0BA75-0AA0 | ACCESSORIES CIRCUIT BREAKER 3WL LOCKING DEVICE AGAINST TRAVERSING OF CIRC. BREAKER SAFETY LOCK AT C | 785.01
3LD9220-0C | N-CONDUCTOR LEADING FOR BASE MOUNTING UP TO 32A (ACCESS. FOR SWITCH 3LD2) | 10.87
8MF4061 | BOTTOM PLATE FOR CUBICLE WXD = 600 X 600MM | 188.35
8MF2084-4R | CUBICLESYSTEM 8MF2000 HXWXD = 2000 X 800 X 400MM FOR SIDE-BY-SIDE MOUNTING WITHOUT SIDE PANELS, IP 4 | 2221.59
6SL3225-0BE33-0UA0 | SINAMICS G120 POWER MODULE PM250 WITHOUT FILTER POSSIBILITY OF REGENERATION 3AC380-480V +10/-10% 47- | 6579.03
8GK9902-0KK33 | ALPHA AS SOCKET, H=100MM SOCKET D=400MM, W=800MM MOUNT. AT EXISTING SOCKET SHADES ALL SIDE REMOVEAB | 252.14
3WL9111-1AA58-0AA0 | 3WL9-NAFTA-ACCESSORY WLRP1250 RATING PLUG, 1250A | 118.28
6SL3700-0LG34-0AA3 | SINAMICS S120 CABINET MODULE LINE CONNECTION MODULE 3AC 500-690V, 50/60HZ RATED CURRENT: 380 A CABIN | 8131.93
6SL3000-1BF31-3AA0 | SINAMICS BREAK RESISTOR INPUT: DC 860V OUPUT: 125KW/15S 6.8 OHM | 1623.02
5SD7444-1 | COMBIN. ARRESTER TYPE 1 + 2 REQ.CATEGORIES B+C, UC 350V PLUG-IN PROTECTION BLOCKS 4POLE, 3+1 CIRCUIT | 942.41
3SB2901-4PA | INSCRIPTION PLATE FOR PUSHBUTTON AND ILLUMINATED PUSHBUTTON, FLAT, CLEAR WITH BLACK LETTERING, WITH | 0.72
6RA8075-6GV62-0AA0 | SINAMICS DCM DC CONVERTER FOR FOUR-QUADRANT DRIVES CONNECTION (B6) A (B6) C INPUT: 3-PHASE AC 575V, | 6950.68
6SL3325-1TE41-4AA3 | SINAMICS S120 MOTOR MODULE 3AC 380-480V, 50/60HZ OUTPUT: DC 510 - 750V, 1405A RATED POWER: 800KW LIQ | 72339.73
6SL3225-0BE27-5AA1 | SINAMICS G120 POWER MODULE PM250 WITH BUILT IN CL. A FILTER POSSIBILITY OF REGENERATION 3AC380-480V | 2687.26
8MF6896-4R | STANDARD CUBICLE 8MF6 HXWXD=1800X900X600 SIDE-BY-SIDE MOUNTING NON-VENT., ASSEM., WELDED IP40 | 2685.25
3RK1315-6LS41-2AA3 | SIRIUS MOTOR STARTER M200D AS-I COMMUNICATION: AS-INTERFACE DIRECT ON-LINE STARTER, BASIC MECHANICAL | 966.88
6SL3255-0AA00-4CA1 | SINAMICS G120 BASIC OPERATOR PANEL (BOP-2) | 53.55
5SY4302-7 | CIRCUIT BREAKER 400V 10KA, 3-POLE, C, 2A, D=70MM | 63.29
6FX8008-1BB21-1FA0 | POWER CABLE,SOLD BY THE METER, 4X2.5 C TRAILING CABLE, UL/CSA DESINA MOTION CONNECT 800, DELIVERED I | 783.47
BVP:262007 | BD2C-1000-VE DISTR. FEEDER UNIT 1000A | 1108.82
8WA1862 | COVER WHITE, FOR INSCRIPTION FOR TERMINALS SIZE 4 AND 6 | 0.72
4RB5100-1CD50 | POWER CAPACITOR PHASECAP MKK 230V 10.0KVAR | 410.08
BVP:261515 | BD2A-3-1000-SO-2 STANDARD LENGTH 2,25M 1000A, N + PE, WITHOUT TAP OFFS | 2081.8
3LD2524-7UK01 | CHANGEOVER SWITCH 3-POLE IU=63, P/AC-23A AT 400V=22KW FRONT MOUNTING FOUR-HOLE MOUNTING KNOB BLACK, | 104.89
6XV1873-6GT30 | SIMATIC NET FO GROUND CABLE 50/ 125, PREASSEMBLED WITH 2X2 SC CONNECTORS, INSERTION GUIDE, LENGTH 30 | 3159.47
6ES7193-7CA20-0AA0 | SIMATIC DP, TERMINAL MODULE TM-EM/EM60S FOR ET 200ISP, FOR THE INTEGRATION OF TWO ELECTRONIC MODULES | 155.7
BVP:261940 | BD2C-400-LH-X*/Y* KNEE BACKSIDE X/Y 0,36M-1,25M 160A-400A | 2064.66
8MF5064-4ES | EMC CUBICLE IP40 HXWXD=2000X600X400 | 3361.38
5SY4650-7 | CIRCUIT BREAKER 400V 10KA, 3+N-POLE, C, 50A, D=70MM | 125.47
8ME8477 | CONTACTWASHER M 8 | 0.68
5TA2162-0KK | DELTA ROCKER-INSERT UP 10A 250V, AUS:2POLE WITHOUT CLAWS | 17.11
3WL9111-0BC21-0AA0 | CONNECTION CABLE TO ADAPT THE BDA PLUS ONTO THE AUX. CONTACT X8 AT THE SENTRON WL CIRCUIT BREAKER NE | 30.39
6XV1873-3DT10 | SIMATIC NET FO TRAILING CABLE GP 50/125, PREASSEMBLED WITH 2X2 BFOC CONNECTORS, INSERTION GUIDE, LEN | 1543.34
6SW1700-0JD00-0AB2 | CONTRACT ON PAPER: SOFTWARE UPDATE SERVICE FOR DRIVE ES PCS7, ORDER NO.: 6SW1700-.JD00-.AA0 AUTOMATI | 1167.21
FDK:083N8473 | MAG 3100 C FLANGE 1500MM PN16 S/STEEL | 5660.06
3NJ4911-3AA00 | ACCESSORIES FOR IN-LINE FUSE SWITCH DISCONNECTORS 3NJ4103 BUSBAR CLAMPS FOR SNAPPING OF THE IN-LINE | 11.05
5SM2625-8 | FI-BLOCK FOR.LS-SWITCH 5SY TYPE A (PSE/SSF), DEPTH=70MM 6-63A 2POLE IFN 0,3A 230V FOR SELECTIVE SWIT | 174.14
3NJ4918-1AA00 | ACCESSORIES FOR IN-LINE FUSE SWITCH DISCONN. 3NJ41 MOUNTING TOOL FOR SIZE 1 TO 3 (1 PACK = 10 PIECES | 20.18
5TA7692 | DELTA SHUTTER KNOB-OP. SWITCH 1POLE 2WAY MOM. CONT/LATCHED POSITION NEUTRAL POSITION, 10A 250V | 36.29
BVP:045517 | BD2-FF FLANGES FOR IP54 CONN. POINTS STRAI | 73.43
3RK1903-0AA00 | TERMINAL MODULE FOR ET 200S PMD FOR POWER MODULE F. STARTER | 86.8
8MF2286-5E | CUBICLESYSTEM 8MF2000 HXWXD = 2200 X 800 X 600MM FOR INDIVIDUAL MOUNTING WITH SIDE PANELS, IP 54 | 3342.07
5SY4106-5 | CIRCUIT BREAKER 230/400V 10KA, 1-POLE, A, 6A, D=70MM | 36.21
7MH7725-1DM | LOAD CELL, MCS, 100LB, STAINLESS STEEL, CSA/FM/ATEX, SPARE | 2293.03
BVP:261721 | BD2C-3-400-SB-3 STANDARD LENGTH 3,25M 400A, N + PE, 12 TAP OFFS | 1843.14
BVP:610370 | BD2-1250-FS FLANGE IP55 TERMINAL JUNCTION UNIT | 309.65
4AM6142-8JD40-0FA0 | TRANSFORMER SITAS; PHASES:1; PN/PN(S6)(KVA):1,6 /7,3; UPRI(V):400-230+/-15; USEC(V):2X115; ISEC(A):6 | 868.42
3VL9800-1SC01 | ACCESSORIES FOR VL800UL, VL1200UL, VL1600UL, SHUNT RELEASE 24V DC FOR RIGHT MOUNTING | 252.5
5UB1843 | DELTA STYLE, TITANIUM WHITE SCHUKO SOCKET OUTL. 10/16A 250V WITH HINGED COVER INCREASED TOUCH PROTEC | 20.27
8ME8473 | GIB LOCK ACCESSORIES FOR DOUBLE WINGE DOOR | 36.11
8MF4126 | SIDE PANEL FOR CUBICLE HXD = 1800 X 600MM DEGREE OF PROTECTION IP54 | 312.97
6DR2801-8C | INPUT MODULE WITH 5 DIGITAL INPUTS | 305.35
3NP1933-1CC00 | ACCES.F.FUSE SWI. DISCONNECTOR FOR NH00 REACH-ROUND PROTECTION FOR CABLE CONNECTION COVER AND FLOOR | 11.39
3NA3105 | LV HRC FUSE LINK GL/GG WITH NON-INSULATED GRIP LUGS WITH FRONT INDICATOR SIZE 1, 16A, AC 500V/DC 440 | 9.5
3RT1076-6AM36 | CONTACTOR, 250KW/400V/AC-3 AC(40...60HZ)/DC OPERATION UC 200-220V AUXILIARY CONTACTS 2NO+2NC 3-POLE, | 1947.39
6ES7390-5AA00-0AA0 | SIMATIC S7, SHIELD CONNECTING ELEMENT 80MM WIDE, WITH 2 ROWS FOR 4 SHIELDED TERMINALS EACH | 35.75
8WH2025-0AF00 | TWO-TIER TERMINAL NON-ISOLATED, WITH SPRING CONNECTION, SECTION: 0.08 - 2.5 MM2, WIDTH: 5.2 MM, COLO | 6.3
6SL3720-1TE41-0AA3 | SINAMICS S120 CABINET MODULE SINGLE MOTOR MODULE WITH CIM+CU320-2 INPUT: DC 510 - 720V OUTPUT: 3AC 0 | 62809
BVP:262498 | BD2-AK03X/F2258-3N TAP-OFF UNIT 125A / 1X 4POLE FU SE SOCKET SP58 | 872.62
4AM3442-8DD40-0FA0 | TRANSFORMER SITAS; PHASES:1; PN/PN(S6)(KVA):0,1 /0,31; UPRI(V):550-525-500-480-460- 440-415-400-380- | 195.49
3WL9111-0AL51-0AA0 | ACCESSORIES CIRCUIT BREAKER 3WL MAIN CONDUCTOR CONN. 1 OFF FIXED-MOUNTED CIRC.BR. SIZE I FRONT CONN. | 99.43
8GK9902-0KK43 | ALPHA AS SOCKET, H=100MM SOCKET D=400MM, W=1050MM MOUNT. AT EXISTING SOCKET SHADES ALL SIDE REMOVEA | 275.24
6GT2691-0DH72 | MOBY D ANTENNA EXTENSION FOR 6GT2691-0CH33, IP 65, PVC, LENGTH: 7.2M | 122.83
5SP3740 | M.C.B. F. POWER SUPPLY COMPANY SELECTIVE 1POLE 40A | 151.18
5ST3013 | AUXILIARY CIRCUIT SWITCH MOUNT. 1MC+1BC, FOR SMALL POWER FOR CIRCUIT-BREAKER D=70MM | 21.31
8GK9400-0KK27 | ALPHA 1600 DIN ADAPTER KIT FOR ROW CUBICLE H=2000 W=600 D=600 | 212.96
8WH9040-3AB08 | FUSED PLUG WITH ILLUM. DISPLAY, VOLTAGE: 12 -30 V, CURRENT: 1.0 - 2.5 MA, COLOR: BLACK | 11.34
3LD9280-0C | N-CONDUCTOR LEADING FOR BASE MOUNTING (ACCESS. FOR SWITCH 3LD2) AT 100A AND 125A | 21.3
6GK1500-0FC10 | PB FC RS 485 PLUG 180, PB-PLUG WITH FASTCONNECT CONNECTOR AND AXIAL CABLE- OUTLET F. INDUSTRY PC, S | 90.63
5SY4406-7 | CIRCUIT BREAKER 400V 10KA, 4-POLE, C, 6A, D=70MM | 56.22
5SJ6316-6KS | CIRCUIT BREAKER 400V 6KA, 3-POLE, B, 16A, D=70MM WITH SCREWLESS TAP-OFF TERMINAL | 37.94
5SY7113-8 | CIRCUIT BREAKER 230/400V 15KA, 1-POLE, D, 13A, D=70MM | 26.47
BVP:262457 | BD2-AK02X/F TAP-OFF UNIT BD2 UP TO 63A | 269.26
3RS1800-2HQ00 | COUPLING RELAY IM INDUSTRY-STANDARD ENCLOSURE 3 CHANGEOVER CONTACTS COMBIVOLTAGE 24 V AND 110 V TO 1 | 87.99
6ES7833-1SM42-0YA5 | SAFETY MATRIX EDITOR V6.2 SINGLE LICENSE F.1 INSTALLATION SW AND DOCU. ON CD, CLASS A, 2 LANGUAGES ( | 1146.22
A5E02182085 | LR460 ENCLOSURE WITH BOARD STACK, HART COMMUNICATION, AC POWER, M20 CABLE INLET, APPROVAL OPTION A, | 6459.42
4RB9830-0AA00 | CURRENT LIMITATION REACTOR BD 100 2-STEP | 290.68
BVP:207000 | BD01-AK2M1/4SD163A162 TAP-OFF UNIT | 533.61
5SJ4263-7HG41 | CIRCUIT BREAKER 240V 10KA, 2-POLE, C, 63A, D=70MM ACC. TO UL 489 | 228.64
8WH8141-2AB05 | LABELS, FLAT, TRANSV. 1 - 10 SIZE ZBF5 | 0.08
7MH7723-1GX | MWL CRANK HANDLE ASSEMBLY | 211.84
5SU1374-8DK81 | RCBO SIQUENCE TYPE B,UNIVERS.CURRENT SENSITIV IFN 30MA, 10KA, 4POLIG D 100A SHORT-TIME DELAYED, 11MW | 2810.87
8GE3713-4 | SIKUS, ALPHA 630 MOUNT. KIT F. METER MOUNT. H=450MM W=250MM | 250.13
3RK2400-1FQ03-0AA3 | AS-INTERFACE COMPACT MOD. K60, DIGITAL, 4I/3O, IP67, 4 X 1 INPUT, 200MA MAX., PNP 3 X 1 OUTPUT, 2A, | 337.2
3TF6844-0CF7-ZA02 | CONTACTOR SIZE 14, 3-POLE AC-3, 335KW, 400/380V (690V) AUXILIARY CONTACTS 44 (4NO+4NC) AC OPERATION | 3722.25
3WL9111-0BC03-0AA0 | READY-MADE CABLING F. CUBICLE BUS MODULE 2 M LONG | 13.44
6SE6400-3TC03-2CD3 | MICROMASTER 4 OUTPUT CHOKE 380V-600V 3AC 32A FOOTPRINT FSC - 0.048MH 400V: UP TO 200M CABLE LENGTH 4 | 487.27
6SL3710-1GH31-8AA3 | SINAMICS G150 CONVERTER CABINET UNIT, AC/AC WITH CIM+CU320-2 3AC 660-690 V, 50/60 HZ NOM. POWER RATI | 23731.34
3TY2442-0B | ARC CHUTE F.CONTACTORS W. EXTENDED WORKING RANGE | 32.09
3RF2420-1AC55 | SEMI-CONDUCTOR CONTAC.3-PH.3RF2 AC51 20A 40 DEG. C 48-600V / 230V AC 3-PHASE CONTROLLED SCREW TERMIN | 184.21
3VL9700-4RH30 | ACCESSORY FOR VL1250, SET FLAT BUS SET OF 3 PCS 3 POLE | 240.72
3RA1963-3D | UPPER CABLE SET FOR REVERSING COMBINATIONS SIZE S10 | 220.28
5TG2593-2 | I-SYSTEM COVER PLATE 55X55MM FOR TAE OUTLET BOX A. LOUDSPEAKER OUTLET BOX ELECTRIC WHITE | 5.19
5ST3031 | SHUNT RELEASE MOUNT. DC 24-48V, F. LS-SWITCH T=70MM | 31.15
5SM2735-6 | FI ELEMENT FOR RCBO 5SY TYPE A (PSE/SSF), T=70 MM 0.3-63 A 3-POLE IFN 0.5 A 400 V | 80.55
4AM3842-5CT10-0FA0 | TRANSFORMER SITAS; PHASES:1; PN/PN(S6)(KVA):0,16 /0,49; UPRI(V):440+/-5%; USEC(V):230; ISEC(A):0,7; | 158.68
3VL9300-3HR11 | SIDE ROTARY OPER. MECHANISM 3VL1-3 WITH 600MM BOWDEN WIRE ROTARY HANDLE RED/YELLOW | 256.42
3VL9600-4WC30 | ACCESSORY FOR VL800, DRAW OUT ASSEMBLY FRONT CONNECTORS 3 POLES | 2093.23
3TF6933-8DG4 | CONTACTOR SIZE 14, 3-POLE AC-3, 450KW, 400/380V (1000V) AUXILIARY SWITCH 33 (3NO+3NC) W.3TC44174A RE | 4944.31
3RK1301-1KB00-0AA2 | DS1-X FOR ET 200S ELECTROMECHANICS LINE STARTER EXPANDABLE ADJUSTABLE RANGE 9.0...12A AC-3, 5.5 KW/4 | 484.99
3RT1056-2AS36 | CONTACTOR, 90KW/400V/AC-3 AC(40...60HZ)/DC OPERATION UC 500-550V AUXILIARY CONTACTS 2NO+2NC 3-POLE, | 563.43
6AV6371-1DN07-0XX4 | WINCC/DATAMONITOR UPGRADE V6.0 / V6.1 -> V7.0 FOR 1, 3, 10, 25 0R 50 CLIENTS, OPTION FOR WINCC V7.0, | 2768.65
5UH1064 | DELTA PROFIL, SILVER COVER PLATE 65X65MM W. BEZEL SILVER F. SCHUKO SOCKET OUTLET | 10.34
3TH4262-5KB4 | CONT. RELAY, 2 LEVELS, DC 24V, SIZE 0, 6NO + 2NC, INTEGRATED VARISTOR | 110.45
6AV6671-8XE00-0AX0 | RS422/RS232 CONVERTER, 9-POLAR FOR 422 INTERFACE PIN - PIN, CABLE OUTLET 180 DGR, TO CONNECT 3TH PAR | 147.12
3RT1466-6AS36 | CONTACTOR, 400A/AC-1 AC(40...60HZ)/DC OPERATION UC 500-550V AUXILIARY CONTACTS 2NO+2NC 3-POLE, SIZE | 913.51
3RA6250-1CB34 | SIRIUS, COMPACT STARTER, REVERSING STARTER 690 V, 24 V AC/DC, 50 ... 60 HZ, 1 ... 4 A, IP20, MAIN CI | 1025.94
3NP1153-1DA20 | FUSE-SWITCH-DISCONNECTOR 3-POLE, NH2, 400A MOUNTING PLATE CONSTRUCTION COVER LEVEL 70 MM BOX TERMINA | 290.94
4AM4642-5AT10-0FB0 | TRANSFORMER SITAS; PHASES:1; PN/PN(S6)(KVA):0,4 /1,44; UPRI(V):400+/-5%; USEC(V):230; ISEC(A):1,74; | 347.25
8MF2094-4RB | STANDARD CUBICLE 8MF2 HXWXD=2000X900X400 SIDE-BY-SIDE MOUNTING VENTIL., ASSEMBL., WELDED IP40 | 2511.38
8MF6896-4ES | EMC CUBICLE IP40 HXWXD=1800X900X600 | 4134.13
6SL3262-1FD00-0CA0 | SINAMICS SCREENING KIT FOR POWER MODULE PM260 FSD | 234.28
3RA6950-0A | CONTROL KIT, | 28.13
5TG2584-1 | DELTA LINE FRAME, 4FOLD, 293X80MM HORIZONTAL, W.LABELING FIELD | 25.83
3RW4434-6BC46 | SIRIUS SOFT STARTER, VALUES WITH 690 V, 40 DEG., STANDARD: 113A, 110KW, INSIDE-DELTA CIRCUIT 3: ONLY | 8726.18
3NC2225 | SITOR CYLINDRICAL FUSE LINK AR 25 A, 660 V AC/700 V DC | 19.56
7MH7725-1AN | LOADCELL,MSI,400LB,LOW PROFILE SS,WITH HARDWARE | 2170.96
3NJ4915-2DA20 | ACCESSORIES F. STRIPS 3NJ41 IN-LINE FUSE SW.DISC. S.NH1-3 INTEGRAT. CURR. TRANSFORMER 75/1A,CL.1 | 65.6
3RF2050-1AA02 | SEMICOND. RELAY 3RF2, 1-PHASE WIDTH 45 MM, 50 A 24-230 V / 24 V DC SCREW TERMINAL | 40.45
5SY6425-7 | CIRCUIT BREAKER 400V 6KA, 4-POLE, C, 25A, D=70MM | 29.48
5SU1656-6KK13 | FI/LS-PROTECTOR TYPE A (PSE/SSF), D=70MM IFN 300MA,6KA, 1+N-POLEE B 13A | 81.05
5TG2417 | UAE OUTLET BOX CAT.3, 1X8-POLE W. INCLINED OUTLET RJ11/12/45 W. SCREW TERMINALS F. SCREW/CLAW FIXING | 21.12
5SY5202-7 | CIRCUIT BREAKER CURR. SENS DC 440V AC 400V 10KA, 2-POLE, C, 02A | 48.3
6XV1830-0EN20 | SIMATIC NET, PB FC STANDARD, BUS CABLE, 2-WIRE, SHIELDED, SPEC. DESIGN FOR RAPID INSTALL. 20 M | 46.89
3VL9600-4ED30 | ACCESSORY FOR VL800, FRONT CONNECTION BARS INCREASED POLE SPACING COMPRISES 3 TERMINALS 3-POLE | 238.76
8GK1312-8KK22 | ALPHA 630 DIN, FLOOR-MOUNTED DB DELIVERED AS FLAT PACK RAL 7035 IP43, SK2, H=1900 W=550 D=210 | 1185.38
8MF5066-5E | STANDARD CUBICLE 8MF5 HXWXD=2000X600X600 INDIVIDUAL MOUNTING NON-VENT., NOT ASSEM., SCREWED IP54 | 3284.12
3SB2901-4PD | INSCRIPTION PLATE FOR PUSHBUTTON AND ILLUMINATED PUSHBUTTON, FLAT, CLEAR WITH BLACK LETTERING, WITH | 0.72
6GK1901-0DM20-2AA5 | IE M12 PANEL FEEDTHROUGH, CONTROL CABINET BUSHING F. TRANSITION OF M12(D-CODED) CONNECT. TECHNIQUE ( | 508.24
3RK1911-1AJ32 | ECOFAST HYBRID FIELDBUS CONN. PROFIBUS CU/CU REPEATER CU PIN/SOCKET, IP65 AT FRONT CU SUB-D 9-PIN SO | 770.53
BVP:611071 | BD01-EF END FLANGE | 52.62
5TG2558 | I-SYSTEM, TITANIUM WHITE BLANKING PLATE, 55X55MM | 9.55
4AM3442-4TV00-0EA0 | TRANSFORMER SITAS; PHASES:1; PN/PN(S6)(KVA):0,1 /0,31; UPRI(V):230+/-5%; USEC(V):42; ISEC(A):2,38; F | 120.69
7MH7725-1AG | LOAD CELL,WITH HARDWARE, MSI,750 LB,STAINLESS STEEL, F SPARE | 2170.96
8MF5096-4E | STANDARD CUBICLE 8MF5 HXWXD=2000X900X600 INDIVIDUAL MOUNTING NON-VENT., NOT ASSEM., SCREWED IP40 | 3284.12
8WD5300-1AE | BUILT-IN LUMINAIRE STEADY BURNING LIGHT, 12 - 230V UC, CLEAR | 50.84
3NJ4911-5CA00 | ACCESSORY FOR FUSE SWITCH DISCONN. SIZE NH1-3 FLAT CONNECTOR INSTALLATION KIT 1X400MM2 | 214.43
8WD5320-0CF | BUILT-IN LUMINAIRE FLASHLIGHT, 24V, BLUE | 160.16
3SE5212-0LD03 | SIRIUS POSITION SWITCH; METAL ENCLOSURE TO EN50047, 31MM DEVICE CONNECTION 1X (M20X1.5); 1NO/2NC SNA | 34.47
5SJ4118-8HG40 | CIRCUIT BREAKER 240V 14KA, 1-POLE, D, 15A, D=70MM ACC. TO UL 489, SAME POLARITY | 37.68
8US1261-5FP08 | BUSBAR ADAPTER SYSTEM BUSBAR ADAPTER, WIDTH 55MM 60MM SYSTEM, 5+10MM RAIL STR. WITH 1 MOUNTING RAIL | 67.36
8PQ2520-6BA02 | SIVACON S4 SIDE WALL WITHOUT DESIGN STRIP HEIGHT 2000MM DEPTH 600MM | 447.82
3RP1505-1AP30 | TIME RELAY, MULTI-FUNCTION 1 CHANGEOVER, 8 FUNCTIONS, 15 TIME SETTING RANGES AC/DC 24 V AND AC 200.. | 260.82
6ES7922-3BD01-0AM0 | CABLE WITH FRONTCONNECTOR FOR SIMATIC S7-300 20PIN (6ES7392-1AJ00-0AA0) TO 25PIN D-SUB FEMALE FOR ET | 212.96
8WH8140-2AC05 | LABELS, TRANSV. 91 - 100 SIZE ZB5 | 0.11
3TH4253-0AM0 | CONT. RELAY 53 E DIN EN 50011 5NO+3NC, SCREW CONNECTION ALT. CURRENT ACTUATING 220 V AC 50 HZ/264 V | 59.12
5SY4263-5 | CIRCUIT BREAKER 400V 10KA, 2-POLE, A, 63A, D=70MM | 181.68
6AV7860-0CH30-0AA0 | SIMATIC FLAT PANEL CABLE INDUSTRIAL GRADE USB 3M | 25.09
5SJ6220-6KS | CIRCUIT BREAKER 400V 6KA, 2-POLE, B, 20A, D=70MM WITH SCREWLESS TAP-OFF TERMINAL | 26.5
6SL3263-1HA20-0GA0 | SINAMICS G110D PROTECTION BAR FSA/FSB | 79.11
6FX2003-8LB25 | SET OF SOCKET CONTACTS (POWER CONNECTOR SIZE 3) 5X POWER CONTACTS 25 SQMM, 3X BRAKE CONTACTS 1-2.5 S | 173.83
3SE6704-1BA | SWITCHING MAGNET, ROUND M30, AMBER, NO: TK-43-CD | 26.68
8MF5898-4E | STANDARD CUBICLE 8MF5 HXWXD=1800X900X800 INDIVIDUAL MOUNTING NON-VENT., NOT ASSEM., SCREWED IP40 | 3361.38
8GK1112-2KK32 | ALPHA 400 DIN, WALL-MOUNTING DISTRIBUTOR, DELIVERY FORM FLAT PACK, AP-CUBICLE, RAL 9016, IP43 SK2, H | 520.35
6AG1322-1CF00-7AA0 | SIPLUS S7-300 SM322 8DA 48-125V -25 ... +70 DEGREES C WITH CONFORMAL COATING BASED ON 6ES7322-1CF00- | 1450.94
6FX5008-1BD41-2AA0 | SIGNAL CABLE, SOLD BY THE METER 3X2X 0.14 + 4X 0.14 + 2X0.5 C UL/CSA, DESINA MOTION-CONNECT 500 DELI | 824.63
6FX2003-7AX00 | MOUNTING FLANGE FOR CONNECTOR SIZE 3 VERSION 2004 (CAN BE USED WITH CONNECTOR WITH SCREW CAP AS WELL | 130.51
6FX2008-1DC00-3AA0 | SIGNAL CABLE, SOLD BY THE METER (DRIVE CLIQ) 2X2X0.22 C, NON-TRAILING TYPE, DELIVERED IN COILS DMAX= | 1478.28
5TG1124-3 | DELTA MIRO ALUMINUM FRAME 4-FOLD REAL ALUMINUM OXIDE YELLOW DIMENSIONS 303X90MM | 162.8
6FC9348-7HS00 | SIMODRIVE (ACCESSORIES) SUB-D CONNECTOR SBM HOUSING 25-WAY PIN CONTACTS WITH SCREW TYPE LOCKING UNC4 | 69.46
3RF2020-1AA42 | SEMICONDUCTOR RELAY 3RF2, 1-PH. CONSTRUCTION WIDTH 45 MM, 20 A 24-230 V / 4-30 V DC SCREW TERMINAL | 35.7
5SJ4130-8HG40 | CIRCUIT BREAKER 240V 10KA, 1-POLE, D, 30A, D=70MM ACC. TO UL 489, SAME POLARITY | 45.05
3RW4454-6BC46 | SIRIUS SOFT STARTER, VALUES AT 690V, 40DEG., STANDARD: 615A, 630KW, INSIDE-DELTA CIRCUIT 3: ONLY UP | 37154.97
3TF6933-1DM4 | CONTACTOR SIZE 14, 3-POLE AC-3, 450KW, 400/380V (690V) AUXILIARY CONTACTS 33 (3NO+3NC) W.3TC44174A R | 4529.9
3RT1065-2AF36 | CONTACTOR, 132KW/400V/AC-3 AC(40...60HZ)/DC OPERATION UC 110-127V AUXILIARY CONTACTS 2NO+2NC 3-POLE, | 897.12
8MF5284-5R | STANDARD CUBICLE 8MF5 HXWXD=2200X800X400 SIDE-BY-SIDE MOUNTING NON-VENT., NOT ASSEM., SCREWED IP54 | 2994.33
A5E01191951 | ACC. MAG 3100 DN200 PN10 GROUND RING W1.4404 | 298.51
6SL3056-2AA00-0FV0 | 2-POSITION SWITCH FOR CABINET DOOR | 11.86
5TG6261 | I-SYSTEM, TITANIUM WHITE ROCKER, SCREWABLE F.UNIVERSAL SWITCH CO/OFF F. INTERMEDIATE SWITCH, 55X55MM | 6.55
3SB2900-0XZK0Y | LABEL HOLDER WITH INSCRIPTION LABEL, LABEL SIZE 9.5 X 18.5MM, SILVER-COLORED, BLACK LETTERING, CUSTO | 3.1
5SY8304-7 | CIRCUIT BREAKER 400V 25KA, 3POLE, C, 4A, D=70MM | 120.55
6ES7193-7BB00-0AA0 | 10 DIN A4 LABELLING SHEETS COLOR: YELLOW 48 LABELLING STRIPS/SHEETS FOR I/O MODULES AND 3 LABELLING | 119.46
3RT1264-6LA06 | VAC. CONTACTOR, 110KW/400V/AC-3 WITHOUT COIL AUXILIARY CONTACTS 2NO+2NC 3-POLE, SIZE S10 RAIL CONNEC | 1072.16
3RT1976-7B | ARC CHUTES FOR SIZE S12 F. CONTACTOR 3RT1476, 650A/AC-1 | 156.7
7MH4115-5DB11 | SIWAREX R TOP UNIT FOR LOAD CELLS SERIES RN - RATED LOAD 28T - MADE OF STAINLESS STEEL CONTAINS: -TO | 1013.68
6FX2001-2PA50 | SIMODRIVE (ACCESSORIES) INCR. ROTARY ENCODER W. RS 422 (TTL), 500 PULSES, CLAMP FLANGE 10 MM SHAFT, | 366.56
A5E02218298 | ACCESSORIES THREADED CONNECTION (DIN 11851, ISO 2853 AND BS 4825-4) DN40, (P GASKET) | 665.09
3VL9500-4PA40 | ACCESSORY FOR VL630, PLUG IN SOCKET KIT ASSEMBLY REAR CONNECTORS 4 POLE | 1367.15
6SL3710-1GF32-6AA3 | SINAMICS G150 CONVERTER CABINET UNIT, AC/AC WITH CIM+CU320-2 3AC 500-600V, 50/60HZ NOM. POWER RATING | 23731.34
3NP1133-1BB13 | FUSE-SWITCH-DISCONNECTOR 3-POLE, NH00, 160A 40MM BUSBAR SYSTEM COVER LEVEL 32/70 MM FLAT CONNECTOR F | 323.39
8MF5284-5E | STANDARD CUBICLE 8MF5 HXWXD=2200X800X400 INDIVIDUAL MOUNTING NON-VENT., NOT ASSEM., SCREWED IP54 | 3419.32
6ES7195-0BD14-0XA0 | DP, ASIC SPC3, STEPC LEADFREE FOR PROFIBUS DP, MAX. 12 MBAUD 96 PCS. / 1 TRAY | 2628.05
3SE5120-1AA00-1AG0 | LED COVER YELLOW, FOR POSITION SWITCH METAL 3SE51, HOUSING WIDTH 56MM 2 LEDS, YELLOW/GREEN, 24V DC, | 21.46
5TG8240 | SPACER FOR ROWING DEVICES D=70MM | 3.1
3NW2040-0HG | FUSE LINK CLASS CC ACC. TO UL STANDARD 248-4 QUICK-RESPONSE, CURRENT-LIMIT. RATED CURRENT 4 A RATED | 20.1
6SL3730-1TG41-4BC3 | SINAMICS S120 CABINET MODULE BASIC LINE MODULE 3AC 500-690V, 50/60HZ, 1400A OUTPUT: DC 675 - 930V UN | 36546.29
3RW4424-3BC46 | SIRIUS SOFT STARTER, VALUES WITH 690 V, 40 DEG., STANDARD: 47A, 45KW, INSIDE-DELTA CIRCUIT 3: ONLY U | 5926.48
6XV1873-3CT10 | SIMATIC NET FO TRAILING CABLE 50/125, PREASSEMBLED WITH 2X2 BFOC CONNECTORS, INSERTION GUIDE, LENGTH | 1645.26
BVP:261793 | BD2A-400-LH KNEE BACKSIDE X 0,36M / Y 0,36M 160A-400A | 649.87
3WL9111-0AL14-0AA0 | ACCESSORIES CIRCUIT BREAKER 3WL MAIN CONDUCTOR CONN. 1 OFF FIXED-MOUNTED CIRC.BR. SIZE III FRONT CON | 366.45
3RA6120-1DB34 | SIRIUS, COMPACT STARTER, DIRECT STARTER 690 V, 24 V AC/DC, 50 ... 60 HZ, 3 ... 12 A, IP20, CONNECTIO | 632.78
5SY7110-8 | CIRCUIT BREAKER 230/400V 15KA, 1-POLE, D, 10A, D=70MM | 26.47
BVP:262471 | BD2-AK02X/F1451-3 TAP-OFF UNIT 32A / 1X 3POLE FUS E SOCKET SP51 | 405.1
8MF5298-5R | STANDARD CUBICLE 8MF5 HXWXD=2200X900X800 SIDE-BY-SIDE MOUNTING NON-VENT., NOT ASSEM., SCREWED IP54 | 3245.47
8GK4650-2KK12 | A400/630 MOUTINGKIT H=300 W=250 2 X 3NP1123./3NP1133.(NH00/000) FOR BUSBAR 40/60MM WITHOUT BUSBARHOL | 73.43
5SY6206-6 | CIRCUIT BREAKER 400V 6KA, 2-POLE, B, 6A, D=70MM | 20.11
3RT1965-5AT32 | WITHDRAWABLE COIL FOR SIZE S10 FOR CONTACTORS 3RT106/3RT146 AC/DC OPERATION UC575-600V DRIVE: CONVEN | 105.04
6SL3700-0LE41-6AA3 | SINAMICS S120 CABINET MODULE LINE CONNECTION MODULE 3AC 380-480V, 50/60HZ RATED CURRENT: 1600 A CABI | 28003
8WH2003-0CG07 | PE TERMINAL WITH SPRING CONNECTION, 3 CONNECT. POINTS, SECTION: 0,5 - 4 MM2, WIDTH: 6.2 MM, COLOR:GR | 5.4
3RK4340-3NR51-1BA0 | SIRIUS MCU MOTOR STARTER EN.DEGR. OF PROTEC.IP55 PLASTIC COMMUNICATION WITHOUT ELECTROMECHANICAL SWI | 644.66
5SY6103-7 | CIRCUIT BREAKER 230/400V 6KA, 1-POLE, C, 3A, D=70MM | 11.34
3SE5232-1RV40 | SAFETY POS. SWITCH W. SEPARATE ACTUATOR, PLASTIC ENCLOSURE, 31MM; 1X(M20X1.5) SLOW-ACTION CONTACTS 1 | 58.64
3RW4038-2BB14 | SIRIUS SOFT STARTER, S2, 72A, 37KW/400V, 40 DEGR., AC 200-480V, AC/DC 110-230V, SPRING-LOADED TERMIN | 1269.3
3TY2742-0C | ARC CHUTE | 530.9
5TG2551-6 | DELTA I-SYSTEM, CARBON METALLIC FRAME, 1FOLD, 80X80MM | 7.13
8MF2094-4EN | SICUBE 8MF2000 EMC-CUBICLE; WELDED, NI-PLATED H X W X D = 2000 X 900 X 400MM FOR INDIVIDUAL MOUNTING | 5930.71
4RB4281-3EE50 | POWER CAPACITOR PHASECAP COMPACT MKK 440V 28.1KVAR | 441.75
6SL3700-1AE35-0AA3 | SINAMICS S120 CABINET MODULE CENTRAL BRAKING MODULE 3AC 380-480V, 50/60HZ RATED POWER 500KW CABINET | 25629.85
5TE4821 | PUSHBUTTON, D=70MM 1NC 20A, 1BUTTON RED LAMP 230V | 16.19
3WL9111-0AL61-0AA0 | ACCESSORIES CIRCUIT BREAKER 3WL MAIN CONDUCTOR CONN. 1 OFF FIXED-MOUNTED CIRC.BR. SIZE II FRONT CONN | 122.69
3NY3033 | SPARE PART FOR FUSE SWITCH DISCONNECTORS 3NP50 AUXILIARY SWITCH 1NO+1NC WITH MOUNTING PARTS AND ACTU | 17.52
6XV1830-0PH10 | SIMATIC NET, PROFIBUS TORSION CABLE, FOR USE IN HIGHLY FLEXIBLE APPLICATIONS(TORSION), MAX. LENGTH O | 8.23
3RW4037-2BB05 | SIRIUS SOFT STARTER, S2, 63A, 37KW/500V, 40 DEGR., AC 400-600V, AC/DC 24V, SPRING-LOADED TERMINALS | 1253.9
6SL3563-4RA00-0GA0 | SINAMICS G110D BRAKING RESISTOR CONNECTOR KIT | 147.71
3SF1124-1LA00-1BA2 | BASIC SWITCH W/O ACTUATOR HEAD METAL ENCLOSURE, 56 MM ASISAFE INTEGRATED AS-I STATUS:1:F-IN1, 2:F-IN | 255.4
3RT1056-2AD36 | CONTACTOR, 90KW/400V/AC-3 AC(40...60HZ)/DC OPERATION UC 42-48V AUXILIARY CONTACTS 2NO+2NC 3-POLE, SI | 563.43
3NA6242-6 | LV HRC FUSE LINK GL/GG WITH INSULATED GRIP LUGS WITH COMBINATION INDICATOR SIZE 2, 224A, AC 690V/DC | 70.52
3LD2103-1TP53 | MAIN/EMERG. STOP SWITCH 3-POLE IU=25, P/AC-23A AT 400V=9.5KW 1NO+1NC, FRONT MOUNTING FOUR-HOLE MOUNT | 37.47
3VL9000-8LH21 | ACCESSORY FOR 3VL CIRCUIT BREAKER, WIRE FOR MECHANICAL LOCKING | 120.37
3RA1963-2B | CABLE SET FOR YD-STARTER MOD. S10-S10-S10 | 179.94
3SB2207-0LC01 | ILLUMINATED PUSHBUTTON, 16MM, ROUND, PLASTIC, RED, BUTTON, RAISED, 1NC, LAMPHOLDER W2 X 4.6D, WITHOU | 22.22
6FX2001-2SB25 | SIMODRIVE (ACCESSORIES) INCR. ROTARY ENCODER W. RS 422 (TTL) 1250 PULSES, CLAMP FLANGE 10 MM SHAFT, | 366.56
8MF4423 | C-SECTION RAIL CABLE INTERCEPTING BAR C50 W=1000 | 108.18
6ES7651-5AF17-0YE5 | SIMATIC PCS 7, SOFTWARE, UPGRADE PACKAGE ENGINEERING (AS/OS: PO UNLIMITED) FROM V6.X TO V7.1 FLOATIN | 6900.51
8MF5024-4E | STANDARD CUBICLE 8MF5 HXWXD=2000X1200X400 INDIVIDUAL MOUNTING IP40 | 3689.79
8GK4555-2KK22 | A400/630 MOUNT. SET H=300 W=500 4 X 3NP4070 ON SUPPORT PLATE INCL. ADEQUATE SHADES | 179.8
3SE7150-1CD00 | SIGUARD CABLE-OPER. SWITCH METAL HOUSING,2X M20X1.5 1NO+1NC, LATCHES ACC. TO EN418 KEY UNLATCHING FO | 350.26
6RA8093-4GV62-0AA0 | SINAMICS DCM DC CONVERTER FOR FOUR-QUADRANT DRIVES CONNECTION (B6) A (B6) C INPUT: 3-PHASE AC 575V, | 32152.77
8WH2000-0AF03 | FEED-THROUGH TERMINAL WITH SPRING CONNECTION, SECTION: 2,5 SQMM, WIDTH: 5,2 MM, COLOR:GREEN | 1.27
4AM4642-5AT10-0FB1 | TRANSFORMER SITAS; PHASES:1; PN/PN(S6)(KVA):0,4 /1,44; UPRI(V):400+/-5%; USEC(V):230; ISEC(A):1,739; | 334.33
3LD2144-1TL53 | MAIN/EMERG. STOP SWITCH 4-POLE IU=25, P/AC-23A AT 400V=9.5KW FLOOR MOUNTING DIN RAIL/TWO-HOLE MOUNTI | 54.94
3SE5122-0BH01 | SIRIUS POSITION SWITCH METAL ENCLOSURE 56MM WIDE DEVICE CONNECTION 3X (M20X1.5) 1NO/ 1NC SLOW-ACTION | 53.47
3SE5234-0BC05-1AC4 | SIRIUS POSITION SWITCH; PLASTIC HOUSING ACC. TO EN50047, 31MM 1NO/1NC SLOW-ACTION CONTACTS W. M12 CO | 38.2
3TY6440-0A | MAIN CONTACTS F.3TB44 CONTACTOR | 211.43
3NA7107 | LV HRC FUSE LINK GL/GG WITH NON-INSULATED GRIP LUGS WITH COMBINATION INDICATOR SIZE 1, 20A, AC 500V/ | 10.06
6AG1321-1BH02-2AA0 | SIPLUS S7-300 SM321 - 20-POLE -40 ... +70 DGR C WITH CONFORMAL COATING CONFORMITY WITH EN50155 T1 KA | 633.67
8WH2022-0AF00 | TWO-TIER TERMINAL NON-ISOLATED, WITH SPRING CONNECTION, 3 CONNECT. POINTS, SECTION: 0.08 - 2.5 MM2, | 7.13
3RK1901-3QM10 | AS-INTERFACE ACCESSORIES CABLE ADAPTER FOR ASI FLAT CABLE AND METRIC GLAND M20 LOOPED THROUGH VIA ST | 24.39
8MR2130-4A | HEATER 110-250 V, 45 W HG140 14003.0-00 | 79.19
4AM4342-4TN00-0EC0 | TRANSFORMER SITAS; PHASES:1; PN/PN(S6)(KVA):0,268 /1,12; UPRI(V):230+/-5%; USEC(V):24; ISEC(A):11,3; | 449.07
7MH7724-1AU | MLC CALIBRATION WEIGHT, (STAINLESS STEEL 304(1.4301)) FOR SCALES WITH BELT WIDTH OF 30", 800MM, 1.72 | 160.37
3RF2150-2AA04 | SEMICONDUCTOR RELAY 3RF2, 1-PH. WIDTH 22.5MM, 50 A 48-460 V / 24 V DC SPRING-LOADED TERMINAL | 48.81
5TG7151 | DELTA STYLE ROCKER W. PULL ACTUATION FOR PUSHBUTTON TITANIUM WHITE, 68X68MM | 13.65
6FX2003-7CX00 | MOUNTING FLANGE F. CONN. SIZE 1.5 (CAN BE USED FOR CONN. W. UNION CAP AND FOR CONN. WITH EXTERNAL TH | 45.23
3RB2906-2JG1 | CURRENT TRANSFORMER 10...100 A FOR 3RB22/23/24 SIZE S2/S3 STAND-ALONE INSTALLATION MAIN CIRCUIT: THR | 172.18
8GK1031-1KK21 | ALPHA 160 DIN, WALL-MOUNTED DB, FM UNEQ. DISTR. BOARD RAL 9016 IP31 SK2, H=500 W=550 D=140 | 759.45
4AM4342-8EN00-0EA0 | TRANSFORMER SITAS; PHASES:1; PN/PN(S6)(KVA):0,315 /1,12; UPRI(V):600-575-550-525-500- 480-460-440-41 | 315.9
3TH4355-0AG1 | CONTACTOR RELAY 55E EN 50 011 5NO+5NC, SCREW TERMINALS AC OPERATION AC 110V 60HZ/AC 92V 50HZ | 91.96
4RB4300-3EJ50 | POWER CAPACITOR PHASECAP COMPACT MKK 480V 30.0KVAR | 483.43
3NJ4915-2CA00 | ACCESSORIES F. STRIPS 3NJ41 IN-LINE FUSE SW.DISC. S.NH1-3 TERM.STRIP W. CABLE HARNESS | 200.53
5ST3714 | PIN BUS BAR SHOCKHAZARD SAFETY, 16QMM 3X1 PHASE+HS, L= 1016MM WITHOUT END CAPS | 64.1
3RW3018-1BB14 | SIRIUS SOFT STARTER, SIZE S00, 17.6A, 7.5KW/400V, 40 DEGREES, 200-480V AC, 110-230V AC/DC, SCREW TER | 355.51
3NC1425 | SITOR CYLINDRICAL FUSE LINK AR 25 A, 660 V AC/700 V DC | 13.63
3RP1574-2NQ30 | MULTIFUNCTION TIME RELAY IN CAGE-CLAMP TECH. 1 NO CONTACT DELAYED, 1 NO CONTACT NON-DELAYED, 1S...20 | 170.92
3RT1064-2NB36 | CONTACTOR, 110KW/400V/AC-3 AC(40...60HZ)/DC OPERATION UC 21-27.3V AUXILIARY CONTACTS 2NO+2NC 3-POLE, | 716.6
8WH8120-4AB55 | LABELS, LONGIT. 51 - 60 SIZE ZB8 | 0.11
6SL3320-1TG28-5AA3 | SINAMICS S120 SINGLE MOTOR MODULE INPUT: DC 675 V - 1035V OUTPUT: 3AC 500 - 690V, 85A FRAME SIZE: CH | 10707.16
5SP3763-2 | MAIN CONDUCTOR CIRCUIT-BREAKER (SHU),1-POLE, E 63 A, 230/400 V (SET WITH L1,L2,L3) | 177.35
6GK5992-2AN00-8AA0 | SCALANCE X ACCESSORY, MEDIA MODULE MM992-2LH, 2 X 1000MBIT/S SC-PORTS, OPTICAL SINGLEMODE GLASS UP T | 5312.88
3NA7252 | LV HRC FUSE LINK GL/GG WITH NON-INSULATED GRIP LUGS WITH COMBINATION INDICATOR SIZE 2, 315A, AC 500V | 14.41
7MF8997-1EB | CABLE GLAND M20 FOR P300: PLASTIC (BLUE) | 10.13
6SL3330-1TG41-4AA3 | SINAMICS S120 BASIC LINE MODULE 3AC 500-690V, 50/60HZ, 1400A OUTPUT: DC 675 - 930V RATED POWER: 1100 | 25777.17
6XV1820-6BN30 | SIMATIC NET, FLEXIBLE FIBER OPTIC CABLE (62.5/125), TRAILING CABLE, SPLITTABLE, PREASSEMBLED WITH 4 | 698.87
5SY7620-6 | CIRCUIT BREAKER 400V 15KA, 3+N-POLE, B, 20A, D=70MM | 74.55
6ES7148-4EA00-0AA0 | SIMATIC DP, PNEUMATIC INTERFACE FOR ET 200PRO 16 DO PNEUMATIC FOR COUPLING WITH FESTO VALVE BLOCK CP | 356.55
4RB4050-3CD50 | POWER CAPACITOR PHASECAP COMPACT MKK 230V 5.0KVAR | 315.06
6SE6400-0GP00-0BA0 | MICROMASTER 4 GLAND PLATE CABLE SCREENING KIT (FSB) | 71.12
3RF2320-1BA06 | SEMI-COND. CONTACTOR 3RF2,1-PH. AC 51 20A / AC15 12A 40 DEG. C 48-600 V / 24 V DC INSTANTANEOUS SWI | 75.33
6XV1820-5BH40 | SIMATIC NET, FIBER OPTIC CABLE (62.5/125)STANDARD CABLE, SPLITTABLE, PREASSEMBLED WITH 4 BFOC CONNEC | 218.4
3RF2030-1AA24 | SEMICONDUCTOR RELAY 3RF2, 1-PH. WIDTH 45 MM, 30 A 48-460 V / 110-230 V AC SCREW TERMINAL | 47.92
8WH9003-0GA00 | COVER SEGMENT, FOR F-T TERMINALS 4 MM2 WITH SPRING CONNECTION, COLOR: GRAY | 0.27
3RF2916-0JA16-1KK0 | HEATING CURRENT MONITORING CURRENT RANGE 16 A 40 DEG. C 400-600 V / 24 V AC/DC FOR SOLID STATE RELAY | 129.14
8US1941-2AA02 | BUSBAR ADAPTER SYSTEM TERMINAL 150-300MM2 FOR BUSBARS 20 X 5-30 X 10MM AS WELL AS FOR T- AND DOUBLE- | 34.71
3UG4511-1AQ20 | ANALOG MONITORING RELAY PHASE SEQUENCE MONITORING 3X 420 TO 690V AC 50 TO 60 HZ 1 CHANGEOVER CONTACT | 94.96
3VT9500-4PL00 | ACCESSORY FOR VT1000, VT1600 AUX. CIRCUIT PLUG CONNECTION FOR WITHDRAWABLE VERSION | 13.53
6SL3130-7TE25-5AA3 | SINAMICS S120 ACTIVE LINE MODULE INPUT: 3AC 380-480V, 50/60HZ OUTPUT: DC 600V, 92A, 55KW FRAME SIZE: | 6746.67
3SE5212-0BD03 | SIRIUS POSITION SWITCH METAL ENCLOSURE TO EN50047, 31MM DEVICE CONNECTION 1X(M20X1.5); 1NO/1NC SLOW- | 32.79
3RF2310-1AA14 | SEMICOND. CONTACTOR 3RF2, 1-PH. AC51 10A 40 DEGREES C 48-460V / 24V AC/DC SCREW TERMINAL | 60.65
5SU1154-6KK13 | FI/LS-PROTECTOR TYPE A (PSE/SSF), D=70MM IFN 10MA, 10KA, 1+N-POLEE B 13A | 108.71
6ES7322-1FL00-0AA0 | SIMATIC S7-300, DIGITAL OUTPUT SM 322, OPTICALLY ISOLATED, 32 DO, AC 120V/230V, 1A, DOUBLE WIDTH HOU | 1889.63
BVP:611357 | BD2-AK05/OGB12R1003 TAP-OFF UNIT 100A / 3 POLE | 3177.17
7KT5803 | MECHANICAL TIME COUNTER 115 V, 50 HZ | 45.72
5SY5106-6 | CIRCUIT BREAKER CURR. SENS DC 220V AC 230/400V 10KA, 1-POLE, B, 06A | 25.78
3VL9216-4EC30 | ACCESSORY FOR VL160X,VL160, CONNECTION BARS ON FRONT CONSISTS OF 3 CONNEC FOR SWITCH CONNECTION M6, | 64.16
3NA7224-6 | LV HRC FUSE LINK GL/GG WITH NON-INSULATED GRIP LUGS WITH COMBINATION INDICATOR SIZE 2, 80A, AC 690V/ | 50.58
3RT1054-3AU36 | CONTACTOR, 55KW/400V/AC-3 AC(40...60HZ)/DC OPERATION UC 240-277V AUXILIARY CONTACTS 2NO+2NC 3-POLE, | 365.41
3NA6130 | LV HRC FUSE LINK GL/GG WITH INSULATED GRIP LUGS WITH COMBINATION INDICATOR SIZE 1, 100A, AC 500V/DC | 13.44
7MH7724-1AF | CALIBRATION WEIGHT 200G, FOR MILLFLO, SENSING HEAD ILE 37/-ILE 61 | 88.55
3NA7124-6 | LV HRC FUSE LINK GL/GG WITH NON-INSULATED GRIP LUGS WITH COMBINATION INDICATOR SIZE 1, 80A, AC 690V/ | 38.65
7MH5103-2SD00 | SIWAREX WL 260 LOAD CELL SP-S AB 75KG C3 - RATED LOAD 75KG - ACCURACY CLASS C3 - 3M CABLE LENGTH, 6 | 485.8
7MH7725-1CX | LOAD CELL,WITH HARDWARE,MUS, HD,200KG,PLATED,SPARE | 974.17
5TG1325-1 | DELTA STYLE FRAME 5-FOLD, 82 X 82 MM PLATINUM METALLIC | 56.97
3LD2122-1TL13 | EMERGENCY MAIN CONTROL SWITCH | 36.47
5TG1202-4 | DELTA MIRO GLASS FRAME 2-FOLD REAL GLASS ARENA 161X90MM | 75.23
3WL9111-0AN12-0AA0 | ACCESSORIES CIRCUIT BREAKER 3WL MAIN CONDUCTOR CONN. 1 OFF WITHDRAW. CIRC. BREAKER SZ II FRONT CONN. | 144.34
3WL9111-0AK33-0AA0 | ACCESSORIES CIRCUIT-BREAKER 3WL CONVERSION KIT, INTERNAL CABLE FOR CONNECTING EXTERNAL N- AND G-TRAN | 91.41
PBD:51110KC2 | KIT,HORN ANTENNA,2"/50,SOLID | 442.69
5SY8502-8 | CIRCUIT BREAKER 230V 25KA, 1+N-POLE, D, 2A, D=70M | 67.48
8GK1112-7KK12 | ALPHA 400 DIN, WALL-MOUNTING DISTRIBUTOR, DELIVERY FORM FLAT PACK, AP-CUBICLE, RAL 9016, IP43, SK2, | 454.05
8MF6264-5E | STANDARD CUBICLE 8MF6 HXWXD=2200X600X400 INDIVIDUAL MOUNTING NON-VENT., ASSEM., WELDED IP54 | 3187.53
5TG8056-0 | LED LAMP WHITE 12...60V | 3.97
3VL9600-4RH40 | ACCESSORY FOR VL800, SET FLAT BUS SET OF 4 PCS 4 POLE | 296.97
3VL9800-1UN00 | ACCESSORY FOR VL630, VL800, VL1250, VL1600, UNDERVOLTAGE RELEASE 12 V DC RIGHT POLE ONLY | 267.54
5TT5831-6 | INSTA CONTACTOR 0/1 AUTOMATIC WITH 3 MAKE AND 1 BREAK CONTACT CONTACT FOR 230, 400 V AC, 25 A TRIGGE | 58.07
8MF4118 | BOTTOM PLATE MULTIPLE PARTITION FOR CUBICLE WXD = 1200 X 800MM | 604.66
6FX2003-0AA25 | SIGNAL CONN., 25-WAY SUB-D SOCKET, SCREW-TYPE LOCKING, CABLE CLAMPING 5.5 - 12 MM, PACK = 3 UNITS | 110.59
8GK9533-0KK40 | ALPHA 630 DIN, CABINET HEIGHT MOUNTING PLATE WITH FIXING SCREWS, SHEET STEEL SENDZIMIR GALVAN., F. M | 227.01
5SU1324-7FA10 | FI/LS-PROTECTOR TYPE A (PSE/SSF), D=70 MM IFN 30MA, 10KA,2-POLE C 10A 3MW | 109.75
8GK9601-1KK10 | ALPHA 630 DIN, COVER HEIGHT = 150MM, WIDTH = 250MM, CLOSED MINIMUM ORDER QTY 10 UNITS | 20.52
4AV2201-2EB00-0B | POWER SUPPLY; PHASES:1; PN(KW):0,12; UPRI(V):400-230(240)-115(120); USEC(V DC):24; ISEC(A DC):5/6 (6 | 524.17
3NP1963-1GB10 | ACCES.F.FUSE SWI. DISCONNECTOR FOR NH3 FUSE CARRIER FUSE MONITORING ELECTROMECHANICAL | 257.31
3RF2310-3AA04 | SEMI-COND. CONTACTOR 3RF2,1-PH. AC 51 10 A 40 DEGREES C 48-460 V / 24 V DC RING TERMINAL | 58.68
5TT4201-1 | RELAY, N-TYPE WITH 1 NO CONTACT FOR AC 230V 16A CONTROL AC 115V | 28.85
3UG4511-1BN20 | ANALOG MONITORING RELAY PHASE SEQUENCE MONITORING 3X 160 TO 260V AC 50 TO 60 HZ 2 CHANGEOVER CONTACT | 108.88
6XV1830-7BH10 | SIMATIC NET,PROFIBUS ECOFAST HYBRID CABLE, 2XCU 0.64 MM, 4XCU 1.5 SQMM, CABLE PREASSEMBLED WITH ECOF | 110.35
BVP:034281 | BD01-AK2X/CEE325S18 TAP-OFF UNIT | 346.35
3RK1402-0BE00-0AA2 | AS-INTERFACE SLIMLINE MOD. IP20 S22.5, DIGITAL, 2I/2OR(RELAY), 2 X 1 INPUT, 2-WIRE, PNP 2 X 1 OUTPUT | 430.47
3VL9300-3MJ00 | ACCESSORY FOR VL160X, VL160, VL250, STORED ENERGY OPERATOR 24V DC | 1033.54
8MF5088-4ES | EMC CUBICLE IP40 HXWXD=2000X800X800 | 4153.43
3NA7232-6 | LV HRC FUSE LINK GL/GG WITH NON-INSULATED GRIP LUGS WITH COMBINATION INDICATOR SIZE 2, 125A, AC 690V | 50.58
3SE5312-0SB11 | SAFETY POSITION SWITCHES WITH SOLENOID INTERLOCKING LOCK. FORCE 2600N,5 APPR. DIR. METAL HOUSING,3X( | 288.85
3SE7150-1BD00 | SIGUARD CABLE-OPER. SWITCH METAL HOUSING,2X M20X1.5 1NO+1NC, LATCHES ACC. TO EN418 BUTTON RESET FOR | 178.29
6FX2003-4AE05 | MALE CONTACTS 0.20 - 0.56 SQMM (SUB-D, ROUND SIGNAL CONN.) ROLL = SET OF 500 | 218.61
6GK5991-2AB00-8AA0 | SCALANCE X ACCESSORY, MEDIA MODULE MM991-2, 2 X 100MBIT/S BFOC-PORTS OPTICAL; MULTIMODE GLASS UP TO | 672.66
3WL9111-0AH14-0AA0 | ACCESSORIES CIRCUIT BREAKER 3WL 1ST TRIP SIGNALLING SWITCH 1CO; S24 | 135.5
7MH7723-1BB | TEFLON "R" OUTER DIAPHRAGM FOR ILE-61 | 501.45
8MF5228-5R | STANDARD CUBICLE 8MF5 HXWXD=2200X1200X800 SIDE-BY-SIDE MOUNTING NON-VENT., NOT ASSEM., SCREWED IP54 | 4172.75
3RK1200-0CG00-0AA2 | AS-INTERFACE MODULE SLIMLINE S22.5, DIGITAL, 4I, 2-WIRE,IP20 4 X 1 INPUT, 2-WIRE, PNP CAGE-CLAMP, MO | 325.72
8WH8140-2AB65 | LABELS, TRANSV. 61 - 70 SIZE ZB5 | 0.11
6ES7431-7KF00-6AA0 | SIMATIC S7-400, FRONT CONNECTOR FOR MODULE 6ES7431-7KF00-0AB0 WITH TEMPERATURE REFERENCE, WITH SCREW | 427.83
3SE5132-0BA00-1CA0 | BASIC SWITCH WITH INCREASED CORROSION PROTECTION FOR POSITION SWITCH 3SE513 PLASTIC ENCLOSURE, TO EN | 26.27
6ES7193-7AA10-0AA0 | SIMATIC DP, TERMINAL MODULE TM-IM/EM60S FOR ET200ISP, FOR THE INTEGRATION OF ONE IM152-1 AND ONE ELE | 210.72
5SY8410-8BB08 | CIRCUIT BREAKER 400V 25KA, 4-POLE, 10A, D=70MM ONLY MAGNETIC TRIPPING | 111.57
6GT2300-0AA00 | MOBY E MOBILE DATA MEMORY MDS E600, ISO CARD, EEPROM 752 BYTES, IP 68, -25 TO +60 DEGR/C, 85 X 54 X | 22.54
3NE4330-6B | SITOR FUSE-LINK 315A, AC 800V, FOR 6QG12 | 188.45
5TG4318 | DELTA STYLE SEAL IP44 FOR SCHUKO SOCKET OUTL.S W. HINGED LID | 2.93
4RB2208-3EE50 | POWER CAPACITOR PHICAP MKP 440V 20.8KVAR | 205.84
5SY4501-8 | CIRCUIT BREAKER 230V 10KA, 1+N-POLE, D, 1A, D=70MM | 56.27
7MC2027-3BA30 | INSULATED THERMOCOUPLE WITH COMPENSATION LEAD NOM. LENGTH 500 MM,COMPENS.LEAD L2KK; SHEATH DIAMETER | 75.96
6ES7952-1AK00-0AA0 | SIMATIC S7, RAM MEMORY CARD FOR S7-400, LONG VERSION, 1 MBYTE | 1147.34
8WD4450-5AF | SIGNALLING COLUMN STEADY LIGHT LED BLUE, 230V AC | 78.49
8MF2896-4R | CUBICLESYSTEM 8MF2000 HXWXD = 1800 X 900 X 600MM FOR SIDE-BY-SIDE MOUNTING WITHOUT SIDE PANELS, IP 4 | 2337.5
BVP:261811 | BD2A-400-ZR-Z* Z UNIT RIGHT X/Y 0,36M, Z 0,14M -1,25M 160-400A | 1445.38
3NE4120 | SITOR FUSE-LINK 80A,AC 1000V (DIN 43620,SIZE 0) | 67.19
6SL3203-0BE32-5AA0 | SINAMICS SUPPL. LINE FILTER CL. A FOR POWER MODULE PM240 FSF FROM 110KW LO 3AC 380-480V 250A 360 X 2 | 1454.85
3NJ4911-4AA00 | ACCESSORIES FOR IN-LINE FUSE SWITCH DISCONNECTORS 3NJ4103 MOUNTING KIT CLAMP-TYPE TERMINAL KIT CU 1, | 2.17
5SY4213-6 | CIRCUIT BREAKER 400V 10KA, 2-POLE, B, 13A, D=70MM | 27.23
5SG5653 | NEOZED BUILT-IN FUSE BASE WITH SHOCK-HAZARD COVER D02/63A 3-POLE, SNAP-ON MOUNTI | 18.28
3RT1956-1CC00 | SURGE SUPPRESSOR./RC ELEMENT FOR CONTACTOR MOD.S6/S10/S12 FOR US = AC 48-127V/DC 70-150V | 25.93
3SE5242-0HC05-1CA0 | SIRIUS POSITION SWITCH W. INCREASED CORROSION PROT. PLASTIC HOUSING WIDE ACC. TO EN50047, 50MM DEVIC | 27.88
3TH4271-0AP0 | CONTACTOR RELAY 71E EN 50 011 7NO+1NC, SCREW TERMINALS AC OPERATION AC 230/220V 50HZ, 276/264V 60HZ | 57.21
6XV1822-5BH20 | SIMATIC NET, 7/8" CONN. CABLE F. POWER SUPPLY OF THE ET200, PREASSEMBLED CABLE WITH 2 7/8" CONNECTO | 79.35
5SY6225-7 | CIRCUIT BREAKER 400V 6KA, 2-POLE, C, 25A, D=70MM | 21.59
5SY7510-7 | CIRCUIT BREAKER 230V 15KA, 1+N-POLE, C, 10A, D=70MM | 42.07
3SE5112-0CC02 | SIRIUS POSITION SWITCH METAL ENCLOSURE 40MM ACC. TO EN50041 DEVICE CONNECTION 1X (M20X1.5) 1NO/1NC S | 48.81
5UB1998-0KA | PROM. PACKAGE SPLASH-PROOF SM | 253.44
6SE6400-3CC02-6BB3 | MICROMASTER 4 AC COMMUTATION CHOKE 200V-240V 1AC 22,8A FOOTPRINT FSB - 1.4MH | 152.88
3RW4444-6BC45 | SIRIUS SOFT STARTER, VALUES WITH 500 V, 40 DEG., STANDARD: 250A, 160KW, INSIDE-DELTA CIRCUIT 3: 433A | 14521.83
6SL3160-8FM10-0AA0 | SINAMICS S120 ACCESSORIES KIT FOR ACTIVE INTERFACE MODULE 300MM 80 KW AND 120 KW CONNECTOR DRIVE-CLI | 50.6
5TT4217-6 | RELAY,N-TYPE W 2 CHANGEOV.CONT. CONTACT FOR AC 230, 400V 16A CONTROL DC 30V | 39.71
6FX2003-0LA30 | POWER CONNECTOR SIZE 1 SPEED CONNECT 6-POLE PIN, EXTERNAL THREAD, 1 X 6-POLE INSULATOR 8 X PIN CONTA | 111.88
8HE8541 | BREATHER GLAND F. THREAD PG 16 | 16.42
3RK1911-2BS20 | ECOFAST CONNECTOR SET 4 SQMM WITH AXIAL OUTLET SUPPLY SIDE (PIN) HAN Q4/2 STRAIGHT FOR SUBSEGMENT- & | 84.32
3TH4253-0AL2 | CONTACTOR RELAY 53E EN 50 011 5NO+3NC, SCREW TERMINALS AC OPERATION AC 50/60HZ 230V | 57.21
6AG1321-7BH01-2AB0 | SIPLUS S7-300 SM321 - 20-POLE -25 ... +70 DGR C WITH CONFORMAL COATING EN50155 CONFORMITY BASED ON 6 | 1199.09
5SP4391-7 | CIRCUIT BREAKER 400V 10KA, 3-POLE, C, 100A, D=70MM | 123.09
4AM5542-8JN00-0EA0 | TRANSFORMER SITAS; PHASES:1; PN/PN(S6)(KVA):0,8 /3,4; UPRI(V):400-230+/-15; USEC(V):24; ISEC(A):33,3 | 573.95
3UG4616-2CR20 | DIGITAL MONITORING RELAY FOR 3-PHASE LINE VOLT. W. N COND. REVERSIBLE PHASE SEQUENCE PHASE FAILURE 3 | 229.8
5SY4610-8 | CIRCUIT BREAKER 400V 10KA, 3+N-POLE, D, 10A, D=70MM | 75.39
8MF4570 | EQUIPMENT PLATE WITH DIN RAIL AND CHANNEL DUCTS W=900 | 198.99
5WG1264-1EB11 | GAMMA INSTABUS BINARY INPUT DEVICE N 264E/11 8XPOTF. DEVICE 8X12...230V AC/DC, 6MW | 973.38
3VL9400-4RN40 | ACCESSORY FOR VL400, REAR TERMINAL, LONG, FLAT COMPRISES 4 TERMINALS 2 LONG + 2 SHORT 4-POLE | 245.31
6SL3700-0LE42-0AA3 | SINAMICS S120 CABINET MODULE LINE CONNECTION MODULE 3AC 380-480V, 50/60HZ RATED CURRENT: 2000 A CABI | 31641.81
8GK4402-4KK22 | ALPHA 400/630 DIN, KIT FOR ROW TERMINALS WITH TERMINAL SUPPORT, FIELD COVER WITHOUT CUTOUT WITH TERM | 224.01
8WH8120-2AB25 | LABELS, LONGIT. 21 - 30 SIZE ZB5 | 0.11
3RK1400-1DQ02-0AA3 | AS-INTERFACE COMPACT MOD. K60, DIGITAL, 4I/4O, IP67, 4 X 1 INPUT, 200MA MAX., PNP 4 X 1 OUTPUT, 1A, | 308.5
3RN1010-1BG00 | THERMISTOR MOTOR PROTECTION STANDARD EVALUATION UNIT, AUTORESET, 2W,AC110V, SCREW CONNECTION, GALVAN | 151.29
A5E02213586 | ACCESSORIES CLAMP CONNECTION (ISO 2852 (SMS 3016, BS 4825-3)) DN 76,1 FOR SENSOR SIZE DN80, (P G | 1075.2
3TY6483-0LF4 | COIL FOR CONTACTORS 3TB48, 3TC48 WITH SERIES RESISTOR WITHOUT VARISTOR DC 110V | 135.7
3NJ4912-3BA01 | ACCESSORIES FOR IN-LINE FUSE SWITCH DISCONNECTORS 3NJ41 RESERVE SECTION COVER FOR BUSBARS WITH SPACI | 21.57
3TY7680-0B | VACUUM INTERRUPTERS FOR 3TF68..-.C...3TF68..-.D.. 3TF68..-.Q.. CONSISTS OF 3 INTERRUPTERS WITH MOUNT | 2355.8
4EU2522-6BA00-0AA0 | COMMUTATING CHOKE FOR CONVERTER; PHASES:3; UN1(V):500; ITHMAX 1(A) / F1(HZ):100 /50; I LN (A):90; UK | 3070.64
6FX2001-2SB02 | SIMODRIVE (ACCESSORIES) INCR. ROTARY ENCODER W. RS 422 (TTL) 1024 PULSES, CLAMP FLANGE 10 MM SHAFT, | 366.56
4AM5742-5AT10-0FA1 | TRANSFORMER SITAS; PHASES:1; PN/PN(S6)(KVA):1 /5; UPRI(V):400+/-5%; USEC(V):230; ISEC(A):4,35; F(HZ) | 593.6
8UC7414-1BF44 | DOOR OPERATING MECHANISM 8UC7 HANDLE ONE-SIDED HANDLE TI-GREY/BL.GREEN BASIC MASKING FRAME LIGHT GRA | 277.39
BVP:203136 | BD2-AK2X/S27 TAP-OFF UNIT 25A / 1X 3P.S27 | 363.48
3TC4417-0AD4 | CONTACTOR, SIZE 2, 2-POLE DC-3 AND 5,RATD.OPERAT.CURR.32A AUXILIARY CONTACTS 22 (2NO+2NC) DC OPERATI | 212.32
5ST3030-0HG | SHUNT TRIP AC 110-480V FOR MCB ACC.UL489 | 61
8US1921-2BD00 | BUSBAR ADAPTER SYSTEM TERMINALS FOR 10MM BUSBAR THICKNESS 16-70Q AS WELL AS FOR T- AND DOUBLE-T-PROF | 6.48
3RA6120-2AB34 | SIRIUS, COMPACT STARTER, DIRECT STARTER 690 V, 24 V AC/DC, 50 ... 60 HZ, 0.1 ... 0.4 A, IP20, CONNEC | 553.87
6FX2008-1DC00-1BA0 | SIGNAL CABLE, SOLD BY THE METER (DRIVE CLIQ) 2X2X0.22 C, NON-TRAILING TYPE, DELIVERED IN COILS DMAX= | 94.4
5TC8900 | I-SYSTEM, TITANIUM WHITE COVER PLATE F. DIMMER W. ROTARY BUTTON 55X55MM | 8.96
8GS4007-4 | ALPHA-ZS, METER SUPPORT PLATE 450MM | 89.72
BVP:261828 | BD2A-1000-LL-Y* ELBOW LEFT X 0,36M / Y 0,36M-1, 25M 500A-1000A | 1799.09
BVP:261805 | BD2A-1000-LR ELBOW RIGHT X 0,36M / Y 0,36M 5 00A-1000A | 942.37
5SY4110-5 | CIRCUIT BREAKER 230/400V 10KA, 1-POLE, A, 10A, D=70MM | 30.1
3LD2405-0TK13 | MAIN SWITCH 3-POLE FRONT MOUNTING IU=250A P/AC-23A AT 400V=132KW ROTARY ACTUATOR RED/YELLOW (EMERG. | 333.42
5SY7105-8 | CIRCUIT BREAKER 230/400V 15KA, 1-POLE, D, 0.5A, D=70MM | 30.81
A5E02611795 | FUE950 PT500 PAIR, 2-WIRE, 3 M CABLE, 6 MM TYPE (2 PCS. - MATCH PAIRED, EN-APPROVAL). | 258.34
8MR2130-6A | HEATER 110-250 V, 60 W HG140 14005.0-00 | 103.92
3RT1055-2AU36 | CONTACTOR, 75KW/400V/AC-3 AC(40...60HZ)/DC OPERATION UC 240-277V AUXILIARY CONTACTS 2NO+2NC 3-POLE, | 446.38
6SE6400-4BE21-3DA0 | MICROMASTER 4 BRAKING RESISTOR 500-600 V 39R 26000 W PK 1300 W CONT 515 X 270 X 175 MM H X W X D IP | 1435.53
3UF7113-1BA00-0 | CURRENT/VOLTAGE MEASUR. MODULE; SET CURRENT 20...200A; VOLTAGE DETECTION UP TO 690V; OVERALL WIDTH 1 | 1010.15
6FX5008-1BD51-1FA0 | SIGNAL CABLE, SOLD BY THE METER 3X2X0.14+4X0.14+2X0.5+4X0.22 C UL/CSA, DESINA MOTION-CONNECT 500 DEL | 521.6
5TG7151-1 | DELTA STYLE ROCKER W. PULL ACTUATION FOR PUSHBUTTON PLATINUM METALLIC, 68X68MM | 19.37
M56340-A0031 | SINGLE SHUT-OFF VALVE TYPE A TO DIN 16271 W/ TEST PEG MAX.OP.RESS.400BAR STEEL | 29.67
4RB4200-3EE50 | POWER CAPACITOR PHASECAP COMPACT MKK 440V 20.0KVAR | 411.75
6XV1847-2A | SIMATIC NET FC FO STANDARD CABLE (62.5/200/230), STANDARD- CABLE SPLITTABLE, UL- CERTIFICATION,MAX. | 11.73
3RW4056-6BB44 | SIRIUS SOFT STARTER, S6, 162 A, 90 KW/400 V, 40 DEG., 200-460 V AC, 230 V AC, SCREW TERMINALS | 3427.68
3RT1456-6AB36-ZX95 | CONTACTOR, 275A/AC-1, AC(40...60HZ)/DC OPERATION AUXIL. CONTACTS 2NO+2NC 3-POLE, SIZE S6 BAR CONNECT | 477.94
6SL3730-1TE41-2BA3 | SINAMICS S120 CABINET MODULE BASIC LINE MODULE 3AC 380-480V, 50/60HZ, 1200A OUTPUT: DC 510 - 650V UN | 22940.29
3WL9111-0BC07-0AA0 | 3WL9-NAFTA-ACCESSORY WLCBUSCABLE9 PREASSEMBLED CABLES FOR CUBICLEBUS MODULES, 9.0 M LONG | 213.6
8GS4016-4 | ALPHA-ZS QUICK-MOUNTING SET FOR TELECOMMUNICATION, H=1350, W=250 WITH PERF. SHEET AND INSERT. NU | 228.05
A5E01192010 | ACC. MAG 3100 DN15 CL150 GROUNDINGRING TANTALUM | 1410.02
8WA1822-7TK00 | INSUL. PLATE F. SINGLE TERMINAL SZ 16 AND 35 | 1.22
3RS1142-2GW80 | TEMPERATURE MONITORING RELAY THERMOCOUPLE J,K,T,E,N,S,R,B, 2 THRESHOLDS, DIGITAL, -99 DEGREES C TO 1 | 465.28
6RA8025-6FV62-0AA0 | SINAMICS DCM DC CONVERTER FOR FOUR-QUADRANT DRIVES CONNECTION (B6) A (B6) C INPUT: 3-PHASE AC 480V, | 3404.42
8JK3171 | TERMINAL 1-POLE, FOR BUSBAR 20 X 8 CONDUCTOR CONNECTION 1 X 50-185MM2 | 50.37
A5E01191958 | ACC. MAG 3100 DN200 PN40 GROUND RING W1.4404 | 298.51
3NW7902 | CONTROL SWITCH 1NO+1NC FOR CYLINDRICAL FUSE BASE SIZE 22X58 MM | 21.99
6ES7145-4FF00-0AB0 | SIMATIC DP, ELECTRONIC MODULES FOR ET200PRO 4 AO U HIGH FEATURE, +-10V; 0...10V; 1...5V, CHANNEL DIA | 381
3NE1820-0 | SITOR FUSE LINKS OPERATING CAT. GS, DIN 43620 80A, AC 690V (SIZE 000) | 49.9
6SL3163-1AM00-0AA0 | SINAMICS SHIELD CONNECTION SHEET FOR ACTIVE INTERFACE MODULES 80 KW AND 120 KW | 37.45
3VL9300-4WA40 | ACCESSORY FOR VL250, DRAW OUT ASSEMBLY REAR CONNECTORS 4 POLES | 765.35
5SY7250-7 | CIRCUIT BREAKER 400V 15KA, 2-POLE, C, 50A, D=70MM | 74.11
3RN1011-2BG00 | THERMISTOR MOTOR PROTECTION STANDARD EVALUATION UNIT, MANUAL/REMOTE, 2W,AC110V, SPRING-LOADED TERMIN | 191.17
3NC1420 | SITOR CYLINDRICAL FUSE LINK AR 20 A, 660 V AC/700 V DC | 13.63
3NJ6900-4HF21 | ACCESSORY FOR SWITCH DISCONNECTOR W/FUSE, IN-LINE, PLUG-IN, AMPEREMETER, MOVING IRON 200/5A, CL.1, 0 | 64.31
8GK4664-2KK22 | A400/630 MOUNT. SET H=300 W=500 4 X 3NP4075/3NP4076 ON BUSBAR 40/60MM (WITHOUT BUSBAR HOLDER) INCL. | 292.4
6ZB2310-0BQ00 | FOULT CONNECTOR FOR S7-300 PRACTICE CARRYING CASE/ BAND MODEL | 331.74
4RB2015-3EB50 | POWER CAPACITOR PHICAP MKP 415V 1.5KVAR | 35.06
6XV1875-5AH10 | SIMATIC NET, IWLAN N-CONNECT MALE/ MALE FLEXIBLE CONNECTION CABLE PRE-ASSEMBLED; LENGTH 1M; FLEXIBLE | 48.43
5SY8125-7 | CIRCUIT BREAKER 230/400V 25KA, 1POLE, C, 25A, D=70MM | 16.43
8GK4451-4KK22 | ALPHA 400/630 DIN, KIT MOUNTING PLATE WITH FIELD COVER WITHOUT CUTOUT H=600 W=500 | 218
8GK4666-3KK22 | A400/630 MOUNT. SET H=450 W=500 4 X 3NP4075/3NP4076 ON BUSBAR 40/60MM (WITHOUT BUSBAR HOLDER) INCL. | 155.73
6SE6440-2UD41-3GA1 | MICROMASTER 440 WITHOUT FILTER 3AC 380-480 V +10/-10% 47-63 HZ CONSTANT TORQUE POWER 132 KW OVERLOAD | 33392.78
6GK5798-8MC00-0AC1 | IWLAN RCOAXTHREADED WASHER M6 10 PIECES FOR RCOAX CABLE CLIP 1/2" THREADED WASHER FOR RCOAX CABLE CL | 14.98
8WH9005-1GA00 | COVER FOR FEED-THROUGH TERM. WITH SPRING CONNECTION, SECTION: 10 MM2, WIDTH: 2.2 MM, COLOR: GRAY | 0.76
7MH7723-1AS | SWITCH, INDUCTIVE FOR RBSS SPEED SENSOR (IS, APPROVALS SELECTION "2") | 438.02
3NC2225-5 | SITOR CYLIND. FUSE-LINK AR WITH HAMMER 22X58 25 A, 690 V | 31.88
3NA3814 | LV HRC FUSE LINK GL/GG WITH NON-INSULATED GRIP LUGS WITH FRONT INDICATOR SIZE 000, 35A, AC 500V/DC 2 | 4
8MF6088-5E | STANDARD CUBICLE 8MF6 HXWXD=2000X800X800 INDIVIDUAL MOUNTING NON-VENT., ASSEM., WELDED IP54 | 3689.79
8GK9601-3KK20 | ALPHA 630 DIN, COVER HEIGHT = 450MM, WIDTH = 500MM, CLOSED MINIMUM ORDER QTY 10 UNITS | 50.92
3SB2000-2AC01 | TOGGLE SWITCH, 16MM, ROUND, PLASTIC, RED, 2 SWITCH POSITIONS O-I, LATCHING, ACTUATING ANGLE 62 DEGRE | 13.16
3KL5230-1AB01 | SWITCH DISCONNECTOR FUSE NEW DESIGN IU=125A, UE=690V, 3-POLE FOR LV HRC FUSE SIZE 00 BASIC VERSION W | 719.63
3RT1056-6AT36 | CONTACTOR, 90KW/400V/AC-3, AC(40...60HZ)/DC OPERATION UC 575...600V AUXIL. CONTACTS 2NO+2NC 3-POLE, | 563.43
3RT1965-5AB32 | WITHDRAWABLE COIL FOR SIZE S10 FOR CONTACTORS 3RT106/3RT146 AC/DC OPERATION UC23-26V DRIVE: CONVENTI | 105.04
7MC2028-2AD41 | INSULATED THERMOCOUPLE WITH COUPLING SOCKET LENGTH L = 0.5 M 2 THERMOCOUPLE ELEMENTS NICR/NI SHEATH | 169.65
6XV1821-1CN50 | SIMATIC NET, PROFIBUS PCF FIBER OPTIC, WITH 4 PCF SIMPLEX CONNECTORS L = 50 M | 502.31
4AM6142-8ED40-0FA0 | TRANSFORMER SITAS; PHASES:1; PN/PN(S6)(KVA):1,6 /7,3; UPRI(V):600-575-550-525-500- 480-460-440-415-4 | 905.26
4AM3842-5AT10-0FA2 | TRANSFORMER SITAS; PHASES:1; PN/PN(S6)(KVA):0,16 /0,49; UPRI(V):400+/-5%; USEC(V):230; ISEC(A):0,696 | 175.68
7MH5104-3AD00 | SIWAREX WL 260 LOAD CELL SP-S SA 100KG C3 - RATED LOAD 100KG - ACCURACY CLASS C3 - 1M CABLE LENGTH, | 601.61
6XV1850-2JN10 | SIMATIC NET, IND. ETHERNET TP CORD 9/RJ45, TP CORD PREASSEMBLED WITH 1 RJ45 CONNECTOR A. 1 9-PIN I | 74.55
PBD:51003K020AAAA | KIT,IQ,ROD/GSKT,22452 2"/150, 316,PTFE | 1043.55
6XV1820-5BN80 | SIMATIC NET, FIBER OPTIC CABLE (62.5/125)STANDARD CABLE, SPLITTABLE PREASS. WITH 4 BFOC CONNECTORS L | 735.27
5TG8058-2 | LED LAMP YELLOW 230V | 3.97
3RA6250-1BP33 | SIRIUS, COMPACT STARTER, REVERSING STARTER 690 V, 110 ... 240 V AC/DC, 50 ... 60 HZ, 0.32 ... 1.25 A | 1008.72
5UH1083 | DELTA VITA, ALUMINUM METALLIC COVER PLATE 55X55MM FOR SCHUKO OUTLETS | 9.59
8WH9030-6BD00 | PERMANENT LINKS 35MM2 3POL WITH SCREWS | 4.91
6AG1057-1AA00-0AA2 | FRONT PANEL MOUNTING KIT 8 PU WITH KEYS FOR LOGO! + SIPLUS ADDITIONS | 190.74
6ES7222-1AD30-0XB0 | SIMATIC S7-1200, DIGITAL OUTPUT SB 1222, 4DQ, 5VDC 200KHZ | 97.05
3SX3170 | ACTUATORS FOR 3SE3200,3SE3210,3SE3220 POS.SW. ROLLER PLUNGER | 6.94
5UH1223 | DELTA PROFIL OUTLET COVER W/O INSERT W. INCREASED TOUCH PROTECTION CHAMPAGNE 65X65MM | 13.42
3RK1902-4BA00-5AA0 | M12 CONNECTOR STRAIGHT SCREW CONNECTION MAX. 0.75 SQMM 5-POLE A-CODED MAX. 4A | 22.07
8WA1011-1PH00 | PE TERMINAL 2 SCREW TERMINALS GREEN-YELLOW, 8MM, SZ 6 | 7.6
8WH8120-2XA05 | LABELS, LONGIT. SPECIAL LABELLING ZB5 | 0.25
3SB2226-0AD01 | ILLUMINATED PUSHBUTTON, 16MM, ROUND, PLASTIC, YELLOW, BUTTON, FLAT, 1NO, LAMPHOLDER W2 X 4.6D, WITH | 20.13
BVP:034289 | BD01-GK2M2/F TAP-OFF UNIT | 171.34
6FX2001-2SC04 | SIMODRIVE (ACCESSORIES) INCR. ROTARY ENCODER W. RS 422 (TTL) 2048 PULSES, CLAMP FLANGE 10 MM SHAFT, | 366.56
3RV1011-0KA10-ZX95 | CIRCUIT-BREAKER, 0.9...1.25 A N-RELEASE 16 A, SIZE S00, MOTOR PROTECTION, CLASS 10, SCREW CONNECTION | 61.72
BVP:261846 | BD2A-400-LH-X* KNEE BACKSIDE X 0,36M-1,25M / Y 0,36M 160A-400A | 1233.66
5SY4610-7 | CIRCUIT BREAKER 400V 10KA, 3+N-POLE, C, 10A, D=70MM | 67.06
3SE5000-0AU21 | ACTUATOR HEAD F. HINGED SWITCH OF METAL AND M. PLASTIC W. HOLLOW SHAFT D=8MM A. ACTUATING ANGLE 10 D | 19.24
8GF5773 | ALPHA 630 UNIVERSAL COPPERBAR L=1300MM 30X5MM, DRILLED WITH THREAD | 449.4
6GK5992-2GA00-8AA0 | SCALANCE X ACCESSORY, MEDIA MODULE MM992-2CUC, 2 X 1000MBIT/S RJ45-PORTS, ELECTRICAL; WITH SLEEVE | 493.58
M56340-A0038 | DOUBLE SHUT-OFF VALVE TYPE A TEST CONNECT.SIMIL.TO DIN 16272 W/ TEST PEG MAX.OPER. PRESS. 400BAR STA | 109.06
3RW4037-1TB05 | SIRIUS SOFT STARTER, S2, 63A, 37KW/500V, 40 DEGR., AC 400-600V, AC/DC 24V, SCREW TERMINALS, THERMIST | 1398.92
5SG6207 | NEOZED-BUSBAR-MOUNT. FUSEBASES SR60 3P, D02, 63A, 400V 36MM WIDE FOR 5/10 MM BUSBARS | 17.18
3NX1003 | BLANK LINK SIZE 00 FOR LV HRC FUSE BASE SIZE 00 | 5.53
8WA1011-1DG11 | THROUGH-TYPE TERMINAL THERMOPL. SCREW TERMINAL ON BOTH ENDS SINGLE TERM., 6.5MM SZ 4 | 2.3
6XV1870-8AH50 | SIMATIC NET,IE CONNECTING CABLE M12-180/M12-180 PREASSEMBLED IE FC TRAILING CABLE GP, WITH 2 M12 CON | 67.57
8GK4655-3KK12 | ALPHA 400/630 DIN, KIT FOR FUSE SWITCH 3NP4270 1XNH1 FOR MOUNTING ON BUS BAR 40/60MM H=450 W=250 | 266.89
6SL3511-1PE24-0AM0 | SINAMICS G110D AC-DRIVE, WITH REPAIR SWITCH WITH BUILT IN CL. A FILTER WITH BULT IN BRAKING CHOPPER | 3297.33
8MF6066-4ES | EMC CUBICLE IP40 HXWXD=2000X600X600 | 3612.52
3VL9120-4TC31 | ACCESSORY FOR VL150XUL, (CG FRAME) BOX TERMINALS COMPRISES 3 BOX TERMINALS 3 POLE | 40.1
3VL9800-1ST01 | ACCESSORIES FOR VL800UL, VL1200UL, VL1600UL, SH 208...277 V AC FOR RIGHT MOUNTING FOR RIGHT MOUNTING | 252.5
6SL3720-1TG37-4AA3 | SINAMICS S120 CABINET MODULE SINGLE MOTOR MODULE WITH CIM+CU320-2 OUTPUT: DC 675 - 1035V INPUT: 3AC | 78313.47
3RV1011-0KA10 | CIRCUIT-BREAKER SIZE S00, FOR MOTOR PROTECTION, CLASS 10, A-REL.0.9...1.25A, N-REL.16A, SCREW TERMIN | 55.35
3RW4947-8VB00 | FAN FOR SIRIUS SOFT STARTER 3RW403 S2, 3RW404 S3 | 105.65
3RV1913-1DA00 | MOULDED-PLASTIC ENCLOSURE FOR WALL MOUNTING, DEGREE OF PROTECTION IP55, WITH N AND PE TERMINAL, 72MM | 16.64
8US1941-2AC00 | BUSBAR ADAPTER SYSTEM TERMINAL WITH STUD BOLT M10 FOR CABLE LUGS UP TO 240MM2 FOR 10MM BUSBAR THICKN | 25.78
6GT2690-0AH00 | MOBY D / RF300 ISO QUICK CHANGE HOLDER STAINLESS STEEL FOR MDS D139; DIAMETER 22 MM HEIGHT 48 MM; PA | 36.17
8MR2140-6C | HEATER BLOWER 230 V, 600 W HV030 03033.9-00 | 264.04
6SL3262-1BB00-0BA0 | SINAMICS DIN RAIL MOUNTING KIT FOR POWER MODULE FSB | 116.48
5ST3644 | PIN BUSBAR, 16 SQMM CONNECTION: 3X3-PHASE SAFE-TO-TOUCH | 5.58
3RN1011-1BM00 | THERMISTOR MOTOR PROTECTION STANDARD EVALUATION UNIT, MANUAL/REMOTE, 2W,AC230V, SCREW CONNECTION, SH | 186.12
3NA6240-6 | LV HRC FUSE LINK GL/GG WITH INSULATED GRIP LUGS WITH COMBINATION INDICATOR SIZE 2, 200A, AC 690V/DC | 70.52
3LD2122-0TK13 | MAIN/EMERG. STOP SWITCH 3-POLE IU=25, P/AC-23A AT 400V=9.5KW FRONT MOUNTING FOUR-HOLE MOUNTING KNOB | 25.7
4EU2552-4UA00-0AA0 | MAINS CHOKE F.FU; PHASES:3; UN1(V):480; ITHMAX 1(A) / F1(HZ):200 /60; I LN (A):180; UK(%):2; LN(MH): | 1865.35
3RK1901-2DA00 | AS-INTERFACE MOUNTING PLATE K45 FOR STANDARD RAIL MOUNTING 1X AS-INTERFACE CABLE (YELL.), 1X AS-INT | 15.93
LZS:PT5B5T30 | PLUG-IN RELAY COMPLETE UNIT AC 230V, 4 CO CONTACT LED MODULE RED SOCKET W. LOGIC ISOLATION SCREW TER | 18.8
6SL3325-1TG41-3AA3 | SINAMICS S120 MOTOR MODULE 3AC 500-690V, 50/60HZ OUTPUT: DC 675 - 1080V, 1270A RATED POWER: 1200KW L | 95989.23
8ME1763 | FINE SHEET SCREW M5 X 10 | 0.55
4RB2028-1EJ50 | POWER CAPACITOR PHICAP MKP 480V 2.8KVAR | 50.5
3VL9200-4RB00 | ACCESSORY FOR VL160, REAR TERMINAL, LONG, ROUND COMPRISES 1 TERMINAL | 26.95
5SY5163-7 | CIRCUIT BREAKER CURR. SENS DC 220V AC 230/400V 10KA, 1-POLE, C, 63A | 35.78
5SY6403-7 | CIRCUIT BREAKER 400V 6KA, 4-POLE, C, 3A, D=70MM | 78.46
7MB8000-6BA | FLAME BARRIER, STAINLESS STEEL INCLUDING MOUNTING ANGLE. | 1619.56
8GK4705-4KK25 | ALPHA 1600 DIN ASSEMBLY KIT F.3/4P-CIRCUIT BREAKER VL1250/1 H=600 W=500 D=400 | 300.36
3NA6830-6 | LV HRC FUSE LINK GL/GG WITH INSULATED GRIP LUGS WITH COMBINATION INDICATOR SIZE 00, 100A, AC 690V/DC | 28.39
3NC7331-2 | SITOR FUSE-LINK 350A, AC 680V FOR RAILWAY EQUIPMENT | 130.37
3RB2056-2FC2 | OVERLOAD RELAY 50...200 A FOR MOTOR PROTECTION SIZE S6, CLASS 20 MOUNT. ONTO CONT./ STAND-ALONE MAIN | 251.95
5TT5801-0 | INSTA CONTACTOR WITH 1 MAKE AND 1 BREAK CONTACT CONTACT FOR 230, 400 V AC, 20 A TRIGGERING 230 V AC | 29.04
6SL3162-2AA00-0AA0 | SINAMICS 24 V TERMINAL ADAPTER FOR MODULES IN BOOKSIZE DESIGN | 23.82
7ME3960-0CR14 | DEDICATED CLAMP-ON RTD CABLE CLAMP-ON RTD CABLE, SUBMERSIBLE -40 TO +200 DEGREES CEL (-40 TO +392 DE | 2546.19
3NE5627-0C | SITOR FUSE-LINK FOR SEMICONDUCTOR PROTECTION 250A AR 1500V SIZE 3 CONNECTION CONTACT INDICATOR 170MM | 278.51
3NE1333-2 | SITOR FUSE LINKS OPERATING CAT. GR, DIN 43620 450A, AC 690V (SIZE 2) | 181.34
5UB1405-0KK | DELTA PROFIL, TITANIUM WHITE SCHUKO SOCKET OUTL. 10/16A 250V WITH SCREWLESS TERMINALS WITH CHILDREN | 11.96
3VL9675-4TF31 | ACCESSORY FOR VL800XUL, (MG-FRAME) MULTIPLE LINE-SIDE TERMINAL FOR CU/AL FOR 2 CONDUCTORS PER TERMIN | 316.6
4AM6542-5AT10-0FC0 | TRANSFORMER SITAS; PHASES:1; PN/PN(S6)(KVA):2,13 /13,3; UPRI(V):400+/-5%; USEC(V):230; ISEC(A):9,26; | 1501.67
3RT1076-2AU36 | CONTACTOR, 250KW/400V/AC-3 AC(40...60HZ)/DC OPERATION UC 240-277V AUXILIARY CONTACTS 2NO+2NC 3-POLE, | 1947.39
4RB5125-3GK50 | POWER CAPACITOR PHASECAP MKK 690V 12.5KVAR | 501.76
3NW7211 | BUILT-IN FUSE BASE FOR CYLINDRICAL FUSES SIZE 22X58MM 100A, 1POLE | 33.18
5SM2322-0 | FI-BLOCK F.LS-SWITCH 5SY TYPE AC (WS), T=70MM 6-40A 2POLE IFN 30MA 230V | 31.6
6AU1820-1AB20-0AB0 | SIMOTION TECHNOLOGY OPTION GEAR LICENSE FOR 1 AXIS | 987.69
3NY1105 | ACCESSORIES FOR FUSE SWITCH DISCONNECTORS 3NP50 MOULDED-PLASTIC MASKING FRAME 215 X 135MM WITH AND W | 10.5
7MH5708-5PB00 | ADAPTER FOR CP-S SA ON SIWAREX R RN 28T. THE PACKAGE ITEM CONSISTS OF ONE PLATE. - MATERIAL STAINLES | 448.91
6SL3000-0BG41-2AA0 | SINAMICS LINE FILTER CL. A1 INPUT: 3AC 500-690V, 50/60HZ 1200A NMA: A5E00105352 | 4555.34
3VL9300-4PS30 | ACCESSORIES FOR VL250, KIT MEAS. CONTACT 3P COMPRISING 6 MEAS. CONTACTS AND 1 TRIGGER PIN | 148.49
3NP1953-1GA00 | ACCES.F.FUSE SWI. DISCONNECTOR FOR NH2 FUSE CARRIER | 75.8
3NP5060-0EB86-ZA02 | FUSE-SWITCH-DISCONNECTOR I=160A, U=690V, 3-POLE AUXILIARY SWITCH 1NO+1NC WITH CLAMP CONNECTION WITH | 790.53
3VL9300-4WG30 | ACCESSORY FOR VL160, VL250, DRAW OUT CONVERSION KIT RCD 3 POLES | 240.72
5SY6610-6 | CIRCUIT BREAKER 400V 6KA,3+N-POLE B, 10A, D=70MM | 62.31
6FX8008-1BD21-6AA0 | SIGNAL CABLE,SOLD BY THE METER 4 X 2 X 0.34 + 4 X 0.5 C TRAILING CABLE, UL/CSA DESINA MOTION CONNECT | 4069.04
A5E01623512 | KIT,LR460, HORN 4",NO PURGE, NO EMITTER | 432.04
6SL3325-1TG33-3AA3 | SINAMICS S120 MOTOR MODULE 3AC 500-690V, 50/60HZ OUTPUT: DC 675 - 1080V, 330A RATED POWER: 315KW LIQ | 33944.04
5TT4207-4 | RELAY,N-TYPE W 2 CHANGEOV.CONT. CONTACT FOR AC 230V 16A CONTROL AC 8V | 40.23
4AV3200-2EB00-0A | POWER SUPPLY; PHASES:3; PN(KW):0,48; UPRI(V):400+/-20; USEC(V DC):24; ISEC(A DC):20/24 (60/40 CEL); | 726.74
3SE5232-3LC05 | SIRIUS POSITION SWITCH; PLASTIC HOUSING ACC. TO EN50047, 31MM DEVICE CONNECTION 1X(M20X1.5); 1NO/2NC | 40.66
6DR4004-6G | SIA MODULE, WITH SLOT-TYPE INITIATORS FOR ELECTROPNEUMATIC POSITIONER SIPART PS2, TO RETROFIT, 1 FAU | 593.98
8GK9910-1KK40 | ALPHA 630 DIN, RAIL, WIDTH = 1000MM MINIMUM ORDER QTY 10 UNITS | 12.25
7MH7723-1CM | MC-256,RUBBER COUPLING,SPARE | 39.5
6SL3000-2AH34-5AA0 | SINAMICS MOTOR REACTOR FOR POWER MODULE/MOTOR MODULE 400KW, 3AC 500-690V | 2645.9
8MF2066-4ES | SICUBE 8MF2000 EMC-CUBICLE; WELDED, GALVANISED H X W X D = 2000 X 600 X 600MM FOR INDIVIDUAL MOUNTIN | 3245.47
3RF2906-0FA08 | LOAD MONITORING BASE CURRENT RANGE 6A 40 DEGR. C CONTROL VOLTAGE 24V DC FOR SEMICOND. RELAY /CONTACT | 77.23
4EP3601-3DS00 | COMMUTATING CHOKE FOR CONVERTER; PHASES:3; UN1(V):400; ITHMAX 1(A) / F1(HZ):16 /50; I LN (A):14,4; U | 931.24
A5E01151585 | 75 MM (3") HORN ANTENNA KIT, HASTELLOY C-22 | 5001.11
5SY8610-8 | CIRCUIT BREAKER 400V 25KA, 3+N-POLE, D, 10A, D=70M | 148.53
6FX2001-4DC50 | BUILT-ON ENCODER 2500 PUL./REV OPTICAL INCREMENTAL WITH HTL LEVEL, OPER. VOLTAGE 10-30V SYNCHROFLANG | 366.56
3VL9800-3AS20 | ACCESSORY FOR VL1250, VL1600, KIT LEADING AUXILIARY SWITCH 1 CO CONTACT, FROM ON TO OFF 1.5 METER CO | 41.41
8MF9000 | WALL FIXING HOLDER FOR 8MF SYSTEM CUBICLE FOR 8MF SYSTEM CUBICLE | 11.05
6RA8085-6DV62-0AA0 | SINAMICS DCM DC CONVERTER FOR FOUR-QUADRANT DRIVES CONNECTION (B6) A (B6) C INPUT: 3-PHASE AC 400V, | 12246.45
8WH8120-1AB75 | LABELS, LONGIT. 71 - 80 SIZE ZB4 | 0.11
BVP:261797 | BD2A-400-TH JUNCTION UNIT T UNIT BACKSIDE 1 60-400A | 768.59
3NC8427-0C | SITOR FUSE-LINK FOR SEMICONDUCTOR PROTECTION 250A GR 690V SIZE 3 CONNECTION CONTACT INDICATOR 110MM | 224.01
5SJ4108-7HG41 | CIRCUIT BREAKER 240V 14KA, 1-POLE, C, 8A, D=70MM ACC. TO UL 489 | 46.87
3RA6400-2AB43 | SIRIUS, COMPACT STARTER, DIRECT STARTER W/SYSTEM INTERFACE, 690 V, 32 A, 24 V DC, 0.1 ... 0.4 A, IP2 | 786.32
5SY6663-7 | CIRCUIT BREAKER 400V 6KA,3+N-POLE C, 63A, D=70MM | 73.98
A5E02611796 | FUE950 PT500 PAIR, 2-WIRE, 5 M CABLE, 6 MM TYPE (2 PCS. - MATCH PAIRED, EN-APPROVAL). | 304.2
6ES7194-4BE00-0AA0 | SIMATIC DP, CONNECTING MODULE FOR POWER MODULES PM-E ET 200PRO PUSH PULL | 190.49
3NC2200-5 | SITOR CYLIND. FUSE-LINK AR WITH HAMMER 22X58 100 A, 690 V | 38.9
6XV1830-7BH05 | SIMATIC NET,PROFIBUS ECOFAST HYBRID CABLE, 2XCU 0.64 MM, 4XCU 1.5 SQMM, CABLE PREASSEMBLED WITH ECOF | 104.39
8GK4554-2KK12 | ALPHA 400/630 DIN, KIT FOR FUSE SWITCH 3NP4070, 1XNH00 TO 160A MOUNT. PLATE W. INSULAT. BLIND H=300 | 144.22
5SD610 | DIAZED FUSE-LINK 750V DC RAILROAD PROPERTY PROTECTION CHARACTERISTICS FAST ACTING SIZE DIII, E33, 50 | 31.93
3VL9300-8LD00 | ACCESSORY FOR VL160X, VL160, VL250, WALKING-BEAM INTERLOCK DRAW-OUT/ PLUG-IN | 791.5
5SY8302-7 | CIRCUIT BREAKER 400V 25KA, 3POLE, C, 2A, D=70MM | 120.55
8MF6296-4KE | EARTHQUAKE-PROOF SYSTEM CUBICLE HXWXD=2200X900X600 IP40 | 6973.89
5SY4463-6 | CIRCUIT BREAKER 400V 10KA, 4-POLE, B, 63A, D=70MM | 112.54
5SY5208-7 | CIRCUIT BREAKER CURR. SENS DC 440V AC 400V 10KA, 2-POLE, C, 08A | 59.48
3RF2330-1DA44 | SEMI-COND. CONTACTOR 3RF2,1-PH. AC51 30 A 40 DEG. C 48-460 V / 4-30 V DC SHORT CIRC. PROOF UP TO 2 | 91.16
6SL3710-1GH31-5CA3 | SINAMICS G150 CONVERTER CABINET UNIT, AC/AC WITH CIM+CU320-2 3AC 660-690 V, 50/60 HZ NOM. POWER RATI | 19776.13
5ST3020 | FAULT SIGNALL. SWICHT MOUNT. 1S+1OE, F. LS-SWITCH T=70MM | 17.96
6GK7343-5FA01-0XE0 | COMMUNICATIONSPROCESSOR CP343-5 FOR CONNECTING SIMATIC S7-300 TO PROFIBUS, FMS, S5-COMPATIBLE PG/OP | 2482.45
6FX8008-1BA11-3AA0 | POWER CABLE,SOLD BY THE METER, 4 X 1.5 + 2 X 1.5 C TRAILING CABLE, UL/CSA DESINA, DELIVERED ON DISPO | 3419.72
4RB5100-3FC50 | POWER CAPACITOR PHASECAP MKK 525V 10.0KVAR | 280.05
4RB2075-3EA50 | POWER CAPACITOR PHICAP MKP 400V 7.5KVAR | 102.65
6SE6400-3TD07-2ED0 | MICROMASTER 4 OUTPUT LC FILTER 380-480V 3AC 76.5 / 62.0 A (40 / 50 GRD C) STAND ALONE FS E 355 X 300 | 3956.55
3VL9320-6SB30 | OVERCURRENT RELEASE VL 250 3-POLE, SYSTEM PROTECTION ETU10, LI IR= 80...200A, OVERLOAD PROTECTION, I | 1210.16
3RK1301-1BB00-0AA2 | DS1-X FOR ET 200S ELECTROMECHANICS LINE STARTER EXPANDABLE ADJUSTABLE RANGE 1.4...2.0A AC-3, 0.75 KW | 484.99
3TH4373-0BM4 | CONTACTOR RELAY 73E EN 50 011 7NO+3NC, SCREW TERMINALS DC OPERATION DC SOLENOID SYSTEM DC 220V | 131.42
5UB1841 | DELTA STYLE SCHUKO OUTLET 10/16A 250V WITH HINGED LID RED COVER PLATE 68X68MM | 21.44
3SB2000-2HC01 | TOGGLE SWITCH, 16MM, ROUND, PLASTIC, RED, 2 SWITCH POSITIONS O-I, LATCHING, ACTUATING ANGLE 90 DEGRE | 13.55
BVP:261520 | BD2A-3-250-WB-2W* OPTIONAL LENGTH 1,26M-2,24M 250 A, N + PE, 4-8 TAP OFFS | 959.52
8WH9020-6HC00 | FIXED JUMPER TO SCREW 2-POLE FOR 50MM2 | 5.09
8GK1032-5KK21 | ALPHA 160 DIN, WALL-MOUNTED DB, SM UNEQ. DISTR. BOARD RAL 9016 IP43 SK2, H=1100 W=550 D=140 | 530.4
3TH4391-0AG2 | EN 50 011 EN 50 011 9NO+1NC, SCREW TERMINALS AC OPERATION AC 50/60HZ 110V | 86.38
8MF5298-5E | STANDARD CUBICLE 8MF5 HXWXD=2200X900X800 INDIVIDUAL MOUNTING NON-VENT., NOT ASSEM., SCREWED IP54 | 4037.52
3TX7462-3V | SURGE SUPPRESSOR RC ELEMENT FOR SNAPPING ON AC 400 TO 600V FOR CONTACTORS SIZE 3 TO 6 | 14.02
3VL9400-4PC40 | ACCESSORY FOR VL400, PLUG IN SOCKET KIT ASSEMBLY FRONT CONNECTORS 4 POLE | 1282.12
3RN1022-2DW00 | THERMISTOR MOTOR PROTECTION FOR 2 SENSOR CIRCUITS, ALARM AND SWITCH-OFF, 1NO+1CO, UC 24...240V, SPRI | 508.96
5ST3606 | PIN BUSBAR, 10 SQMM CONNECTION: 2X2-PHASE SAFE-TO-TOUCH | 1.65
3RW4038-1BB15 | SIRIUS SOFT STARTER, S2, 72A, 45KW/500V, 40 DEGR., AC 400-600V, AC/DC 110-230V, SCREW TERMINALS | 1450.26
3SE5112-1KA00 | BASIC SWITCH FOR POSITION SWITCH 3SE51. METAL ENCLOSURE 40MM TO EN50041 W. 2 LEDS, YELL./GREEN, 24V | 50.11
3RF2430-1AB55 | SEMI-CONDUCTOR CONTAC.3-PH.3RF2 AC51 30A 40 DEG. C 48-600V / 230V AC 2-PHASE CONTROLLED SCREW TERMIN | 164.6
3RW4443-2BC36 | SIRIUS SOFT STARTER, VALUES WITH 575 V, 50 DEG., STANDARD: 180A, 150HP, INSIDE-DELTA CIRCUIT 3: 312A | 14391.01
6FX2001-2RB00 | SIMODRIVE (ACCESSORIES) INCR. ROTARY ENCODER W. RS 422 (TTL) 1000 PULSES, CLAMP FLANGE 10 MM SHAFT, | 366.56
7MC2021-2CB | JACKET THERMOCOUPLE WITH CONNECTION HEAD, FORM B JACKET DIAMETER 3 MM; MAT. NO. 1.4541 2 THERMOC. EL | 115.21
6ES7461-3AA01-0AA0 | SIMATIC S7-400, IM461-3 RECEIVER INTERFACE MODULE FOR DISTRIBUTED CONNECTION UP TO 102 M, WITH K BUS | 1265.44
6SL3211-0AB12-5BB1 | SINAMICS G110 - CPM110 AC-DRIVE,BUILT IN CL. B FILTER 1AC200-240V +10/-10% 47-63HZ RS485-INTERFACE ( | 351.46
6SL3555-0PM00-0AA0 | SINAMICS G110D CARD READER MMC/SD | 92.28
7MH7725-1AJ | LOADCELL,MSI,25LB,LOW PROFILE ,SS,WITH HARDWARE | 2170.96
5SY4308-7 | CIRCUIT BREAKER 400V 10KA, 3-POLE, C, 8A, D=70MM | 51.75
3RN1011-1BG00 | THERMISTOR MOTOR PROTECTION STANDARD EVALUATION UNIT, MANUAL/REMOTE, 2W,AC110V, SCREW CONNECTION, SH | 186.12
3RF2410-1AB35 | SOLID-STATE CONTACT.3PHASE 3RF2 AC51 10A 40 DEG. C 48-600V / 110V AC 2-PHASE CONTROLLED SCREW TERM | 139.26
3SB2901-4QC | INSCRIPTION PLATE FOR PUSHBUTTON AND ILLUMINATED PUSHBUTTON, FLAT, CLEAR WITH BLACK LETTERING, WITH | 0.72
6ES7922-3BF00-0UB0 | FRONT CONNECTOR FOR SIMATIC S7-300 20-POLE (6ES7392-1AJ00-0AA0) WITH 20 SINGLE CORES AWG 20, SINGLE | 168.89
5UB4713 | DELTA FLAT IP44, SM DARK GRAY/LIGHT GRAY SCHUKO OUTLET 10/16A 250V W. SCREWLESS TERMINALS M.HINGED L | 13.71
8MF2266-4RL1 | SICUBE 8MF2000 SWITCH GEARS CUBICLE H X W X D = 2200 X 600 X 600MM FOR SIDE-BY-SIDE MOUNTING WITHOUT | 3477.29
4EU3052-7UA00-0AA0 | MAINS CHOKE F.FU; PHASES:3; UN1(V):480; ITHMAX 1(A) / F1(HZ):280 /60; I LN (A):252; UK(%):4; LN(MH): | 4003.31
7MF9401-5AA | ACCESSORY KIT 2 SREWS 7/16-20 UNF X 2 1/8 INCH, 2 WASHERS, 1 O-RING (FPM 90) | 21.52
6SL3000-2DG34-1EA0 | SINAMICS DU/DT-FILTER COMPACT PLUS VOLTAGE PEAK LIMITER FOR SINAMICS G: 3AC 500-600V 250KW 3AC 660-6 | 6655.72
BVP:660808 | BD01-GK1X/CEE163 TAP-OFF UNIT | 184.81
A5E00822479 | ACCESSORY - TERMINAL BOX 1/2 INCH NPT - 3A | 268.85
6AG1195-7HG00-2XA0 | SIPLUS ET200M SEPARATOR BUS MOD F; -25 ... +60 DEGREES C WITH CONFORMAL COATING BASED ON 6ES7195-7H | 399.69
6FX7008-1BC31-3AA0 | POWER CABLE,SOLD BY THE METER, 4X4 + 4X0.5 C FOR LINEAR MOTORS TRAILING TYPE UL/CSA DESINA MOTION-CO | 5843
8MF2086-4E | CUBICLESYSTEM 8MF2000 HXWXD = 2000 X 800 X 600MM FOR INDIVIDUAL MOUNTING WITH SIDE PANELS, IP 40 | 2839.79
6ES7921-3AA00-0AA0 | FRONT CONNECTOR WITH TWISTED RIBBON CABLE CONNECTION FOR 16 DIGITAL I/O MOD. OF THE S7-300, POWER SU | 74.05
3RF2120-2AA24 | SEMICONDUCTOR RELAY 3RF2, 1-PH. WIDTH 22.5MM, 20 A 48-460 V / 110-230 V AC SPRING-LOADED TERMINAL | 46.03
3RK1304-5KS40-2AA3 | ET 200PRO DSE HF DIRECT STARTER HIGH FEATURE; MECH. SWITCHING; ELECTRO. UE PROTECTION; 3PH 400 V/0.9 | 843.16
3TC5217-0BF0 | CONTACTOR, SIZE 8, 2-POLE DC-3 AND 5,RATD.OPER.CURR. 220A AUXILIARY CONTACTS 22 (2NO+2NC) AC OPERATI | 965.01
5SJ4345-7HG41 | CIRCUIT BREAKER 240V 10KA, 3-POLE, C, 45A, D=70MM ACC. TO UL 489 | 281.07
3RT1066-6AR36 | CONTACTOR, 160KW/400V/AC-3 AC(40...60HZ)/DC OPERATION UC 440-480V AUXILIARY CONTACTS 2NO+2NC 3-POLE, | 1077.64
4AT3032-8JD40-0FA0 | TRANSFORMER SITAS; PHASES:1; PN/PN(S6)(KVA):4 /16; UPRI(V):400-230+/-15; USEC(V):230-115; ISEC(A):17 | 1799.18
5TG6241 | I-SYSTEM, ALUMIN.METALLIC ROCKER F.UNIVERSAL SWITCH CO/OFF F. INTERMEDIATE AND OFF SWITCH FOR PUSHB. | 9.63
6SL3310-1GH31-2AA3 | SINAMICS G130 POWER MODULE IP20 3AC 660-690V, 50/60HZ, 120 A UNIT RATING: 110 KW 6-PULSE SUPPLY WIT | 12673.37
3NJ6943-1CA00 | ACCESSORY FOR SWITCH DISCONNECTOR W. FUSES IN-LINE TYPE, PLUG-IN TYPE, NH2,3 CONNECTING TERMINALS DO | 192.42
3RK2200-0CQ22-0AA3 | AS-INTERFACE COMPACT MOD. K45, A/B-SLAVE,DIGITAL, 2X2I, IP67, 2X2 INPUT, MAX. 200 MA, PNP 2 X M12-S | 215.23
6SE6430-2UD27-5CA0 | MICROMASTER 430 WITHOUT FILTER 3AC 380-480 V +10/-10% 47-63 HZ SQUARED TORQUE POWER 7.5 KW OVERLOAD | 3606.39
3TK1542-0AP0 | AC-1 CONTACTOR, 4-POLE, 800 A, MAIN CONTACTS 4 NO, AUXILIARY CONTACTS 2NO+2NC, AC OPERATION AC 220.. | 3479.73
5SU1656-7KK25 | FI/LS-PROTECTOR TYPE A (PSE/SSF), D=70MM IFN 300MA,6KA, 1+N-POLEE C 25A | 81.41
3NX3105 | MOULDED-PLASTIC COVER F.LV HRC FUSE BASE SIZE 00 | 3.63
5SJ4113-8HG41 | CIRCUIT BREAKER 240V 14KA, 1-POLE, D, 13A, D=70MM ACC. TO UL 489 | 45.28
8MF5096-5E | STANDARD CUBICLE 8MF5 HXWXD=2000X900X600 INDIVIDUAL MOUNTING NON-VENT., NOT ASSEM., SCREWED IP54 | 3631.85
3RP1574-1NQ30-ZW97 | SOLID-STATE TIMING RELAY WITH WYE-DELTA FUNCTION, 1 NO DELAYED, 1 NO INSTANTANEOUS, 1 TIME SETTING R | 169.65
8WH9020-6CC10 | PLUG-IN JUMPER 6 DIVISIONS, AS TRANSVERSE JUMPER IN TERM. MIDDLE, 2-POLE, COLOR: SIEMENS COLOR | 0.51
3LD9200-5B | AUXIL. SWITCH 1NO+1NC (ACCESSORIES FOR SWITCHING DEVICE 3LD2) -NEW DESIGN - DELAYED SWITCH-ON LEADIN | 12.37
6DL2804-1AE41 | EX-DEVICE MADE OF STAINLESS STEEL, IP65. WITH INSTALLATION OF ET200ISP- COMPONENTS (THEY HAVE TO ORD | 7631.11
5UB1935 | I-SYSTEM, ALUMIN.METALLIC SCHUKO SOCKET OUTL. 10/16A 250V W. SCREWLESS TERMINALS STATUS DISPLAY, LAB | 31.23
6XV1821-1BT25 | SIMATIC NET, PROFIBUS PCF FIBER OPTIC, WITH 4 PCF BFOC CONNECTORS L = 250 M | 2009.25
8WH2003-6AF00 | ISOL. TERM. FOR ISOL. CONNECTOR WITH SPRING CONNECTION, 3 CONNECT. POINTS SECTION: 0.08 - 2.5 MM2, W | 2.98
3TF6944-0CP7 | CONTACTOR SIZE 14, 3-POLE AC-3, 450KW, 400/380V (690V) AUXILIARY CONTACTS 44 (4NO+4NC) AC OPERATION | 4274.46
3TH4253-0AK6 | CONTACTOR RELAY 53E EN 50 011 5NO+3NC, SCREW TERMINALS AC OPERATION AC 120V 60HZ/AC 110V 50HZ | 57.21
6SE6400-4BC12-5CA0 | MICROMASTER 4 BRAKING RESISTOR 200-240 V 39R 5000 W PK 250 W CONT 285 X 185 X 150 MM H X W X D IP20 | 717.78
5SU1656-6KK25 | FI/LS-PROTECTOR TYPE A (PSE/SSF), D=70MM IFN 300MA,6KA, 1+N-POLEE B 25A | 89.04
6FX2001-5FE13 | ABSOLUTE VALUE ENCODER 13 BIT WITH ENDAT, OPER. VOLTAGE 5 V SYNCHROFLANGE RADIAL FLANGE SOCKET | 565
8GK9912-0KK20 | ALPHA 160/400 DIN, WALL-MOUNTING RAIL L=500MM | 16.86
5UB1941 | I-SYSTEM SCHUKO SOCKET OUTLET W. INCREASED TOUCH PROTECTION W. LABELING FIELD AND STATUS DISPLAY ALU | 34.02
BVP:202751 | BD2-AK1/3SD163S18 TAP-OFF UNIT 16A / 3X1POL S18 + 3XSD | 260.69
5SD8025 | DIAZED FUSE-LINK 690V FOR CABLE AND LINE PROTECTION UTILIZATION CATEGORY GG SIZE DIII, E33, 25A | 29.56
7MC2021-4LD | JACKET THERMOCOUPLE CONNECTION HEAD FORM B JACKET DIAMETER 6 MM; INCONEL 2 THERMOCOUPLE ELEMENTS NIC | 196.25
3WL9111-0BB47-0AA0 | ACCESSORIES CIRCUIT BREAKER 3WL BOWDEN WIRE F. MUTUAL MECH. INTERLOCKINGS,4.5M, THREAD M8X1 | 397.71
6SE6400-3TD03-2CD0 | MICROMASTER 4 OUTPUT LC FILTER 380-480V 3AC 32.6 / 29.7 A (40 / 50 GRD C) FOOTPRINT FSC 382 X 185 X | 1294.3
8WA1835 | CONNECTING BAR BACK TIER FOR 2 TERMINALS | 4.41
3RK1304-5KS40-3AA3 | ET 200PRO RSE HF REVERSING STARTER HIGH FEATURE MECH. SWITCHING; ELECTRO. UE PROTECTION; 3PH 400 V/0 | 938.65
4AV5135-2EB00-0A | POWER SUPPLY; PHASES:3; PN(KW):0,84; UPRI(V):400+/-20; USEC(V DC):24; ISEC(A DC):35; F(HZ):50...60; | 902.54
5SY7232-6 | CIRCUIT BREAKER 400V 15KA, 2-POLE, B, 32A, D=70MM | 36.56
8MF6286-4E | STANDARD CUBICLE 8MF6 HXWXD=2200X800X600 INDIVIDUAL MOUNTING NON-VENT., ASSEM., WELDED IP40 | 3245.47
3VL9800-3HL00 | ACCESSORY FOR VL1250, VL1600, HANDLE PAD-LOCKING DEV. | 221.09
8GK4051-3KK11 | ALPHA 160 DIN, RAPID MOUNTING KIT F. MODULAR INSTAL. DEVICES W. TIER SPACING 150MM, H=450, W=250 | 105.49
5SM2822-8 | FI BLOCK FOR MCB 5SY TYPE A PSE/SSF 0.3-40 A 2-POLE IFN 1.0 A 230 V FOR SELECTIVE CUTOFF | 113.45
5SY8463-8BB08 | CIRCUIT BREAKER 400V 20KA, 4-POLE, 63A, D=70MM ONLY MAGNETIC TRIPPING | 138.47
5UB1404 | DELTA PROFIL, TITANIUM WHITE SCHUKO SOCKET OUTL. 10/16A 250V WITH SCREWLESS TERMINALS WITH SPRING FL | 16.26
6FX2003-0LU00 | POWER CONNECTOR SIZE 1 6-WAY SOCKET, UNION NUT 1 6-POLE INSULATOR 8 SOCKET CONTACTS (1-2.5 MM2) 2 CA | 122.13
8WH8140-2XA05 | LABELS HORIZ. SPECIAL INSCRIPTION ZBF5 | 0.25
3RS1010-1CK10 | TEMPERATURE MONITORING RELAY FOR PT100, UNDERSHOOTING OF 1 THRESH. VAL., WIDTH 22ND5 MM 0 C-100 C, 1 | 200.04
4AM4042-5AJ10-0FA0 | TRANSFORMER SITAS; PHASES:1; PN/PN(S6)(KVA):0,25 /0,85; UPRI(V):400+/-5%; USEC(V):110; ISEC(A):2,27; | 216.75
6XV1820-6BH10 | SIMATIC NET, FLEXIBLE FIBER OPTIC CABLE (62.5/125), TRAILING CABLE, SPLITTABLE, PREASSEMBLED WITH 4 | 203.83
8MF2088-5R | STANDARD CUBICLE 8MF2 HXWXD=2000X800X800 SIDE-BY-SIDE MOUNTING NON-VENTIL., ASSEMBL., WELDED IP54 | 2665.93
6SE6400-4BD26-0FA0 | SINAMICS BRAKING RESISTOR 380-480V 5,5R 120000W PK 6000W CONT 526 X 483 X 301 MM H X W X D IP20 | 1911.52
7ND4801-7BD | POWER SUPPLY TRANSMITTER FOR SIREC D300 | 1827.49
3RK1911-0EE31 | MOTOR CABLE PREASS. ON ONE SIDE WITH BRAKE AND THERMISTOR BRAKE 230 V AC BRAKE ON PIN 2+4 HAN Q8 - O | 173.48
3RW4426-3BC36 | SIRIUS SOFT STARTER, VALUES WITH 575 V, 50 DEG., STANDARD: 68A, 50HP, INSIDE-DELTA CIRCUIT 3: 118A, | 7077.76
6SL3710-1GH38-1CA3 | SINAMICS G150 CONVERTER CABINET UNIT, AC/AC WITH CIM+CU320-2 3AC 660-690 V, 50/60 HZ NOM. POWER RATI | 112170.19
3RT1955-5AM31 | WITHDR. COIL FOR MOD. S6 FOR CONTACTORS 3RT105/3RT145 AC/DC ACTUATOR UC200-220V DRIVE: CONVENTIONAL | 69.27
3RB2153-4FF2 | OVERLOAD RELAY 50...200 A FOR MOTOR PROTECTION SIZE S6, CLASS 5...30 MOUNT. ONTO CONT./ STAND-ALONE | 318.41
8WH3100-2DF00 | HYBRID FEED-THROUGH TERMINALN WITH QUICK AND SCREW CONNECTION, SECTION: 0.14 - 2.5 MM2, WIDTH: 6.2 M | 2.38
6AV6671-5BF00-0AX0 | LABELING STRIPS FOR MOBILE PANEL 277 PACK OF 2 SHEETS WITH 3 SETS EACH FOR 6 DEVICES | 203.17
5SJ4304-7HG42 | CIRCUIT BREAKER 10KA, 3POLE, C, 4A ACC. TO UL 489 - 480Y/277V | 183.83
8MF5066-4E | STANDARD CUBICLE 8MF5 HXWXD=2000X600X600 INDIVIDUAL MOUNTING NON-VENT., NOT ASSEM., SCREWED IP40 | 2917.07
5TG6212 | I-SYSTEM, TITANIUM WHITE ROCKER W. LAB. PLATE F.2-CIRCUIT/DUAL 2-WAY SWITCH 55X55MM | 12.35
3NJ6940-3BH21 | ACCESSORY FOR IN-LINE FUSE SWITCH DISCONNECT. PLUG-IN, CURRENT TRANSFORMER 300/5A, CL.1, 5 VA | 57.94
8UC6017-2AA | COUPLING DRIVER FOR 8UC62 WITH REDUCED TOLERANCE BALANCE FOR 3VL | 36.61
5TG2467-2 | DELTA LOUDSPEAKER OUTLET BOX 1FOLD, AC 25V DC 60V UP TO 10MM2 RELEASE LEVER | 26.81
3SE5322-0SB21 | SAFETY POSITION SWITCHES WITH SOLENOID INTERLOCKING LOCK. FORCE 1300N,5 APPR. DIR. PLASTIC ENCLOSURE | 217.98
7MF9011-8AB | MOUNTING SET TO SECURE THE VALVES 7MF9011-4DA AND -4EA 1 MOUNTING BRACKET; 2 HEX SCREWS M6X40;1 MOUN | 89.9
8WH3004-0CE07 | PE TERMINAL WITH QUICK CONNECTION, 4 CONNECT. POINTS, SECTION: 0.25 - 1.5 MM2, WIDTH:5.2 MM, COLOR: | 9.81
8WA1011-1DH11 | THROUGH-TYPE TERMINAL THERMOPL. SCREW TERMINAL ON BOTH ENDS SINGLE TERM., 8MM, SZ 6 | 3.1
BVP:203254 | BD2-CEE163 ACCESS. T-O UNIT | 66.09
8GK9560-0KK07 | PROFILE SEMI-CYLINDER W. E012 LOCK AND KEY | 61.97
3UF7310-1AU00-0 | DIGITAL MODULE; 4 INPUTS AND 2 RELAY OUTPUTS; INPUT VOLTAGE AC/DC 110-240V; BISTABLE RELAY OUTPUTS; | 247.57
7MH7723-1CW | LID,GASKET,MSP-3,MSP-9,SPARE | 35.54
5SJ4304-7HG41 | CIRCUIT BREAKER 240V 14KA, 3-POLE, C, 4A, D=70MM ACC. TO UL 489 | 189.15
3NC1020 | SITOR CYLINDRICAL FUSE LINK AR 20 A, 600 V AC/400V DC | 9.93
6ES7653-2BB00-0XB5 | SIMATIC PCS 7, SOFTWARE, RUNTIME LICENSE AS (PO 1000), FLOATING LICENSE F.1 USER R-SW, WITHOUT SW AN | 12531.95
8MF6068-5E | STANDARD CUBICLE 8MF6 HXWXD=2000X600X800 INDIVIDUAL MOUNTING NON-VENT., ASSEM., WELDED IP54 | 3419.32
8GK9533-0KK30 | ALPHA 630 DIN, CABINET HEIGHT MOUNTING PLATE WITH FIXING SCREWS, SHEET STEEL SENDZIMIR GALVAN., F. M | 202.91
5TG8064 | CAP SET FOR PUSHBUTTON 5TE48 SET W. 5XBLUE/TRANSPARENT EACH | 5.51
3SB2455-0J | SWITCHING ELEMENT, 1NO, 1NC, SOLDER PIN CONNECTION | 13.05
8WH2000-1MG08 | FUSE TERMINAL WITH ILLUM. DISPLAY(110 - 250V) FOR G FUSE LINKS 5 X 20, 5 X 25 AND 5 X 30 MM, WITH 4 | 15.43
3SE5000-0AV08-1AA2 | PROTECTIVE CAP, ACCESSORY FOR POSITION SWITCH WITH TUMBLER 3SE53 AND 3SF13 (AVEC ASI) AND POSITION S | 9.84
3TK1958-0A | ARCING CHAMBER FOR CONTACTOR 3TK183 (1200 A) | 1069.82
8MF6298-5E | STANDARD CUBICLE 8MF6 HXWXD=2200X900X800 INDIVIDUAL MOUNTING NON-VENT., ASSEM., WELDED IP54 | 4037.52
3TX7402-3S | SURGE SUPPRESSOR RC ELEMENT WITH WIRE SPACER AC 48 TO 127V/DC 70 TO 150V F.MOUNTING TO THE COIL TERM | 11.41
3RW4047-1BB14 | SIRIUS SOFT STARTER, S3, 106A, 55KW/400V, 40 DEGR., AC 200-480V, AC/DC 110-230V, SCREW TERMINALS | 1565.75
5SH222 | DIAZED MOULDED-PLASTIC CAP SIZE DIII/63A, THREAD E33 | 13.78
6AG1223-0BD30-5XB0 | SIPLUS S7-1200 SB1223 2DI/2DO -25 ... +55 DEGREES C WITH CONFORMAL COATING BASED ON 6ES7223-0BD30-0X | 182
3TC4417-0BP0 | CONTACTOR, SIZE 2, 2-POLE DC-3 AND 5,RATD.OPERAT.CURR.32A AUXILIARY CONTACTS 22 (2NO+2NC) AC OPERATI | 143.64
3LD2565-2TC53-0AC4 | MAIN/EMERG. STOP SWITCH 3-POLE IU=63 P/AC-23A AT 400V=22KW SWITCH IN ISO ENCLOSURE ROTARY ACTUATOR R | 119.88
7MH5708-5PD00 | FORCE GUIDING PIECES FOR LOAD CELL TYP SIWAREX WL270 CP-S SA 50T - MATERIAL STAINLESS STEEL - DOES N | 393.63
3RF2030-1AA06 | SEMICONDUCTOR RELAY 3RF2, 1-PH. WIDTH 45 MM, 30 A 48-600 V / 24 V DC SCREW TERMINAL | 59.69
8GK4801-3KK33 | ALPHA 400/630 DIN, ASSEMBLY KIT F.SR60 BUSBAR SYSTEM 60MM, 3-POLE, H=450,W=750 | 137.63
BVP:203251 | BD2-AK2X/F TAP-OFF UNIT | 279.05
3SB2910-0AE | BUTTON, GREEN, FLAT, FOR PUSHBUTTON | 0.38
3RW4028-1BB04 | SIRIUS SOFT STARTER, S0, 38A, 18.5KW/400V, 40 DEGR., AC 200-480V, AC/DC 24V, SCREW TERMINALS | 775.17
5SY4103-5 | CIRCUIT BREAKER 230/400V 10KA, 1-POLE, A, 3A, D=70MM | 36.21
PBD:51010K1AA | KIT,IQ ROD SAN 3A,2",PTFE,PR | 3820.63
5SJ4102-8HG41 | CIRCUIT BREAKER 240V 14KA, 1-POLE, D, 2A, D=70MM ACC. TO UL 489 | 53.71
6FX2001-2FF00 | SIMODRIVE (ACCESSORIES) INCR. ROTARY ENCODER W. RS 422 (TTL), 5000 PULSES, SYNCHRON. FLANGE, 6 MM SH | 366.56
6ES7340-1AH02-0AE0 | SIMATIC S7-300, CP 340 COMMUNICATION PROCESSOR WITH RS232C INTERFACE (V.24) INCL. CONFIG. PACKAGE ON | 1138.98
8WC5133 | FLAT COPPER BAR 30 X 5MM APPROX. 2,4 METERS LONG PLAIN | 154.99
3NA3005 | LV HRC FUSE LINK GL/GG WITH NON-INSULATED GRIP LUGS WITH FRONT INDICATOR SIZE 0, 16A, AC 500V/DC 440 | 13
5SY5220-6 | CIRCUIT BREAKER CURR. SENS DC 440V AC 400V 10KA, 2-POLE, B, 20A | 61
3SE5162-0DA00-1CA0 | BASIC SWITCH FOR POSITION SWITCH 3SE5162, METAL HOUSING XL,WIDTH 56MM DEVICE CONNECTION 3X(M20X1.5), | 91.73
BVP:261547 | BD2A-3-1000-WO-1W* OPTIONAL LENGTH 0,50M-1,24M 100 0A, N + PE, WITHOUT TAP OFFS | 1639.98
6XV1820-7BN50 | SIMATIC NET, INDOOR FIBER OPTIC (62.5/125), FREE OF HALOGEN, RESISANT TO, TREADING, FLAME-RETARDANT | 349.43
6FX5008-1BA21-1FA0 | POWER CABLE, SOLD BY THE METER 4 X 2.5 + 2 X 1.5 C UL/CSA, DESINA MOTION-CONNECT 500 DELIVERY FORM: | 573.57
3RW4436-2BC36 | SIRIUS SOFT STARTER, VALUES WITH 575 V, 50 DEG., STANDARD: 145A, 125HP, INSIDE-DELTA CIRCUIT 3: 251A | 12572.51
5SD601 | DIAZED FUSE-LINK 750V DC RAILROAD PROPERTY PROTECTION CHARACTERISTICS FAST ACTING SIZE DIII, E33, 2A | 16.47
6ES7658-2AX17-0YE0 | SIMATIC PCS 7, SOFTWARE, UPGRADE PACKAGE OS SINGLE STATION FROM V6.X TO V7.1, R-SW, WITHOUT SW AND D | 4140.3
7ML1830-1KL | REPLACEMENT ELECTRONICS MODULE FOR POINTEK LVS200, 125 HZ (19 TO 230 V AC, 19 TO 55 V DC, ONE RELAY | 485.8
8US1927-4AF01 | MOUNTING PLATE FOR 8US1210-4AF00 FOR CIRCUIT-BREAKERS 3VL4 AND 3VL1 WITH RESIDUAL CURRENT DETECTION | 149.51
3RK4353-3CR58-1BA0 | SIRIUS MCU MOTOR STARTER EN.DEGR. OF PROTEC.IP55 PLASTIC COMMUNICATION WITHOUT ELECTROMECHANICAL SWI | 750.84
6SL3126-1TE28-5AA3 | SINAMICS S120 SINGLE MOTOR MODULE INPUT: DC 600V OUTPUT: 3AC 400V, 85A FRAME SIZE: BOOKSIZE COLD-PLA | 9568.8
3VL9300-3HC00 | ACCESSORY FOR VL160X, VL160, VL250, ROTARY DRIVE, DIRECT EMERGENCY | 121.66
3RF2255-2AC45 | SOLID STATE RELAY 3-PHASE 3RF2 | 174.72
6GK5992-2AQ00-8AA0 | SCALANCE X ACCESSORY, MEDIA MODULE MM992-2ELH, 2 X 1000MBIT/S SC-PORTS, OPTICAL SINGLEMODE GLASS UP | 12640.84
8WA1305 | THROUGH-TYPE TERMINAL THERMOPL. SCREW TERMINAL ON BOTH ENDS BLOCK 3 TERMINALS 48MM, SZ 35 | 27.76
5TG1360-1 | DELTA STYLE PLATINUM METALLIC COVER PLATE F. SHUTTER KNOB-OP. SWITCH WITH SYMBOL UP/DOWN | 24.1
3RK1200-0CE00-0AA2 | AS-INTERFACE MODULE SLIMLINE S22.5, DIGITAL, 4I, 2-WIRE,IP20 4 X 1 INPUT, PNP, SCREW-TYPE TERMINAL C | 321.41
8MF2064-4ES | SICUBE 8MF2000 EMC-CUBICLE; WELDED, GALVANISED H X W X D = 2000 X 600 X 400MM FOR INDIVIDUAL MOUNTIN | 2994.33
3ZS1310-6CC10-0YA5 | SIRIUS; MOTOR STARTER ES 2007 PREMIUM FLOATING LICENSE F. ONE USER E-SW, SW AND DOCUM. ON CD LICENSE | 1385.11
3VL9300-3HR30 | SIDE ROTARY OPER. MECHANISM 3VL1-3 WITH 1500MM BOWDEN WIRE ROTARY HANDLE BLACK | 285.85
3SE5232-0KC05-1CA0 | SIRIUS POSITION SWITCH W. INCREASED CORROSION PROT. PLASTIC HOUSING ACC. TO EN50047, 31MM DEVICE CON | 25.57
5TG7936 | DELTA PROFIL, SILVER ROCKER W. LAB. PLATE F.UNIVERSAL SWITCH CO/OFF F. INTERMEDIATE AND OFF SWITCH F | 14.02
8GK9510-8KK58 | ALPHA 400DIN DOOR AS SPARE PART RIGHT DOOR H=1400 MM, W=525 MM FOR CABINET WIDTH 1000/1250 MM INCL. | 197.9
8MF2296-4EN | SICUBE 8MF2000 EMC-CUBICLE; WELDED, NI-PLATED H X W X D = 2200 X 900 X 600MM FOR INDIVIDUAL MOUNTING | 6413.69
6ES7922-3BJ00-0AS0 | CABLE WITH FRONT CONNECTOR FOR SIMATIC S7-300 40PIN (6ES7392-1AM00-0AA0) TO 50PIN D-SUB FEMALE FOR E | 372.06
8MF2898-4EN | SICUBE 8MF2000 EMC-CUBICLE; WELDED, NI-PLATED H X W X D = 1800 X 900 X 800MM FOR INDIVIDUAL MOUNTING | 6336.38
FDK:085U1006 | DN10 INCLUDING 2 EPDM GASKETS WITH COLLAR | 33.35
3WL9324-5AA00-0AA1 | 3WL9-NAFTA-ACCESSORY WLETU745 ELECTRONIC TRIP UNIT ETU 745, L(S)(I) | 1913.3
3RT1466-6AB36 | CONTACTOR, 400A/AC-1 AC(40...60HZ)/DC OPERATION UC 23-26V AUXILIARY CONTACTS 2NO+2NC 3-POLE, SIZE S1 | 913.51
8MF6264-4R | STANDARD CUBICLE 8MF6 HXWXD=2200X600X400 SIDE-BY-SIDE MOUNTING NON-VENT., ASSEM., WELDED IP40 | 2376.17
BVP:261768 | BD2C-3-800-WB-2W* OPTIONAL LENGTH 1,26M-2,24M 800 A, N + PE, 4-8 TAP OFFS | 3278.74
BVP:261857 | BD2A-400-LL-X*/Y* ELBOW LEFT X/Y 0,36M-1,25M 160 A-400A | 1554.31
5SU1674-8BK81 | FI/LS-PROTECTOR TYPE B UNIV. CURRENT SENSIT. IFN 300MA, 10KA, 4-POLEE D 100A FOR PARTIAL SHUTDOWN | 2543.81
6FX2001-4QA50 | BUILT-ON ENCODER 500 RPM OPTICAL INCREMENTAL WITH HTL LEVEL, OPER. VOLTAGE 10-30V STRIP FLANGE RADIA | 366.56
6ES7810-5CC00-0YM2 | SIMATIC S7, STEP7 PROFESSIONAL SOFTWARE UPDATE SERVICE COMPACT WITH MULTIPLE ORDERS FROM ONE ITEM SU | 867.45
3RF2150-1BA22 | SEMICONDUCTOR RELAY 3RF2 WIDTH 22.5MM, 50A 24-230V / 110-230V AC SCREW TERMINAL INSTANTANEOUS SWITCH | 44.57
3RF2330-1AA14 | SEMI-COND. CONTACTOR 3RF2,1-PH. AC51 30A 40 DEGREES C 48-460V / 24V AC/DC SCREW TERMINAL | 69.01
5TG7960 | DELTA PROFIL, TITANIUM WHITE ROCKER W.SHUTTER/BLIND SYMBOLS F.PUSHB. 1FOLD CENTER POSITION 65X65MM | 7.49
5ST3764 | PIN BUSBAR, 1PHASE 10SQMM, 56PINS, ISOLATION GREY | 13.78
8MF4670 | MOUNTING PLATE HXW=2000X600 | 324.56
8MF6826-4E | STANDARD CUBICLE 8MF6 HXWXD=1800X1200X600 INDIVIDUAL MOUNTING NON-VENT., ASSEM., WELDED IP40 | 3786.38
3RT1456-6AM36-ZX95 | CONTACTOR, 275A/AC-1, AC(40...60HZ)/DC OPERATION UC 200...220V AUXIL. CONTACTS 2NO+2NC 3-POLE, SIZE | 477.94
5TG1221 | I-SYSTEM, CARBON METALLIC OUTLET COVER, 55X55MM | 23.69
5SU1656-6KK32 | FI/LS-PROTECTOR TYPE A (PSE/SSF), D=70MM IFN 300MA,6KA, 1+N-POLEE B 32A | 89.04
3TF6933-8QL7-ZA02 | CONTACTOR SIZE 14, 3-POLE AC-3 450KW, 400/380V (1000V) AUXILIARY SWITCH 33 (3NO+3NC) INTEGRATED RECT | 5849.24
5SY4540-8 | CIRCUIT BREAKER 230V 10KA, 1+N-POLE, D, 40A, D=70MM | 37.58
3VL9600-8CA30 | ACCESSORY FOR VL630, VL800, TERMINAL COVER EXTENDED 1 PIECE = 2 COVERS 3 POLE | 147.17
8WD4208-0AA | CONNECTION ELEMENT WITH COVER FOR MOUNTING ON PIPES, FLOOR AND BRACKETS | 44.11
3SE5240-1AA00 | LED COVER FOR POSITION SWITCH FOR PLASTIC HOUSING ACC. TO EN50047, 31MM LEDS 24V DC YELLOW/GREEN TUR | 20.49
8GK4851-3KK00 | ALPHA 160 DIN, LONGITUD. STAYS F. MOUNTING ASSEMBLY KITS H=450, 1 SET = 2 STAYS | 17.31
5SY7605-7 | CIRCUIT BREAKER 400V 15KA, 3+N-POLE, C, 0.5A, D=70M | 132.7
3NA7804-6 | LV HRC FUSE LINK GL/GG WITH NON-INSULATED GRIP LUGS WITH COMBINATION INDICATOR SIZE 000, 4A, AC 690V | 24.23
A5E01163701 | KIT, 316 STAINLESS STEEL PFA CABLE EXTENSION, 15 METER, CLS300 | 3061.55
3RW4466-6BC46 | SIRIUS SOFT STARTER, VALUES AT 690V, 40DEGREES, STANDARD: 1214A, 1200KW, INSIDE DELTA: ONLY UP TO 60 | 61227.19
3RV1011-0CA10-ZX95 | CIRCUIT-BREAKER 0.18...0,.25 N-RELEASE 3,3A, SIZE S00, MOTOR PROTECTION, CLASS 10, SCREW CONNECTION | 53.87
3RV1935-3A | 3-PHASE BUSBAR, F. 2 CIRCUIT-BREAKERS, SIZE S2 MODULAR SPACING: 68 MM | 18.8
3SE5112-0LE01 | SIRIUS POSITION SWITCH METAL ENCLOSURE 40MM TO EN50041 DEVICE CONNECTION 1X (M20X1.5) 1NO/ 2NC SNAP- | 48.43
3UG4511-1AP20 | ANALOG MONITORING RELAY PHASE SEQUENCE MONITORING 3X 360 TO 520V AC 50 TO 60 HZ 1 CHANGEOVER CONTACT | 94.96
6SL3710-1GH31-8CA3 | SINAMICS G150 CONVERTER CABINET UNIT, AC/AC WITH CIM+CU320-2 3AC 660-690 V, 50/60 HZ NOM. POWER RATI | 23731.34
6SL3000-0CH31-1AA0 | SINAMICS LINE FILTER INPUT: 3-PH. 660-690 V, 50/60 HZ, 107 A | 933.74
3VL9400-3MM00 | ACCESSORY FOR VL400, STORED ENERGY OPERATOR 220...250V AC/DC WITH AUXILIARY SWITCH | 1805.42
3NA3242 | LV HRC FUSE LINK GL/GG WITH NON-INSULATED GRIP LUGS WITH FRONT INDICATOR SIZE 2, 224A, AC 500V/DC 44 | 13.34
5SD7422-1 | SURGE ARRESTER TYPE 2 REQUIREMENT CATEGORY C, UC 350V PLUG-IN PROTECTION BLOCKS 2POLE, 1+1 CIRCUIT F | 165.41
5SY4450-7 | CIRCUIT BREAKER 400V 10KA, 4-POLE, C, 50A, D=70MM | 112
3NW7431-0HG | BUSBAR-MOUNTING FUSEHOLDER SR60 3P FOR CYLINDRICAL FUSES CLASS CC UPTO 30A 600V FOR 5/10 MM BUSBARS | 88.88
7MH7723-1BV | KIT,AS100,STD TEMP ADAPTER,M20 | 409.43
7ND4801-7AA | CPU SIREC D200 3 CHANNELS | 3337.24
8MF5086-4R | STANDARD CUBICLE 8MF5 HXWXD=2000X800X600 SIDE-BY-SIDE MOUNTING NON-VENT., NOT ASSEM., SCREWED IP40 | 2607.97
8WH2000-0CG07 | PE TERMINALS WITH SPRING CONNECTION, SECTION: 0.5 - 4 MM2, WIDTH: 6.2 MM, COLOR:GREEN-YEL. | 4.54
3NJ4918-0AA00 | ACCESSORIES FOR IN-LINE FUSE SWITCH DISCONNECTORS 3NJ41 FIXING CLIPS FOR BUSBAR CENTRE-LINE SPACING | 25.14
3RW4457-2BC45 | SIRIUS SOFT STARTER, VALUES AT 500V, 40DEG., STANDARD: 880A, 630KW, INSIDE-DELTA CIRCUIT 3: 1524A, 1 | 43434.68
8WH9003-2HA00 | COVER FOR FEED-THROUGH TERM. WITH SCREW/SPRING CONNECTION 4 CONNECT. POINTS, SECTION: 4 MM2, WIDTH: | 0.7
3RW4424-1BC45 | SIRIUS SOFT STARTER, VALUES WITH 500 V, 40 DEG., STANDARD: 47A, 30KW, INSIDE-DELTA CIRCUIT 3: 81A, 4 | 5206.94
3TH4244-0BG8 | CONT. RELAY 44 E DIN EN 50011 4NO+4NC, SCREW CONNECTION DC OPERATION DC SOLENOID SYSTEM DC 90V-140V | 103.04
4AM6542-5CT10-0FA0 | TRANSFORMER SITAS; PHASES:1; PN/PN(S6)(KVA):2,5 /13,3; UPRI(V):440+/-5%; USEC(V):230; ISEC(A):10,9; | 1228.26
3SE5212-0BC05-1CA0 | SIRIUS POSITION SWITCH W. INCREASED CORROSION PROTECTION METAL ENCLOSURE TO EN50047, 31MM DEVICE CON | 31.04
5ST3668 | PIN BUSBAR, 16SQMM CONNECTION: 3-PHASE/ + 8XPHASE FINGER-SAFE FOR 1FI,4POLE,NLI + 8LS, 1-POLE | 7.2
6SL3211-0AB21-5AA1 | SINAMICS G110 - CPM110 AC-DRIVE,BUILT IN CL. A FILTER 1AC200-240V +10/-10% 47-63HZ ANALOG INPUT CT: | 598.82
6SL3261-1BB00-0AA0 | SINAMICS G110 DIN RAIL MOUNTING KIT SIZE 2, FS B | 29.54
6SL3160-8PB00-0AA0 | SINAMICS S120 ACCESSORIES KIT FOR BRAKING MODULE 50 MM; CONNECTOR; JUMPER 24 V-LINK DRIVE-CLIQ CABLE | 40.44
8GK9531-8KK10 | ALPHA 400/630 DIN, UNIVERS. DISTRIBUT. ACCESSORIES MOUNT. PLATE WITH MOUNT. SCRWES STEEL, SENDZIMIR | 82.49
6ES7830-2AA22-0YX0 | SIMATIC S7, STANDARD PID CONTROL V5.2, PARAMETR.SW, FLOATING LICENSE FOR 1 INSTALLATION, E-SW, SW AN | 854.97
6DD1684-0GD0 | SIMATIC TDC PLUGIN CABLE SC63 50-POLE SCREENED | 581.68
6AV6613-1XA51-3CE0 | WINCC FLEXIBLE 2008 RUNTIME, UPGRADE FOR WINCC FLEXIBLE 2004/2005/2007 RUNTIME, INCL. SM@RTACCESS/SM | 614.17
3RK2200-0CQ20-0AA3 | AS-INTERFACE COMPACT MOD. K45, A/B-SLAVE, IP67, DIGITAL, 4 INPUTS, 4 X 1 INPUT, MAX. 200MA, PNP, 4 X | 215.23
6AV6613-4FG01-3AD0 | WINCC FLEXIBLE 2008 RUNTIME POWERPACK 2048 >4096 POWER TAGS RUNTIME SW, SINGLE LICENSE, LICENSE KEY | 3845.88
6FX2001-2CC50 | SINUMERIK (ACCESSORIES) INCR. POSITION ENCODER 2500 PULSES/REV WITH LED, UNIVERSAL CABLE OUTLET AXIA | 366.56
6XV1871-5TH20 | IE CONNECTING CABLE M12-180/IE FC RJ45 PLUG-145; IE FC TRAILING CABLE GP PREASSEMBLED WITH M12 CONNE | 70.76
7ME3960-3MB00 | TRANSDUCER MOUNTING HARDWARE MOUNTING HARDWARE FOR PORTABLE HIGH PRECISION TRANSDUCER SIZE A OR B LE | 878.91
6SL3700-0LG38-0AA3 | SINAMICS S120 CABINET MODULE LINE CONNECTION MODULE 3AC 500-690V, 50/60HZ RATED CURRENT: 770 A CABIN | 12545.98
3TY7683-0DM4 | COIL FOR 3TF68 CONTACTOR DC 220V | 379.77
6SL3224-0BE31-1AA0 | SINAMICS G120 POWER MODULE PM240 WITH BUILT IN CL. A FILTER WITH BULT IN BRAKING CHOPPER 3AC380-480V | 5773.25
6FX8008-1BB21-6AA0 | POWER CABLE,SOLD BY THE METER, 4X2.5 C TRAILING CABLE, UL/CSA DESINA MOTION CONNECT 800, DELIVERED O | 7467.05
8WA1011-1SF15 | FUSE TERMINAL SCREW CONNECTION FOR G FUSE LINK 5X20MM AND 5X25MM WITH LED 230V | 20.87
3NJ6933-1BA00 | ACCESSORY FOR SWITCH DISCONNECTOR W. FUSES IN-LINE TYPE, PLUG-IN TYPE, NH1 CONNECTING TERMINALS BASI | 104.19
8MF2804-5R | SICUBE 8MF2000 CUBICLE SYSTEM WELDED H X W X D = 1800 X 1000 X 400MM FOR SIDE-BY-SIDE MOUNTING WITHO | 3148.89
3RK1911-2BS60 | ECOFAST CONNECTOR SET 2.5 SQMM WITH AXIAL OUTLET SUPPLY SIDE (PIN) HAN Q4/2 STRAIGHT FOR SUBSEGMENT- | 87.55
7MH3110-1CA1 | SET OF 2 ROUND-HEAD BOLT GUIDES MAX. LOAD IN AXIAL DIRECTION 100 KN, WITH INNER AND 2 OUTER BEARING | 4177.11
8MR2170-3C | MECANICAL HYGROSTAT PERMANENTLY ADJUSTED KFR 012 50% RF | 113.9
8MF4383 | MIDDLE RUNNER FOR CUBICLE HEIGHT 2200MM | 249.21
3RT1065-6AM36 | CONTACTOR, 132KW/400V/AC-3 AC(40...60HZ)/DC OPERATION UC 200-220V AUXILIARY CONTACTS 2NO+2NC 3-POLE, | 897.12
5SW3300 | AUXILIARY SWITCH ATTACHABLE F. RES.CURRENT OP.CIRC. BREAKER F. 16 TO 80A, 1NO+1NC | 89.95
A5E01191952 | ACC. MAG 3100 DN40 PN40 GROUND RING W1.4404 | 119.77
3RW4074-2BB34 | SIRIUS SOFT STARTER, S12, 248 A, 200 HP/460 V, 50 DEG., 200-460 V AC, 115 V AC, CAGE CLAMP TERMINALS | 4238.81
6XV1870-8AE30 | SIMATIC NET,IE CONNECTING CABLE M12-180/M12-180, PREASSEMBLED IE FC TRAILING CABLE GP, WITH 2 M12 CO | 33.34
7MF9412-6CA | 2 SCREWS, 7/16-20 UNF X 2 INCH, ANSI B 18.2.1, 1 O-RING (FPM90) | 12.93
7PV1512-1AQ30 | TIME RELAY, ON-DELAY, 1CO, TIME RANGE 0.5 S...10 S, AC 24/110 V AND DC 24 V, WITH LED | 28.31
8MF2286-4RL2 | SICUBE 8MF2000 SWITCH GEARS CUBICLE H X W X D = 2200 X 800 X 600MM FOR SIDE-BY-SIDE MOUNTING WITHOUT | 4037.52
6DR4004-8L | LEVER FOR MOUNTING SET 6DR4004-8V OF SIPART PS2 ELECTROPNEUMATIC POSITIONER TO IEC 534 PART 6 TRAVEL | 37.94
3RF2440-1AC35 | SOLID-STATE CONTACT.3PHASE 3RF2 AC51 40A 40 DEG. C 48-600V / 110V AC 3-PHASE CONTROLLED SCREW TERM | 236.75
7MH4900-3AA01 | SIWAREX FTC WEIGHING ELECTRONIC FOR FORCE MEASUREMENT, BELT SCALE, LOSS-IN-WEIGHT SCALE AND FLOW RA | 2823.31
7ME3960-0CR02 | DEDICATED CLAMP-ON RTD CABLE CLAMP-ON RTD CABLE, STANDARD -40 TO +200 DEGREES CEL (-40 TO +392 DEGRE | 585.94
8MF4883 | 19 INCH SWING FRAME 12 HM | 1164.89
6SL3163-8FD00-0AA0 | SINAMICS S120 CONNECTOR ACTIVE LINE MODULE 100 MM; SMART LINE MODULE 100 MM CONNECTOR DQ DUSTCOVER D | 101.13
3RV2936-2B | DOOR-COUPLING ROTARY OPERATING MECHANISM,FOR CIRCUIT-BREAKERS SIZE S2,HANDLE GRAY NEW DESIGN | 124.08
7VV3002-3AD20 | OVERVOLTAGE PROTECTION MODULE FOR MAXIMUM PERMISSIBLE SUPPLY VOLTAGE 420V AND RATED TRANSFORMER OPER | 10205.61
5TG7143-1 | DELTA STYLE, PLATINUM METALLIC ROCKER W. SHUTTER/BLIND SYMBOLS F. SHUTTER SWITCH AND BUTTON 68X68MM | 16
3RW4427-1BC35 | SIRIUS SOFT STARTER, VALUES WITH 575 V, 50 DEG., STANDARD: 82A, 75HP, INSIDE-DELTA CIRCUIT 3: 142A, | 6920.77
6SE6440-2AB22-2BA1 | MICROMASTER 440 WITH BUILT-IN CLASS A FILTER 1AC 200-240 V +10/-10% 47-63 HZ CONSTANT TORQUE POWER | 1834.7
3TC4817-0AW4 | CONTACTOR, SIZE 4, 2-POLE DC-3 AND 5,RATD.OPERAT.CURR.75A AUXILIARY CONTACTS 22 (2NO+2NC) DC OPERATI | 737.97
3RW4436-2BC34 | SIRIUS SOFT STARTER, VALUES WITH 460 V, 50 DEG., STANDARD: 145A, 100HP, INSIDE-DELTA CIRCUIT 3: 251A | 9655.05
7MH7723-1HQ | 2 CALIBRATION CHAIN STRANDS 4.82 KG/M (3.24 LBS/FT) WITH MOUNT AND SPACERS (CORROSION RESISTANT) | 1832.29
5SH5025 | NEOZED ADAPTOR SIZE D02, 25A | 0.42
3RN1010-2CM00 | THERMISTOR MOTOR PROTECTION STANDARD EVALUATION UNIT AUTO, 1NO+1NC, AC 230V SPRING-LOADED TERMINAL | 140.53
5SY7116-6 | CIRCUIT BREAKER 230/400V 15KA, 1-POLE, B, 16A, D=70MM | 8.46
4AM6542-8JD40-0FA0 | TRANSFORMER SITAS; PHASES:1; PN/PN(S6)(KVA):2,5 /13,3; UPRI(V):415-400-385-245-230- 215; USEC(V):2X1 | 1267.93
3TH4262-0BB4 | CONTACTOR RELAY 62E EN 50 011 6NO+2NC, SCREW TERMINALS DC OPERATION DC SOLENOID SYSTEM DC 24V | 99.96
6RA8013-6FV62-0AA0 | SINAMICS DCM DC CONVERTER FOR FOUR-QUADRANT DRIVES CONNECTION (B6) A (B6) C INPUT: 3-PHASE AC 480V, | 2663.64
6SL3055-0AA00-3AA1 | SINAMICS TERMINAL MODULE CABINET TM31 WITHOUT DRIVE-CLIQ CABLE ADD ON BOARD FOR SINAMICS CONVERTORS | 830.06
3RK1301-0AB13-0AA4 | F-DS1E-X FOR ET 200S FAILSAFE DIRECT STARTER SETTING RANGE 0.3...3A MECHANICAL SWITCHING ELECTRONIC | 1239.73
3NA6824-4 | LV HRC FUSE LINK GL/GG WITH INSULATED GRIP LUGS WITH COMBINATION INDICATOR SIZE 000, 80A, AC 400V | 6.48
6DR4004-8D | MOUNTING SET FOR SIPART PS2 ELECTROPNEUMATIC POSITIONER MOUNTING ON PART-TURN ACTUATORS TO VDI/VDE 3 | 98.39
6ES7368-3BB01-0AA0 | SIMATIC S7-300,CONNECTING CABLE BETWEEN IM 360/IM 361 1M | 160.85
5SY4410-6 | CIRCUIT BREAKER 400V 10KA, 4-POLE, B, 10A, D=70MM | 66.93
3RK1903-3AD00 | 130MM TERMINAL MODULE FOR F-RS1E-X WITH INFEED TERMINALS, WITH CODING FOR TRIPPING GROUPS | 365.9
5SY7608-8 | CIRCUIT BREAKER 400V 15KA, 3+N-POLE, D, 8A, D=70MM | 158.24
3NW7251 | BUILT-IN FUSE BASE FOR CYLINDRICAL FUSES SIZE 22X58MM 100A, 1POLE+N | 75.09
8WH8120-1AB25 | LABELS, LONGIT. 21 - 30 SIZE ZB4 | 0.11
4AM3242-5AN00-0EA0 | TRANSFORMER SITAS; PHASES:1; PN/PN(S6)(KVA):0,063 /0,19; UPRI(V):400+/-5%; USEC(V):24; ISEC(A):2,63; | 111.94
BVP:261480 | BD2A-3-160-SB-3 STANDARD LENGTH 3,25M 160A, N + PE, 12 TAP OFFS | 844.47
3RA6970-3C | AS-I ADD-ON MODULE WITH 2 FREE EXTERNAL INPUTS | 529.47
3SB2901-2NA | INSCRIPTION LABEL FOR GLUING ONTO LABEL HOLDER, LABEL SIZE 9.5 X 18.5MM, SILVER-COLORED, BLACK LETTE | 0.72
5SY4380-6 | CIRCUIT BREAKER 400V 10KA, 3-POLE, B, 80A, D=70MM | 92.17
4EP3900-2US00 | MAINS CHOKE F.FU; PHASES:3; UN1(V):480; ITHMAX 1(A) / F1(HZ):80 /60; I LN (A):72; UK(%):2; LN(MH):0, | 881.01
5SJ4335-7HG41 | CIRCUIT BREAKER 240V 14KA, 3-POLE, C, 35A, D=70MM ACC. TO UL 489 | 234.72
3VL9700-4RH40 | ACCESSORY FOR VL1250, SET FLAT BUS SET OF 4 PCS 4 POLE | 319.87
4AT3932-5AT10-0FA0 | TRANSFORMER SITAS; PHASES:1; PN/PN(S6)(KVA):10 /30; UPRI(V):400+/-5%; USEC(V):230; ISEC(A):43,5; F(H | 3697.52
3WL9314-5AA20-0AA2 | ACCESSORIES CIRCUIT-BREAKER 3WL OVERCURRENT RELEASE ETU45B LSIN PROTECTION OPTION W. MEAS. FUNCT. U, | 4939.36
6SE6420-2AD31-1CA1 | MICROMASTER 420 WITH BUILT IN CLASS A FILTER 3AC 380-480V +10/-10% 47-63HZ CONSTANT TORQUE POWER 1 | 5006.98
3SE5112-0AA00 | METAL ENCLOSURE, TO EN50041 W. COVER, TURQUOISE 1X(M20X1.5) | 14.75
3RK1395-6LS41-2AD0 | SIRIUS MOTOR STARTER M200D TECHNOLOGY MODULE DIRECT ON-LINE-STARTER MECHANICAL SWITCHING 3 400V AC/5 | 900.98
3RK1903-0AB00 | TERMINAL MODULE FOR ET 200S DS FOR DIRECT STARTER, WITH FEEDER CONNECTION | 232.45
3SE5000-0AA55 | LENGTH-ADJUSTABLE TWIST LEVER FOR POSITION SWITCH 3SE51/52 METAL LEVER 100MM LONG PLASTIC ROLLER 30M | 11.81
7ND4801-7BB | POWER SUPPLY 230 V AC FOR SIREC D300 | 1612.07
3TH4244-0AP2 | CONTACTOR RELAY 44E EN 50 011 4NO+4NC, SCREW TERMINALS AC OPERATION AC 50/60HZ 240V | 59.12
8WA1011-1MH10 | THROUGH-TYPE TERMINAL THERMOPL. SCREW TERMINAL ON BOTH ENDS W/O TEST SOCKET, 8MM, SZ 6 | 7.99
3SE5240-1AA00-1AG0 | LED COVER FOR POSITION SWITCH FOR PLASTIC HOUSING 50MM LEDS 24V DC YELLOW/GREEN, COLOR YELLOW | 20.49
5TG7928 | DELTA PROFIL, SILVER ROCKER W. DOOR OPENER SYMBOL FOR PUSHB., 65X65MM | 11.62
4RB2028-1CC50 | POWER CAPACITOR PHICAP MKP 220V 2.8KVAR | 52.56
5SY4208-7 | CIRCUIT BREAKER 400V 10KA, 2-POLE, C, 8A, D=70MM | 30.87
7MF9401-7AA | SHUT-OFF VALVE DESIGN B, DIN 16270, MAX. OPERATING WITHOUT TEST COLLAR, WITH CONNECTION COLLAR PRESS | 67.1
6SL3700-0MX16-3AA3 | SINAMICS S120 CABINET MODULE AUXILIARY POWER SUPPLY MODULE 2AC 230V, 6,3KVA DC 24V, 40A CABINET UNIT | 9191.95
3RT1055-6AP36-ZX95 | CONTACTOR, 75KW/400V/AC-3, AC(40...60HZ)/DC OPERATION UC 220...240V AUXIL. CONTACTS 2NO+2NC 3-POLE, | 516.56
3RV1915-1CB | 3-PHASE BUSBARS MODULAR SPACING 45MM FOR 4 CIRCUIT-BREAKERS | 11.13
5SY4113-7 | CIRCUIT BREAKER 230/400V 10KA, 1-POLE, C, 13A, D=70MM | 12.72
5SY6640-6 | CIRCUIT BREAKER 400V 6KA,3+N-POLE B, 40A, D=70MM | 93.92
6SL3055-0AA00-5JA3 | SINAMICS SENSOR MODULE SME120 INCREMENTAL ENCODER: SIN/COS 1VPP; PTC- AND KTY-INPUTS WITH SET; DEGRE | 726.13
3SE6604-2BA | SIGUARD SWITCHING ELEMENT, 2NC MOULDED PLASTIC HOUSING 5XX88 CONN.CABLE 3M LIYY 4X0,25SQMM (SWITCHIN | 77.4
5SY7613-6 | CIRCUIT BREAKER 400V 15KA, 3+N-POLE, B, 13A, D=70MM | 74.55
3LD2130-0TK13 | MAIN/EMERG. STOP SWITCH 3-POLE IU=25, P/AC-23A AT 400V=9.5KW FLOOR MOUNTING DIN RAIL/TWO-HOLE MOUNTI | 24.96
FDK:087L4165 | MAG8000 HARDWARE KEY | 62.8
BVP:261999 | BD2A-1000-VE DISTR. FEEDER UNIT 1000A | 756.35
3NA6142-4 | LV HRC FUSE LINK GL/GG WITH INSULATED GRIP LUGS WITH COMBINATION INDICATOR SIZE 1, 224A, AC 400V | 20.32
5SD606 | DIAZED FUSE-LINK 750V DC RAILROAD PROPERTY PROTECTION CHARACTERISTICS FAST ACTING SIZE DIII, E33, 20 | 19.55
3LD2064-1GP51 | 3-P. MAIN CTR./EM.-STOP SWITCH IU=16, P/AC-23A AT 400V=7.5KW 1NO+1NC, 1N-TERMINAL MOULDED-PLASTIC EN | 47.96
3NE1437-0 | SITOR SET OF FUSES DUTY CLASS GS, DIN 43620 710A, 690V AC (SIZE 3) | 220.44
5SY7516-8 | CIRCUIT BREAKER 230V 15KA, 1+N-POLE, D, 16A, D=70MM | 50.01
8GK9511-7KK41 | ALPHA 400DIN DOOR AS SPARE PART LEFT DOOR H=1100 MM, W=775 MM FOR CABINET WIDTH 1250 MM UP, IP31, SK | 188.87
3SE5312-2SF12 | SAFETY POSITION SWITCHES WITH SOLENOID INTERLOCKING LOCK. FORCE 2600N;5 APPR. DIR. METAL HOUSING,3X( | 347.46
5TT4205-4 | RELAY, N-TYPE WITH 1 NO AND 1NC CONTACT FOR AC 230V 16A CONTROL AC 8V | 35.57
6SE6420-2UD25-5CA1 | MICROMASTER 420 UNFILTERED 3AC 380-480V +10/-10% 47-63HZ CONSTANT TORQUE POWER 5.5 KW OVERLOAD 15 | 2885.14
3NA6804 | LV HRC FUSE LINK GL/GG WITH INSULATED GRIP LUGS WITH COMBINATION INDICATOR SIZE 000, 4A, AC 500V/DC | 6.4
3LD2264-1TC51 | MASTER/EMER. STOP SWITCH 4-POLE IU=32, P/AC-23A AT 400V=11.5 KW 1 N TERMINAL ISOLATED SEALED, IP65 R | 69.32
4RB2020-3CD50 | POWER CAPACITOR PHICAP MKP 230V 2.0KVAR | 94.87
8MR2122-8B | COMPACT HEATER BLOWER HGL 046 120V, 400W (UL APPROVED) | 235.13
3WL9111-1AA55-0AA0 | 3WL9-NAFTA-ACCESSORY WLRP630 RATING PLUG, 630A | 118.28
3NA3352 | LV HRC FUSE LINK GL/GG WITH NON-INSULATED GRIP LUGS WITH FRONT INDICATOR SIZE 3, 315A, AC 500V/DC 44 | 23.78
6AV6381-2AA07-0AV4 | SIMATIC WINCC RT UPGRADE V7.0, FROM V6.0 TO V7.0 SP2 ASIA FOR SIMATIC WINCC RUNTIME (RT) INCL. DRIVE | 2612.66
6ES7864-1CC42-0YA5 | SIMATIC S7, S7-TECHNOLOGY V4.2 OPTIONAL PACKAGE FOR STEP7 V5.4 SP5 (OR HIGHER) FOR CONFIGURING AND P | 1049.61
8MF5886-4ES | EMC CUBICLE IP40 HXWXD=1800X800X600 | 3902.28
3NA6224-6 | LV HRC FUSE LINK GL/GG WITH INSULATED GRIP LUGS WITH COMBINATION INDICATOR SIZE 2, 80A, AC 690V/DC 4 | 66.03
5SJ4301-7HG42 | CIRCUIT BREAKER 10KA, 3POLE, C, 1A ACC. TO UL 489 - 480Y/277V | 183.83
3VL9660-4TG31 | ACCESSORY FOR VL800UL, (MG-FRAME) MULTIPLE LINE-SIDE TERMINAL FOR CU/AL FOR 3 CONDUCTORS PER TERMINA | 349.3
3NP1943-1DA00 | ACCES.F.FUSE SWI. DISCONNECTOR FOR NH1 SYSTEM MASKING FRAME HIGHT 375MM, WIDTH 220MM | 12.85
3TC4817-0CF4 | CONTACTOR SIZE 4, 2-POLE DC-3 AND 5,RATD.OPERAT.CURR.75A AUXILIARY CONTACTS 21 (2NO+1NC) DC OPERATIO | 1072.87
3SB2210-4PA01 | KEYSWITCH, 16MM, ROUND, PLASTIC, CES, 3 SWITCH POSITIONS I-O-II, LATCHING, KEY REMOVAL O, 1NO, 1NO | 75.96
3RA6500-1AB43 | SIRIUS, COMPACT STARTER, REVERSING STARTER W/SYSTEM INTERFACE, 690 V, 32 A, 24 V DC, 0.1 ... 0.4 A, | 1234
4RB5300-3HG50 | POWER CAPACITOR PHASECAP MKK 765V 30.0KVAR | 660.13
4RB6500-3EA50 | POWER CAPACITOR PHASECAP HD MKK 400V 50.0KVAR | 828.49
3VL9600-4TA30 | ACCESSORY FOR VL800, NUT PLATE METRIC CONSISTS OF 3 PIECES 3 POLE | 111.86
3VL9200-4TC40 | ACCESSORY FOR VL160, STEEL WRAP-AROUND TERMINAL SET OF 4 PCS 4 POLE | 46.04
4RB5075-3GK50 | POWER CAPACITOR PHASECAP MKK 690V 7.5KVAR | 410.08
5SJ4215-7HG42 | CIRCUIT BREAKER 10KA, 2POLE, C, 1.6A ACC. TO UL 489 - 480Y/277V | 107.87
8WD5320-5BC | BUILT-IN LUMINAIRE FLASHING INDICATOR, 24V DC, GREEN | 173.44
3SE5413-0CN20-1EB1 | COMPACT SWITCH 30MM WIDE WITH M12 CONNECTOR SNAP-ACTION CONTACTS 1NO+1NC TWIST LEVER, SPECIAL CUSTO | 54.1
LZX:PT270730 | PLUG-IN RELAY 2 CHANGEOVER CONT. AC 230V | 8.17
5TG2552-3 | DELTA LINE, ALUMINUM METALLIC FRAME, 2FOLD, 151X80MM | 11.44
3RT1456-6AU36 | CONTACTOR, 275A/AC-1, AC(40...60HZ)/DC OPERATION UC 240...277V AUXIL. CONTACTS 2NO+2NC 3-POLE, SIZE | 413
8GK9510-6KK52 | ALPHA 400DIN DOOR AS SPARE PART RIGHT DOOR H=950 MM, W=750 MM FOR CABINET WIDTH 1250 MM INCL. CLOSIN | 163.75
5SY5101-7 | CIRCUIT BREAKER CURR. SENS DC 220V AC 230/400V 10KA, 1-POLE, C, 01A | 26.29
3SE5160-0AA00-1AG0 | COVER YELLOW, FOR POSITION SWITCH METAL 3SE51, HOUSING TO EN50041 | 5.15
3RK1911-0DC13 | POWER CONNECTION CABLE PREASS. ON ONE SIDE OPEN ON ONE SIDE - HAN Q4/2 ANGLED, 4X4 MM2 LENGTH 1.5M | 111.91
8GK9910-0KK22 | ALPHA DIN CIRCUIT DIAGR. POCKET DIN A3, SHEET STEEL, 10MM DEEP | 34.65
3NC2432-0C | SITOR FUSE-LINK FOR SEMICONDUCTOR PROTECTION 400A AR 500V SIZE 3 CONNECTION CONTACT INDICATOR 110MM | 215.7
3SE7910-2AA | STEEL CABLE 3.0 MM (LENGTH 10M) | 41.42
8MR2150-3B | HIGH-PERFORMANCE HEATER BLOWER WITH CLIP CS 130 230 V AC, 1200 W | 405.93
6AU1820-8BB20-0AB0 | SIMOTION COMMUNICATIONS PACKAGE OPC XML DA SERVER SINGLE LICENSE | 1291.37
5SY7325-6 | CIRCUIT BREAKER 400V 15KA, 3-POLE, B, 25A, D=70MM | 43.19
3NJ6900-4HJ22 | ACCESSORY FOR SWITCH DISCONNECTOR W/FUSE, IN-LINE, PLUG-IN, AMPEREMETER, BI-METAL 400/5A, CL.1, 1 VA | 190.07
3RT1275-6AM36 | VAC. CONTACTOR, 200KW/400V/AC-3 AC(40...60HZ)/DC OPERATION UC 200-220V AUXILIARY CONTACTS 2NO+2NC 3- | 2040.4
6SL3325-1TE32-6AA3 | SINAMICS S120 SINGLE MOTOR MODULES INPUT: 600 V DC OUTPUT: 3-PH 400 V, 260 A FRAME SIZE: CHASSIS LIQ | 22036.04
8MF2268-4EN | SICUBE 8MF2000 EMC-CUBICLE; WELDED, NI-PLATED H X W X D = 2200 X 600 X 800MM FOR INDIVIDUAL MOUNTING | 6278.44
7MH7724-1AJ | CALIBRATION WEIGHT 2000G, FOR MILLFLO, SENSING HEAD ILE 37/-ILE 61 | 222.6
8MR2132-5A | 120-250V, 150WATTS, 15DEGR. CSF060, 06021.0-00, | 185.23
3RA6120-0CP30 | SIRIUS, COMPACT STARTER, DIRECT STARTER 690 V, 110 ... 240 V AC/DC, 50 ... 60 HZ, 1 ... 4 A, IP20, C | 573.95
4RB2100-3EE50 | POWER CAPACITOR PHICAP MKP 440V 10.0KVAR | 115.17
BVP:084841 | BD2-AK-K4 ACCESSORY BD2 | 2699.85
5TG8057-2 | LED LAMP YELLOW 115V | 3.97
BVP:034264 | BD01-AK1X/S14 TAP-OFF UNIT | 215.4
5SY8414-8 | CIRCUIT BREAKER 400V 25KA, 4POLE, D, 0.3A, D=70MM | 199.75
3LD2766-1GP53 | MAIN/EMERG. STOP SWITCH 3-POLE IU=100, P/AC-23A AT 400V=37KW 1NO+1NC, 1 N-TERMINAL INSULATION-ENCLOS | 199.18
3SE5000-0AA83 | ROD ACTUATOR FOR POSITION SWITCH 3SE51/52 PLASTIC ROD 330MM, DIAMETER 6MM W. TERMINAL | 16.06
6XV1440-4BN25 | CONNECTING CABLE PN FOR MOBILE PANELS (PROFINET), LENGTH 25 M | 1362.58
BVP:262500 | BD2-AK03X/FS125BS-3 TAP-OFF UNIT 125A / 1X 3POLE BS FUSE SWITCH DISC. | 1210.4
8MF5298-4R | STANDARD CUBICLE 8MF5 HXWXD=2200X900X800 SIDE-BY-SIDE MOUNTING NON-VENT., NOT ASSEM., SCREWED IP40 | 2897.73
3RF2350-1BA04 | SEMI-COND. CONTACTOR 3RF2,1-PH. AC 51 50A / AC15 25A 40 DEG. C 48-460 V / 24 V DC INSTANTANEOUS SWI | 89.9
3RW4024-2TB04 | SIRIUS SOFT STARTER, S0, 12.5A, 5.5KW/400V, 40 DEGR., AC 200-480V, AC/DC 24V, SPRING-LOADED TERMINAL | 608.35
3TG1001-1BB4 | CONTACTOR TAB CONNECTOR, 3NO+1NC FOR SNAPPING ONTO STANDARD MOUNTING RAIL DC OPERATION DC 24V | 26.71
3NJ4912-1EA00 | ACCESSORY FOR FUSE SWITCH DISCONN. SIZE NH3 COVER FOR DOUBLE IN-LINE DISCONN. | 351.2
6EP1436-3BA00-8AA0 | SITOP MODULAR PLUS 20 STABILIZED POWER SUPPLY INPUT: 400-500 V 3 AC OUTPUT: 24 V DC/20 A VERSION WIT | 439.36
7ML1930-1EQ | 8 CHANNEL +/-10 V INPUT MODULE | 949.18
6FX2001-2GC00 | SINUMERIK (ACCESSORIES) INCR. POS. ENCODER, WITH LED, AXIAL FLANGE CONNECTOR, 2000 PULSES/REV | 366.56
3RT1965-5AF32 | WITHDRAWABLE COIL FOR SIZE S10 FOR CONTACTORS 3RT106/3RT146 AC/DC OPERATION UC110-127V DRIVE: CONVEN | 105.04
5ST3607 | PIN BUSBAR, 10 SQMM CONNECTION: 3X2-PHASE SAFE-TO-TOUCH | 2.29
6FX5008-2DC00-1FA0 | SIGNAL CABLE, SOLD BY THE METER (DRIVE CLIQ) 2X2X0,15+2X0.38 C UL/CSA DESINA MOTION-CONNECT 500, DEL | 432.9
3RK1911-2BE50 | 5 CONTACT SOCKETS 2,5MM2 CONNECTOR SET POWER SUPPLY F. CONNECTION TO MS, RSM OF ET 200PRO W. SLEEVE | 70.87
5TT4101-3 | REMOTE SWITCH WITH 1 NO CONTACT FOR AC 230V 16A CONTROL AC 12V | 28.67
5TD2123-0KK | DELTA PROGRAM PUSHBUTTON INSERT FOR FLUSH MOUNTING 10A, 250V SINGLE-POLE, 1NC WITHOUT CLAWS | 7.99
3WL9111-0AA58-0AA0 | ACCESSORIES CIRCUIT BREAKER 3WL RATED CURRENT REF. MODULE 1250A F. ETU25, 27, 45, 55, 75, 76 | 412.95
8WD4208-0EF | PIPE, 10CM | 25.64
BVP:262005 | BD2C-400-ME CENTRAL FEEDER UNIT WITHOUT TER MINAL BLOCK 400 A | 1947.18
3RW4026-2BB05 | SIRIUS SOFT STARTER, S0, 25A, 15KW/500V, 40 DEGR., AC 400-600V, AC/DC 24V, SPRING-LOADED TERMINALS | 621.2
4AM6442-5CT10-0FA0 | TRANSFORMER SITAS; PHASES:1; PN/PN(S6)(KVA):2 /9,7; UPRI(V):440+/-5%; USEC(V):230; ISEC(A):8,7; F(HZ | 980.35
6ES7922-3BJ00-0AN0 | CABLE WITH FRONT CONNECTOR FOR SIMATIC S7-300 40PIN (6ES7392-1AM00-0AA0) TO 25PIN D-SUB FEMALE FOR E | 343.91
6SL3730-1TG41-8AA3 | SINAMICS S120 CABINET MODULE BASIC LINE MODULE 3AC 500-690V, 50/60HZ, 1880A OUTPUT: DC 675 - 930V UN | 41450.76
6XV1873-6DN50 | SIMATIC NET FO TRAILING CABLE GP 50/125, PREASSEMBLED WITH 2X2 SC CONNECTORS, INSERTION GUIDE, LENGT | 859.02
5SM2735-8 | RES. CUR. ELEMENT FOR RCBO 5SY TYPE A (PSE/SSF), T=70 MM 0.3-63A 3-POLE IFN 0.5 A 400 V FOR SELECTIV | 96.9
6SL3760-0AA00-0AA0 | ISOLATION TRANSFORMER 1KVA SPAREPART FOR CABINET UNIT SINAMICS G150 / S150 NMA: A5E00117675 | 1069.01
3RT1276-6AS36 | VAC. CONTACTOR, 250KW/400V/AC-3 AC/DC OPERATION UC 500-550V AUXILIARY CONTACTS 2NO+2NC 3-POLE, SIZE | 2751.52
5TC8932-1 | DELTA STYLE PLATINUM METALLIC COVER PLATE FOR TIME SWITCH RUNTIME 15MIN. PRINTED | 22.77
3UG4614-1BR28-0AA3 | DIGITAL MONITORING RELAY UNBALANCE 0-20%, DEFAULT OFF PHASE SEQUENCE, DEFAULT OFF PHASE FAILURE 3X 1 | 155.1
3TY7685-0CP7 | SOLENOID OPER. MECHANISM W. COIL FOR 3TF6844-.CP7 FROM MANUF. DATE '93/46.KW AC OPERATION AC 230...2 | 2519.48
3VL9800-1SQ00 | ACCESSORY FOR VL630, VL800, VL630, VL800, VL1250, VL1600, SHUNT RELEASE 220 - 250 V DC RIGHT POLE ON | 240.72
6SL3710-1GF34-1CA3 | SINAMICS G150 CONVERTER CABINET UNIT, AC/AC WITH CIM+CU320-2 3AC 500-600V, 50/60HZ NOM. POWER RATING | 35122.38
8GK9100-0KK01 | ALPHA 400/630 DIN, UNIVERS. DISTRIBUT. ACCESSORIES 2-COMPONENTS FLANGE | 19.98
5SJ4216-8HG41 | CIRCUIT BREAKER 240V 14KA, 2-POLE, D, 16A, D=70MM ACC. TO UL 489 | 127.61
8MF4880 | 19 INCH SWING FRAME 3 HM | 1313.64
3WL9111-0AN41-0AA0 | ACCESSORIES CIRCUIT BREAKER 3WL SPACER FOR 3 FRONT AND STANDARD TERMINAL BAR SIZE 1, 3POLE IEC | 256.59
6GK1900-1LP00-0AB0 | FC FO SC COUPLER ON-SITE MOUNTING ON FC FO CABLES (62.5/200/230) PACKAGE: 5 PCS. DUPLEX COUPLER | 501.06
3TH4310-0AN2 | CONTACTOR RELAY 100E EN 50 011 10 NO, SCREW TERMINALS AC OPERATION AC 50/60HZ 220V | 86.38
8MF4135 | SIDE PANEL FOR CUBICLE HXD = 2000 X 400MM DEGREE OF PROTECTION IP54 | 274.32
6AV6381-2AA07-0AX4 | SIMATIC WINCC RT UPGRADE V7.0, FROM V6.0 TO V7.0 SP2, FOR SIMATIC WINCC RUNTIME (RT) INCL. DRIVER, S | 2612.66
3WL9111-0AT21-0AA0 | ACCESSORIES CIRCUIT BREAKER 3WL ZONE SELECTIVE INTERLOCKING F. ETU45B, 76B CAN BE CONNECTED TO CUBIC | 499.56
3TH4280-0BM4 | CONTACTOR RELAY 80E EN 50 011 8NO, SCREW TERMINALS DC OPERATION DC SOLENOID SYSTEM DC 220V | 99.96
6SL3060-4AA50-0AA0 | SINAMICS DRIVE-CLIQ CABLE IP20/IP20 LENGTH: 5.0 M | 76.43
BVP:261505 | BD2A-3-800-SB-1 STANDARD LENGTH 1,25M 800A, N + PE, 4 TAP OFFS | 1311.98
8GK9721-0KK00 | ALPHA AS HOLDER PEN BUSBAR | 25.59
3VL9300-3MQ00 | ACCESSORY FOR VL160X, VL160, VL250, STORED ENERGY OPERATOR 220-250V AC/DC | 1033.54
7MH7723-1GU | MWL MODULE LEFT HAND | 1511.54
3TH4364-0BG4 | CONTACTOR RELAY 64E EN 50 011 6NO+4NC, SCREW TERMINALS DC OPERATION DC SOLENOID SYSTEM DC 125V | 135.75
4AM6542-8DD40-0FD0 | TRANSFORMER SITAS; PHASES:1; PN/PN(S6)(KVA):1,875 /13,3; UPRI(V):550-525-500-480-460- 440-415-400-38 | 1600.84
8GK9911-0KK02 | ALPHA 630, UNIV. LOW. BRACKET BULK PACK: 10 UNITS | 6.45
3TY7681-1G | VACUUM INTERRUPTER FOR COIL CONNECTION | 23.39
6SE6400-3CC08-3ED0 | MICROMASTER 4 COMMUTATING CHOKE 380-600 V 3AC 86,9A FOOTPRINT FSE - 0.22 MH | 1254.69
3NJ4103-3BR02 | FUSE LOAD ISOLATING UNIT 3-POLE SWITCHABLE, SIZE 00 I=160 A, U=690 V BOX TERMINAL UP TO 70 SQMM NEW | 108.94
6DR4004-1C | CONNECTION MANIFOLD FOR SAFETY SOLENOID VALVE WITH EXTENDED MOUNTING FLANGE TO NAMUR - FOR SAMSON AC | 497.95
3NA6822-6 | LV HRC FUSE LINK GL/GG WITH INSULATED GRIP LUGS WITH COMBINATION INDICATOR SIZE 00, 63A, AC 690V/DC | 28.09
5TG4801 | DELTA PROFIL, TITANIUM WHITE VOLUME CONTROL 27OHM 3WATT +COVER PLATE 65X65MM+ROT. BTTN | 54.89
5WG1425-7AB72 | IR HANDHELD REMOTE S425/72 | 316.24
6SE6420-2UC22-2BA1 | MICROMASTER 420 UNFILTERED 1/3AC 200-240V +10/-10% 47-63HZ CONSTANT TORQUE POWER 2.2 KW OVERLOAD | 1309.54
3RT1055-2AB36 | CONTACTOR, 75KW/400V/AC-3 AC(40...60HZ)/DC OPERATION UC 23-26V AUXILIARY CONTACTS 2NO+2NC 3-POLE, SI | 446.38
6ES7651-5AF17-0CH5 | SIMATIC PCS 7, SOFTWARE UPGRADE PACKAGE ENGINEERING ASIA (AS/OS: PO UNLIMITED) FROM V7.0 TO V7.1 FLO | 4140.3
3SB2224-6BC06 | INDICATOR LIGHT, 16MM, ROUND, PLASTIC, RED, LAMPHOLDER W2 X 4.6D, WITH INCANDESCENT LAMP 24V | 10.96
6XV1822-5BH10 | SIMATIC NET, 7/8" CONN. CABLE F. POWER SUPPLY OF THE ET200, PREASSEMBLED CABLE WITH 2 7/8" CONNECTO | 70.6
8WH9020-6BS10 | PLUG-IN JUMPER 5 DIVISIONS, AS TRANSVERSE JUMPER IN TERM. MIDDLE, 20-POLE, COLOR: SIEMENS COLOR | 9.16
6XV1870-3QH60 | SIMATIC NET INDUSTRIAL ETHERNET TP CORD RJ45/RJ45, CAT 6, TP CABLE 4X2, PREASSEMBLED W. W. 2 RJ45 CO | 45.57
6GF3440-8BC4 | CABLE F. SIMATIC VS100 LIGHTS 4 POLE, 10M PUR-CABLE, LAMP SIDE WITH M12 ANGULAR CABLE PLUG; ONE END | 104.03
6XV1871-2F | SIMATIC NET, IE FC TP FRNC CABLE GP, TP-INSTALLATION CABLE FOR CONNECT. TO FC OUTLET RJ45, FOUR-CORE | 3.82
4RB4250-3EA50 | POWER CAPACITOR PHASECAP COMPACT MKK 400V 25.0KVAR | 425.09
3RT1055-6AB36-ZX95 | CONTACTOR, 75KW/400V/AC-3, AC(40...60HZ)/DC OPERATION UC 23...26V AUXIL. CONTACTS 2NO+2NC 3-POLE, SI | 516.56
5TG1202-0 | DELTA MIRO DOUBLE FRAME GENUINE GLASS CRYSTAL GREEN WITHOUT SIEMENS LOGO DIMENSION 161X90 MM | 70.99
3RW4424-3BC36 | SIRIUS SOFT STARTER, VALUES WITH 575 V, 50 DEG., STANDARD: 42A, 30HP, INSIDE-DELTA CIRCUIT 3: 73A, 6 | 5926.48
3RK4340-3AR51-1BA0 | SIRIUS MCU MOTOR STARTER EN.DEGR. OF PROTEC.IP55 PLASTIC COMMUNICATION WITHOUT ELECTROMECHANICAL SWI | 605.21
3TC7414-0EV | CONTACTOR SIZE 12, 1-POLE DC-3 AND 5, 400A AUX. SWITCH 4NO+4NC DC ACTUATION DC 36V OPERATING RANGE 0 | 1878.96
3NP5260-0HA13-ZA02 | FUSE-SWITCH-DISCONNECTOR FOR SURFACE MOUNTING AND FOR INSTALLATION 3-POLE, I=250A, U=400/500V AC AUX | 1710.46
3VL9400-4TA30 | ACCESSORY FOR VL400, NUT PLATE METRIC CONSISTS OF 3 PIECES 4 POLE SET OF 4 PCS 4 POLE | 79.15
3RS1120-1DW30 | TEMPERATURE MONITORING RELAY THERMOCOUPLE TYP J, EXCEEDING 2 THRESH. VAL., WIDTH 22ND5 MM 0 C - 600 | 336.78
3TH4244-0AV0 | CONTACTOR RELAY 44E EN 50 011 4NO+4NC, SCREW TERMINALS AC OPERATION AC 50HZ 400/380V 60HZ 480/460V | 59.12
3TY6563-0BY80-0AD2 | MAGNET COIL FOR CONTACTOR SPU DC 96V 41 -45 OHM 2X2497 W DG | 369
3NE1331-2 | SITOR FUSE-LINK UTILIZ. CATEGORY GR, DIN 43620 350A , AC 690 V ,(SIZE 2) | 168.31
8WH9020-3MA00 | INSERTABLE PROFILE, FOR 50MM2 TERMINALS, COMPENSATES PRISMATIC SLEEVE BASES WHEN STRIP LINES ARE USE | 0.38
3WL9111-1AP06-0AA0 | 3WL9-NAFTA-ACCESSORY WLGSHUT2 SHUTTER 3-POLE FS2 BG II, MIT ABSCHLIESSVORRICHT. | 611.77
7MH5105-5AD00 | SIWAREX WL 250 LOAD CELL ST-S SA 10T C3 - RATED LOAD 10T - ACCURACY CLASS C3 - 6M CABLE LENGTH, 4 CO | 1379.66
8WH9020-0EC10 | REDUCING JUMPER, TO CONNECT SPRING CONNECTIONS 35 MM2 WITH SPRING TERMINALS 2.5 MM2 OR 4 MM2, SIEMEN | 3.13
5WG1523-1AB03 | GAMMA INSTABUS BLIND SWITCH N 523/03, 4-CHANNEL, 4 X 230V AC/6A | 611.95
3VT9500-4WL00 | ACCESSORY FOR VT1000, VT1600 POSITION INDICATOR SWITCH FOR PLUG-IN/WITHDRAWABLE BASE | 104.06
3RW4456-2BC35 | SIRIUS SOFT STARTER, VALUES AT 575V, 50DEG., STANDARD: 693A, 750HP, INSIDE-DELTA CIRCUIT 3: 1200A, 1 | 40294.81
5TA2108-0KK | DELTA ROCKER SWITCH INSERT FOR FLUSH MOUNTING 10A, 250V,CONTR.SWITCH:TWO-WAY WITHOUT CLAWS | 17.11
5SU1654-7KK10 | FI/LS-PROTECTOR TYPE A (PSE/SSF), D=70MM IFN 300MA,10KA, 1+N-POLEE C 10A | 86.45
3SF1244-1LC05-1BA2 | BASIC SWITCH W/O ACTUATOR HEAD MOLDED-PLASTIC ENCLOSURE, 50 MM ASISAFE INTEGRATED AS-I STATUS:1:F-IN | 245.37
8WH8120-4AB05 | LABELS, LONGIT. 1 - 10 SIZE ZB8 | 0.11
5SY4616-5 | CIRCUIT BREAKER 400V 10KA, 3+N-POLE, A, 16A, D=70MM | 154
3NP1143-1BC11 | FUSE-SWITCH-DISCONNECTOR 3-POLE, NH1, 250A 60MM BUSBAR SYSTEM COVER LEVEL 32/70 MM FLAT CONNECTOR FU | 442.77
7VV3002-3KD20 | OVERVOLTAGE PROTECTION MODULE FOR MAXIMUM PERMISSIBLE SUPPLY VOLTAGE 1090V AND RATED TRANSFORMER OPE | 18878.26
5SY7405-8 | CIRCUIT BREAKER 400V 15KA, 4-POLE, D, 0.5A, D=70MM | 111.73
8MF9065 | LOCK RIGHT WITH KEY ARRESTER | 65.88
5SY5206-6 | CIRCUIT BREAKER CURR. SENS DC 440V AC 400V 10KA, 2-POLE, B, 06A | 53.13
5SY4308-8 | CIRCUIT BREAKER 400V 10KA, 3-POLE, D, 8A, D=70MM | 58.57
3RP1525-2AQ30 | MULTIFUNCTION TIME RELAY IN CAGE-CLAMP TECH. 1 CHANGEOVER ON-DELAY, AC/DC 24V/AC 100...127V, 0.05... | 180.41
3RT1276-6AB36 | VAC. CONTACTOR, 250KW/400V/AC-3 AC/DC OPERATION UC 23-26V AUXILIARY CONTACTS 2NO+2NC 3-POLE, SIZE S1 | 2751.52
3NX1013 | FUSE PULLER FOR LV HBC FUSE SIZE 000 TO 4 | 47.91
3RW4027-1TB05 | SIRIUS SOFT STARTER, S0, 32A, 18.5KW/500V, 40 DEGR., AC 400-600V, AC/DC 24V, SCREW TERMINALS, THERMI | 895.83
5TG1104-0 | DELTA MIRO FRAME 4-FOLD GENUINE MATERIAL WOOD TYPE OF WOOD WENGE DIMENSIONS 303X90MM | 137.03
3VL9800-3AW11 | ACCESSORY FOR VL1200UL,VL1600UL (NG-FRAME - PG-FRAME) KIT F. LEADING AUXILIARY SWITCHES 2 CO CONTACT | 79.15
4AM4642-5MT10-0FA0 | TRANSFORMER SITAS; PHASES:1; PN/PN(S6)(KVA):0,4 /1,44; UPRI(V):690+/-5%; USEC(V):230; ISEC(A):1,74; | 284.74
5SY4215-5 | CIRCUIT BREAKER 400V 10KA, 2-POLE, A, 1.6A, D=70MM | 101.79
3LD2164-1GS51 | MAIN AND EMERG. STOP SWITCH | 55.46
5SY6363-7 | CIRCUIT BREAKER 400V 6KA, 3-POLE, C, 63A, D=70MM | 68.6
3RT1965-5AU32 | WITHDRAWABLE COIL FOR SIZE S10 FOR CONTACTORS 3RT106/3RT146 AC/DC OPERATION UC240-277V DRIVE: CONVEN | 105.04
3RK1304-5LS70-3AA0 | ET 200PRO ERSE/RSSE HF ELECTRONIC REVERSING STARTER ELECTRONIC (SOFT) SWITCHING FULL MOTOR PROTECTIO | 1139.03
3RN1012-1CB00 | THERMISTOR MOTOR PROTECTION STANDARD EVALUATION UNIT MANUAL/AUTO/REMOTE,1NO+1NC, AC/DC24V, SCREW CON | 247.51
3RT1975-5AM32 | WITHDRAWABLE COIL FOR SIZE S12 F. CONTS. 3RT107/3RT127/3RT147 AC/DC OPERATION UC200-220V DRIVE: CONV | 137.95
3ND2360 | LV HRC FUSE LINK A.M. W. NON-INSULATED GRIPPING LUGS SIZE 3, 400A, AC 690 V | 58.6
3VL9325-8TC00 | ACCESSORY FOR VL250, CURRENT TRANSFORMER FOR OVERLOAD PROTECTION OF THE N-CONDUCTOR AND FOR EARTH-FA | 374.17
6SL3720-1TE31-3AB3 | SINAMICS S120 CABINET MODULE BOOKSIZE CABINET KIT SINGLE MOTOR MODULE INPUT: DC 510 - 720V OUTPUT: 3 | 14048.96
8MF4023 | BASE FOR CUBICLE WXD = 1000 X 400MM HEIGHT 100MM | 355.46
LZX:RT424730 | PLUG-IN RELAY 2CO RELAY 15MM, 230V AC | 8.87
6SE6430-2AD31-8DA0 | MICROMASTER 430 WITH BUILT-IN CLASS A FILTER 3AC 380-480 V +10/-10% 47-63 HZ SQUARED TORQUE POWER 18 | 7387.94
6FX8002-2YW11-1BA0 | EXTENSION M.010 | 430.53
3RT1926-2FL21 | SOLID-STATE TIME-DELAY AUXIL. SWITCH BLOCK TIME SETTING RANGE 0,5...10 S, AC/DC 220...240 V, 1NO + 1 | 75.96
3RP1555-2AR30 | CLOCK-PULSE TIME RELAY IN CAGE-CLAMP TECH. 1 CHANGEOVER CLOCK, 0.5S...100H, AC/DC 42...48/60V, WITH | 345.01
3TG1001-0BB4 | CONTACTOR SCREW TERMINALS, 3NO+1NC FOR SNAPPING ONTO STANDARD MOUNTING RAIL DC OPERATION DC 24V | 31.08
7MH5107-3PD01 | SIWAREX WL 230 LOAD CELL SB-S SA 500KG C3 EX - RATED LOAD 500KG - ACCURACY CLASS C3 - 3M CABLE LENGT | 535.79
3NW6004-4 | CYLINDRICAL FUSE-LINK 10X38MM 1000V 4A GPV FOR PHOTOVOLTAIC-APPLICATION | 12.64
3RA6500-2AB43 | SIRIUS, COMPACT STARTER, REVERSING STARTER W/SYSTEM INTERFACE, 690 V, 32 A, 24 V DC, 0.1 ... 0.4 A, | 1234
3RF2350-1AA14 | SEMI-COND. CONTACTOR 3RF2,1-PH. AC51 50A 40 DEGREES C 48-460V / 24V AC/DC SCREW TERMINAL | 94.32
3NP1963-1GA00 | ACCES.F.FUSE SWI. DISCONNECTOR FOR NH3 FUSE CARRIER | 87.18
6SL3730-7TE41-0BA3 | SINAMICS S120 CABINET MODULE ACTIVE LINE MODULE INKL. WITH CIM+CU320-2 ACTIVE INTERFACE MODULE 3AC | 124035.87
5SU1356-7KK08 | FI/LS-PROTECTOR TYPE A (PSE/SSF), D=70MM IFN 30MA,6KA, 1+N-POLEE C 8A | 81.84
8GB1371-2 | SIMBOX UNIVERSAL WP WALL-MOUNTED DB SM, IP 65 1ROW, 12MW, W/O TERMINAL STRIP | 79.19
FDK:087L4150 | MAG8000 ACCESSORIES INTERNAL BATTERY P1039 | 257.27
3SB2901-5RC | INSERT CAP FOR PUSHBUTTON AND ILLUMINATED PUSHBUTTON RAISED 2 CLEAR WITH BLACK LETTERING, WITH SYMBO | 0.93
BVP:203259 | BD2-APM ACCESS. T-O UNIT | 12.24
M56340-A0048 | INSTRUMENT BRACKET, DESIGN H TO DIN 16281, MADE OF ALUMINUM ALLOY, PROJECTION LENGTH 160 MM | 20.84
6ES7833-1SM02-0YE5 | SAFETY MATRIX TOOL UPRGADE V5.X/V6.1 --> V6.2 FLOAT. LICENSE F.1 INSTALLATION ENGINEERING-SW A. DOCU | 1215.02
6ES7145-4GF00-0AB0 | SIMATIC DP, ELECTRONIC MODULES FOR ET200PRO 4 AO I HIGH FEATURE, +-20MA; 0...20MA; 4-20MA; CHANNEL D | 381
5SY8563-7 | CIRCUIT BREAKER 230V 25KA, 1+N-POLE, C, 63A, D=70M | 100.38
3UF7103-1BA00-0 | CURRENT MEASURING MODULE; SET CURRENT 20...200A; OVERALL WIDTH 120MM; BUS BAR CONNECTION | 305.71
3NJ6900-4HK12 | ACCESSORY FOR SWITCH DISCONNECTOR W/FUSE, IN-LINE, PLUG-IN, AMPEREMETER, BI-METAL 500/1A, CL.1, 1 VA | 190.07
4AM4642-8DD40-0FC0 | TRANSFORMER SITAS; PHASES:1; PN/PN(S6)(KVA):0,34 /1,44; UPRI(V):550-525-500-480-460- 440-415-400-380 | 568.08
3LD2064-1GP53 | MAIN/EMERG. STOP SWITCH 3-POLE IU=16, P/AC-23A AT 400V=7.5KW 1NO+1NC, 1N-TERMINAL INSULATION-ENCLOSE | 47.96
8US1211-4SL00 | BUSBAR ADAPTER 60 MM BUSBAR SYSTEM FOR CIRCUIT-BREAKERS 3VL3 UP TO 250A WITH TERMINAL COVER WIDTH: 1 | 371.7
5ST3642 | PIN BUSBAR, 16 SQMM CONNECTION: 5X(2-PHASE+HS/FS) SAFE-TO-TOUCH | 6.73
8MF4036 | BASE FOR CUBICLE WXD = 800 X 600MM HEIGHT 200MM | 450.13
3VL9400-1ST00 | ACCESSORY FOR VL160X, VL160, VL250, VL400, SHUNT RELEASE 208 - 277 V AC RIGHT POLE ONLY | 160.92
3SE7943-1AB | ROPE CLAMP (SIMPLEX), 3MM | 3.4
5TT4101-1 | REMOTE SWITCH WITH 1 NO CONTACT FOR AC 230V 16A CONTROL AC 115V | 31.04
5TT6113 | CURRENT RELAY,N-TYPE AC 230V 1/5/10/15A 1PHASE, BELOW | 164.13
3NE1230-0 | SITOR FUSE-LINK UTILIZ. CATEGORY GS, DIN 43620 315A , AC 690 V ,(SIZE 1) | 112.49
5SY5425-6 | CIRCUIT BREAKER CURR.SENS.DC 880V AC 400V 10KA, 4POLE, B, 25A MAX. DC 1000V | 119.75
3NP1163-1BC20 | FUSE-SWITCH-DISCONNECTOR 3-POLE, NH3, 630A 60MM BUSBAR SYSTEM COVER LEVEL 32/70 MM BOX TERMINAL | 497.26
5SY8463-8 | CIRCUIT BREAKER 400V 25KA, 4POLE, D, 63A, D=70MM | 222.34
3WL9111-1AT20-0AA0 | 3WL9 NAFTA ACCESSORY WLRLYCUB DIGITAL OUTPUT RELAY MODULE W/ REDARY SWITCH | 761.62
5SY4132-8 | CIRCUIT BREAKER 230/400V 10KA, 1-POLE, D, 32A, D=70MM | 19.01
6ES7807-3BA01-0YA0 | SIMATIC S7,PRODAVE MPI MINIV6.0 SINGLE LICENSE F.1 INSTALLATION R-SW, SW AND DOCU. ON CD, CLASS A, 2 | 578.42
3SE5132-0CB01 | SIRIUS POSITION SWICH PLASTIC ENCLOSURE 40MM, TO EN50041 DEVICE CONNECTION 1X (M20X1.5) 1NO/1NC SNAP | 28.57
5SY4301-7 | CIRCUIT BREAKER 400V 10KA, 3-POLE, C, 1A, D=70MM | 72.02
5SJ6513-7KS | CIRCUIT BREAKER 230V 6KA, 1+N-POLE, C, 13A, D=70MM WITH SCREWLESS TAP-OFF TERMINAL | 10.63
5TG1205-2 | DELTA MIRO GLASS FRAME 5-FOLD REAL GLASS BLACK 374X90MM | 257.56
3NA7240-6 | LV HRC FUSE LINK GL/GG WITH NON-INSULATED GRIP LUGS WITH COMBINATION INDICATOR SIZE 2, 200A, AC 690V | 50.58
3SB2000-0LH01 | PUSHBUTTON, 16MM, ROUND, PLASTIC, TRANSPARENT, BUTTON, RAISED | 7.91
3NJ4911-3BA01 | ACCESSORIES FOR IN-LINE FUSE SWITCH DISCONNECTORS 3NJ412/13/14 BUSBAR CLAMPS FOR SNAPPING OF THE IN- | 53.53
8MR2132-0AB | 120-250V, 100WATTS, 25DEGR. CSF060, 06012.0-00, | 144.52
3VL9600-4EC40 | ACCESSORY FOR VL800, FRONT CONNECTION BAR COMPRISES 4 CONNECTIONS 4-POLE | 202.13
3VL9500-4RH40 | ACCESSORY FOR VL630, SET FLAT BUS SET OF 4 PCS 4 POLE | 260.35
5TD2111 | DELTA PUSHB. INSERT, FM DOUBLE PUSHB., 2NO CONTACTS 10A 250V | 12.5
3RW4076-6BB34 | SIRIUS SOFT STARTER, S12, 385 A, 300 HP/460 V, 50 DEG., 200-460 V AC, 115 V AC, SCREW TERMINALS | 6606.78
3RW4024-1BB05 | SIRIUS SOFT STARTER, S0, 12.5A, 7.5KW/500V, 40 DEGR., AC 400-600V, AC/DC 24V, SCREW TERMINALS | 528.76
6FX2003-0SA17 | SIGNAL CONNECTOR 17 PINS EXTERNAL THREAD PIN 1 17 POLE INSULATOR 17 PIN CONTACTS (0.08-0.22MM2) 17 P | 57.36
6SL3511-0PE27-5AM0 | SINAMICS G110D AC-DRIVE, W/O REPAIR SWITCH WITH BUILT IN CL. A FILTER WITH BULT IN BRAKING CHOPPER W | 4721.79
3SE5112-0CH51 | SIRIUS POSITION SWITCH METAL ENCLOSURE 40MM TO EN50041 DEVICE CONNECTION 1X (M20X1.5) 1NO/ 1NC SNAP- | 64.34
8GK4351-1KK11 | ALPHA 160 DIN, ASSEMBLY KIT F. MODULAR INSTALLATION DEVICES, TIER SPACING 150MM, H=150 W=250 | 52.22
8MF4150 | PARTITION FOR CUBICLE HXD = 1800 X 400MM DEGREE OF PROTECTION IP40 | 112.43
8GK4501-4KK11 | ALPHA 160 DIN, RESERVE SECTION COVERS KIT W. SUPPORT, RAL7035 H=600 W=250 | 61.86
3RT1065-2NB36 | CONTACTOR, 132KW/400V/AC-3 AC(40...60HZ)/DC OPERATION UC 21-27.3V AUXILIARY CONTACTS 2NO+2NC 3-POLE, | 962.76
7MH7724-1BG | MLC CALIBRATION WEIGHT, (STAINLESS STEEL 304(1.4301)) FOR SCALES WITH BELT WIDTH OF 42", 1000MM, 7.3 | 314.77
8WH2004-0AE00 | FEED-THROUGH TERMINAL WITH SPRING CONNECTION, 4 CONNECT. POINTS, SECTION: 0.14 - 1.5 MM2, WIDTH: 4.2 | 1.54
BVP:090165 | BD01-160-E UNIVERSAL FEEDER UNIT - BD01 | 469.96
5SJ4214-7HG41 | CIRCUIT BREAKER 240V 14KA, 2-POLE, C, 0,3A, D=70MM ACC. TO UL 489 | 130.66
8GK1323-8KP43 | ALPHA 630 DIN FLOOR-MOUNTED DB IP55, SK I, RAL 7035 H=1950 W=1050 D=250 INCL. BASE AND SHEET STEEL D | 1597.24
6SL3000-2DH31-0AA0 | SINAMICS DU/DT-FILTER PLUS VOLTAGE PEAK LIMITER FOR POWER MODULE/MOTOR MODULE 90KW, 3AC 500-690V MAX | 3723.37
3NH3530 | LV HRC BUS MOUNT.FUSE BASE 690V 1 POLE,1000A,SIZE4 FLAT-TYPE CONNECTION | 135.28
3RA6935-0A | OPERATOR PANEL FOR SIRIUS SWITCHING DEVICES WITH IO-LINK | 793.48
6DL2804-1DE32 | EX-DEVICE MADE OF STAINLESS STEEL, IP65. WITH INSTALLATION OF ET200ISP- COMPONENTS (THEY HAVE TO ORD | 6884.58
FDK:085U1032 | ACCESSORY BAG DN50 ISO | 258.59
5SJ4318-8HG42 | CIRCUIT BREAKER 10KA, 3POLE, D, 15A ACC. TO UL 489 - 480Y/277V | 176.99
8WH5120-2MF00 | HYBRID TWO-TIER TERMINAL, PLUG AND SPRING CONNECTION,, SECTION:0.08 - 4 MM2, WIDTH: 5.2 MM, COLOR: G | 6.13
3SE5242-0RV40-1AA1 | SAFETY POS. SWITCH W. SEPARATE ACTUATOR, PLASTIC ENCLOSURE, 50MM; 2X(M20X1.5) SLOW-ACTION CONTACTS 1 | 50.5
4AM3242-4TN00-0EA0 | TRANSFORMER SITAS; PHASES:1; PN/PN(S6)(KVA):0,063 /0,19; UPRI(V):230+/-5%; USEC(V):24; ISEC(A):2,63; | 111.94
FDK:085U1018 | WALL MOUNTING UNIT, 4X M20 CABLE GLANDS | 230.46
3SB2000-0AG01 | PUSHBUTTON, 16MM, ROUND, PLASTIC, WHITE, BUTTON, FLAT | 6.84
3WL9111-0AG01-0AA0 | ACCESSORIES CIRCUIT BREAKER 3WL AUX.SWITCH BLOCK 2NO +2NC | 404.13
4RB2021-1EJ50 | POWER CAPACITOR PHICAP MKP 480V 2.1KVAR | 43
3NW7431 | BUSBAR-MOUNTING FUSEHOLDER SR60 3P FOR CYLINDRICAL FUSES 10X38 UPTO 32A 690V FOR 5/10 MM BUSBARS | 70.69
3WL9111-1AS37-0AA0 | 3WL9-NAFTA-ACCESSORY WLGARCF2 ARC CHUTE COVER FS2, F-CLASS ONLY, FUSED | 434.66
6ES7132-7GD10-0AB0 | SIMATIC DP, ELECT. SUBMODULE FOR ET 200ISP, 4 DO, DC 17,4V/27MA, "L"-SHUT DOWN | 699.27
3RB2985-2AA1 | MEMORY MODULE ANALOG BASIC 1 GF FOR 3RB22/23 SZ S00...S12 | 121.55
6XV1840-2AH10 | SIMATIC NET, IE FC TP STANDARD CABLE, GP 2X2 (PROFINET TYP A) TP INSTALLATION CABLE FOR CONNECTION T | 2.72
3VL1708-1DA33-0AA0 | CIRCUIT-BREAKER VL160X N STANDARD SWITCHING CAPACITY ICU=55KA / 415 V AC 3 POLE | 469.67
6ES7368-3BF01-0AA0 | SIMATIC S7-300,CONNECTING CABLE BETWEEN IM 360/IM 361 5M | 287.59
5TG2577 | I-SYSTEM, TITANIUM WHITE COVER PLATE 55X55MM FOR SUBMIN. CONNECTOR F.SCREW AND CLAW FIXING | 9.21
5SY4640-8 | CIRCUIT BREAKER 400V 10KA, 3+N-POLE, D, 40A, D=70MM | 115.59
3RW4457-2BC34 | SIRIUS SOFT STARTER, VALUES AT 460V, 50 DEG., STANDARD: 780A, 700HP, INSIDE-DELTA CIRCUIT 3: 1351A, | 37809.1
3RW4036-2BB15 | SIRIUS SOFT STARTER, S2, 45A, 30KW/500V, 40 DEGR., AC 400-600V, AC/DC 110-230V, SPRING-LOADED TERMIN | 1056.24
8WH9020-6BF10 | PLUG-IN JUMPER 5 DIVISIONS, AS TRANSVERSE JUMPER IN TERM. MIDDLE, 5-POLE, COLOR: SIEMENS COLOR | 2.01
6FX2001-2MC04 | SIMODRIVE (ACCESSORIES) INCR. ROTARY ENCODER W. RS 422 (TTL), 2048 PULSES, CLAMP FLANGE, 10 MM SHAFT | 366.56
5SY4125-6 | CIRCUIT BREAKER 230/400V 10KA, 1-POLE, B, 25A, D=70MM | 10.76
5SY4563-5 | CIRCUIT BREAKER 230V 10KA, 1+N-POLE, A, 63A, D=70MM | 120.46
3VL9400-2AH00 | ACCESSORY FOR VL160X, VL160, VL250, VL400, MOUNTING BRACKET UP TO 3HS N, LEFT(1), RIGHT | 48
6EP1437-3BA00-8AA0 | SITOP MODULAR PLUS 40 STABILIZED POWER SUPPLY INPUT: 400-500 V 3 AC OUTPUT: 24 V DC/40 A VERSION WIT | 686.58
6ES7193-4BH00-0AA0 | 10 DIN A4 LABELLING SHEETS COLOR: GREEN 60 LABELLING STRIPS/SHEETS FOR I/O MODULES AND 20 LABELLING | 155.97
3VL9600-3AT10 | ACCESSORY FOR VL630, VL800, KIT F. LEADING AUXILIARY SWITCHES 2 CO CONTACTS, FROM OFF TO ON 1.5 METE | 66.07
A5E01152890 | ACC. MAG 3100 DN80 PN16/PN40 GROUND RING TANTALUM | 3294.59
5SY4350-6 | CIRCUIT BREAKER 400V 10KA, 3-POLE, B, 50A, D=70MM | 86.43
4EP3600-4US00 | MAINS CHOKE F.FU; PHASES:3; UN1(V):480; ITHMAX 1(A) / F1(HZ):18 /60; I LN (A):16,2; UK(%):2; LN(MH): | 358.72
6EP1935-6MD31 | SITOP PURE LEAD BATTERY MODULE 24 V/2.5 AH WITH SERVICE-FREE SEALED LEAD-ACID BATTERIES FOR SITOP DC | 527.48
5UB1857 | DELTA STYLE, TITANIUM WHITE SCHUKO SOCKET OUTL. 10/16A 250V W. LABELING FIELD W. INCREASED TOUCH PRO | 17.52
6GK1704-5DW00-3AL0 | SIMATIC NET PB SOFTNET-DP SW UPDATE SERVICE FOR 1 YEAR WITH AUTOM. EXTENSION REQUIRES ACTUAL SW-VERS | 821.18
3RF2310-1BA04 | SEMI-COND. CONTACTOR,3RF2, 1-PH AC 51 10 A / AC15 6A 40 DEG. C 48-460 V / 24 V DC INSTANTANEOUS SWI | 58.68
3RW4466-2BC35 | SIRIUS SOFT STARTER, VALUES AT 575V, 50DEGREES, STANDARD: 1051A, 1200HP, INSIDE DELTA: 1820A, 2050HP | 54555
FDK:087L4155 | MAG8000 ACCESSORIES CABLE ENTRY M20 BRASS, ONE 6-8MM, 10PCS. | 150.92
5TT3421 | PHASE MONITOR, N-TYPE AC230V 4A | 94.73
6GK5798-2LP00-2AA6 | IWLAN LIGHTNING PROTECTOR LP 798-1N MIT N/N FEMALE/FEMALE CONNECTOR FOR ANTENNA ANT 790, IP65 (-40- | 312.06
3SE5234-0HK50-1AC4 | SIRIUS POSITION SWITCH; PLASTIC HOUSING ACC. TO EN50047, 31MM 1NO/1NC SNAP-ACTION CONTACTS INTEGRATE | 50.11
8GK1323-8KP24 | ALPHA 630 DIN FLOOR-MOUNTED DB IP55, SK I, RAL 7035 H=1950 W=550 D=320 INCL. BASE AND SHEET STEEL DO | 1235.6
8GK1102-5KK32 | ALPHA 400 DIN, WALL-MOUNTING DISTRIBUTOR, DELIVERY FORM FLAT PACK, AP-CUBICLE, RAL 9016, IP43, SK1, | 534.43
5SY5432-6 | CIRCUIT BREAKER CURR.SENS.DC 880V AC 400V 10KA, 4POLE, B, 32A MAX. DC 1000V | 144.55
3ND2136 | LV HRC FUSE LINK A.M. W. NON-INSULATED GRIPPING LUGS SIZE 1, 160A, AC 690 V | 24.29
8MF4122 | SIDE PANEL FOR CUBICLE HXD = 1800 X 800MM DEGREE OF PROTECTION IP40 | 303.31
3NJ4123-3CF11 | IN-LINE FUSE SWITCH DISCONNECTOR 3-POLE SWITCHABLE, SIZE 1 I=250 A, U=690 V AC FLAT CONNECTOR M 10 N | 838.03
3NJ4915-2EB20 | ACCESSORIES F. STRIPS 3NJ41 IN-LINE FUSE SW.DISC. S.NH1-3 INTEGRAT. CURR. TRANSFORMER 100/5A,CL.1 | 65.6
8GK4101-7KK22 | ALPHA 400 DIN, RAPID MOUNTING KIT FOR INSTALLATION MOUNT. DEVICE WITH ROW DISTANCE 150 MM WITH LONGI | 679
3RT1975-5AV31 | WITHDR. COIL FOR SIZE S12 FOR CONTACTOR 3RT107/3RT127/3RT147 AC/DC OPERATION 380-420V UC DRIVE: CONV | 108.42
5SP4191-7 | CIRCUIT BREAKER 230/400V 10KA, 1-POLE, C, 100A, D=70MM | 40.26
6ES7341-1BH02-0AE0 | SIMATIC S7-300, CP341 COMMUNICATION PROCESSOR WITH 20MA INTERFACE (TTY) INCL. CONFIG. PACKAGE ON CD | 2459.94
8GK4402-2KK32 | ALPHA 400/630 DIN MOUNTING KIT FOR ROW TERMINALS VERTICAL, H=300 W=750 | 213.96
8GK1032-2KK11 | ALPHA 160 DIN, WALL-MOUNTED DB, SM UNEQ. DISTR. BOARD RAL 9016 IP43 SK2, H=650 W=300 D=140 | 238.08
8GK4501-1KK32 | ALPHA 400/630 DIN MOUNTING KIT EMPTY FIELD COVER WITH SUPPORT H=150 W=750 | 78.46
7ML5711-1AA | LPS RIGID EXT KIT,1000, 900,800,700,600MM | 238.29
5UB1816 | DELTA STYLE, ORANGE SCHUKO SOCKET OUTLET10/16A 250V W. LABELING FIELD W. INCREASED TOUCH PROTECTION | 23.27
BVP:261906 | BD2C-400-ZH-Z* Z UNIT BACKSIDE X/Y 0,36M, Z 0, 14M-1,25M 160-400A | 1571.45
BVP:261861 | BD2A-400-LH-X*/Y*-G* KNEE BACKSIDE X/Y 0,36M-1,25M 1 60A-400A WINKEL 85 GRAD-175 GRA D | 1704.85
3UG4512-2AR20 | ANALOG MONITORING RELAY PHASE FAILURE AND -SEQUENCE 3X 160 TO 690V AC 50 TO 60 HZ 1 CHANGEOVER CONTA | 109.51
6SL3730-6TG38-8BC3 | SINAMICS S120 CABINET MODULE SMART LINE MODULE WITH CIM+CU320-2 3AC 500-690V, 50/60HZ OUTPUT: DC 67 | 46513.45
8UC6014 | SPARE PART FOR ROTARY OPERATING MECHANISM 8UC6 COUPLING DRIVE FOR SHAFT 12MM | 82.87
3VL9300-3AS11 | ACCESSORY FOR VL150XUL- VL250UL (CG-FRAME - FG-FRAME) KIT F. LEADING AUXILIARY SWITCHES 1 CO CONTACT | 35.51
8MF2866-4ES | SICUBE 8MF2000 EMC-CUBICLE; WELDED, GALVANISED H X W X D = 1800 X 600 X 600MM FOR INDIVIDUAL MOUNTIN | 3148.89
6ES7403-1JA01-0AA0 | SIMATIC S7-400, ER2 EXP. RACK, WITH 9 SLOTS, F. SIGNAL MODULES ONLY, 2 REDUNDANT PS PLUGGABLE | 761.93
6ES7193-7CA10-0AA0 | SIMATIC DP, TERMINAL MODULE TM-EM/EM60C FOR ET 200ISP, FOR THE INTEGRATION OF TWO ELECTRONIC MODULES | 169.1
6ES7141-4BH00-0AA0 | SIMATIC DP, ELECTRONIC MODULE FOR ET200PRO 16 DI DC 24V, MODULE DIAGNOSTICS; INCLUSIVE BUS MODULE CO | 158.32
5SY6408-7 | CIRCUIT BREAKER 400V 6KA, 4-POLE, C, 8A, D=70MM | 46.87
6SL3525-0PE24-0AA1 | SINAMICS G120D POWER MODULE PM250D WITH BUILT IN CL. A FILTER POSSIBILITY OF REGENERATION 3AC380-480 | 1862.14
6ES7492-2XX00-0AA0 | SIMATIC S7-400, COVER FOIL FOR LABELLING STRIPS FOR SIGNAL MODULES, SPARE PART 10 PIECES PER PACKAGE | 26.53
8MF2808-3RB | STANDARD CUBICLE 8MF2 HXWXD=1800X1000X800 SIDE-BY-SIDE MOUNTING VENTIL., ASSEMBL., WELDED IP30 | 3071.62
BVP:660869 | BD2-AK1/CEE163FIA161 TAP-OFF UNIT 16A / 1P MCB(C)+ + 2P FI + 3P.CEE | 348.8
3SE5242-0LK21 | SIRIUS POSITION SWITCH; PLASTIC HOUSING ACC. TO EN50047, 50MM DEVICE CONNECTION 2X(M20X1.5); 1NO/2NC | 35.9
3TC7414-0EF | CONTACTOR SIZE 12, 1-POLE DC-3 AND 5,RATD.OPER.CURR. 400A AUXILIARY CONTACTS 44 (4NO+4NC) DC OPERATI | 1617.82
BVP:261769 | BD2C-3-1000-WB-3W* OPTIONAL LENGTH 2,26M-3,24M 100 0A, N + PE, 8-12 TAP OFFS | 4469.56
3TH4373-0BF4 | CONTACTOR RELAY 73E EN 50 011 7NO+3NC, SCREW TERMINALS DC OPERATION DC SOLENOID SYSTEM DC 110V | 131.42
7ME3960-0SM50 | MOUNTING STRAP FOR DEDICATED TRANSDUCERS DN1500 TO DN2100 (LEG. NR. 1012MS-5) | 720.91
3SE5122-0CD02-1AA7 | SIRIUS POSITION SWITCH METAL HOUSING 56MM DEVICE CONNECTION 3X (M20X1.5) 1NO/ 1NC SNAP-ACTION CONTAC | 58.77
3RT1275-6AT36 | VAC. CONTACTOR, 200KW/400V/AC-3 AC(40...60HZ)/DC OPERATION UC 575-600V AUXILIARY CONTACTS 2NO+2NC 3- | 2040.4
3VT9500-4WA30 | ACCESSORY FOR VT1600 KIT WITHDRAWABLE VERSION FRONT CONNECTION 3-POLE | 2947.41
3NE3338-8 | SITOR FUSE-LINK 800A, AC 800V, SIZE 2/110MM | 252.45
6SL3720-1TE32-6AA3 | SINAMICS S120 CABINET MODULE SINGLE MOTOR MODULE WITH CIM+CU320-2 INPUT: DC 510 - 720V OUTPUT: 3AC 0 | 18826.87
3NC2291 | SITOR FUSE DISCONNECTOR 22X58, UP TO 100 A, 690 V AC | 56.17
7ME3960-0DM40 | PIPE DAMPING FILMS FOR FUG GAS PIPE DAMPING FILM FOR D4 TRANSDUCER LEGACY PART NUMBER: CC129-1A-4 | 449.33
PBD:61009734 | LOAD CELL ASEMBLY, TENSION, 1000 LB (453.6 KG) ,GR1 | 3062.04
3RK1902-0CA00 | CONNECTOR SET, SUPPLY 6X2.5 MM2, 9-POLE, COMPLETE, WITH PG16 CABLE ENTRY | 48.98
3TH4373-0AL2 | CONTACTOR RELAY 73E EN 50 011 7NO+3NC, SCREW TERMINALS AC OPERATION AC 50/60HZ 230V | 86.38
3RT1054-1AF36 | CONTACTOR, 55KW/400V/AC-3 AC(40...60HZ)/DC OPERATION UC 110...127V AUXIL. CONTACTS 2NO+2NC 3-POLE, S | 365.41
3VL9300-4PE40 | ACCESSORY FOR VL160X, VL160, VL250 TERMINAL ADAPTER 90DEGREE-ANGLE 1 PC = 1 SET FOR 4 POLE | 76.53
5SJ4201-7HG42 | CIRCUIT BREAKER 10KA, 2POLE, C, 1A ACC. TO UL 489 - 480Y/277V | 127.61
3RT1456-6NP36 | CONTACTOR, 275A/AC-1 | 477
FDK:087L4213 | MAG8000 ACCESSORY, RS485 ADD-ON | 410.21
6FX2001-2CB50 | SINUMERIK (ACCESSORIES) INCR. POS. ENCODER 1500 PULSES/REV, WITH LED, UNIVERSAL CABLE OUTLET AXIAL/R | 366.56
8WH2000-0AE04 | FEED-THROUGH TERMINAL WITH SPRING CONNECTION, SECTION: 1,5 SQMM, WIDTH: 4,2 MM, COLOR:ORANGE | 1.2
3RT1075-2NP36 | CONTACTOR, 200KW/400V/AC-3 AC(40...60HZ)/DC OPERATION UC 200-277V AUXILIARY CONTACTS 2NO+2NC 3-POLE, | 1537.11
6ES7322-1FH00-0AA0 | SIMATIC S7-300, DIGITAL OUTPUT SM 321, OPTICALLY ISOLATED 16 DO, 120/230V AC, 1 A, 1 X 20 PIN | 944.01
3SE5122-0CE01 | SIRIUS POSITION SWITCH METAL ENCLOSURE 56MM WIDE DEVICE CONNECTION 3X (M20X1.5) 1NO/1NC SNAP-ACTION | 46.72
A5E02211151 | ACCESSORIES CLAMP CONNECTION (DIN 32676) DN 65, (P GASKET) | 804.83
BVP:085092 | BD01-AK02M0/CEE165A163 TAP-OFF UNIT | 318.2
5SJ4204-7HG42 | CIRCUIT BREAKER 10KA, 2POLE, C, 4A ACC. TO UL 489 - 480Y/277V | 127.61
6FX8002-5YW10-1DE5 | POWER CABLE EXTENSION AI M. 034.5 | 794.86
BVP:261997 | BD2A-400-ME CENTRAL FEEDER UNIT WITHOUT TER MINAL BLOCK 400 A | 1534.73
3RF2990-0KA13 | POWER CONTROLLER CURRENT RANGE 90A 40 DEGREES C 110-230V / 24V AC/DC FOR SEMICONDUCTOR RELAY / CONTA | 314.62
6SL3710-1GF33-3AA3 | SINAMICS G150 CONVERTER CABINET UNIT, AC/AC WITH CIM+CU320-2 3AC 500-600V, 50/60HZ NOM. POWER RATING | 28794.04
7ME3960-0MR02 | RTD MOUNTING HARDWARE FOR DEDICATED SYSTEM: 31.8 TO 203.2MM (1.25 TO 8IN) LEGACY PART NUMBER: 992EMT | 371.98
3TC7814-0EM | CONTACTOR SIZE 12, 2-POLE DC-3 AND 5,RATD.OPER.CURR. 400A AUXILIARY CONTACTS 44 (4NO+4NC) DC OPERATI | 3752.23
6ES7451-3AL00-0AE0 | SIMATIC S7-300, FM 451 POSITIONING MODULE FOR RAPID/ CREEP FEED DRIVE 3 CHANNELS INCL. CONFIG. PACKA | 3020.14
3NJ6940-3BH11 | ACCESSORY FOR IN-LINE FUSE SWITCH DISCONNECT. PLUG-IN, CURRENT TRANSFORMER 300/1A, CL.1, 5 VA | 68
4RB2010-3EB50 | POWER CAPACITOR PHICAP MKP 415V 1.0KVAR | 29.92
LZS:RT4D4L24 | PLUG-IN RELAY COMPACT UNIT 24V DC, 2 CO LED MODULE RED SOCKET W. LOGIC ISOLATION PLUG-IN TERMINAL (P | 19.87
8GK4752-5KK15 | ALPHA 1600 DIN ASSEMBLY KIT F. 2X IN-LINE FUSE SWITCH DISC. 3NJ4 SZ.1-3, H=750 W=250 | 234.06
8WH8113-1AA05 | EMPTY SIZE FLAT 4, 5, 6, 8 AND 10 DIVISIONS LABEL FOR PLOTTER | 0.13
3RA6250-1AB32 | SIRIUS, COMPACT STARTER, REVERSING STARTER 690 V, 24 V AC/DC, 50 ... 60 HZ, 0.1 ... 0.4 A, IP20, MAI | 977.15
3VL9600-4TA31 | ACCESSORY FOR VL800UL, (MG-FRAME) SCREW TERMINAL METRIC THREAD COMPRISING 3 TERMINALS CAT NUMBER TMK | 118.41
5ST3707 | PIN BUS BAR SHOCKHAZARD SAFETY, 16QMM 2 PHASE+HS, L= 1016MM WITHOUT END CAPS | 42.77
3VL9400-1UP01 | ACCESSORY FOR VL150XUL, VL150UL VL250UL,VL400UL,VL400XUL (CG-FRAME - LG-FRAME) UNDERVOLTAGE RELEASE | 239.41
5SM2322-6KK01 | FI ELEMENT LS 5SY TYPE A PSE/SSF 0.3-40A 2POL. IFN 30MA 230V 2TE, SHORT-TIME DELAYED | 134.87
3VL9800-3AT20 | ACCESSORY FOR VL1250, VL1600, KIT LEADING AUXILIARY SWITCH 2 CO CONTACTS, FROM ON TO OFF 1.5 METER C | 74.57
5SY4601-5 | CIRCUIT BREAKER 400V 10KA, 3+N-POLE, A, 1A, D=70MM | 183.62
5UH1300 | DELTA PROGRAM OVERVOLT. PROTECTION MODULE AS REPLACEMENT, F.SCHUKO SOCKET OUTLETS W. OVERVOLTAGE PRO | 108.93
3SE5000-0AA05 | TWIST LEVER FOR POSITION SWITCH 3SE51 METAL LEVER, 27MM LONG,STEP 9MM, W. PLASTIC ROLLER 30MM | 8.74
7MC2922-4BD | COUPLING CONNECTOR OF INSULATED THERMOCOUP.7MC2028 FOR 1 THERMOCOUPLE ELEMENT NICR/NI | 15.19
3WL9111-0BA72-0AA0 | ACCESSORIES CIRCUIT BREAKER 3WL MUSHR.BUTTON EMERG.OFF | 479.51
6ES7405-0RA02-0AA0 | SIMATIC S7-400, POWERSUPPLY PS 405: 20A, WIDE RANGE, 24/48/60V DC, 5V DC/20A, ATEXAPPROBATIONIDENTI | 1898.34
8GK9900-0KK34 | A630 SOCKET, H=100MM A630 SOCKET D=320MM, W=800MM MOUNT. AT EXISTING SOCKET | 248.13
BVP:203185 | BD2-AK3X/OGB100 TAP-OFF UNIT | 493.22
8MF5088-5E | STANDARD CUBICLE 8MF5 HXWXD=2000X800X800 INDIVIDUAL MOUNTING NON-VENT., NOT ASSEM., SCREWED IP54 | 3689.79
8GK1102-4KK12 | ALPHA 400 DIN, WALL-MOUNTING DISTRIBUTOR, DELIVERY FORM FLAT PACK, AP-CUBICLE, RAL 9016, IP43, SK1, | 282.29
8GK9560-0KK06 | ROTARY HANDLE LOCKING EQUIP. F. WALL-MOUNTED DB IP43/55 W. PROFILE SEMI CYLINDERS CAN BE INSTALLED L | 115.52
8GK9531-5KK20 | ALPHA 400/630 DIN, UNIVERS. DISTRIBUT. ACCESSORIES MOUNT. PLATE WITH MOUNT. SCRWES STEEL, SENDZIMIR | 70.76
A5E01181703 | 200M.(650FT)CABLE KIT WITH STANDARD COIL CABLE, 3 X 1.5 MM2/ 18 GAGE WITH SHIELD PVC AND ELECTRODE C | 3384.42
3RV1011-1BA10 | CIRCUIT-BREAKER SIZE S00, FOR MOTOR PROTECTION, CLASS 10, A-REL. 1.4...2A, N-REL. 26A, SCREW TERMINA | 57.91
5TG7935 | DELTA PROFIL, SILVER ROCKER W. WINDOW, W. LAB. PLATE FOR HEATING EM. SWITCH 65X65MM | 15.23
5SY6532-7 | CIRCUIT BREAKER 230V 6KA,1+N-POLE C, 32A, D=70MM | 15.59
4RB2050-1EE50 | POWER CAPACITOR PHICAP MKP 440V 5.0KVAR | 48.28
5SJ4260-7HG41 | CIRCUIT BREAKER 240V 10KA, 2-POLE, C, 60A, D=70MM ACC. TO UL 489 | 228.64
3RK4353-3FR58-1BA0 | SIRIUS MCU MOTOR STARTER EN.DEGR. OF PROTEC.IP55 PLASTIC COMMUNICATION WITHOUT ELECTROMECHANICAL SWI | 750.84
8GK4663-2KK12 | A400/630 MOUNT. SET H=300 W=250 1 X 3NP4075/3NP4076 ON BUSBAR 40/60MM (WITHOUT BUSBAR HOLDER) INCL. | 85.59
3RW4455-2BC34 | SIRIUS SOFT STARTER, VALUES AT 460V, 50 DEG., STANDARD: 615A, 500HP, INSIDE-DELTA CIRCUIT 3: 1065A, | 32314.35
3RW4454-2BC34 | SIRIUS SOFT STARTER, VALUES AT 460V, 50 DEG., STANDARD: 551A, 450HP, INSIDE-DELTA CIRCUIT 3: 954A, 8 | 28912.83
3RK1325-6KS71-2AA3 | SIRIUS MOTOR STARTER M200D AS-I COMMUNICATION: AS-INTERFACE DIRECT ON-LINE STARTER STANDARD ELECTRON | 1157.84
3RP2005-1AQ30 | SOLID-STATE TIME-DELAY RELAY MULTI-FUNCTION, 8 FUNCTIONS 1 CHANGEOVER CONTACT AC/DC 24V, AC 100 TO 1 | 103.82
3LD2217-0TK11 | MAIN SWITCH 3-POLE IU=25, P/AC-23A AT 400V=9,5KW WITH DEFEATABLE DOOR COUPLING ROT. MECHANISM BASE M | 57.13
3RF2320-1CA44 | SEMI-COND. CONTACTOR 3RF2,1-PH. AC51 20A 40 DEGREE C 48-460 V / 4-30 V DC LOW NOISE | 74.7
3RS1120-1DD20 | TEMPERATURE MONITORING RELAY THERMOCOUPLE TYP J, EXCEEDING 2 THRESH. VAL., WIDTH 22ND5 MM 0 C - 200 | 305.12
4RB5068-1EE50 | POWER CAPACITOR PHASECAP MKK 440V 6.9KVAR | 278.38
A5E02778256 | KIT,FLANGE,22452, 4 INCH 150LB,0.8,316L, NO PRESSURE | 681.96
3RA6920-1C | CONTROL CIRCUIT TERMINALS 3RA62 SCREW TYPE 2 TERMINALS PER PACK | 57.39
BVP:262486 | BD2-AK03M2/A1253N TAP-OFF UNIT 125A / 1X 3POLE+N MCB 125A C-CHAR. | 1123.52
7ND4801-8BD | FIRMWARE OPTIONS FOR SIREC D200, 20 CREDITS | 1192.01
3WL9111-0BA83-0AA0 | ACCESSORIES CIRCUIT BREAKER 3WL LOCKING DEVICE AGAINST TRAVERSING OF CIRC. BREAKER IN SEP. POSITION | 785.01
3NH3220 | NH FUSE BASE 690V(1000V) SINGLE-POLE, 250A, SIZE 1 DOUBLE BUSBAR CONNECTION | 62.59
6DL2804-2DE50 | EX-DEVICE MADE OF STAINLESS STEEL, IP65. WITH INSTALLATION OF ET200ISP- AND AIRLINEEX PNEUMATIC- COM | 7714.07
5SY4105-7 | CIRCUIT BREAKER 230/400V 10KA, 1-POLE, C, 0.5A, D=70MM | 19.45
3SX3233 | SLOT COVER FOR POSITION SWITCH WITH SEPARATE ACTUATOR (SET WITH 3 UNITS EACH) | 1.46
3LD2318-7UL01 | CHANGEOVER SWITCHES 4-POLE FRONT 4-HOLE MOUNTING WITH DOOR-COUPL. ROT. OP. MECH. CONTROL ELEMENT BLA | 942.83
3VL9800-3MQ00-ZL12 | ZUBEHOER FUER VL1250, VL1600, MOTORANTRIEB 220...250V AC/DC MIT ANSCHLUSSLEITUNG | 3307.31
6SE6440-2UC31-8EA1 | MICROMASTER 440 WITHOUT FILTER 3AC 200-240 V +10/-10% 47-63 HZ CONSTANT TORQUE POWER 18.5 KW OVERLOA | 7948.16
3NW6224-1 | CYLINDRICAL FUSE GG ACC. TO FRENCH STANDARD (NFC) WITHOUT INDICATOR SIZE 22X58MM, 500V 80A | 8.46
6XV1870-8AH15 | SIMATIC NET,IE CONNECTING CABLE M12-180/M12-180 PREASSEMBLED IE FC TRAILING CABLE GP, WITH 2 M12 CON | 42.36
3RP1540-1BN31 | TIMING RELAY, SOLID-STATE, OFF-DELAY, 2 CO CONTACTS, W/O AUX.VOLTAGE, 9 TIME SETTING RANGES 0.05S... | 350.07
3LD2022-1TL11 | 4-P. MAIN CTR./EM.-STOP SWITCH IU=16, P/AC-23A AT 400V=7.5KW FRONT MOUNTING 4-HOLE MOUNTING KNOB-OP. | 30.21
6GK5992-2AP00-8AA0 | SCALANCE X ACCESSORY, MEDIA MODULE MM992-2LH+, 2 X 1000MBIT/S SC-PORTS, OPTICAL SINGLEMODE GLASS UP | 9149.39
3RF2130-1AA24 | SEMICONDUCTOR RELAY 3RF2, 1-PH. WIDTH 22.5MM, 30 A 48-460 V / 110-230 V AC SCREW TERMINAL | 46.84
3VL9100-3ME10 | ACCESSORY FOR VL160X MOTOR OPERATOR 220-250 V AC/DC | 680.29
5TG8056-1 | LED LAMP RED 12...60V | 3.97
4AV9807-1CB00-2N | CURRENT SUPPLY (UNSCREENED); PHASES:1; PN(KW):0,08; UPRI(V):400; USEC(V DC):24; ISEC(A DC):3,33; F(H | 283.34
5SU1624-6KK82 | FI/LS-PROTECTOR TYPE A (PSE), D=70MM IFN 300MA, 10KA, 2-POLEE B 125A | 521.47
FDK:085U1010 | DN32 INCLUDING 2 EPDM GASKETS WITH COLLAR | 51.02
3TF6844-0CQ7 | CONTACTOR SIZE 14, 3-POLE AC-3, 335KW, 400/380V (690V) AUXILIARY CONTACTS 44 (4NO+4NC) AC OPERATION | 3337.83
8UC7210-1BB | SPARE PART FOR 8UC7212-1BB20/8UC7262-1BB20 8CU7 DESIGN HANDLE TI-GREY/BL.GREEN BASIC MASKING FRAME L | 68.96
3RX9801-0AA00 | AS-I TRANSITIONAS-I LINE ON M12 SOCKET | 22.66
3LD2730-0TK11 | MAIN CONTROL SWITCH 3-POLE IU=100, P/AC-23A AT 400V=37KW BASE MOUNTING MOUNTING RAIL/TWO-HOLE MOUNTI | 80.55
3RK1325-6KS71-3AA5 | SIRIUS MOTOR STARTER M200D AS-I COMMUNICATION: AS-INTERFACE REVERSING STARTER STANDARD ELECTRONIC SW | 1344.75
6DR4004-8J | IY MODULE PLUG-IN MODULE FOR ANALOG CURRENT OUTPUT SIGNAL FOR SIPART PS2 ELECTROPNEUMATIC POSITIONER | 360.41
8MF4151 | PARTITION FOR CUBICLE HXD = 1800 X 600MM DEGREE OF PROTECTION IP40 | 161.29
3RT1055-6AB36-3PA0 | CONTACTOR, 75KW/400V/AC-3, AC(40...60HZ)/DC OPERATION UC 23...26V AUXIL. CONTACTS 2NO+2NC LATERAL, P | 464.42
8WH8120-4AB15 | LABELS, LONGIT. 11 - 20 SIZE ZB8 | 0.11
6SL3330-6TE41-7AA3 | SINAMICS S120 SMART LINE MODULE 3-PHASE AC 380-480V, 50/60HZ OUTPUT: 510-650V DC, 1700A RATED OUTPUT | 34096.77
8WH8120-3AB85 | LABELS, LONGIT. 81 - 90 SIZE ZB6 | 0.11
3SE5112-0CT11 | SIRIUS POSITION SWITCH METAL ENCLOSURE 40MM TO EN50041 DEVICE CONNECTION 1X (M20X1.5) 1NO/ 1NC SNAP- | 86.51
3RW4423-3BC46 | SIRIUS SOFT STARTER, VALUES WITH 690 V, 40 DEG., STANDARD: 36A, 37KW, INSIDE-DELTA CIRCUIT 3: ONLY U | 5154.6
6DR1127-1BA00 | PROGRAM SIPROM DR24 (GERMAN/ENGLISH) TABULAR AND GRAPHIC CONFIGU- RATION OF THE SIPART DR24 MULTI-FU | 2887.36
3NP5060-0CA00-ZA01 | FUSE-SWITCH-DISCONNECTOR I=160A, U=690V, FOR CABLE-LUG CONNECTION FUSE SIZE NH00 | 327.91
7ML1830-1NT | SLIDING SLEEVE,R 1-1/2 INCH DIN 2999 | 264.62
8UC6110-1BB | HANDLE WITH MASKING PLATE SPARE PART FOR ROTARY OPERATING MECHANISM 8UC61 11-1BB10/ 8UC61 11-1BB11 F | 89.51
5SY8101-8 | CIRCUIT BREAKER 230/400V 25KA, 1POLE, D, 1A, D=70MM | 22.69
4RB5150-3FC50 | POWER CAPACITOR PHASECAP MKK 525V 15.0KVAR | 298.4
7ME3960-0MD00 | TRANSDUCER MOUNTING HARDWARE MOUNTING HARDWARE FOR DEDICATED HIGH PRECISION TRANSDUCER SIZE C LEGACY | 813.08
3VL9460-4TY33 | BREAKER LG LUGS KIT OF 3 POWER CAT NUMBER 3TA2LG600LDPT | 314.56
6FX2001-2MB02 | SIMODRIVE (ACCESSORIES) INCR. ROTARY ENCODER W. RS 422 (TTL),1024 PULSES, CLAMP FLANGE 10 MM SHAFT, | 366.56
BVP:261528 | BD2A-3-630-WB-2W* OPTIONAL LENGTH 1,26M-2,24M 630 A, N + PE, 4-8 TAP OFFS | 1944.73
8ME8476 | HEXAGON NUT M8 | 0.68
7MH7725-1DA | LOAD CELL,WITH HARDWARE,MUS, HD,500KG,PLATED,SPARE | 974.17
3RF2150-2AA24 | SEMICONDUCTOR RELAY 3RF2, 1-PH. WIDTH 22.5MM, 50 A 48-460 V / 110-230 V AC SPRING-LOADED TERMINAL | 53.3
3SE5132-1QV20 | SAFETY POS. SWITCH W. SEPARATE ACTUATOR, PLASTIC ENCLOSURE, 40MM; 1X(M20X1.5) SLOW-ACTION CONTACTS 1 | 65.05
3VL9100-4PA30 | ACCESSORY FOR VL160X, PLUG IN SOCKET KIT ASSEMBLY REAR CONNECTORS 3 POLE | 349.3
3RV1011-0HA10-ZW96 | CIRCUIT-BREAKER, 0.55...0.8 A N-RELEASE 10 A, SIZE S00, MOTOR PROTECTION, CLASS 10, SCREW CONNECTION | 58.18
5TG1321-1 | DELTA STYLE FRAME 1-FOLD, 82 X 82 MM PLATINUM METALLIC | 9.51
3SE5212-0LK60 | SIRIUS POSITION SWITCH; PLASTIC HOUSING ACC. TO EN50047, 31MM DEVICE CONNECTION 1X M20X1.5); 1NO/1NC | 45.33
7ML1930-1AQ | ONE METALLIC CABLE GLAND M20X1.5, RATED -40'C (-40'F) TO +80'C (+176'F) WITH INTEGRATED SHIELD CONNE | 53.87
5SY4102-7 | CIRCUIT BREAKER 230/400V 10KA, 1-POLE, C, 2A, D=70MM | 11.52
3WL9111-1AA63-0AA0 | 3WL9-NAFTA-ACCESSORY WLRP2500 RATING PLUG, 2500A | 118.28
3NE1436-0 | SITOR FUSE-LINK UTILIZ. CATEGORY GS, DIN 43620 630A , AC 690 V ,(SIZE 3) | 203.86
3RK2100-1EQ20-0AA3 | AS-INTERFACE COMPACT MODULE K45 A/B-SLAVE,DIGITAL, 3A, IP67, 3 X 1 OUTPUT, 1A, DC 24V 3 X M12-SOCKET | 239.63
4RB5125-3EA50 | POWER CAPACITOR PHASECAP MKK 400V 12.5KVAR | 298.4
LZX:PT570024 | PLUG-IN RELAY, 4 CO CONTACTS, 24V DC, 6A, WIDTH 22.5MM | 7.03
3SF1314-1SG11-1BA1 | SAFETY POSITION SWITCHES WITH SOLENOID INTERLOCKING LOCKING FORCE 2600N, 5 DIR. OF APPROACH METAL EN | 934.11
3RK1402-3CG00-0AA2 | AS-INTERFACE SLIMLINE MOD. S45, DIGITAL, 4I/4OR, 2/3-WIRE, IP20 4 X 1 INPUT, 200MA, PNP, 4 X 1 OUTPU | 565.34
3SB2901-5QB | INSERT CAP FOR PUSHBUTTON AND ILLUMINATED PUSHBUTTON RAISED CLEAR WITH BLACK LETTERING, WITH SYMBOL: | 0.93
7ME3960-0CR04 | DEDICATED CLAMP-ON RTD CABLE CLAMP-ON RTD CABLE, STANDARD -40 TO +200 DEGREES CEL (-40 TO +392 DEGRE | 1478.01
3NJ4143-3BJ01 | IN-LINE FUSE SWITCH DISCONNECTOR 3-POLE SWITCHABLE, SIZE 3, I=630A , U=690V, TERMINAL STUD M 12 NEW | 314.14
BVP:611428 | BD2A-1000-EE-WKA BD2A END FEEDER UNIT 1000A | 4053.45
5SY6508-7 | CIRCUIT BREAKER 230V 6KA,1+N-POLE C, 8A, D=70MM | 16.04
6FX2001-2FA50 | SIMODRIVE (ACCESSORIES) INCR. ROTARY ENCODER W. RS 422 (TTL), 500 PULSES, SYNCHRON. FLANGE, 6 MM SHA | 366.56
3SE5234-0HD03-1AC4 | SIRIUS POSITION SWITCH; PLASTIC HOUSING ACC. TO EN50047, 31MM 1NO/1NC SNAP-ACTION CONTACTS INTEGRATE | 42.67
4AM4042-5MT10-0FC0 | TRANSFORMER SITAS; PHASES:1; PN/PN(S6)(KVA):0,225 /0,85; UPRI(V):690+/-5%; USEC(V):230; ISEC(A):0,96 | 419.32
3SE5114-0RV10-1AC5 | SAFETY POS. SWITCH W. SEPARATE ACTUATOR, METAL HOUSING, 40MM, ACC. TO EN50041 1NO/1NC SLOW-ACTION CO | 89.1
3RA6250-2DP33 | SIRIUS, COMPACT STARTER, REVERSING STARTER 690 V, 110 ... 240 V AC/DC, 50 ... 60 HZ, 3 ... 12 A, IP2 | 1195.25
4RB2021-1EE50 | POWER CAPACITOR PHICAP MKP 440V 2.1KVAR | 35.06
3RF2310-2AA24 | SEMI-COND. CONTACTOR 3RF2, 1-PH AC 51 10 A 40 DEGREES C 48-460 V / 110-230 V AC SPRING-LOADED TERM | 68.36
3NP1123-1JB22 | FUSE-SWITCH-DISCONNECTOR 3-POLE, NH000, 160A 40MM BUSBAR SYSTEM COVERS FOR RITTAL BOX TERMINAL FUSE | 256.16
PBD:61009733 | LOAD CELL ASSEMBLY, TENSION, 500 LB (226.8 KG) | 3062.04
5SY4602-8 | CIRCUIT BREAKER 400V 10KA, 3+N-POLE, D, 2A, D=70MM | 89.57
5SJ4320-8HG42 | CIRCUIT BREAKER 10KA, 3POLE, D, 20A ACC. TO UL 489 - 480Y/277V | 176.99
FDK:085U0220 | USM POTTING KIT | 140.64
6FX2002-1DC20-1HA0 | SIGNAL CABLE, PREASSEMBLED (SINAMICS DRIVE CLIQ) CONNECTOR IP67/IP67, WITHOUT 24 V LENGTH (M) = 70 | 625.27
8PQ4000-0BA67 | SIVACON S4 CONNECTING BRACKETS MBB CROSS SECTION UP TO 50X10MM PE | 28.64
5SJ4110-8HG40 | CIRCUIT BREAKER 240V 14KA, 1-POLE, D, 10A, D=70MM ACC. TO UL 489, SAME POLARITY | 37.68
3RF2310-1AA45 | SOLID-STATE CONTACTOR 3RF2,1-PH AC51 10.5A 40 DEGR. C 48-600V / 4-30V DC SCREW-TYPE TERMINAL BLOCK | 61.72
3RF2150-2AA26 | SEMICONDUCTOR RELAY 3RF2, 1-PH. WIDTH 22.5MM, 50 A 48-600 V / 110-230 V AC SPRING-LOADED TERMINAL | 72.8
3RG9004-0DE00 | AS-INTERFACE MODULE 16I, IP20 16 INPUTS (MULTIPLEXING) 150MA COMBICON STRIPS MODULE NECESSARY IN SPS | 546.69
3RK5010-0BA10-0AA0 | IO-LINK MODULE K20, DIGITAL, 4DI, IP67, 4 X 1 INPUT, SENSOR SUPPLY MAX. 200 MA, 2 X M12-SOCKET Y-ASS | 219.54
5TE4824 | PUSHBUTTON, D=70MM 2NO 20A, 1BUTTON RED LAMP 230V | 18.01
5SY4310-6 | CIRCUIT BREAKER 400V 10KA, 3-POLE, B, 10A, D=70MM | 35.41
3RW4422-3BC36 | SIRIUS SOFT STARTER, VALUES WITH 575 V, 50 DEG., STANDARD: 26A, 20HP, INSIDE-DELTA CIRCUIT 3: 45A, 4 | 4526.62
5UB1474 | DELTA PROFIL, GREEN (SV) SCHUKO SOCKET OUTL. 10/16A 250V WITH SCREWLESS TERMINALS, STATUS DISPLAY, L | 31.85
6SL3000-0CH41-2AA0 | SINAMICS LINE REACTOR INPUT: 3AC 660-690V, 50/60HZ 1167A NMA: A5E00125805 | 4896.3
8MF2898-4RB | STANDARD CUBICLE 8MF2 HXWXD=1800X900X800 SIDE-BY-SIDE MOUNTING VENTIL., ASSEMBL., WELDED IP40 | 2627.29
6SL3310-1GH33-3AA3 | SINAMICS G130 POWER MODULE IP20 3-PH. 660-690 V, 50/60 HZ, 330A UNIT RATING: 315 KW (VT) 6-PULSE SU | 26988.28
3RS1040-1GD50 | TEMPERATURE MONITORING RELAY PT100/500/1000 KTY83/84, NTC 2 THRESH. VAL., DIGITAL -50 C - 500 C, 24V | 403.24
5SY8501-8 | CIRCUIT BREAKER 230V 25KA, 1+N-POLE, D, 1A, D=70M | 67.48
6SL3710-1GH34-7AA3 | SINAMICS G150 CONVERTER CABINET UNIT, AC/AC WITH CIM+CU320-2 3AC 660-690 V, 50/60 HZ NOM. POWER RATI | 62650.75
3SB2901-5AG | INSERT CAP FOR PUSHBUTTON AND ILLUMINATED PUSHBUTTON RAISED CLEAR WITH BLACK LETTERING, WITH INSCRIP | 0.93
3VL1725-1DA33-0AA0 | CIRCUIT-BREAKER VL160X N STANDARD SWITCHING CAPACITY ICU=55KA / 415 V AC 3 POLE | 439.58
3RV1915-2DB | 3-PHASE BUSBARS MODULAR SPACING 55MM FOR 5 CIRCUIT-BREAKERS + ACCESSORIES | 12.22
3SE5250-0MC05 | SIRIUS POSITION SWITCH; PLASTIC HOUSING OPEN TYPE 30MM 1NO/2NC SLOW-ACTION CONTACTS WITH OVERLAP TEF | 21.43
8MF4612 | MOUNTING PLATE HXW=ALLX900 | 122.09
8MF5828-4R | STANDARD CUBICLE 8MF5 HXWXD=1800X1200X800 SIDE-BY-SIDE MOUNTING NON-VENT., NOT ASSEM., SCREWED IP40 | 3400.03
7ME6910-1AA10-0AA0 | MAG 5000, IP67 / NEMA 4X/6, POLYAMID ENCLOSURE, NO DISPLAY, 115-230V AC 50/60 HZ | 1096.08
3NA3032 | LV HRC FUSE LINK GL/GG WITH NON-INSULATED GRIP LUGS WITH FRONT INDICATOR SIZE 0, 125A, AC 500V/DC 44 | 13
8WD4420-0CD | SIGNALLING COLUMN SINGLE-FLASH LIGHT ELEMENT YELLOW, 24V DC | 145.6
7MH7726-1AM | MWL, HANDLE SHAFT EXTENSION | 147.22
3NA7830-6 | LV HRC FUSE LINK GL/GG WITH NON-INSULATED GRIP LUGS WITH COMBINATION INDICATOR SIZE 00, 100A, AC 690 | 23.01
3RA6250-2EB34 | SIRIUS, COMPACT STARTER, REVERSING STARTER 400 V, 24 V AC/DC, 50 ... 60 HZ, 8 ... 32 A, IP20, MAIN C | 1477.93
3RH1921-2DA11-ZX90 | AUX. SWITCH BLOCK, 1NO+1NC, DIN EN 50012, LATERAL, 10MM, CAGE CLAMP TERMINAL, FOR MOTOR CONTACTORS, | 11.13
6ES7195-0AA15-0XA0 | DP, ASIC ASPC2 STEP E2 LEADFREE FOR PROFIBUS DP, MASTER, MAX. 12 MBIT/S 66 UNITS/TRAY | 4173.61
3RW3038-1BB04 | SIRIUS SOFT STARTER, SIZE S2, 72A, 37KW/400V, 40 DEGREES, 200-480V AC, 24V AC/DC, SCREW TERMINALS | 1056.24
3SB2901-5QG | INSERT CAP FOR PUSHBUTTON AND ILLUMINATED PUSHBUTTON RAISED CLEAR WITH BLACK LETTERING, WITH SYMBOL: | 0.93
3SE5232-0KD10 | SIRIUS POSITION SWITCH; PLASTIC HOUSING ACC. TO EN50047, 31MM DEVICE CONNECTION 1X(M20X1.5); 1NO/2NC | 33.55
5SJ4315-8HG42 | CIRCUIT BREAKER 10KA, 3POLE, D, 1.6A ACC. TO UL 489 - 480Y/277V | 211.17
3RW4028-2TB05 | SIRIUS SOFT STARTER, S0, 38A, 22KW/500V, 40 DEGR., AC 400-600V, AC/DC 24V, SPRING-LOADED TERMINALS, | 1044.72
8WH8121-5AB25 | LABELS, FLAT, LONGIT. 21 - 30 SIZE ZBF10 | 0.08
3LD2113-1TL51 | MAIN CONTROL SWITCH 4-POLE IU=25, P/AC-23A AT 400V=9,5KW BASE MOUNTING MOUNTING RAIL/TWO-HOLE MOUNTI | 53.45
3SE5112-1QV10 | SAFETY POS. SWITCH W. SEPARATE ACTUATOR, METAL HOUSING, 40MM, 1X(M20X1.5) SLOW-ACTION CONTACTS 2NC/1 | 91.73
3TX7462-3L | SURGE SUPPRESSOR VARISTOR FOR STICKING ON AC 400 TO 600V FOR CONTACTORS SIZE 3 TO 12 | 13.06
5SD440 | SILIZED FUSE LINK 500V F.SEMICONDUCTOR PROTECTION EXTRA FAST, SIZE DII THREAD E27, 25A | 7.91
BVP:262003 | BD2C-400-EE BD2C END FEEDER UNIT WITH ACC. 400A | 840.79
3SE5234-0HR01-1AC4 | SIRIUS POSITION SWITCH; PLASTIC HOUSING TO EN50047, 31MM 1NO/1NC SNAP-ACTION CONTACTS INTEGRATED (NO | 54.92
5ST3705 | PIN BUS BAR SHOCKHAZARD SAFETY, 16QMM 2 PHASE, L= 1016MM WITHOUT END CAPS | 34.24
5SY7625-7 | CIRCUIT BREAKER 400V 15KA, 3+N-POLE, C, 25A, D=70MM | 111.92
6SL3000-2DE38-4AA0 | SINAMICS DU/DT-FILTER PLUS VOLTAGE PEAK LIMITER FOR POWER MODULE/MOTOR MODULE 450KW, 3AC 380-480V MA | 12152.09
6DL2804-2AD50 | EX-DEVICE MADE OF STAINLESS STEEL, IP65. WITH INSTALLATION OF ET200ISP- AND AIRLINEEX PNEUMATIC- COM | 6221.01
6GT2690-0AD00 | MOBY D PROT. COVER FOR ANTENNA ANT D6 (AS CONTACT PROTECTION) | 961.37
3VL9320-6SS30 | OVERCURRENT RELEASE VL 250 3-POLE, MOTOR PROTECTION ETU30M, LI IR= 80...200A, OVERLOAD PROTECTION, T | 1249.39
7MH5107-4AW01 | SIWAREX WL230 SB-S SA - LOAD CELL WITH RATED LOAD 1 T - 3 M CABLE, 4 WIRES - MADE OF STAINLESS STEEL | 675.35
3LD2264-1GP53 | MAIN/EMERG. STOP SWITCH 3-POLE IU=32, P/AC-23A AT 400V=11.5KW 1NO+1NC, 1 N-TERMINAL INSULATION-ENCLO | 59.2
3NJ6940-3BK12 | ACCESSORY FOR IN-LINE FUSE SWITCH DISCONNECT. PLUG-IN, CURRENT TRANSFORMER 500/1A, CL.0.5, 5 VA | 187.77
6AG1972-0BA12-2XA0 | SIPLUS DP PB CONNECTOR W R - 90 DEGREES CABLE OUTLET -25 ... +70 DEGREES C WITH CONFORMAL COATING BA | 145.6
6FX2001-4HB00 | BUILT-ON ENCODER 1000 RPM OPTICAL INCREMENTAL WITH HTL LEVEL, OPER. VOLTAGE 10-30V SYNCHROFLANGE AXI | 366.56
8MF9101 | CUBICLE CONNECTION IP55 | 124.99
3SB2000-0LD01 | PUSHBUTTON, 16MM, ROUND, PLASTIC, YELLOW, BUTTON, RAISED | 7.91
3RW4936-8VX30 | FAN FOR SIRIUS SOFT STARTER 3RW405.-.BB3., 3RW442.-.BC3., 3RW443.-.BC3., 115 V AC | 201.47
8WH8120-3AA15 | LABELS L1,L2,L3,PE,N SIZE ZB6 | 0.11
3RT1266-6AT36 | VAC. CONTACTOR, 160KW/400V/AC-3 AC(40...60HZ)/DC OPERATION UC 575-600V AUXILIARY CONTACTS 2NO+2NC 3- | 1673.87
5SH3540 | N / PE BUSBAR SUPPORT FOR FLAT COPPER PROFILES FOR 5/10 MM BUSBARS | 9.21
3VL9600-3HA01 | ACCESSORY FOR VL800UL, (MG FRAME) FRONT ROTARY OPERAT. MECHAN. STANDARD | 190.35
3RA6120-1DP33 | SIRIUS, COMPACT STARTER, DIRECT STARTER 690 V, 110 ... 240 V AC/DC, 50 ... 60 HZ, 3 ... 12 A, IP20, | 632.78
5TG2567 | I-SYSTEM, TITANIUM WHITE COVER PLATE 55X55MM FOR FLUSH-M. CONTROL DEVICES F. DIAMETER 18.5MM | 10.02
3LD2064-1TC53 | MAIN/EMERG. STOP SWITCH 4-POLE IU=16, P/AC-23A AT 400V=7.5KW 1 N-TERMINAL + 1 PE-TERMINAL INSULATION | 55.69
6SL3000-2DE38-4EA0 | SINAMICS DU/DT-FILTER COMPACT PLUS VOLTAGE PEAK LIMITER FOR POWER MODULE/MOTOR MODULE 315/400/450KW, | 9438.01
6SL3211-0AB21-1AA1 | SINAMICS G110 - CPM110 AC-DRIVE,BUILT IN CL. A FILTER 1AC200-240V +10/-10% 47-63HZ ANALOG INPUT CT: | 520.67
3RT1054-2AR36 | CONTACTOR, 55 KW / 400 V / AC-3 AC(40...60HZ)/DC OPERATION UC 440-480V AUXILIARY CONTACTS 2NO+2NC 3- | 365.41
5SH5525 | AUXILIARY CURRENT SWITCH FOR 5SG7230 AND 3NW7430 | 8.02
5UB1928 | I-SYSTEM, CARBON METALLIC SOCKET OUTLET 10/16A 250V W. GROUNDING PIN W. INCREASED TOUCH PROTECTION 2 | 19.77
3SE5000-0AA21 | TWIST LEVER FOR POSITION SWITCH 3SE52 METAL LEVER 21MM LONG PLASTIC ROLLER 19MM | 3.65
5SJ4104-7HG40 | CIRCUIT BREAKER 240V 14KA, 1-POLE, C, 4A, D=70MM ACC. TO UL 489, SAME POLARITY | 35.7
6SL3525-0PE27-5AA1 | SINAMICS G120D POWER MODULE PM250D WITH BUILT IN CL. A FILTER POSSIBILITY OF REGENERATION 3AC380-480 | 2870.77
8WA7163 | CONNECTION COMB, 10POLE FOR TRANSF. TERMINALS 6 SQMM | 11.72
8WH9040-1KB00 | PLUG-IN COUPLING LEFT ELEMENT CAN BE SELF-PREASSEMBLED, WITH SPRING CONNECTION SECTION: 0.08-4 MM2, | 2.61
3NE4327-6B | SITOR FUSE-LINK 250A, AC 800V, FOR 6QG12 | 177.77
4AV3601-2EB00-0A | CURRENT SUPPLY (UNSCREENED); PHASES:3; PN(KW):1,92; UPRI(V):500-400(415); USEC(V DC):24; ISEC(A DC): | 2310.16
5SY8114-7 | CIRCUIT BREAKER 230/400V 25KA, 1POLE, C, 0.3A, D=70MM | 29.97
5TD2114-0KK | DELTA PROGRAM PUSHBUTTON INSERT FOR FLUSH MOUNTING 10A, 250V WITH SEPARATE CHECK-BACK SIGNAL WITOUT | 10.23
3RN1010-1CG00 | THERMISTOR MOTOR PROTECTION STANDARD EVALUATION UNIT AUTO, 1NO+1NC, AC 110V SCREW CONNECTION | 137.37
7KT5501 | TIME COUNTER 48X48MM AC 115V 50HZ WITHOUT BLIND 55X55MM | 34
A5E01163671 | KIT, POLYCARBONATE LID AND FKM GASKET, CLS100 ENCLOSURE VERSION | 102.36
6FX8002-2YW13-1AK5 | SIGNAL CABLE EXTENSION 19 P. VEAM M. 009,5 | 438.75
8MF4856 | PERFORATED COMPARTM. BOTTOM TELESCOPE RAIL EXTENSION HXD=800X600 | 421.13
5TG2585-0 | DELTA LINE, ELECTRIC WHITE FRAME, 5FOLD, 364X80MM | 21.72
7NG3033-1JN00 | TEMPERATURE TRANSMITTER SITRANS TR300, FOR RAIL MOUNTING, 2-WIRE SYSTEM, 4 TO 20 MA, HART, WITH GALV | 588.26
3RT1055-6AT36 | CONTACTOR, 75KW/400V/AC-3, AC(40...60HZ)/DC OPERATION UC 575...600V AUXIL. CONTACTS 2NO+2NC 3-POLE, | 446.38
3RW4046-2BB05 | SIRIUS SOFT STARTER, S3, 80A, 55KW/500V, 40 DEGR., AC 400-600V, AC/DC 24V, SPRING-LOADED TERMINALS | 1655.6
3NJ4173-3BF01 | FOR TRANSF. PROTECT., SIZE NH3 3-POLE SWITCHABLE NEW DESIGN | 1912.51
8GK1112-6KK32 | ALPHA 400 DIN, WALL-MOUNTING DISTRIBUTOR, DELIVERY FORM FLAT PACK, AP-CUBICLE, RAL 9016, IP43, SK2, | 743.37
5SY5140-6 | CIRCUIT BREAKER CURR. SENS DC 220V AC 230/400V 10KA, 1-POLE, B, 40A | 32.14
LZX:PT570615 | PLUG-IN RELAY, 4 CO CONTACTS, 115V AC, 6A, WIDTH 22.5MM | 8.17
7ML1830-1BL | CHANNEL BRACKET,WALL MOUNT, FMS-210 | 195.76
6RA8031-6DS22-0AA0 | SINAMICS DCM DC CONVERTER FOR TWO-QUADRANT DRIVES CONNECTION B6C INPUT: 3-PHASE AC 400V, 104A CONTRO | 3467.45
3SE5232-0PC05 | SIRIUS POSITION SWITCH; PLASTIC ENCLOSURE ACC. TO EN50047, 31MM DEVICE CONNECTION 1X(M20X1.5); 2NO/1 | 21.08
5UB1537 | I-SYSTEM, GREEN (SV) SCHUKO SOCKET OUTL. 10/16A 250V W. SCREWLESS TERMINALS W. LABELING FIELD COVER | 17.11
7MF4997-2DA | GASKETS FOR PROCESS FLANGES MADE OF FPM (VITON), (10 OFF) | 142.18
6ES7390-1AF30-0AA0 | SIMATIC S7-300, RAIL L=530MM | 95.86
3TY2560-0A | FOR CONTACTOR 3TC56. SIZE 12, MAIN CONTACTS | 371.07
8US1922-2BA00 | BUSBAR ADAPTER SYSTEM COVER PROFILE, 1000MM LONG FOR BUSBARS UP TO 30MM WIDTH AND 10MM THICKNESS | 28.65
3TH4262-0AM0 | CONT. RELAY 62 E DIN EN 50011 6NO+2NC, SCREW CONNECTION ALT. CURRENT ACTUATING | 59.12
3SE5232-0BK21 | SIRIUS POSITION SWITCH PLASTIC HOUSING ACC. TO EN50047, 31MM DEVICE CONNECTION 1X(M20X1.5); 1NO/1NC | 29.95
5SJ4220-7HG41 | CIRCUIT BREAKER 240V 14KA, 2-POLE, C, 20A, D=70MM ACC. TO UL 489 | 109.4
6XV1875-5CH50 | SIMATIC NET, IWLAN N-CONNECT/ R-SMA MALE/MALE FLEXIBLE CONNECTION CABLE PRE-ASSEMBLED, LENGTH 5M FLE | 72.25
3NW8104-1 | CYLINDRICAL FUSE A.M. ACC. TO FRENCH STANDARD (NFC) WITHOUT INDICATOR SIZE 14X51MM, 500V 4A | 6.35
7MH3115-3AA1 | PRESSURE PLATE,TOP/BOTTOM FOR LOAD CELLS OF SERIES K (2 OFF REQUIRED) RATED LOAD 2.8 TO 6 T | 441.02
8US1921-2BB01 | BUSBAR SYSTEM, ACCESSORIES CENTER-CENTER DISTANCE 40.60 MM TERMINAL RAIL THICKNESS: 10MM+TT PROFILE | 6.48
8WD5320-5BB | BUILT-IN LUMINAIRE FLASHING INDICATOR, 24V DC, RED | 173.44
3RS1000-2CK10 | TEMPERATURE MONITORING RELAY FOR PT100, EXCEEDING OF 1 THRESH. VAL., WIDTH 22ND5 MM 0 C-100 C, 110-1 | 197.51
8PQ2080-6BA04 | SIVACON S4 UPGRADE KIT IP55 HEIGHT 800MM WIDTH 600MM | 86.79
BVP:203252 | BD2-AK2M2/F TAP-OFF UNIT | 285.16
7MH5105-3HD01 | SIWAREX WL 250 LOAD CELL ST-S SA 250KG C3 EX - RATED LOAD 250KG - ACCURACY CLASS C3 - 6M CABLE LENGT | 543.69
3RW4425-1BC44 | SIRIUS SOFT STARTER, VALUES WITH 400 V, 40 DEG., STANDARD: 57A, 30KW, INSIDE-DELTA CIRCUIT 3: 99A, 5 | 4997.61
5SG6206 | NEOZED-BUSBAR-MOUNT. FUSEBASES SR60 3P, D02, 63A, 400V 27MM WIDE FOR 5/10 MM BUSBARS | 15.83
3RT1966-1PV4 | MAIN CIRCUIT ATTENUATION MODULE FOR VACUUM CONTACTORS 3RT126/7 FOR UE <= 1000 V AC SCREW MOUNTING | 98.21
3SE5000-0AV03 | SEPARATE ACTUATOR HORIZONTAL MOUNTING FOR POS. W. TUMBLER 3SE5312../3SE5322.. AND ASI 3SF13... AND P | 6.52
6FX2003-0FA00 | 4-PIN DU-BOX PLUG (FOR CONNECTING DEVICES TO CABLE DISTRIBUTOR) PACK = 10 PLUG CASES AND 40 CONTACTS | 58.25
7ML1930-1DV | LOCK FITTING, -1 TO 16 BAR, 1 NPT/316L | 369.92
8MF2026-3RB | STANDARD CUBICLE 8MF2 HXWXD=2000X1200X600 SIDE-BY-SIDE MOUNTING VENTIL., ASSEMBL., WELDED IP30 | 3361.38
3NJ4912-2CA00 | ACCESSORIES FOR SAFETY DISCON. STRAPS SIZE3NJ41 DUMMY COVER, WIDTH 50 MM HEIGHT AS STRAP 3NJ4103 | 41.15
6FX2001-3CC50 | SIMODRIVE (ACCESSORIES) INCR. ROTARY ENCODER WITH 1-V SINUS 2500 PULSES, SYNCHROFLANGE,6 MM SHAFT, O | 366.56
8WH9000-3SC00 | COVERS FOR ISULATING TERMINALS TERMINAL SIZE 2,5 MM2 WIDTH 5,2 MM COLOUR GREY | 0.68
8WH2000-0AF02 | FEED-THROUGH TERMINAL WITH SPRING CONNECTION, SECTION: 2,5 SQMM, WIDTH: 5,2 MM, COLOR:RED | 1.27
3RF2370-3BA26 | SEMI-COND. CONTACTOR 3RF2,1-PH. AC 51 70A/AC15 27.5A 40 DEG. C 48-600 V / 110-230 V AC INSTANTANEOU | 177.89
7ML1830-1EF | ADAPTER 1"NPT/M20 (ST25/50/XRS5) | 50.89
6SL3700-0LE36-3AA3 | SINAMICS S120 CABINET MODULE LINE CONNECTION MODULE 3AC 380-480V, 50/60HZ RATED CURRENT: 600 A CABIN | 10346.87
BVP:262001 | BD2C-250-EE BD2C END FEEDER UNIT WITH ACC. 250A | 636.41
3RH1921-2DE11 | ELECTRONIC AUXILIARY SWITCH DIN EN 50012 LATERAL, CAGE CLAMP CONN. 1NO+1NC, SEALED, SIZE S0...S3 | 27.32
6FX2001-2DB00 | SIMODRIVE (ACCESSORIES) INCR. ROTARY ENCODER W. RS 422 (TTL), 1000 PULSES, SYNCHROFLANGE, 6 MM SHAFT | 366.56
8MF5268-4E | STANDARD CUBICLE 8MF5 HXWXD=2200X600X800 INDIVIDUAL MOUNTING NON-VENT., NOT ASSEM., SCREWED IP40 | 3187.53
7MH5104-1PD01 | SIWAREX WL 260 LOAD CELL SP-S SA 5KG C3 EX - RATED LOAD 5KG - ACCURACY CLASS C3 - 1M CABLE LENGTH, 6 | 693.78
3NE1333-0 | SITOR FUSE LINKS OPERATING CAT. GS, DIN 43620 450A, AC 690V (SIZE 2) | 162.38
4AM3242-4TN00-0ED0 | TRANSFORMER SITAS; PHASES:1; PN/PN(S6)(KVA):0,05 /0,19; UPRI(V):230+/-5%; USEC(V):24; ISEC(A):2,09; | 317.34
A5E02199113 | ACCESSORIES WELD-IN CONNECTION TRI-CLAMP (BS 4825-1) 1/2 INCH, DO 12.7MM, (P GASKET) | 308.5
6SL3330-7TE38-4AA3 | SINAMICS ACTIVE LINE MODULE 3AC 380-480V, 50/60HZ, 840A OUTPUT: DC 510 - 720V RATED POWER: 500KW BUI | 38597.55
5SM2335-6 | FI-BLOCK F.LS-SWITCH 5SY TYPE A (PSE/SSF), D=70MM 6-63A 3POLE IFN 30MA 400V | 149.04
6ES7355-1VH10-0AE0 | SIMATIC S7-300, CONTROL MODULE FM 355 S, 4 CHANNELS, STEP AND PULSE, 4 AI + 8 DI + 8 DO INCL. MULTI- | 2417.69
3SE5000-0AK00 | PART-TURN ACTUATOR, PLASTIC FOR POSITION SWITCH 3SE52, ADJUSTABLE, WITHOUT LEVER | 6.52
3VL9600-4TA40 | ACCESSORY FOR VL800, NUT PLATE METRIC CONSISTS OF 4 PIECES 4 POLE | 149.15
6XV1873-3AH10 | SIMATIC NET FO STANDARD CABLE 50/125, PREASSEMBLED WITH 2X2 BFOC CONNECTORS, LENGTH 1.0 M | 91.73
4AM4042-5AT10-0FD0 | TRANSFORMER SITAS; PHASES:1; PN/PN(S6)(KVA):0,2 /0,85; UPRI(V):400+/-5%; USEC(V):230; ISEC(A):0,87; | 440.6
5TG2863 | DELTA LINE SURFACE-M. ENCL., 3FOLD ELECTRIC WHITE | 32.28
3RK1304-5LS40-5AA3 | ET 200PRO RSE ST REVERSING STARTER STANDARD; MECH. SWITCHING; ELECTRO. UE PROTECTION; 3PH 400 V/5.5K | 792.07
7ML1930-1BU | RD200 RS-232 TO RS-422/485 ISOLATED | 435.73
8GK4301-4KK22 | ALPHA 400/630 DIN, KIT F. INSTALL. MOUNTING DEVICE WITH ROW DISTANCE 125 MM H=600 W=500 | 207.95
3SB2908-1AC | INCANDESCENT LAMP, TRANSPARENT, RATED VOLTAGE AC/DC 24V, 1.0 W, WEDGE BASE W2 X 4.6D WEDGE-BASE W2 X | 1.37
3RF2120-2AA42 | SEMICONDUCTOR RELAY 3RF2, 1-PH. WIDTH 22.5MM, 20A 24-230V / 4-30V DC SPRING-LOADED TERMINAL | 35.9
5SU1354-6KK40 | FI/LS-PROTECTOR TYPE A (PSE/SSF), D=70MM IFN 30MA,10KA, 1+N-POLEE B 40A | 107.24
3RK1903-0AK10 | 65MM TERMINAL MODULE FOR ET200S HIGH FEATURE LINE STARTER/LINE DIR. STARTER STARTER, WITHOUT SUPPLY | 251.11
8MF6226-4E | STANDARD CUBICLE 8MF6 HXWXD=2200X1200X600 INDIVIDUAL MOUNTING NON-VENT., ASSEM., WELDED IP40 | 4114.8
8WH8120-1AB85 | LABELS, LONGIT. 81 - 90 SIZE ZB4 | 0.11
3NJ6904-1DA00 | ACCESSORY FOR DISCONNECTOR FUSES IN-LINE TYPE, CAN BE PLUGGED IN,NH00 TERMINAL COVER ONLY FOR 4-POLE | 48.81
5SJ4301-8HG42 | CIRCUIT BREAKER 10KA, 3POLE, D, 1A ACC. TO UL 489 - 480Y/277V | 211.17
6SE6440-2UD33-7EA1 | MICROMASTER 440 WITHOUT FILTER 3AC 380-480 V +10/-10% 47-63 HZ CONSTANT TORQUE POWER 37 KW OVERLOAD | 14985.94
8WH9130-0LA00 | TERMINAL ELEMENT, FOR SHIELD CONNECTION ON BUSBARS, DIAMETER 3 - 8 MM | 6.71
3RV1912-1CP0 | UNDERVOLTAGE RELEASE AC 230 V, 50 HZ/240V, 60HZ, WITH LEADING AUXIL. SWITCH 2NO, FOR CIRCUIT-BREAKER | 36.5
3RX9501-1BA00 | AS-INTERFACE POWER SUPPLY IP20; OUT: AS-I DC30V, 3A IN: DC 24V WITH DATA DECOUPLING | 804.97
6GF9001-1BH01 | MINI LENS 35 MM, 1:1.6 PENTAX C3516-M(KP) WITH FIXED FOCAL DISTANCE, APERTURE AND FOCUS ADJUSTABLE D | 528.03
5TG1202-3 | DELTA MIRO GLASS FRAME 2-FOLD REAL GLASS ORIENT 161X90MM | 75.23
8GK4451-2KK12 | ALPHA 400/630 DIN, KIT MOUNTING PLATE WITH FIELD COVER WITHOUT CUTOUT H=300 W=250 | 93.01
8WD4440-0CC | SIGNALLING COLUMN SINGLE-FLASH LIGHT ELEMENT GREEN, 115V AC | 129.14
8WH8120-3AB65 | LABELS, LONGIT. 61 - 70 SIZE ZB6 | 0.11
7MC2028-1AD42 | INSULATED THERMOCOUPLE WITH COUPLING SOCKET LENGTH L = 0.3 M 2 THERMOCOUPLE ELEMENTS NICR/NI SHEATH | 154.47
5UB1932 | I-SYSTEM, ALUMIN.METALLIC SCHUKO SOCKET OUTL. 10/16A 250V W. SCREWLESS TERMINALS W. INCREASED TOUCH | 27.62
6SE6400-0AP00-0AA1 | MICROMASTER 4 ADVANCED OPERATOR PANEL (AOP) | 483.22
5SM3445-6 | RES.CURRENT OP.CIRCUIT BREAKER TYPE A PSE/SSF 125A 3+N-POL IFN 100MA 400V 4MW | 1450.93
3VL9335-4TD31 | ACCESSORY FOR VL250UL, (FG FRAME) CIRCULAR COND. TERMINAL FOR CU/AL COMPRISES 3 TERMINALS 3-POLE CAT | 38.99
6SL3225-0BE31-8UA0 | SINAMICS G120 POWER MODULE PM250 WITHOUT FILTER POSSIBILITY OF REGENERATION 3AC380-480V +10/-10% 47- | 4324.41
5TG7961 | DELTA PROFIL, TITANIUM WHITE ROCKER W.SHUTTER/BLIND SYMBOLS F.PUSHB. 2FOLD CENTER POSITION 65X65MM | 11.31
8WA1011-1PH11 | THROUGH-TYPE TERMINAL THERMOPL. SCREW TERMINAL ON BOTH ENDS SINGLE TERM., GREEN-YELLOW,8MM, SZ6 | 3.35
5SY4320-6 | CIRCUIT BREAKER 400V 10KA, 3-POLE, B, 20A, D=70MM | 36.98
8MF5826-5R | STANDARD CUBICLE 8MF5 HXWXD=1800X1200X600 SIDE-BY-SIDE MOUNTING NON-VENT., NOT ASSEM., SCREWED IP54 | 3786.38
8WA1848 | CONNECTING BAR FOR 4 TERMINALS SIZE 16 | 8.96
5ST3652 | PIN BUSBAR, 16 SQMM CONNECTION: 3X4-PHASE SAFE-TO-TOUCH | 12.43
3RS1800-1AQ00 | COUPLING RELAY IM INDUSTRY-STANDARD ENCLOSURE 1 CHANGEOVER CONTACT COMBIVOLTAGE 24 V AND 110 V TO 12 | 61.34
8WH9000-2GA00 | COVER FOR FEED-THROUGH TERM. WITH SPRING CONNECTION, 3 CONNECT. POINTS, SECTION: 2.5 MM2, WIDTH: 2.2 | 0.68
8MF2806-5E | SICUBE 8MF2000 CUBICLE SYSTEM WELDED H X W X D = 1800 X 1000 X 600MM FOR INDIVIDUAL MOUNTING WITH 2 | 3709.12
3RA6120-1EB32 | SIRIUS, COMPACT STARTER, DIRECT STARTER 400 V, 24 V AC/DC, 50 ... 60 HZ, 8 ... 32 A, IP20, CONNECTIO | 977.15
5TG8058-0 | LED LAMP WHITE 230V | 3.97
3TH4293-0AF0 | CONTACTOR RELAY 44E EN 50 011 4NO+4NC, 1 OVERLAPPING SCREW TERMINAL, AC OPERATION AC 50HZ 110V/60HZ | 68.49
4RB2167-3EE50 | POWER CAPACITOR PHICAP MKP 440V 16.7KVAR | 171.06
8MF2206-5R | SICUBE 8MF2000 CUBICLE SYSTEM WELDED H X W X D = 2200 X 1000 X 600MM FOR SIDE-BY-SIDE MOUNTING WITHO | 3419.32
8GK9103-0KK20 | ALPHA 400/630 DIN, UNIVERS. DISTRIBUT. ACCESSORIES BARRIER REAR WALL HORIZ.,H=500 | 14.47
3RK1911-5BA20 | ECOFAST SET OF SEALS FOR POWER T TERMINAL CONN. FOR POWER CABLES DIAMETER 16-19 MM PACK OF 2 | 10.02
3NW7903 | AUXILIARY SWITCH 1CO FOR CYLINDRICAL FUSEHOLDER SIZE 10X38MM/8X32MM | 35.35
6XV1873-3DH50 | SIMATIC NET FO TRAILING CABLE GP 50/125, PREASSEMBLED WITH 2X2 BFOC CONNECTORS, LENGTH 5 M | 182
7MC2027-2BA40 | INSULATED THERMOCOUPLE WITH COMPENSATION LEAD NOM. LENGTH 300 MM,COMPENS LEAD L2KK; SHEATH DIAMETER | 81.03
5TA2154-0KK | DELTA SWITCH INSERT UP, BLIND SWITCH 10A 250V MECHAN. BARRED WITHOUT CLAWS | 25.53
5TG1104-3 | DELTA MIRO FRAME 4-FOLD GENUINE MATERIAL WOOD TYPE OF WOOD MAPLE TREE DIMENSIONS 303X90MM | 117.45
5UB1825 | DELTA STYLE SCHUKO OUTLET 10/16A 250V WITH LABELING EDV TITANIUM WHITE | 9.21
8MF2084-4RB | STANDARD CUBICLE 8MF2 HXWXD=2000X800X400 SIDE-BY-SIDE MOUNTING VENTIL., ASSEMBL., WELDED IP40 | 2414.77
8WH8141-1AB35 | LABELS, FLAT, TRANSV. 31 - 40 SIZE ZBF4 | 0.08
LZX:PT370730 | PLUG-IN RELAY, 3 CO CONTACTS, 230V AC, 10A, WIDTH 22.5MM | 8.17
3RK1325-6LS41-0AA3 | SIRIUS MOTOR STARTER M200D AS-I COMMUNICATION: AS-INTERFACE DIRECT ON-LINE STARTER STANDARD MECHANIC | 992.44
4RB2015-3EE50 | POWER CAPACITOR PHICAP MKP 440V 1.5KVAR | 35.06
8WH2000-0AE05 | FEED-THROUGH TERMINAL WITH SPRING CONNECTION, SECTION: 1,5 SQMM, WIDTH: 4,2 MM, COLOR:WHITE | 1.2
3WL9111-0BA22-0AA0 | ACCESSORIES CIRCUIT BREAKER 3WL PROT.COVER F. MECH. ON/OFF SAFETY LOCK CES | 479.51
6XV1850-2JH20 | SIMATIC NET, IND. ETHERNET TP CORD 9/RJ45, TP CORD PREASSEMBLED WITH 1 RJ45 CONNECTOR A. 1 9-PIN I | 57.79
5SY7506-7 | CIRCUIT BREAKER 230V 15KA, 1+N-POLE, C, 6A, D=70MM | 50.71
8GK4501-2KK32 | ALPHA 400/630 DIN MOUNTING KIT EMPTY FIELD COVER WITH SUPPORT H=300 W=750 | 86.5
5SJ4110-7HG42 | CIRCUIT BREAKER 10KA, 1POLE, C, 10A ACC. TO UL 489 - 277V | 38.36
8MF4225 | TRANSPORTING BARS COLOUR RAL3000 | 550.58
3WL9111-0AT57-0AA0 | 3WL9-NAFTA-ACCESSORY WLGFA48 GROUND FAULT MODULE ALARM ONLY FOR ETU 745 & 748 | 475.54
3NP1923-1BF50 | ACCES.F.FUSE SWI.DISCONNECTOR FOR NH000 LINK RAIL FOR 3-PHASE BUSBAR | 43.37
8MF4562 | MOUNTING PLATE, LATERAL H X W = 2200 X 800 MM FOR 8MF SYSTEM CUBICLE | 403.74
3TX7402-3J | SURGE SUPPRESSOR VARISTOR WITH LINE SPACER AC 127...240V/DC 150...250V FOR MOUNTING ONTO COIL TERMIN | 8.54
5SY8563-8 | CIRCUIT BREAKER 230V 25KA, 1+N-POLE, D, 63A, D=70M | 119.36
4AM4342-8DD40-0FA0 | TRANSFORMER SITAS; PHASES:1; PN/PN(S6)(KVA):0,315 /1,12; UPRI(V):550-525-500-480-460- 440-415-400-38 | 321.57
5TG7315 | DELTA SWITCH A. PUSHBUTTON LED INSERT F. CONTROL FUNCTION 8V/50HZ, RED | 5.66
BVP:261755 | BD2C-3-160-WB-3W* OPTIONAL LENGTH 2,26M-3,24M 160 A, N + PE, 8-12 TAP OFFS | 1258.13
6SL3056-2AA00-0RV0 | PUSH BUTTON, GREEN | 16.79
6ES7194-4AN00-0AA0 | SIMATIC DP, CONNECTING MODULE FOR ET200PRO PLC IM154-8 PN/DP, 4 X M12 UND 2 X 7/8" , FOR PROFINET AN | 277.83
A5E02083916 | LR260/LR460 PURGE CONVERSION, 4" HORN | 1160.55
3SE5312-2SE12 | SAFETY POSITION SWITCHES WITH SOLENOID INTERLOCKING LOCK. FORCE 2600N;5 APPR. DIR. METAL HOUSING,3X( | 332.45
3NY1104 | SPARE PART FOR FUSE SWITCH DISCONNECTORS 3NP54 MOULDED-PLASTIC MASKING FRAME 300 X 290MM | 31.86
6RA8090-6GS22-0AA0 | SINAMICS DCM DC CONVERTER FOR TWO-QUADRANT DRIVES CONNECTION B6C INPUT: 3-PHASE AC 575V, 913A CONTRO | 20647.15
3SE5210-0AA00-1AG0 | COVER FOR POSITION SWITCH PLASTIC 3SE52, FOR HOUSING ACC. TO EN50047,31MM YELLOW | 4.05
5TE6800 | SCHUKO SOCKET 16A ACCORDING TO DIN VDE 0620 FOR INSTALL. IN DISTRIB. BOARDS | 9.29
3SE2932-1AA20 | FOOT-OPERATED PUSHBUTTON TWO PEDALS, CABLE ENTRY M20X1,5 WITH IP65, 2N0+2NC | 272.61
5SY7613-8 | CIRCUIT BREAKER 400V 15KA, 3+N-POLE, D, 13A, D=70MM | 129.86
8GK9900-0KK14 | A630 SOCKET, H=100MM A630 SOCKET D=320MM, W=300MM MOUNT. AT EXISTING SOCKET | 213.96
7MF9007-4KA | NIPPLE G 1/2, DESIGN V DIN 19207, MAT. NO. 1.5415 PRESSURE EQUIPMENT DIREKTIVE F. GAS 1/LIQUIDS 1 AR | 17.73
3RH1921-2DA11 | AUX. SWITCH BLOCK, 1NO + 1NC, DIN EN 50012, LATERAL, 10MM, CAGE CLAMP, FOR MOTOR CONTACTORS, SIZE S0 | 10
8WH6003-6AF00 | ISOLATION BLADE TERMINALS | 7.57
3NP1123-1BC23 | FUSE-SWITCH-DISCONNECTOR 3-POLE, NH000, 160A 60MM BUSBAR SYSTEM COVER LEVEL 32/70 MM BOX TERMINAL FU | 317.57
3TC5217-0LF4 | CONTACTOR SIZE 8 2-POLE DC-3 AND 5, 170A AT 750V AUXILIARY CONTACTS 21 (2NO+1NC) SETTING RANGE 0.7 T | 1305.62
5SY4160-7 | CIRCUIT BREAKER 230/400V 10KA, 1-POLE, C, 60A, D=70MM | 29.33
BVP:261910 | BD2C-1250-ZH-Z* Z UNIT BACKSIDE X/Y 0,36M, Z 0, 26M-1,25M 1250A | 3284.86
3VL9800-1UG01 | ACCESSORY FOR VL800UL, VL1200UL VL1600UL (MG-FRAME - PG-FRAME) UNDERCURRENT RELEASE 110...127V AC FO | 283.89
3SE5212-0LC05 | SIRIUS POSITION SWITCH; METAL ENCLOSURE TO EN50047, 31MM DEVICE CONNECTION 1X(M20X1.5); 1NO/2NC SNAP | 29.19
PBD:51010K1AB | KIT,IQ ROD SAN 3A 2" SANITARY CLAMP UHMW-PE,PR | 2247.97
3WL9111-0BC13-0AA0 | ACCESSORIES CIRCUIT-BREAKER 3WL KIT FOR CONV. FIXED-MOUNTED TO WITHDRAWABLE SIZE 3 3-POLE (AUX.CURRE | 1379.18
7KT5814 | MECHANICAL PULSE COUNTER 230 V, 50 HZ | 57.97
3RK1315-6LS41-3AA0 | SIRIUS MOTOR STARTER M200D AS-I COMMUNICATION: AS-INTERFACE REVERSING STARTER, BASIC MECHANICAL SWIT | 954.77
7ML1830-1JB | CABLE GLAND, 1/2" NPT, EXPLOSION PROOF | 59.25
5SJ4116-8HG41 | CIRCUIT BREAKER 240V 14KA, 1-POLE, D, 16A, D=70MM ACC. TO UL 489 | 45.28
3RS1030-1DD10 | TEMPERATURE MONITORING RELAY FOR PT100, UNDERSHOOTING OF 2 THRESH. VAL., WIDTH 22ND5 MM 0 C - 100 C, | 305.12
3RP2005-1AP30 | SOLID-STATE TIME-DELAY RELAY MULTI-FUNCTION, 8 FUNCTIONS 1 CHANGEOVER CONTACT AC/DC 24V, AC 200 TO 2 | 103.82
3SE5115-0KA00-1AD1 | BASIC SWITCH FOR POSITION SWITCH 3SE51, METAL ENCLOSURE 40MM TO EN50041 1NO/2NC SLOW-ACTION CONTACTS | 80.01
3RF2450-1AC45 | SEMI-CONDUCTOR CONTAC.3-PH.3RF2 AC51 50A 40 DEG. C 48-600V / 4-30V DC 3-PHASE CONTROLLED SCREW TERMI | 255.74
3NA7824-6 | LV HRC FUSE LINK GL/GG WITH NON-INSULATED GRIP LUGS WITH COMBINATION INDICATOR SIZE 00, 80A, AC 690V | 23.01
5SU1324-6FA16 | FI/LS-PROTECTOR TYPE A (PSE/SSF), D=70 MM IFN 30MA, 10KA,2-POLE B 16A 3MW | 115.59
3RK1315-6KS71-0AA5 | SIRIUS MOTOR STARTER M200D AS-I COMMUNICATION: AS-INTERFACE DIRECT ON-LINE STARTER, BASIC ELECTR. SW | 1083.89
6AG1432-1HF00-4AB0 | SIPLUS S7-400 SM432 8AA FOR MEDIAL STRESS BASED ON 6ES7432-1HF00-0AB0 | 3231.74
8GK1323-8KN34 | ALPHA 630 DIN FLOOR-MOUNTED DB IP55, SK I, RAL 7035 H=1950 W=800 D=320 INCL. BASE AND SHEET STEEL DO | 1406.37
6FX8002-2CP00-2AA0 | SIGNAL CABLE PREASSEMBLED 4X2X0.18 C, (HANDWHEEL 840D) TRAILING TYPE UL/CSA DESINA MOTION-CONNECT 80 | 690.41
5TG1112-0 | DELTA MIRO FRAME 2-FOLD COLOUR TITANIUM WHITE DIMENSIONS 161X90MM | 8.65
4AM4042-4TT10-0FA0 | TRANSFORMER SITAS; PHASES:1; PN/PN(S6)(KVA):0,25 /0,85; UPRI(V):230+/-5%; USEC(V):230; ISEC(A):1,09; | 216.75
3RT1054-3AM36 | CONTACTOR, 55KW/400V/AC-3 AC(40...60HZ)/DC OPERATION UC 200-220V AUXILIARY CONTACTS 2NO+2NC 3-POLE, | 365.41
6SL3730-6TG41-2BA3 | SINAMICS S120 CABINET MODULE SMART LINE MODULE WITH CIM+CU320-2 3AC 500-690V, 50/60HZ OUTPUT: DC 67 | 66447.77
6EP1331-5BA10 | SITOP PSU100C 24 V/1.3 A STABILIZED POWER SUPPLY INPUT: AC 120-230 V OUTPUT: DC 24 V1.3 A | 72.82
3VL9116-4TA40 | ACCESSORY FOR VL160X, SCREW TERMINAL METRIC THREAD M6 COMPRISING 4 TERMINALS | 42.53
6GK1900-0KB00-0AC0 | SIMPLEX PLUG PCF ON-SITE MOUNTING ON PCF FO CABLES; PACK OF 50 + CLEANING T. | 429.51
6SL3162-2AA01-0AA0 | SINAMICS REPLACEMENT 24-V PLUG-IN JUMPER FOR MODULES IN BOOKSIZE DESIGN | 23.84
6DL2804-1AE32 | EX-DEVICE MADE OF STAINLESS STEEL, IP65. WITH INSTALLATION OF ET200ISP- COMPONENTS (THEY HAVE TO ORD | 6801.63
3TH4373-0LC8 | CONT. RELAY 100E DIN EN 50011 7NO+3NC, SCREW CONNECTION DIR. CURRENT ACTUATING DC MAGNET SYSTEM INTE | 169.08
3NW1020-0HG | FUSE LINK CLASS CC ACC. TO UL STANDARD 248-4 SLOW-BLOW RATED CURRENT 2 A RATED VOLTAGE UP TO 600 V A | 17.94
8MF5866-4E | STANDARD CUBICLE 8MF5 HXWXD=1800X600X600 INDIVIDUAL MOUNTING NON-VENT., NOT ASSEM., SCREWED IP40 | 2820.48
3RT1965-7A | ARC CHUTES FOR SIZE S10 F. CONTACTOR 3RT1065,132KW/AC-3 | 129.46
8WA8826-0AC | PACK. W. 100 LAB. PLATES TERMINAL STRIP ID LAB. PLATE PRINTED W. X3 | 0.15
BVP:261724 | BD2C-3-400-SO-3 STANDARD LENGTH 3,25M 400A, N + PE, WITHOUT TAP OFFS | 1785.63
3SE5232-0LC05-1AJ0 | SIRIUS POSITION SWITCH, PLASTIC 31MM, ACC. TO EN 50047 INCREASED CORROSION PROTECTION, DEVICE CONNEC | 33.55
3RV1011-0DA10-ZX95 | CIRCUIT-BREAKER, 0.22...0.32A N-RELEASE 4.2 A, SIZE S00, MOTOR PROTECTION, CLASS 10, SCREW CONNECTIO | 54.31
3WL9111-0AA32-0AA0 | ACCESSORIES CIRCUIT BREAKER 3WL EXT. CURRENT TRANSFORMERS SZ.II F. N-COND.PROT. ROGOWSKI CONVRTR. WI | 1018.35
3TF6944-0CP7-ZA02 | CONTACTOR SIZE 14, 3-POLE AC-3, 450KW, 400/380V (690V) AUXILIARY CONTACTS 44 (4NO+4NC) AC OPERATION | 4766.76
7MH7723-1GW | WHEEL SPARE, TASS, 304 SS SEALED BEARING | 303.99
3SB2000-2DC01 | TOGGLE SWITCH, 16MM, ROUND, PLASTIC, RED, 3 SWITCH POSITIONS I-O-II, LATCHING, ACTUATING ANGLE 2X62 | 15.32
3WL9111-0AN03-0AA0 | ACCESSORIES CIRCUIT BREAKER 3WL MAIN CONDUCTOR CONN. 1 OFF WITHDRAWABLE CIRC.BREAKER SZ II FRONT CON | 122.69
8MF6066-5R | STANDARD CUBICLE 8MF6 HXWXD=2000X600X600 SIDE-BY-SIDE MOUNTING NON-VENT., ASSEM., WELDED IP54 | 2665.93
3LD2318-1TL13 | MAIN SWITCH 4-POLE FLOOR MOUNTING IU=160A P/AC-23A AT 400V=75KW WITH DOOR COUPLING ROTARY MECHANISM | 376.53
5SJ4310-8HG41 | CIRCUIT BREAKER 240V 14KA, 3-POLE, D, 10A, D=70MM ACC. TO UL 489 | 179.28
3RA6250-1CP33 | SIRIUS, COMPACT STARTER, REVERSING STARTER 690 V, 110 ... 240 V AC/DC, 50 ... 60 HZ, 1 ... 4 A, IP20 | 1025.94
3TX7014-7BP00 | RELAY,1CHANGEOVER CONTA.,60V DC FOR USE IN 110 / 230 V AC/DC CABINET UNIT | 13.22
3NP5065-1CF10 | FUSE-SWITCH-DISCONNECTOR I=160A, U=690V, 3-POLE AUXILIARY SWITCH 1NO+1NC WITH ADAPTER FOR 40MM SYSTE | 335.93
BVP:261934 | BD2C-1250-LL-G* ELBOW LEFT X 0,36M / Y 0,36M 12 50A WINKEL 85 GRAD-175 GRAD | 1685.27
5SY4208-8 | CIRCUIT BREAKER 400V 10KA, 2-POLE, D, 8A, D=70MM | 36.29
8US1213-4AH00 | BUSBAR ADAPTER 60MM SYS. UL508 BUSBAR SYSTEM 60MM BUSBAR THICKNESS: TT-PROFILE UL RATING 240-600V/54 | 511.6
6DL2804-1AE42 | EX-DEVICE MADE OF STAINLESS STEEL, IP65. WITH INSTALLATION OF ET200ISP- COMPONENTS (THEY HAVE TO ORD | 6801.63
BVP:261523 | BD2A-3-400-WB-3W* OPTIONAL LENGTH 2,26M-3,24M 400 A, N + PE, 8-12 TAP OFFS | 1422.14
4RB5050-3EE50 | POWER CAPACITOR PHASECAP MKK 440V 5.0KVAR | 250.05
4RB2125-3EE50 | POWER CAPACITOR PHICAP MKP 440V 12.5KVAR | 140.46
7MH7723-1DM | MUS,STD,ROCK GUARD,SPARE | 116.11
3RK1395-6LS71-0AD5 | SIRIUS MOTOR STARTER M200D TECHNOLOGY MODULE DIRECT ON-LINE-STARTER ELECTRONICAL SWITCHING 3 400V AC | 1167.26
5TG9875-8TW | DELTA M-SYSTEM BUZZER 230V 50/60HZ, 80DB(A) ADJUSTABLE VOLUME TITANIUM WHITE | 15.35
6AG1460-0AA01-2AB0 | SIPLUS S7-400 IM460-0 TX FOR -25 ... +60 DEGREES C BASED ON 6ES7460-0AA01-0AB0 | 1504.96
6ES7400-1TA11-0AA0 | SIMATIC S7-400, UR1 RACK ALU, CENTRALIZED AND DISTRIBUTED WITH 18 SLOTS, 2 REDUNDANT PS PLUGGABLE | 2539.74
4BU5343-5EA20-2CA0 | POWER TRANSFORMER; PHASES:3; PN(KVA):56; UPRI(V):480+/-5%; USEC(V):400; ISEC(A):80,8; UK(%):3,08; F( | 12438.4
4AV4110-2EB00-0A | POWER SUPPLY; PHASES:1; PN(KW):0,24; UPRI(V):400-230+/-15; USEC(V DC):24; ISEC(A DC):10; F(HZ):50... | 507.17
3SF1214-1QV40-1BA1 | SAFETY POSITION SWITCH WITH SEPARATE ACTUATOR, 5 DIRECTIONS OF APPROACH METAL ENCLOSURE, ACC. TO EN5 | 268.32
3RV1011-0AA10-ZW97 | CIRCUIT-BREAKER, 0.11...0.16A N-RELEASE 2.1 A, SIZE S00 MOTOR PROTECTION, CLASS 10, SCREW CONNECTION | 53.87
6FX2001-2CA50 | SINUMERIK (ACCESSORIES) INCR. POSITION ENCODER 500 PULSES/REV WITH LED, UNIVERSAL CABLE OUTLET AXIAL | 366.56
3WL9111-1AH11-0AA0 | ACCESSORIES CIRCUIT BREAKER 3WL POSITION SIGNAL SWITCH F. GUIDE FRAME, 1ST BLOCK 3 MICRO-SWITCHES | 299.03
3VL9200-4PC30 | ACCESSORY FOR VL160, PLUG IN SOCKET KIT ASSEMBLY FRONT CONNECTORS 3 POLE | 359.77
3NA7244-6 | LV HRC FUSE LINK GL/GG WITH NON-INSULATED GRIP LUGS WITH COMBINATION INDICATOR SIZE 2, 250A, AC 690V | 61.49
3LD2866-0TB51 | MAIN CONTROL SWITCH 3-POLE IU=125, P/AC-23A AT 400V=45KW 1 N-TERMINAL + 1 PE-TERMINAL ENCAPSUL.IN M. | 337.18
5TA2155 | DELTA SWITCH INSERT FM 2-CIRCUIT SWITCH 10A 250V | 7.83
3RN1013-1BW10 | THERMISTOR MOTOR PROTECTION MULTIFUNCTION EVALUATION UNIT MANUAL/AUTO/REMOTE, SHORT-CIRC.DETECT., 2W | 355.77
5SY7350-8 | CIRCUIT BREAKER 400V 15KA, 3-POLE, D, 50A, D=70MM | 119.57
5SY7616-6 | CIRCUIT BREAKER 400V 15KA, 3+N-POLE, B, 16A, D=70MM | 74.55
3RW4036-1BB14 | SIRIUS SOFT STARTER, S2, 45A, 22KW/400V, 40 DEGR., AC 200-480V, AC/DC 110-230V, SCREW TERMINALS | 921.48
7MH7724-1AX | MLC CALIBRATION WEIGHT, (STAINLESS STEEL 304(1.4301)) FOR SCALES WITH BELT WIDTH OF 30", 800MM, 5.26 | 259.71
3SB2901-5RE | INSERT CAP FOR PUSHBUTTON AND ILLUMINATED PUSHBUTTON RAISED 4 CLEAR WITH BLACK LETTERING, WITH SYMBO | 0.93
3VL9800-1UQ01 | ACCESSORY FOR VL800UL, VL1200UL VL1600UL (MG FRAME - PG FRAME) UNDERVOLT. RELEASE 277V AC FOR INSTAL | 283.89
3NA6242 | LV HRC FUSE LINK GL/GG WITH INSULATED GRIP LUGS WITH COMBINATION INDICATOR SIZE 2, 224A, AC 500V/DC | 19.06
5SJ4102-8HG40 | CIRCUIT BREAKER 240V 14KA, 1-POLE, D, 2A, D=70MM ACC. TO UL 489, SAME POLARITY | 45.05
3RT1965-5NB31 | WITHDR. COIL FOR SIZE S10 FOR CONTACTORS 3RT106/3RT146 AC/DC OPERATION 21-27.3V UC DRIVE: ELECTRONIC | 169.73
6ES7194-6GA00-0AA0 | SIMATIC DP, PROFINET MOUNTING BAR FOR ET200ECO PN LENGTHS 0,5M | 75.94
6SL3000-2AH33-6AA0 | SINAMICS MOTOR REACTOR FOR POWER MODULE/MOTOR MODULE 315KW, 3AC 500-690V | 2223.11
7ML1930-1DB | KIT, PLASTIC M20 CABLE GLAND WITH METAL LOCKNUT | 23.48
5TE4830 | PUSHBUTTON, D=70MM 1NC/1NO 20A, 2BUTTON RED+GREEN | 16.95
5SY7313-7 | CIRCUIT BREAKER 400V 15KA, 3-POLE, C, 13A, D=70MM | 86.93
3TH4391-0AP0 | EN 50 011 EN 50 011 9NO+1NC, SCREW TERMINALS AC OPERATION AC 230/220V 50HZ, 276/264V 60HZ | 86.38
5SH4100 | NEOZED SCREW CAP PORCELAIN SIZE D03, 100A | 16.29
5SY4550-5 | CIRCUIT BREAKER 230V 10KA, 1+N-POLE, A, 50A, D=70MM | 103.07
5SY4608-5 | CIRCUIT BREAKER 400V 10KA, 3+N-POLE, A, 8A, D=70MM | 183.62
6SL3224-0BE35-5AA0 | SINAMICS G120 POWER MODULE PM240 WITH BUILT IN CL. A FILTER WITH BULT IN BRAKING CHOPPER 3AC380-480V | 21008.09
6SL3225-0BE25-5AA1 | SINAMICS G120 POWER MODULE PM250 WITH BUILT IN CL. A FILTER POSSIBILITY OF REGENERATION 3AC380-480V | 2127.43
4EU2522-3BA00-0AA0 | COMMUTATING CHOKE FOR CONVERTER; PHASES:3; UN1(V):400; ITHMAX 1(A) / F1(HZ):160 /50; I LN (A):144; U | 2683.22
4RB2028-1FC50 | POWER CAPACITOR PHICAP MKP 525V 2.8KVAR | 48.28
7MF9401-7BB | SHUT-OFF VALVE DESIGN B, DIN 16271, WITH TEST COLLAR AND CONNECTION COLLAR, MAX. OPERATING PRESSURE | 64.57
M56340-A0003 | NIPPLE CONNECTION G 1/2 MAX. 400 BAR, MAT. NO. 1.43305/ 1.4571 | 21.65
5UB1101-5KK | DELTA GROUND. OUTLET CONT. UNIT 10/16 A 250 V WITH SCREWLESS TERMINALS 2.5 SQMM FINELY STRANDED WIT | 4.94
BVP:611346 | BD2C-630-EESC END FEEDER UNIT WITH DISCONNECTOR | 5646.93
8MF4922 | INDENTED RAIL FOR CUBICLE WIDTH 600MM | 122.88
6GK1905-0CC00 | PROFIBUS ECOFAST HYBRID PLUG ANGLED (ECOFAST CU) 2 X CU; 4 X 1.5 SQMM CU; PIN CONNECTOR HANBRID PAC | 240.52
3RF2350-3AA26 | SEMI-COND. CONTACTOR 3RF2,1-PH. AC 51 50 A 40 DEGREES C 48-600 V / 110-230 V AC RING TERMINAL | 121.55
3RK1301-1CB00-0AA2 | DS1-X FOR ET 200S ELECTROMECHANICS LINE STARTER EXPANDABLE ADJUSTABLE RANGE 1.8...2.5A AC-3, 0.9 KW/ | 484.99
8MF2298-4R | STANDARD CUBICLE 8MF2 HXWXD=2200X900X800 SIDE-BY-SIDE MOUNTING NON-VENTIL., ASSEMBL., WELDED IP40 | 2550.02
3RP1540-1BJ31 | TIMING RELAY, SOLID-STATE, OFF-DELAY, 2 CO CONTACTS, W/O AUX.VOLTAGE, 9 TIME SETTING RANGES 0.05S... | 350.07
3RA1953-3P | SET OF LINKS TOP FOR REVERSING CONTACTOR ASSEMBLIES SIZE S6 | 77.21
5TG1203 | DELTA MIRO TRIPLE FRAME GENUINE GLASS CRYSTAL GREEN DIMENSION 232X90 MM | 118.49
3SE5212-0LF10 | SIRIUS POSITION SWITCH; METAL HOUSING ACC. TO EN50047, 31MM DEVICE CONNECTION 1X (M20X1.5); 1NO/2NC | 36.87
3RV1923-4E | MOULDED PLASTIC FRONT PLATE, IP55, WITH EMERGENCY STOP ROTARY OPERATING MECHANISM, LOCKABLE, FOR CIR | 12.17
5UH1202 | DELTA I-SYSTEM OUTLET COVER W/O INSERT W. INCREASED TOUCH PROTECTION ALUMINUM METALLIC 55X55MM | 12.66
8GK4451-4KK32 | ALPHA 400/630 DIN MOUNTING KIT MOUNTING PLATE WITH FIELD COVER WITHOUT CUT H=600 W=750 | 275.24
6ES7648-2AH40-0KA0 | SIMATIC PC SPEICHERERWEITERUNG, 1 GBYTE (1X 1GB), DDR3 1066, SODIMM; FUER SIMATIC IPC427C, SIMATIC H | 82.4
5TA4716 | DELTA FLAT IP44, SM DARK GRAY/LIGHT GRAY 2-WAY SWITCH, 10A 250V 66X75MM, W. LAMP A. 2 WINDOWS (NEUTR | 21.88
6XV1871-5TH50 | IE CONNECTING CABLE M12-180/IE FC RJ45 PLUG-145; IE FC TRAILING CABLE GP PREASSEMBLED WITH M12 CONNE | 87.06
3SB2901-4NB | INSCRIPTION PLATE FOR PUSHBUTTON AND ILLUMINATED PUSHBUTTON, FLAT, CLEAR WITH BLACK LETTERING, WITH | 0.72
8WH2000-0AE08 | FEED-THROUGH TERMINAL WITH SPRING CONNECTION, SECTION: 1,5 SQMM, WIDTH: 4,2 MM, COLOR:BLACK | 1.2
8US1921-2AA00 | BUSBAR ADAPTER SYSTEM TERMINALS FOR 5MM BUSBAR THICKNESS 1,5-16MM2 | 1.77
3RT1055-2AP36 | CONTACTOR, 75KW/400V/AC-3 AC(40...60HZ)/DC OPERATION UC 220-240V AUXILIARY CONTACTS 2NO+2NC 3-POLE, | 446.38
5SH5416 | NEOZED SPECIAL ADAPTER D02 16 A | 0.42
3LD2165-3VB51 | MAIN SWITCH 6-POLE IU=25, P/AC-23A AT 400V=9,5KW 2 N-TERMINAL MOULDED-PLASTIC ENCLOSURED, IP65 | 73.06
3SB2901-4NA | INSCRIPTION PLATE FOR PUSHBUTTON AND ILLUMINATED PUSHBUTTON, FLAT, CLEAR WITH BLACK LETTERING, WITH | 0.72
A5E01153424 | ACC. MAG 3100 DN80 CL300 GROUND RING HASTELLOY | 630.6
3TY7403-0AG2 | COIL FOR CONTACTORS: 3TF30 TO 3TF33, 3TF40 TO 3TF43 3TH3, 3TH4 3TB40 TO 3TB44, 3TC44, 3TH8 AC 110V 5 | 15.45
6ES7154-4AB10-0AB0 | SIMATIC DP, PROFINET INTERFACE MODULE IM154-4 PN, HIGH FEATURE FOR ET 200PRO, INTEGRATED SWITCH, INC | 468.54
6DR4004-2Q | GAUGE MADE OF STAINLESS STEEL 316, STAINLESS STEEL BLOCK, DOUBLE-ACTION G1/4, SCALED IN MPA, BAR AND | 726.76
3NE4121-5 | SITOR FUSE LINK 100A 100A, AC 1000V, FOR 6QG11 | 61.86
3VL9500-4PC30 | ACCESSORY FOR VL630, PLUG IN SOCKET KIT ASSEMBLY FRONT CONNECTORS 3 POLE | 1020.46
LZS:PT170R6 | FANNING STRIP FOR PT SCREW TERMINAL SOCKET | 7.03
3NC2200 | SITOR CYLINDRICAL FUSE LINK AR 100 A, 660 V AC/700 V DC | 27.05
6XV1820-5BH30 | SIMATIC NET, FIBER OPTIC CABLE (62.5/125)STANDARD CABLE, SPLITTABLE, PREASSEMBLED WITH 4 BFOC CONNEC | 203.83
8GK1052-1KK11 | ALPHA 160 DIN, WALL-MOUNTED DB, SM PARTIALLY EQ. W. RAPID MOUNTING KIT FOR BUILT-IN DEV., RAL 9016, | 324.48
8GB4671 | BLANKING STRIP M. CURVED FIXING ANGLE 14MW, GRAY | 4.41
3RK1911-2BM21 | CONNECTOR SET FOR MOTOR CABLE FOR CONNECTION TO MOTOR SLEEVE HOUSING STRAIGHT OUTG. SOCKET INSERT HA | 89.02
3TH4346-0AP0 | CONTACTOR RELAY 73E EN 50 011 7NO+3NC, 1 OVERLAP CONTACT SCREW TERMINALS AC OPERATION AC 230/220V 50 | 98.1
6SL3700-0WK31-3YV0 | FUSE FOR MAIN SWITCH 660V, 125A | 333.21
3RV1912-1CV0 | UNDERVOLTAGE RELEASE AC 400 V, 50 HZ, WITH LEADING AUXIL. SWITCH 2NO, FOR CIRCUIT-BREAKERS, SIZES00 | 36.5
3SE5112-0BC02 | SIRIUS POSITION SWITCH, METAL HOUSING 40MM ACC. TO EN50041 DEVICE CONNECTION 1X (M20X1.5) 1NO/1NC SL | 50.11
3RW4075-6BB34 | SIRIUS SOFT STARTER, S12, 315 A, 250 HP/460 V, 50 DEG., 200-460 V AC, 115 V AC, SCREW TERMINALS | 4984.51
3WL9111-2AA57-0AA0 | ACCESSORIES CIRCUIT BREAKER 3WL RATED CURRENT REF. MODULE 1000A F. ETU25, 27, 45, 55, 75, 76 APPROVE | 255.11
6XV1822-5BH15 | SIMATIC NET, 7/8" CONN. CABLE FOR POWER SUPPLY OF ET200, PREASSEMBLED CABLE WITH 2 7/8" CONNECTORS, | 73.81
6ES7921-3AC00-0AA0 | FRONT CONNECTOR WITH TWISTED RIBBON CABLE CONNECTION FOR 2 A-DIGITAL OUTPUT MODULES, POWER SUPPLY VI | 86.16
3SB2908-8AD | COMPLETE CONNECTOR FOR CONNECTION OF SWITCHING ELEMENTS AND LAMPHOLDER, MAX. 10 CONNECTIONS | 6.13
8GK9900-0KK53 | A630 SOCKET, H=100MM A630 SOCKET D=250MM, W=1300MM MOUNT. AT EXISTING SOCKET | 250.13
7ND4801-7AB | CPU SIREC D200 6 CHANNELS | 3764.45
6AV6381-2BC07-0AV4 | SIMATIC WINCC RUNTIME CLIENT UPGRADE V6.0 -> V7.0 SP2 ASIA, FOR SIMATIC WINCC RT CLIENTS, INCL. DRIV | 1537.05
5TE4831 | PUSHBUTTON, D=70MM 1NC/1NO 1NC/1NO 20A 2BUTTON RED+GREEN | 24.8
6SL3710-7LE41-2AA3 | SINAMICS S150 CONVERTER CABINET UNIT, AC/AC WITH CIM+CU320-2 3-PH. 380-480 V, 50/60 HZ UNIT RATING: | 199534.25
8MF2226-4RB | STANDARD CUBICLE 8MF2 HXWXD=2200X1200X600 SIDE-BY-SIDE MOUNTING VENTIL., ASSEMBL., WELDED IP40 | 3419.32
3UG4621-1AW30 | DIGITAL MONITORING RELAY CURRENT MONITORING, 22.5MM FROM 2 TO 500MA AC/DC OVERSHOOT A. UNDERSHOOT AC | 146.23
6RA8031-6GS22-0AA0 | SINAMICS DCM DC CONVERTER FOR TWO-QUADRANT DRIVES CONNECTION B6C INPUT: 3-PHASE AC 575V, 104A CONTRO | 4176.72
3RF2230-3AC45 | SOLID STATE RELAY 3-PHASE 3RF2 | 133.58
6SL3700-0LE41-3AA3 | SINAMICS S120 CABINET MODULE LINE CONNECTION MODULE 3AC 380-480V, 50/60HZ RATED CURRENT: 1250 A CABI | 19143.31
A5E01181610 | ACC. MAG 1100 DN25 GROUNDING RING TANTALUM | 2034.29
3RK1400-1CG01-0AA2 | AS-INTERFACE SLIMLINE MOD. S45, DIGITAL, 4I/4O, 2/3-WIRE, IP20 4 X 1 INPUT, 200MA, PNP 4 X 1 OUTPUT, | 542.39
6SE6420-2UD13-7AA1 | MICROMASTER 420 UNFILTERED 3AC 380-480V +10/-10% 47-63HZ CONSTANT TORQUE POWER 0.37 KW OVERLOAD 1 | 1341.09
7KT9021 | TERMINAL COVER FOR TIME COUNT. 7KT56. | 2.43
6ES7134-7SD00-0AB0 | SIMATIC DP, ELECT. SUBMODULE FOR ET200ISP, 4 AI, TC, FOR CONNECTION OF THERMOELEMENS (VOLTAGE MEASUR | 978.47
6ES7652-0XX02-1XC0 | SIMATIC PCS7, USB CHIP CARD READER, DESK-TOP CHIP CARD READER, INCL. USB CONNECTING CABLE, AS OF PC | 632.5
7MH7724-1BF | MLC CALIBRATION WEIGHT, (STAINLESS STEEL 304(1.4301)) FOR SCALES WITH BELT WIDTH OF 42", 1000MM, 5.3 | 262.11
4AV2201-2EB00-0A | POWER SUPPLY; PHASES:1; PN(KW):0,12; UPRI(V):400-230(240)-115(120); USEC(V DC):24; ISEC(A DC):5/6 (6 | 504.34
6ES7195-0BF32-0XA0 | DP, ASIC DPC31 STEP C1 LEADFREE FOR PROFIBUS DP, SLAVE ASIC W. PROCESSOR KERNEL 4620 PCS. 7 TRAY BOX | 100972.31
5SJ4332-8HG42 | CIRCUIT BREAKER 10KA, 3POLE, D, 32A ACC. TO UL 489 - 480Y/277V | 211.17
3TH4280-0LB4 | CONT. RELAY 8NC DIN EN 50011 8NO, SCREW CONNECTION DIR. CURRENT ACTUATING DC MAGNET SYSTEM 24 V DC O | 106.75
3VL9300-3HR10 | SIDE ROTARY OPER. MECHANISM 3VL1-3 WITH 600MM BOWDEN WIRE ROTARY HANDLE BLACK | 260.99
6XV1873-6GT20 | SIMATIC NET FO GROUND CABLE 50/ 125, PREASSEMBLED WITH 2X2 SC CONNECTORS, INSERTION GUIDE, LENGTH 20 | 2183.97
7MH7725-1EA | LOAD CELL, 1250 LB, STAINLESS STEEL SPARE | 2170.96
6SE6440-2UE17-5CA1 | MICROMASTER 440 WITHOUT FILTER 3AC 500-600 V +10/-10% 47-63 HZ CONSTANT TORQUE POWER 0.75 KW OVERLO | 2321.42
6ES7803-0CA01-0YX2 | SIMATIC S7, DOCPRO SOFTWARE UPDATE SERVICE WITHIN THE FRAMEWORK OF THIS CONTRACT, YOU WILL RECEIVE U | 370.45
6GK1907-0DC10-6AA3 | IE POWER M12 CABLE CONN. PRO - SOCKET FOR CONNECT. OF SCALANCE W-700/X208PRO FOR 24V DC VOLTAGE SUPP | 54.5
8US1213-4AQ01 | BUSBAR ADAPTER 60MM SYS. UL508 BUSBAR SYSTEM 60MM BAR THICKNESS: TT-PROFILE SUITABLE FOR FEEDER CIRC | 315.46
7MH3115-1CA1 | PRESSURE PLATE,TOP/BOTTOM FOR LOAD CELLS OF SERIES K (2 OFF REQUIRED) RATED LOAD 130 T | 942.58
5SU1354-6KK10 | FI/LS-PROTECTOR TYPE A (PSE/SSF), D=70MM IFN 30MA,10KA, 1+N-POLEE B 10A | 103.84
3LD2015-0TK53 | MAIN/EMERG. STOP SWITCH 3-POLE IU=16, P/AC-23A AT 400V=7.5KW FLOOR MOUNTING DIN RAIL/TWO-HOLE MOUNTI | 44.21
6SL3000-0GE21-0AA0 | SINAMICS / SIMODRIVE- SUBASSEMBLY WITH ELECTRICAL FILTER FUNCTION SINAMICS LINE FILTER AND HF LINE P | 700.02
5SY8613-7 | CIRCUIT BREAKER 400V 25KA, 3+N-POLE, C, 13A, D=70M | 125.36
6AG1950-2AA01-4AA0 | SIPLUS SIWAREX A WEIGHING ELECT FOR MEDIAL LOAD BASED ON 7MH4950-2AA01 | 4191.96
3RT1055-6AB36 | CONTACTOR, 75KW/400V/AC-3, AC(40...60HZ)/DC OPERATION UC 23...26V AUXIL. CONTACTS 2NO+2NC 3-POLE, SI | 446.38
3RV1011-1DA10 | CIRCUIT-BREAKER SIZE S00, FOR MOTOR PROTECTION, CLASS 10, A-REL.2.2...3.2A, N-REL. 42A, SCREW TERMIN | 57.91
3RF2050-1AA24 | SEMICONDUCTOR RELAY 3RF2, 1-PH. WIDTH 45 MM, 50 A 48-460 V / 110-230 V AC SCREW TERMINAL | 51.15
5ST3611 | PIN BUSBAR, 10 SQMM CONNECTION: 3X(2-PHASE+HS/FS) SAFE-TO-TOUCH | 3.61
3RW4038-1TB04 | SIRIUS SOFT STARTER, S2, 72A, 37KW/400V, 40 DEGR., AC 200-480V, AC/DC 24V, SCREW TERMINALS, THERMIST | 1411.75
3RW4427-3BC45 | SIRIUS SOFT STARTER, VALUES WITH 500 V, 40 DEG., STANDARD: 93A, 55KW, INSIDE-DELTA CIRCUIT 3: 161A, | 6920.77
3RW4445-6BC35 | SIRIUS SOFT STARTER, VALUES WITH 575 V, 50 DEG., STANDARD: 280A, 250HP, INSIDE-DELTA CIRCUIT 3: 485A | 17661.69
5SY7506-8 | CIRCUIT BREAKER 230V 15KA, 1+N-POLE, D, 6A, D=70MM | 59.9
3RK1395-6KS41-1AD3 | SIRIUS MOTOR STARTER M200D TECHNOLOGY MODULE REVERSING STARTER MECHANICAL SWITCHING 3 400V AC/0,9KW; | 999.16
5SY4404-5 | CIRCUIT BREAKER 400V 10KA, 4-POLE, A, 4A, D=70MM | 201.01
8MF4091 | BOTTOM PLATE SUBDIVIDED FOR CUBICLE WXD = 900 X 600MM | 368.98
8WH2000-0AE03 | FEED-THROUGH TERMINAL WITH SPRING CONNECTION, SECTION: 1,5 SQMM, WIDTH: 4,2 MM, COLOR:GREEN | 1.2
5SJ4101-8HG41 | CIRCUIT BREAKER 240V 14KA, 1-POLE, D, 1A, D=70MM ACC. TO UL 489 | 53.71
5SY4615-7 | CIRCUIT BREAKER 400V 10KA, 3+N-POLE, C,1.6A, D=70MM | 84
7MF9408-6BA | ACCESSORY KIT SCREWS M10, FLAT SEATING RING, FLANGE CONNECTION WITH SCREWS M10, ONLY UP TO PN 160 | 5.06
BVP:261984 | BD2-1250-KR CABLE COMPARTMENTSUITABLE FOR C ABLE END ENTRY 1250A | 222.75
5SM2647-0 | FI- BLOCK F. LS-SWITCH 5SX6+7 TYPE AC(WS), DEPTH=70MM 80/100A 4 POLE IFN 0,3A 400V | 128.57
6SL3555-0PL00-2AA0 | SINAMICS G110D LOCAL/REMOTE SWITCH MOUNTED IN COVER | 263.83
8GK9601-3KK21 | ALPHA 630 DIN, COVER HEIGHT = 450MM, WIDTH = 500MM, CUTOUT 6X12MW MINIMUM ORDER QTY 10 UNITS | 53.13
3SE5234-0HC05-1AC4 | SIRIUS POSITION SWITCH; PLASTIC HOUSING ACC. TO EN50047, 31MM 1NO/1NC SNAP-ACTION CONTACTS INTEGRATE | 36.87
3TY7561-1EA00 | AUXILIARY CONTACT BLOCK FOR SIZE 2 TO 14 | 22.93
BVP:203247 | BD2-AK1/F TAP-OFF UNIT EMPTY | 129.73
6ES7154-1AA01-0AB0 | SIMATIC DP, PROFIBUS DP INTERFACE MODULE IM154-1 DP FOR ET 200PRO INCLUSIVE TERMINATING MODULE, CONN | 292.19
6ES7194-4AD00-0AA0 | SIMATIC DP, CONNECTING MODULE FOR PROFIBUS INTERFACE MODULES ET 200PRO; M12 / 7/8", 2 X M12 AND 2 X | 110.69
3TH4253-0AG2 | CONTACTOR RELAY 53E EN 50 011 5NO+3NC, SCREW TERMINALS AC OPERATION AC 50/60HZ 110V | 57.21
8MF2824-4R | CUBICLESYSTEM 8MF2000 HXWXD = 1800 X 1200 X 400MM FOR SIDE-BY-SIDE MOUNTING WITHOUT SIDE PANELS, IP | 2897.73
8WH8140-4AB25 | LABELS, TRANSV. 21 - 30 SIZE ZB8 | 0.11
8MF5086-4E | STANDARD CUBICLE 8MF5 HXWXD=2000X800X600 INDIVIDUAL MOUNTING NON-VENT., NOT ASSEM., SCREWED IP40 | 3148.89
6SL3700-0MX14-0AA3 | SINAMICS S120 CABINET MODULE AUXILIARY POWER SUPPLY MODULE 2AC 230V, 4KVA DC 24V, 20A CABINET UNIT I | 8242.72
3SE5112-0CA00 | BASIC SWITCH FOR POSITION SWITCH 3SE51, METAL ENCLOSURE, ACC. TO EN50041 DEVICE CONNECTION 1X (M20X1 | 29.71
3TC4817-0BB0 | CONTACTOR, SIZE 4, 2-POLE DC-3 AND 5,RATD.OPERAT.CURR.75A AUXILIARY CONTACTS 22 (2NO+2NC) AC OPERATI | 579.02
3TC4817-0LF4 | CONTACTOR SIZE 2 2-POLE DC-3 AND 5, 75A AT 750V AUXILIARY CONTACTS 21 (2NO+1NC) SETTING RANGE 0.7 TO | 760.65
5SD605 | DIAZED FUSE-LINK 750V DC RAILROAD PROPERTY PROTECTION CHARACTERISTICS FAST ACTING SIZE DIII, E33, 16 | 17.55
6SL3700-0WK36-3YV0 | MAIN SWITCH FOR SINAMICS V50 200KW + 250KW | 1491.62
8MF6288-4R | STANDARD CUBICLE 8MF6 HXWXD=2200X800X800 SIDE-BY-SIDE MOUNTING NON-VENT., ASSEM., WELDED IP40 | 2762.5
3RT1056-2NF36 | CONTACTOR, 90KW/400V/AC-3 AC(40...60HZ)/DC OPERATION UC 96-127V AUXILIARY CONTACTS 2NO+2NC 3-POLE, S | 623.6
6SL3325-1TE41-0AA3 | SINAMICS S120 MOTOR MODULE 3AC 380-480V, 50/60HZ OUTPUT: DC 510 - 750V, 985A RATED POWER: 560KW LIQU | 50776.91
8JK4100 | MOLDED PLASTIC BARRIER F. TERMINALS 8JK406 AND 8JK4061 | 8.78
4RB2070-3GA50 | POWER CAPACITOR PHICAP MKP 600V 7.0KVAR | 132.43
3RK1325-6LS71-3AA5 | SIRIUS MOTOR STARTER M200D AS-I COMMUNICATION: AS-INTERFACE REVERSING STARTER STANDARD ELECTRONIC SW | 1398.54
3NA7812 | LV HRC FUSE LINK GL/GG WITH NON-INSULATED GRIP LUGS WITH COMBINATION INDICATOR SIZE 000, 32A, AC 500 | 4.7
5ST3634 | PIN BUSBAR, 16 SQMM CONNECTION: 6X(1-PHASE+HS/FS) SAFE-TO-TOUCH | 1.82
8GK4557-3KK12 | ALPHA 400/630 DIN, KIT FOR FUSE SWITCH 3NP4370, 1XNH2 FOR MOUNTING PLATE H=450 W=250 | 209.97
3RT1265-6AD36 | VAC. CONTACTOR, 132KW/400V/AC-3 AC(40...60HZ)/DC OPERATION UC 42-48V AUXILIARY CONTACTS 2NO+2NC 3-PO | 1383.96
5SY7115-8 | CIRCUIT BREAKER 230/400V 15KA, 1-POLE, D, 1.6A, D=70MM | 30.81
5TG1104-4 | DELTA MIRO FRAME 4-FOLD GENUINE MATERIAL WOOD TYPE OF WOOD BEECH TREE DIMENSIONS 303X90MM | 117.45
3RT1466-6AV36 | CONTACTOR, 400A/AC-1 AC(40...60HZ)/DC OPERATION UC 380-420V AUXILIARY CONTACTS 2NO+2NC 3-POLE, SIZE | 913.51
5TG6213 | I-SYSTEM, TITANIUM WHITE ROCKER W. WINDOW, W. LAB. PLATE F.2-CIRCUIT/DUAL 2-WAY SWITCH F.PUSHB. 2FOL | 16.26
7MH7723-1HL | MWL MODULE RIGHT HAND GALVANIZED | 1876.56
3LD9250-2BA | N/PE TERMINAL CONTINUITY FOR FRONT MOUNTING FOR 63 A (ACCESSORIES FOR SWITCH 3LD2) | 11.51
6ES7195-1KA00-0XA0 | SIMATIC DP, EXPLOSION-PROOF PARTITION PLATE FOR ET 200M TO PLUG IN TO A BUS MODULE FUNCTION: INSERT/ | 34.12
3VL9800-8CB31 | ACCESSORIES FOR VL1200 UL, VL1600 UL, TERMINAL COVER IP30 STANDARD CONSISTING OF 2 COVERS 3-POLE | 186.43
5SU1674-8DK81 | RCBO SIQUENCE TYPE B,UNIVERS.CURRENT SENSITIV IFN 300MA, 10KA, 4POLIG D 125A SHORT-TIME DELAYED, 11M | 2236.68
3VL9200-4TA31 | ACCESSORY FOR VL150UL, (DG-FRAME) SCREW TERMINAL METRIC THREAD COMPRISING 3 TERMINALS | 36.97
3RK1911-2BF50 | EET 200PRO MS/RSM CONNECTOR SET SLEEVE HOUSING ANGLED HANQ4/2 WITH PIN INSERT 2.5MM2 FOR POWER TRANS | 69.27
8GK1423-8KK25 | ALPHA AS DIN FLOOR DISTR.BOARD IP55, SK I, RAL 7035 H=1950 W=550 D=400 INCL. BASE AND SHEET-STEEL DO | 1326
6FX2003-0AA50 | SIGNAL CONN., 50-WAY SUB-D SOCKET, SCREW-TYPE LOCKING, CABLE CLAMPING 5.5 - 12 MM, PACK = 3 UNITS | 145.89
5SY7525-8 | CIRCUIT BREAKER 230V 15KA, 1+N-POLE, D, 25A, D=70MM | 50.01
3RV1917-7B | MOUNTING RAIL 45 MM FOR MONTING ON 3-PHASE BUSBAR 3RV1917-1/4 | 1.48
6FX2001-5HS24 | ABSOLUTE VALUE ENCODER RESOLUTION 25 BIT WITH SSI, OPERAT. VOLT. 10-30 V SYNCHROFLANGE AXIAL FLANGE | 947.02
3NP5060-0CB10 | FUSE-SWITCH-DISCONNECTOR I=160A, U=690V, 3-POLE AUXILIARY SWITCH 1NO+1NC WITH CLAMP CONNECTION FUSE | 244.25
6ES7390-1BC00-0AA0 | SIMATIC S7-300, RAIL L=2000MM | 216.1
3RW4424-1BC35 | SIRIUS SOFT STARTER, VALUES WITH 575 V, 50 DEG., STANDARD: 42A, 30HP, INSIDE-DELTA CIRCUIT 3: 73A, 6 | 5206.94
3TH4382-0AP0 | CONTACTOR RELAY 82E EN 50 011 8NO+2NC, SCREW TERMINALS AC OPERATION AC 230/220V 50HZ, 276/264V 60HZ | 86.38
A5E02199115 | ACCESSORIES WELD-IN CONNECTION TRI-CLAMP (BS 4825-1) 1 INCH, DO 25.4MM, (P GASKET) | 369.29
A5E02330086 | LOAD CELL'WFDR' 12KG,SS | 1866.77
3RF2420-2AC55 | SEMI-CONDUCTOR CONTAC.3-PH.3RF2 AC51 20A 40 DEG. C 48-600V / 230V AC 3-PHASE CONTROLLED SPRING-LOADE | 194.97
6ES7960-1AA04-5KA0 | SIMATIC S7-400H, PATCH CABLE FO 10M FOR SYNC-MODULE | 203.67
8GS4012-7 | ALPHA-ZS, 2 STANDARD RAILS FOR UPPER AND LOWER CONN. COMPARTMENT | 30.86
3RT1064-6AD36 | CONTACTOR, 110KW/400V/AC-3 AC(40...60HZ)/DC OPERATION UC 42-48V AUXILIARY CONTACTS 2NO+2NC 3-POLE, S | 634.56
3RN1010-2BB00 | THERMISTOR MOTOR PROTECTION STANDARD EVALUATION UNIT, AUTORESET, 2W,AC/DC24V, SPRING-LOADED TERMINAL | 154.47
3RW4024-1TB05 | SIRIUS SOFT STARTER, S0, 12.5A, 7.5KW/500V, 40 DEGR., AC 400-600V, AC/DC 24V, SCREW TERMINALS, THERM | 678.93
3NA6124-4 | LV HRC FUSE LINK GL/GG WITH INSULATED GRIP LUGS WITH COMBINATION INDICATOR SIZE 1, 80A, AC 400V | 17.07
3RS1800-1BW00 | COUPLING RELAY IM INDUSTRY-STANDARD ENCLOSURE 2 CHANGEOVER CONTACTS WIDE VOLTAGE RANGE 24 V TO 240 V | 93.06
6FX2003-0LA20 | POWER CONNECTOR SIZE 3 6-POLE PIN, EXT. THREAD CORE SECTION 10 - 50 SQMM CONTACTS NOT DELIVERED 6FX2 | 393.89
6GK5798-8MD00-0AM1 | IWLAN RCOAX SPACER 85MM FOR RCOAX CABLE CLIP 1/2" 100 PIECES SPACER 85MM FOR RCOAX CABLE CLIP 1/2" | 644.91
4AV2102-2EB00-0A | POWER SUPPLY; PHASES:1; PN(KW):0,024; UPRI(V):230-115; USEC(V DC):24; ISEC(A DC):1/1,2 (60/40 CEL); | 219.59
8GK9910-0KK23 | ALPHA, CIRCUIT-DIAGRAM POCKET DIN A4, TRANSPARENT FOIL | 7.83
3SE5115-0QV10-1AD1 | SAFETY POS. SWITCH W. SEPARATE ACTUATOR,METAL ENCLOSURE 40MM, EN 50041, 1NO/2NC SLOW-ACTION CONTACTS | 142.47
8MF2024-4R | CUBICLESYSTEM 8MF2000 HXWXD = 2000 X 1200 X 400MM FOR SIDE-BY-SIDE MOUNTING WITHOUT SIDE PANELS, IP | 3032.98
3NW6301-1 | CYLINDRICAL FUSE GG ACC. TO FRENCH STANDARD (NFC) WITHOUT INDICATOR SIZE 8.5X31.5MM, 400V 6A | 4.81
3RK1325-6LS71-2AA0 | SIRIUS MOTOR STARTER M200D AS-I COMMUNICATION: AS-INTERFACE DIRECT ON-LINE STARTER STANDARD ELECTRON | 1087.91
3TK1957-0A | ARC CHUTES 1 ARC CHUTE, 4-POLE 3TK17 | 551.77
4AM4042-4TJ10-0FD0 | TRANSFORMER SITAS; PHASES:1; PN/PN(S6)(KVA):0,2 /0,85; UPRI(V):230+/-5%; USEC(V):110; ISEC(A):1,82; | 440.6
3RW4024-1BB14 | SIRIUS SOFT STARTER, S0, 12.5A, 5.5KW/400V, 40 DEGR., AC 200-480V, AC/DC 110-230V, SCREW TERMINALS | 460.76
3NP1133-1BC20 | FUSE-SWITCH-DISCONNECTOR 3-POLE, NH00, 160A 60MM BUSBAR SYSTEM COVER LEVEL 32/70 MM BOX TERMINAL | 95.96
5SY8424-8BB08 | CIRCUIT BREAKER 400V 25KA, 4-POLE, 12.5A, D=70MM ONLY MAGNETIC TRIPPING | 157.69
3RA6932-0A | CONNECTING CABLE, 10-POLE, 8 MM | 26.69
3NC8423-0C | SITOR FUSE-LINK FOR SEMICONDUCTOR PROTECTION 150A GR 690V SIZE 3 CONNECTION CONTACT INDICATOR 110MM | 206.25
3LD2264-0TB51 | MAIN CONTROL SWITCH 3-POLE IU=32, P/AC-23A AT 400V=11,5KW 1 N-TERMINAL + 1 PE-TERMINAL ENCAPSUL.IN M | 49.14
3NJ6940-3BJ21 | ACCESSORY FOR IN-LINE FUSE SWITCH DISCONNECT. PLUG-IN, CURRENT TRANSFORMER 400/5A, CL.1, 5 VA | 57.94
8MF6088-4R | STANDARD CUBICLE 8MF6 HXWXD=2000X800X800 SIDE-BY-SIDE MOUNTING NON-VENT., ASSEM., WELDED IP40 | 2685.25
7MC2998-1CB | WASHERS (100 WASHERS) FOR TERMINAL BLOCK | 79.77
7ME3951-0LJ00 | TRANSDUCER FOR PORTABLE METER VERSION, NO APPROVAL LIQUID FLOW:A3H(HIGH PRECISION) LEGACY PART NUMBE | 2332.23
BVP:261790 | BD2C-3-1250-WO-1W* OPTIONAL LENGTH 0,50M-1,24M 125 0A, N + PE, WITHOUT TAP OFFS | 2843.05
6ES7195-0BD34-0XA0 | DP, ASIC SPC 3 STEP C LEADFREE FOR PROFIBUS DP, MAX. 12 MBAUD 4800 PCS. | 85388.46
8PQ1204-4BA05 | SIVACON S4 CONNECTING KIT CUBICLE | 24.36
3TH4373-0AK6 | CONTACTOR RELAY 73E EN 50 011 7NO+3NC, SCREW TERMINALS AC OPERATION AC 120V 60HZ/AC 110V 50HZ | 86.38
8GK4853-0KK20 | ALPHA 400/630 CROSSBEAM W=500MM | 27.81
5SJ4316-7HG42 | CIRCUIT BREAKER 10KA, 3POLE, C, 16A ACC. TO UL 489 - 480Y/277V | 153.45
5SY4363-8 | CIRCUIT BREAKER 400V 10KA, 3-POLE, D, 63A, D=70MM | 59.46
4AM3842-5AN00-0EA0 | TRANSFORMER SITAS; PHASES:1; PN/PN(S6)(KVA):0,16 /0,49; UPRI(V):400+/-5%; USEC(V):24; ISEC(A):6,67; | 158.68
BVP:261876 | BD2A-1000-LH-X*/Y* KNEE BACKSIDE X/Y 0,36M-1,25M 500A-1000A | 2750.03
7ML1930-1BT | RD200 RS422/485 SERIAL ADAPTER | 127.68
7ND4801-7BM | 8 CH ANALOG INPUT FOR SIREC D300/400 | 4204.31
8WH8121-3AB15 | LABELS, FLAT, LONGIT. 11 - 20 SIZE ZBF6 | 0.08
FDK:087L6001 | MAG8000 ACCESSORIES FLOW TOOL CONFIGURATION SOFTWARE CD | 248.16
5TG6207 | I-SYSTEM, TITANIUM WHITE ROCKER W. BELL SYMBOL FOR PUSHB., 55X55MM | 4.68
5TG2010 | I-SYSTEM,TITANIUM WHITE MODULE CARRIER,2FOLD INCL.INTERMED. FRAME SCREW FIXING | 7.05
3RT1916-4KA1 | SOLDER-TYPE PIN ADAPTER FOR CONTACTORS, WITH ONE INTEGRATED AUXILIARY CONTACT, FOR 3RT101.1., | 3.23
6SL3730-6TE37-3AA3 | SINAMICS S120 CABINET MODULE SMART LINE MODULE WITH CIM+CU320-2 3AC 380-480V, 50/60HZ OUTPUT: DC 51 | 24522.43
5SY4606-7 | CIRCUIT BREAKER 400V 10KA, 3+N-POLE, C, 6A, D=70MM | 73.11
6AV6574-1AF04-4AA0 | WALL BRACKET FOR MOBILE PANELS | 183.9
BVP:261761 | BD2C-3-400-WB-3W* OPTIONAL LENGTH 2,26M-3,24M 400 A, N + PE, 8-12 TAP OFFS | 2336.36
5TG1101-2 | DELTA MIRO FRAME 1-FOLD GENUINE MATERIAL WOOD TYPE OF WOOD RED MAPLE DIMENSIONS 90X90MM | 31.85
4EP3800-2US00 | MAINS CHOKE F.FU; PHASES:3; UN1(V):480; ITHMAX 1(A) / F1(HZ):50 /60; I LN (A):45; UK(%):2; LN(MH):0, | 813.58
8MR2122-4AC | COMPACT HEATER BLOWER HGL 046 48V, 250W | 248.25
3RT1055-6NF36 | CONTACTOR, 75KW/400V/AC-3, AC(40...60HZ)/DC OPERATION UC 96...127V AUXIL. CONTACTS 2NO+2NC 3-POLE, S | 508.18
8MF5296-5R | STANDARD CUBICLE 8MF5 HXWXD=2200X900X600 SIDE-BY-SIDE MOUNTING NON-VENT., NOT ASSEM., SCREWED IP54 | 3206.83
6SL3162-6FB00-0AA0 | SINAMICS THERMAL CONDUCTION FILM FOR 50 MM COLD-PLATE LINE/MOTOR MODULE | 11.17
3RA6250-1AB33 | SIRIUS, COMPACT STARTER, REVERSING STARTER 690 V, 24 V AC/DC, 50 ... 60 HZ, 0.1 ... 0.4 A, IP20, MAI | 955.63
3RK1903-0AJ00 | 30 MM POWER BUS BRIDGE PE/N FOR ET 200S | 45.49
8WH2003-6CF00 | ISOLATING BLADE TERMINAL WITH SPRING CONNECTION, 3 CONNECT. POINTS SECTION: 0.08 - 2.5 MM2, WIDTH: 5 | 4.54
3RS1030-1DW10 | TEMPERATURE MONITORING RELAY FOR PT100, UNDERSHOOTING OF 2 THRESH. VAL., WIDTH 22ND5 MM 0 C-100 C, 1 | 336.78
3ND1832 | LV HRC FUSE LINK A.M. W.NON-INSULATED GRIPPING LUGS SIZE 00, 125A, 500V | 14.04
3NJ6930-3BF21 | ACCESSORY FOR IN-LINE FUSE SWITCH DISCONNECT. PLUG-IN, CURRENT TRANSFORMER 200/5A, CL.1, 2.5 VA | 54.36
3RW4455-6BC44 | SIRIUS SOFT STARTER, VALUES AT 400V, 40DEG., STANDARD: 693A, 400KW, INSIDE-DELTA CIRCUIT 3: 1200A, 7 | 32314.35
3TF6833-1QL7-ZA02 | CONTACTOR SIZE 14 3-POLE AC-3 335 KW, 400/380 V (690 V) AUX. SWITCH 33 (3NO+3NC) MOUNTED RECTIFIER B | 4310.98
5SJ4330-7HG41 | CIRCUIT BREAKER 240V 14KA, 3-POLE, C, 30A, D=70MM ACC. TO UL 489 | 189.15
7MF9408-5CA | ACCESSORY KIT 2 SCREWS 7/16-20 UNF X 1 1/2 INCH. 2 WASHERS, 1 O-RING (FPM 90) | 12.66
6AV6618-7ED01-3AB0 | WINCC FLEXIBLE /ARCHIVES FOR WINCC FLEXIBLE RUNTIME, RUNTIME SW, SINGLE LICENSE, LICENSE KEY ON USB | 963.51
3WL9111-0AH08-0AA0 | ACCESSORIES CIRCUIT BREAKER 3WL SIGNAL SWITCH FOR SPRING STORAGE STATE | 155.55
5TG1202-1 | DELTA MIRO GLASS FRAME 2-FOLD REAL GLASS WHITE 161X90MM | 75.23
3SE5322-0SJ22 | SAFETY POSITION SWITCHES WITH SOLENOID INTERLOCKING LOCK. FORCE 1300N,5 APPR. DIR. PLASTIC ENCLOSURE | 335.06
5ST3020-0HG | FAULT SIGNAL CONTACT 1NO+1NC, FOR MCB ACC.UL489 | 34.65
8MF4040 | BASE FOR CUBICLE WXD = 900 X 400MM HEIGHT 200MM | 450.13
5TG8061 | CAP-SET FOR PUSHBUTTON D=70MM SET W.PER 5XRED/TRANSPARENT | 5.51
8MF4660 | MOUNTING PLATE HXW=1800X600 | 303.31
6XV1830-7BN10 | SIMATIC NET,PROFIBUS ECOFAST HYBRID CABLE, 2XCU 0.64 MM, 4XCU 1.5 SQMM, CABLE PREASSEMBLED WITH ECOF | 214.03
3SE5234-1RV40-1AF3 | SAFETY POS. SWITCH W. SEPARATE ACTUATOR,PLASTIC ENCLOSURE 31MM;TO EN50047, 1NO/1NC SLOW-ACTION CONTA | 81.33
3SE5242-0HK62-1AJ0 | SIRIUS POSITION SWITCH, PLASTIC 50MM, INCREASED CORROSION PROTECTION, DEVICE CONNECTION 2X (M20X1.5) | 58.55
3SE5232-0HF10 | SIRIUS POSITION SWITCH; PLASTIC HOUSING ACC. TO EN50047, 31MM DEVICE CONNECTION 1X(M20X1.5); 1NO/1NC | 27.94
5SY4513-6 | CIRCUIT BREAKER 230V 10KA, 1+N-POLE, B, 13A, D=70MM | 20.68
5SY4108-5 | CIRCUIT BREAKER 230/400V 10KA, 1-POLE, A, 8A, D=70MM | 36.21
4RB2020-3EB50 | POWER CAPACITOR PHICAP MKP 415V 2.0KVAR | 40.61
PBD:25501K0100A | 100MM (4") HORN ANTENNA EXTENSION KIT | 590.25
5ST3805-1 | HANDLE CONNECTOR FOR FI/LS-PROTECTORS D=70 MM F. MOUNTING ADDITIONAL COMPON. (1 SET = 5 PIECES IN PO | 8.2
5SY7113-6 | CIRCUIT BREAKER 230/400V 15KA, 1-POLE, B, 13A, D=70MM | 11.93
7MH3110-2BA1 | SET OF 2 ROUND-HEAD BOLT GUIDES MAX. LOAD IN AXIAL DIRECTION 250 KN, WITH 2 OUTER BEARING BLOCKS | 3920.41
5SY7225-6 | CIRCUIT BREAKER 400V 15KA, 2-POLE, B, 25A, D=70MM | 30.48
4RB5250-3EB50 | POWER CAPACITOR PHASECAP MKK 415V 25.0KVAR | 468.42
3RK1301-0AB13-1AA4 | F-RS1E-X FOR ET 200S FAILSAFE REVERSING STARTER SETTING RANGE 0.3...3A MECHANICAL SWITCHING ELECTRON | 1520.97
5UB4711 | DELTA FLAT IP44, SM DARK GRAY/LIGHT GRAY SCHUKO OUTLET 10/16A 250V W. SCREWLESS TERMINALS W. HINGED | 11.62
3NP1143-1DA20 | FUSE-SWITCH-DISCONNECTOR 3-POLE, NH1, 250A MOUNTING PLATE CONSTRUCTION COVER LEVEL 70 MM BOX TERMINA | 200.53
5SJ4313-8HG41 | CIRCUIT BREAKER 240V 14KA, 3-POLE, D, 13A, D=70MM ACC. TO UL 489 | 179.28
3WL9111-0AN44-0AA0 | ACCESSORIES CIRCUIT BREAKER 3WL SPACER FOR 4 FRONT AND STANDARD TERMINAL BAR SIZE 1, 4POLE IEC | 307.1
A5E02054633 | ACCESSORIES WELD-IN CONNECTION DN15 (DIN 11850)/(ISO 2037 (SMS3008)) SENSOR SIZE DN15 (P GASKET) | 301.23
3RW4027-1BB15 | SIRIUS SOFT STARTER, S0, 32A, 18.5KW/500V, 40 DEGR., AC 400-600V, AC/DC 110-230V, SCREW TERMINALS | 754.88
8WH9040-1DB00 | PLUG-IN COUPLING LEFT ELEMENT CAN BE JUMPERED, CAN BE SELF-PREASSEMBLED, WITH SPRING CONNECTION SECT | 1.69
3VL9300-4TD40 | ACCESSORY FOR VL250, TERMINAL FOR CABLE (CU OR AL) SET OF 4 PCS 4 POLE | 46.04
6AG1195-7HB00-7XA0 | SIPLUS ET200M ACTIVE BUS MODULE 2X 40MM MODULE -25 ... +70 DEGREES C BASED ON 6ES7195-7HB00-0XA0 | 479.31
8WH8121-1AB25 | LABELS, FLAT, LONGIT. 21 - 30 SIZE ZBF4 | 0.08
5UB1916 | I-SYSTEM, TITANIUM WHITE SCHUKO SOCKET OUTL. 10/16A 250V W. SCREWLESS TERMINALS W. INCREASED TOUCH P | 35.83
6ES7860-1AA10-0YX0 | SIMATIC S7,MOD.PID CTRL,FB V5.1 SINGLE LICENSE F.1 INSTALLATION R-SW, SW AND DOCU. ON CD, CLASS A, 2 | 1613.98
6SE7022-6ES87-1FE0 | SIMOVERT MASTERDRIVES OUTPUT REACTOR FMAX = 120HZ, FP = 3KHZ 3 380-460V AC 25.5A | 524.81
3RW4434-2BC46 | SIRIUS SOFT STARTER, VALUES WITH 690 V, 40 DEG., STANDARD: 113A, 110KW, INSIDE-DELTA CIRCUIT 3: ONLY | 8726.18
6SL3163-1AH00-0AA0 | SINAMICS SHIELD CONNECTION SHEET FOR ACTIVE INTERFACE MODULE 55 KW | 35.41
3NH3320 | LV HRC FUSE BASE 690V(1000V) SINGLE-POLE, 400A, SIZE 2 DOUBLE BUSBAR CONNECTION | 79.23
3RK1395-6LS71-1AD3 | SIRIUS MOTOR STARTER M200D TECHNOLOGY MODULE REVERSING STARTER ELECTRONICAL SWITCHING 3 400V AC/5,5K | 1180.71
3VL9680-8TC00 | ACCESSORY FOR VL800, CURRENT TRANSFORMER FOR OVERLOAD PROTECTION OF THE N-CONDUCTOR AND FOR EARTH-FA | 624.71
3RK1400-1BQ20-0AA3 | AS-INTERFACE COMPACT MOD. K45, IP67, DIGITAL, 2 IN-/OUTPUTS, 2X1 INPUT, 200MA MAX., PNP, 2 X 1OUTP., | 235.32
3NE3224 | SITOR FUSE-LINK SIZE 1 160A, AC 1000V | 89.36
5UH1205 | I-SYSTEM, ELECTRIC WHITE COVER PLATE W. HINGED LID 55X55MM F. SCHUKO OUTLETS | 10.57
3TH4271-0LF4 | AUX. CONTACTOR 44 E DIN EN 50011 7NO+1NC, SCREW CONNECTION CONNECTED W. VARISTOR DC SOLENOID SYSTEM | 106.75
3VL9300-4PF00 | ACCESSORIES FOR VL 160/250 TRIGGER PIN + SPRING | 35.98
7MC2021-4CA | JACKET THERMOCOUPLE CONNECTION HEAD FORM B JACKET DIAMETER 6.0 MM; MAT. NO. 1.4541 1 THERMOC. ELEMEN | 139.26
3RX9015-0AA00 | AS-I CABLE TRAPEZOIDAL, YELLOW, TPE, OIL-RESISTANT, 2 X 1,5QMM, 100M, 1 PIECE = 100M, MARINE APPROVA | 816.45
3LD2254-1TL53 | MAIN/EMERG. STOP SWITCH 4-POLE IU=32, P/AC-23A AT 400V=11.5KW FRONT MOUNTING CENTER HOLE MOUNTING RO | 42.09
8MF5268-5E | STANDARD CUBICLE 8MF5 HXWXD=2200X600X800 INDIVIDUAL MOUNTING NON-VENT., NOT ASSEM., SCREWED IP54 | 3573.88
5SY4504-5 | CIRCUIT BREAKER 230V 10KA, 1+N-POLE, A, 4A, D=70MM | 68.96
5TG7816 | DELTA PROFIL, TITANIUM WHITE ROCKER W. LAB. PLATE F.UNIVERSAL SWITCH CO/OFF F. INTERMEDIATE AND OFF | 9.55
5SY7220-8 | CIRCUIT BREAKER 400V 15KA, 2-POLE, D, 20A, D=70MM | 47
5SY4620-6 | CIRCUIT BREAKER 400V 10KA, 3+N-POLE, B, 20A, D=70MM | 60.45
3RW4443-2BC34 | SIRIUS SOFT STARTER, VALUES WITH 460 V, 50 DEG., STANDARD: 180A, 125HP, INSIDE-DELTA CIRCUIT 3: 312A | 10989.5
5SY7425-8 | CIRCUIT BREAKER 400V 15KA, 4-POLE, D, 25A, D=70MM | 92.98
3RK1100-1CG00-0AA2 | AS-INTERFACE MODULE SLIMLINE S22.5, DIGITAL, 4A, IP20, 4 X 1 OUTP.,ELECTR., 1A, DC 24V SCREW-TYPE TE | 414.68
3RS1142-2GD80 | TEMPERATURE MONITORING RELAY THERMOCOUPLE J,K,T,E,N,S,R,B, 2 THRESHOLDS, DIGITAL, -99 DEGREES C TO 1 | 432.36
8GK9910-0KK00 | ALPHA DIN, COVER STRIP | 2.37
4RB2020-3EJ50 | POWER CAPACITOR PHICAP MKP 480V 2.0KVAR | 40.61
A5E01181647 | 10M.(33FT)CABLE KIT WITH STANDARD COIL CABLE, 3 X 1.5 MM2/ 18 GAGE WITH SHIELD PVC AND ELECTRODE CAB | 177.84
6XV1830-7BN50 | SIMATIC NET, PROFIBUS ECOFAST HYBRID CABLE, 2XCU 0.64 MM, 4XCU 1.5 SQMM, CABLE PREASSEMBLED WITH ECO | 917.27
3RK4340-3FR51-0BA0 | SIRIUS MCU MOTOR STARTER EN.DEGR. OF PROTEC.IP55 PLASTIC COMMUNICATION WITHOUT ELECTROMECHANICAL SWI | 509.65
8GK9510-6KK20 | ALPHA 400DIN DOOR AS SPARE PART SINGLE DOOR H=950 MM, W=500 MM INCL. CLOSING EQUIPMENT AP, IP43,55, | 159.72
3WL9111-0AN14-0AA0 | ACCESSORIES CIRCUIT BREAKER 3WL MAIN CONDUCTOR CONN. 1 OFF WITHDRAW. CIRC. BREAKER SZ III FRONT CONN | 366.45
4AM3242-8DN00-0EA0 | TRANSFORMER SITAS; PHASES:1; PN/PN(S6)(KVA):0,063 /0,19; UPRI(V):550-525-500-480-460- 440-415-400-38 | 171.4
3NX2024 | PHASE AND END BARRIERS FOR LV H RC FUSE BASES, SIZE 1 | 8.61
5WG1287-2AB14 | WALL SWITCH QUADRUPLE, WITH LED AND TEMPERATURE SENSOR UP 287/4 DELTA STYLE TITANIUM WHITE | 396.32
8GK4751-4KK33 | ALPHA 630 DIN, ASSEMBLY KIT F. 14-IN-LINE FUSE SWITCH DISC.N 3NJ4 SZ.00, H=600 W=750 | 292.34
5SY4130-7 | CIRCUIT BREAKER 230/400V 10KA, 1-POLE, C, 30A, D=70MM | 16.95
5SY4116-5 | CIRCUIT BREAKER 230/400V 10KA, 1-POLE, A, 16A, D=70MM | 30.1
5SY4550-6 | CIRCUIT BREAKER 230V 10KA, 1+N-POLE, B, 50A, D=70MM | 41.13
8MF4127 | SIDE PANEL FOR CUBICLE HXD = 1800 X 800MM DEGREE OF PROTECTION IP54 | 359.3
5ST3770-5 | PIN BUSBAR, 16SQMM 16MW, 4PHASES, SLICEABLE RCCB 4P N RIGHT AND 6 MCB 1P+N SAFE TO TOUCH | 15.28
3SB2304-2F | LAMPHOLDER W2 X 4.6D, WITH INCANDESCENT LAMP 6V, WITH HOLDER | 6.84
5SY8404-8 | CIRCUIT BREAKER 400V 25KA, 4POLE, D, 4A, D=70MM | 126.66
3TY6563-0BB4 | COIL F.3TB56,3TC56 CONTACTORS DC 24V | 369
BVP:261860 | BD2A-400-LH-Y*-G* KNEE BACKSIDE X 0,36M / Y 0,36M -1,25M 160A-400A WINKEL 85 GRAD -175 GRAD | 1275.28
PBD:20377-321 | FLOWGUIDE, E40, DIN 150, MILD STEEL,POWDER COATED | 926.93
3RW4436-6BC46 | SIRIUS SOFT STARTER, VALUES WITH 690 V, 40 DEG., STANDARD: 162A, 160KW, INSIDE-DELTA CIRCUIT 3: ONLY | 12572.51
8GK1121-6KK32 | ALPHA 400 DIN, WALL-MOUNTING DISTRIBUTOR, UP-CUBICLE, RAL 9016, IP31, SK1, H=1250 W=800 D=210 | 763.43
5TT5800-8 | INSTA CONTACTOR 0/1 AUTOMATIC WITH 2 MAKE CONTACTS CONTACT FOR 230, 400 V AC, 20 A TRIGGERING 24 V A | 49.82
6FX2001-2HF00 | SIMODRIVE (ACCESSORIES) INCR. ROTARY ENCODER W. RS 422 (TTL), 5000 PULSES, SYNCHRON. FLANGE, 6 MM SH | 366.56
6ES7971-1AA00-0AA0 | SIMATIC S7, BACKUP BATTERY (LI) 3.6V/MIN. 0.85AH, FOR FOR S7-300 CPUS AND S5-90U | 35.75
A5E02218299 | ACCESSORIES THREADED CONNECTION (DIN 11851, ISO 2853 AND BS 4825-4) DN50, (P GASKET) | 699.56
3NJ4123-3BF01 | IN-LINE FUSE SWITCH DISCONNECTOR 3-POLE SWITCHABLE, SIZE 1, I=250A , U=690V, SCREW TERMINAL M 10 NEW | 263.12
3RT1956-7B | ARCING CHAMBER FOR MOD.S6 F. CONTACTOR 3RT1456, 250A/AC-1 | 97.09
BVP:034254 | BD01-40-2-0,5 2M 40A BUSBAR TRUNKING | 200.72
3VL9400-4TA40 | ACCESSORY FOR VL400, NUT PLATE METRIC CONSISTS OF 4 PIECES SET OF 4 PCS 4 POLE | 105.31
3NA7242 | LV HRC FUSE LINK GL/GG WITH NON-INSULATED GRIP LUGS WITH COMBINATION INDICATOR SIZE 2, 224A, AC 500V | 14.04
6DL2804-0DD50 | EX-DEVICE MADE OF STAINLESS STEEL, IP65. EMPTY CABINET READY FOR INSTALLATION OF ET200ISP. EQUIPMENT | 5391.55
6DR2805-8A | COLD JUNCTION TERMINAL | 85.57
3LD2050-0TK13 | MAIN/EMERG. STOP SWITCH 3-POLE IU=16, P/AC-23A AT 400V=7.5KW FRONT MOUNTING CENTER HOLE MOUNTING KNO | 25.78
3NW7024 | BUILT-IN FUSE BASE WITH SIGNAL DETECTOR FOR CYLINDRICAL FUSES SIZE 10X38MM 32A, 2-POLE | 28.02
8GK9910-1KK85 | ALPHA BIG-PACK RAIL SUPPORT FOR 4 RAILS, DESIGNED FOR 15MM RAIL AND SUPPORT, LONG VERSION (1 SET = 2 | 210.95
7KT1202 | CURRENT TRANSFORMER AC 3X150/5A, DEPTH=70MM | 151.29
3RH1921-1JA11 | AUX. SWITCH BLOCK, 1 NO+1 NC, DIN EN50012, LATERALLY, 10 MM SCREW CONNECTION, SIZE S3...S12 FOR MOTO | 10
3NE1447-2 | SITOR FUSE-LINK UTILIZ. CATEGORY GR, DIN 43620 670A , AC 690 V ,(SIZE 3) | 246.52
6SL3320-1TG31-0AA3 | SINAMICS S120 SINGLE MOTOR MODULE INPUT: DC 675 V - 1035V OUTPUT: 3AC 500 V - 690V, 100A FRAME SIZE: | 12825.55
3NA3250-6 | LV HRC FUSE LINK GL/GG WITH NON-INSULATED GRIP LUGS WITH FRONT INDICATOR SIZE 2, 300A, AC 690V/DC 44 | 63.79
3RK1301-0HB00-1AA2 | RS1-X FOR ET 200S ELECTRO-MECH. REVERS. STARTER, EXPANDABLE SETTING RANGE 0.55...0.80A AC-3, 0.21KW/ | 627.04
3NC1491-5 | SITOR FUSE DISCONNECTOR WITH ALARM SWITCH | 54.99
5SY4111-7 | CIRCUIT BREAKER 230/400V 10KA, 1-POLE, C, 5A, D=70MM | 12.69
5SY7213-7 | CIRCUIT BREAKER 400V 15KA, 2-POLE, C, 13A, D=70MM | 61.47
3RP1505-1AW30 | TIME RELAY, MULTI-FUNCTION 1 CHANGEOVER, 8 FUNCTIONS, 15 TIME SETTING RANGES AC/DC 24... 240 V, WITH | 291.2
4AV3601-2EB00-0C | POWER SUPPLY; PHASES:3; PN(KW):1,92; UPRI(V):500-400(415); USEC(V DC):24; ISEC(A DC):80/96 (60/40 CE | 2597.13
6SE6400-0PA00-0AA0 | MICROMASTER 4 PC - AOP MOUNTING KIT | 360.62
3RK1903-1CB00 | PM-X F. MOTOR STARTER CONNECTION MODULE UP TO SAFETY CAT. 4 EN954-1 FOR FEEDBACK CIRCUIT AND INCOMIN | 103.74
5ST3610 | PIN BUSBAR, 10 SQMM CONNECTION: 2X(2-PHASE+HS/FS) SAFE-TO-TOUCH | 1.86
5SY7150-6 | CIRCUIT BREAKER 230/400V 15KA, 1-POLE, B, 50A, D=70MM | 23.21
8WH2000-0AJ01 | FEED-THROUGH TERMINAL WITH SPRING CONNECTION, SECTION: 1.5 - 10 MM2, WIDTH: 10 MM, COLOR:BLUE | 3.14
3VL9120-4TN31 | ACCESSORY FOR VL160X BOX TERMINALS COMPRISES 3 BOX TERMINALS AND TERMINAL COVER 3-POLE | 111.86
3TX7522-3U | SURGE SUPPRESSOR RC ELEMENT FOR SNAPPING ON AC 240 TO 400V FOR CONTACTORS SIZE 8 TO 12 | 21.8
8MF5288-5E | STANDARD CUBICLE 8MF5 HXWXD=2200X800X800 INDIVIDUAL MOUNTING NON-VENT., NOT ASSEM., SCREWED IP54 | 3902.28
3RK1301-0EB00-1AA2 | RS1-X FOR ET 200S ELECTRO-MECH. REVERS. STARTER, EXPANDABLE SETTING RANGE 0.28...0.40A AC-3, 0.10KW/ | 627.04
3VL9800-1UU00 | ACCESSORY FOR VL630, VL800, VL1250, VL1600, UNDERVOLTAGE RELEASE 48 V DC RIGHT POLE ONLY | 267.54
3RS1121-1DD40 | TEMPERATURE MONITORING RELAY THERMOCOUPLE TYP K, EXCEEDING 2 THRESH. VAL., WIDTH 22ND5 MM 500 C - 10 | 305.12
3RG9002-0DA00 | ACTUATOR SENSOR INTERFACE F90 4I/40 APPLICATION MODULE, IP20 4X1 INPUT 200 MA, PNP 4X1 OUTPUT,ELECTR | 295.58
3WL9111-0AA21-0AA0 | ACCESSORIES CIRCUIT BREAKER 3WL EXT. CURRENT TRANSFORMERS SZ.I F. N-COND.PROT. ROGOWSKI CONVRTR. WIT | 668.74
BVP:261488 | BD2A-3-400-SB-2 STANDARD LENGTH 2,25M 400A, N + PE, 8 TAP OFFS | 1065.98
6SE6440-2AD33-0EA1 | MICROMASTER 440 WITH BUILT-IN CLASS A FILTER 3AC 380-480 V +10/-10% 47-63 HZ CONSTANT TORQUE POWER 3 | 14005.46
5UB1945 | I-SYSTEM SCHUKO SOCKET OUTLET W. OVERVOLTAGE PROTECTION AND INCR. TOUCH PROT., W. LABEL AND STATUS D | 199.89
6RA8013-6DV62-0AA0 | SINAMICS DCM DC CONVERTER FOR FOUR-QUADRANT DRIVES CONNECTION (B6) A (B6) C INPUT: 3-PHASE AC 400V, | 2689.48
6FX2003-8LB50 | SET OF SOCKET CONTACTS (POWER CONNECTOR SIZE 3) 5X POWER CONTACTS 50 SQMM, 3X BRAKE CONTACTS 1-2.5 S | 173.83
6SL3224-0XE41-6UA0 | SINAMICS G120 POWER MODULE PM240 WITHOUT FILTER WITHOUT BULT IN BRAKING CHOPPER 3AC380-480V +10/-10% | 28857.76
3SE5000-0AF13 | ACTUATOR HEAD FOR POSITION SWITCH 3SE51/52 ANGULAR ROLLER LEVER MADE OF STAINLESS STEEL WITH STAINLE | 22.06
FDK:083N8498 | MAG 3100 E FLANGE 80MM, PN6 HAST C | 1358.3
8MF2266-5E | CUBICLESYSTEM 8MF2000 HXWXD = 2200 X 600 X 600MM FOR INDIVIDUAL MOUNTING WITH SIDE PANELS, IP 54 | 3129.55
3RW4454-2BC46 | SIRIUS SOFT STARTER, VALUES AT 690V, 40DEG., STANDARD: 615A, 630KW, INSIDE-DELTA CIRCUIT 3: ONLY UP | 37154.97
3SB2901-4QE | INSCRIPTION PLATE FOR PUSHBUTTON AND ILLUMINATED PUSHBUTTON, FLAT, CLEAR WITH BLACK LETTERING, WITH | 0.72
3NA3360-6 | LV HRC FUSE LINK GL/GG WITH NON-INSULATED GRIP LUGS WITH FRONT INDICATOR SIZE 3, 400A, AC 690V/DC 44 | 86.56
5TA4708 | DELTA FLAT IP44, SM DARK GRAY/LIGHT GRAY DUAL 2-WAY SWITCH 10A 250V, 66X75MM | 28.01
A5E00826936 | LOADCELL,MUS-SD,50KG,NICKLE PLATED, MILD STEEL,METRIC | 553.87
8WA1011-2BG11 | TWO-TIER TERMINAL THERMOPLASTIC SCREW TERMINAL ON BOTH ENDS 2POLE, BLUE, 6.5MM, SZ 4 2 SEPARATE CONN | 5.61
6ES7973-1HD10-0AA0 | SIMATIC S7-400, SPARE PART FUSE KIT FOR DIGITAL OUTPUT MODULE 6ES7422-5EH00-0AB0 | 59.06
3NW3030-0HG | FUSE LINK CLASS CC ACC. TO UL STANDARD 248-4 SLOW-BLOW, CURRENT-LIMITING RATED CURRENT 3 A RATED VOL | 20
7MH7723-1EU | DAMPING FLUID, E37/61,1000CS, 1LB BOTTLE | 102.93
8WH8111-5AA05 | EMPTY LABELS, FLAT SIZE ZBF10 | 0.06
5SY4416-5 | CIRCUIT BREAKER 400V 10KA, 4-POLE, A, 16A, D=70MM | 168.79
3RF2120-2AA02 | SEMICOND. RELAY 3RF2, 1-PHASE WIDTH 22.5 MM, 20 A 24-230 V / 24 V DC SPRING-LOADED TERMINAL | 35.9
6DR4004-1P | GAUGE MADE OF STEEL, ALUMINIUM BLOCK, SINGLE-ACTION G1/4, SCALED IN MPA, BAR AND PSI | 283.37
3RK1901-3QM11 | AS-INTERFACE ACCESSORIES CABLE ADAPTER FOR ASI FLAT CABLE AND METRIC GLAND M20 LOOPED THROUGH VIA PI | 24.39
3SE5212-0CD03 | SIRIUS POSITION SWITCH METAL ENCLOSURE TO EN50047, 31MM DEVICE CONNECTION 1X(M20X1.5); 1NO/1NC SNAP- | 31.54
6GT2891-0CH50 | SIMATIC RF600 DI/DO CABLE CONNECTOR FOR RF670R; M12, 12 X 0.5 SQMM, SHIELDED, MATERIAL PUR, IP67; LE | 302.76
3LD9280-2C | N-/PE-TERMINAL CONTINUOUS FOR BASE MOUNTING (ACCESS. FOR SWITCH 3LD2) AT 100A AND 125A | 14.34
5ST3771-0 | PIN BUSBAR SHOCKHAZARD SAFETY, 16SQMM 1-PHASE+N, 1000MM LONG WITHOUT END CAPS | 87.82
6GF9001-1BF01 | MINI LENS 16 MM, 1:1.4 PENTAX C1614-M(KP) WITH FIXED FOCAL DISTANCE, APERTURE AND FOCUS ADJUSTABLE D | 497.9
5SY7416-8 | CIRCUIT BREAKER 400V 15KA, 4-POLE, D, 16A, D=70MM | 92.98
7ML1998-5BN61 | MANUAL, FMS 310, 4 LANAGUAGE | 25.04
5SD7418-0 | MALE CONNECTOR TYPE 1 N-PE REQUIREMENT CATEGORY B, UC 350V 1POLE F. COMBIN. ARRESTER 5SD744... AND L | 173.7
5SY4504-8 | CIRCUIT BREAKER 230V 10KA, 1+N-POLE, D, 4A, D=70MM | 37.81
3RA6823-0AB | EXTENSION BLOCK 3FOLD, CONNECTION MAIN CIRCUIT: SCREW TERMINAL, 3 SLOTS FOR COMPACT LOAD FEEDERS | 238.19
6SL3320-1TG31-2AA3 | SINAMICS S120 SINGLE MOTOR MODULE INPUT: DC 675 V - 1035V OUTPUT: 3AC 500 V - 690V, 120A FRAME SIZE: | 15542.67
3NE9440-6 | SITOR FUSE-LINK 850A , AC 600V | 206.25
7ND4800-8CA | SIREC D SOFTWARE, ACTIVATION SIREC D-SERVER | 1897.49
3RA6120-2BB34 | SIRIUS, COMPACT STARTER, DIRECT STARTER 690 V, 24 V AC/DC, 50 ... 60 HZ, 0.32 ... 1.25 A, IP20, CONN | 555.29
5TC8906 | DELTA PROFIL, SILVER COVER PLATE F. DIMMER W. ROTARY BUTTON 65X65MM | 20.39
6GT2800-4BB00 | SIMATIC RF300 TRANSPONDER RF340T 8 KBYTE FRAM, IP 68, -25 UP TO +85 DEGR/C, 48 MM X 25 MM X 15 MM, M | 162.15
3RV1011-0JA10-ZW96 | CIRCUIT-BREAKER, 0.70...1 A, N-RELEASE 13 A, SIZE S00, MOTOR PROTECTION, CLASS 10, SCREW CONNECTION | 58.18
8WH9040-1CB01 | PLUG-IN COUPLING RIGHT ELEMENT CAN BE SELF-PREASSEMBLED, WITH SPRING CONNECTION SECTION: 0.08-2.5 MM | 1.67
5SY4310-5 | CIRCUIT BREAKER 400V 10KA, 3-POLE, A, 10A, D=70MM | 120.46
3VL9800-1UV01 | ACCESSORY FOR VL800UL, VL1200UL VL1600UL (MG FRAME - PG FRAME) UNDERVOLT. RELEASE 60V DC FOR INSTALL | 283.89
3NJ6900-4HE21 | ACCESSORY FOR SWITCH DISCONNECTOR W/FUSE, IN-LINE, PLUG-IN, AMPEREMETER, MOVING IRON 150/5A, CL.1, 0 | 64.31
3RF2130-1AA06 | SEMICONDUCTOR RELAY 3RF2, 1-PH. WIDTH 22.5MM, 30 A 48-600 V / 24 V DC SCREW TERMINAL | 60.78
3WL9111-1AA51-0AA0 | 3WL9-NAFTA-ACCESSORY WLRP250 RATING PLUG, 250A | 118.28
7ML1930-1DR | LOCK FITTING, UNPRESSURIZED, 1 NPT/316L | 156.65
3RK1405-0BQ00-0AA3 | SAFE MODULE K60F, WITH TWO SECURE INPUTS 2FE AND TWO STANDARD OUTPUTS 2A | 565.34
3SE5312-0SF13 | SAFETY POSITION SWITCHES WITH SOLENOID INTERLOCKING LOCK. FORCE 2600N,5 APPR. DIR. METAL HOUSING,3X( | 330.5
3RK1100-1CE00-0AA2 | AS-INTERFACE MODULE SLIMLINE S22.5, DIGITAL, 4A, IP20, 4 X 1 OUTP.,ELECTR., 1A, DC 24V SCREW-TYPE TE | 403.21
6AV6618-7HD01-3AB0 | WINCC FLEXIBLE /AUDIT FOR WINCC FLEXIBLE RUNTIME, RUNTIME SW, SINGLE LICENSE, LICENSE KEY ON USB STI | 2617.54
A5E02574152 | 7ML57462AA005AA0,2.2 CERT. (INSTRUMENT) STANDARD VIBRATING LEVEL SWITCH FOR USE IN LIQUID AND LIQUID | 1313.43
FDK:083N8496 | MAG 3100 E FLANGE 65MM, PN 40 HAST C | 1411.83
3NC2432-3C | SITOR FUSE-LINK FOR SEMICONDUCTOR PROTECTION 400A AR 500V SIZE 3 CONNECTION CONTACT INDICATOR 110MM | 215.7
8MF2804-3RB | STANDARD CUBICLE 8MF2 HXWXD=1800X1000X400 SIDE-BY-SIDE MOUNTING VENTIL., ASSEMBL., WELDED IP30 | 2897.73
5SY7425-6 | CIRCUIT BREAKER 400V 15KA, 4-POLE, B, 25A, D=70MM | 61.2
8US1941-2AA04 | TERMINAL SET, 3-POLE FOR FLAT BARS UP TO 32X20MM BUSBAR CENTER-TO-CENTER CLEARANCE 60 MM UL508A *** | 209.84
8WH8121-1XA05 | LABELS, LONGIT. SPECIAL LABELLING ZBF4 | 0.23
6AU1820-3DA20-0AB0 | SIMOTION TECHNOLOGY FUNCTION MULTIPURPOSE INFORMATION INTERFACE (OA MIIF) SINGLE LICENSE FOR ONE DES | 879.41
8MF2204-4R | SICUBE 8MF2000 CUBICLE SYSTEM WELDED H X W X D = 2200 X 1000 X 400MM FOR SIDE-BY-SIDE MOUNTING WITHO | 2878.42
8MF2866-5E | CUBICLESYSTEM 8MF2000 HXWXD = 1800 X 600 X 600MM FOR INDIVIDUAL MOUNTING WITH SIDE PANELS, IP 54 | 2839.79
BVP:203250 | BD2-AK1/2CEE/F TAP-OFF UNIT EMPTY | 128.5
3RF2320-1CA04 | SEMI-COND. CONTACTOR 3RF2,1-PH. AC 51 20 A 40 DEGREES C 48-460 V / 24 V DC LOW NOISE | 74.7
6SE6440-2AC24-0CA1 | MICROMASTER 440 WITH BUILT-IN CLASS A FILTER 3AC 200-240 V +10/-10% 47-63 HZ CONSTANT TORQUE POWER | 2559.51
8GK9902-0KK13 | ALPHA AS SOCKET, H=100MM SOCKET D=400MM, W=300MM MOUNT. AT EXISTING SOCKET SHADES ALL SIDE REMOVEAB | 224.01
5TG2552-2 | DELTA LINE, TITANIUM WHITE FRAME, 2FOLD, 151X80MM VERTICAL, W.LABELING FIELD | 10.83
8WH9070-0JA00 | COMPARTMENT PARTITION, FOR OPTICAL AND ELECTRICAL ISOL. FROM TERMINAL GROUPS, WIDTH: 2 MM, COLOR: GR | 0.59
3RB2056-2FX2 | OVERLOAD RELAY 50...200 A FOR MOTOR PROTECTION SIZE S6, CLASS 20 MOUNT. ONTO CONT./ STAND-ALONE MAIN | 243.08
BVP:261540 | BD2A-3-630-WO-2W* OPTIONAL LENGTH 1,26M-2,24M 630 A, N + PE, WITHOUT TAP OFFS | 1944.73
8GK1383-0KK14 | ALPHA 630 DIN, MARSHALLING BOX HEIGHT = 350MM, WIDTH = 300MM, DEPTH = 320MM, SK1, IP55 | 560.53
8GK9602-3KK11 | ALPHA DIN/ZS ACCESSORY SECTION COVER W. CUTOUT 3 ROWS W. 12MW EACH TIER SPACING 125MM H=450MM,W=250M | 44.1
6ZB2480-0CB00 | TRAINING UNIT ASYNCHRONOUS MOTOR ASM THIS TRAINING UNIT IS A SUPPLEMENT TO THE TRAINING UNIT SINAMIC | 6591.87
7MH3110-4DA1 | SET OF 2 ROUND-HEAD BOLT GUIDES MAX. LOAD IN AXIAL DIRECTION 1000 KN,WITHOUT BEARING BLOCKS | 3693.97
6GK1901-1BB11-2AA0 | IE FC RJ45 PLUG 180 4X2, RJ45 MALE CONNECTOR (10/100/1000MBIT/S) WITH ROBUST METAL HOUSING FC CONNEC | 42.53
8GK1382-0KK12 | ALPHA 630 DIN, MARSHALLING BOX HEIGHT = 350MM, WIDTH = 300MM DEPTH = 210MM, SK1, IP43 | 584.66
FDK:085U0237 | ADD-ON MODULE PROFIBUS DP PROFILE 3 | 448.23
7MH7725-1DK | LOAD CELL, MCS, 250 LBS, STAINLESS STEEL, F, SPARE | 1980.66
8GK9910-0KK26 | ALPHA DIN QUICK-ACTING LOCKING SCREWS F. SECTION COVER OF PLASTIC, RAL 7035 MINIMUM ORDER QTY 20 UNI | 1.35
5SY7514-8 | CIRCUIT BREAKER 230V 15KA, 1+N-POLE, D,0.3A, D=70MM | 59.9
8MF2086-4EN | SICUBE 8MF2000 EMC-CUBICLE; WELDED, NI-PLATED H X W X D = 2000 X 800 X 600MM FOR INDIVIDUAL MOUNTING | 6046.62
8WH9050-2BA04 | LATCHING WITH STRAIN RELIEF FOR ALL CONNECTORS | 0.84
5SU1354-7KK40 | FI/LS-PROTECTOR TYPE A (PSE/SSF), D=70MM IFN 30MA,10KA, 1+N-POLEE C 40A | 98.05
3RK1325-6LS41-2AA0 | SIRIUS MOTOR STARTER M200D AS-I COMMUNICATION: AS-INTERFACE DIRECT ON-LINE STARTER STANDARD MECHANIC | 950.75
3SB2901-4RH | INSCRIPTION PLATE FOR PUSHBUTTON AND ILLUMINATED PUSHBUTTON, FLAT, CLEAR WITH BLACK LETTERING, WITH | 0.72
3TH4364-0AD0 | CONTACTOR RELAY 64E EN 50 011 6NO+4NC, SCREW TERMINALS AC OPERATION AC 50HZ 42V/60HZ 50V | 86.38
5SY4516-6 | CIRCUIT BREAKER 230V 10KA, 1+N-POLE, B, 16A, D=70MM | 18.33
3NE1333-3 | SITOR FUSE-LINK FOR SEMICONDUCTOR PROTECTION 450A GR 690V SIZE 2 CONNECTION CONTACT INDICATOR 110MM | 200.3
8MF4714 | MOUNTING KIT FOR CIRCUIT BREAKER FOR CUBICLE WXD = 1200 X 600MM | 577.62
8US1213-4AQ03 | BUSBAR ADAPTER 60MM SYS. UL508 BUSBAR SYSTEM 60MM BUSBAR THICKNESS: TT-PROFILE UL RATING 240-600V/25 | 315.46
3RB2066-2GC2 | OVERLOAD RELAY 55...250 A FOR MOTOR PROTECTION SIZE S10/S12, CLASS 20 MOUNT. ONTO CONT./ STAND-ALONE | 273.47
8MF4713 | MOUNTING KIT FOR CIRCUIT BREAKER FOR CUBICLE WXD = 1000 X 600MM | 569.89
3WL9111-1AS38-0AA0 | 3WL9-NAFTA-ACCESSORY WLGARC3 ARC CHUTE COVER FS3, F. EINSCHUBSCHALTER BG III | 504.03
3NA3820-7 | LV HRC FUSE LINK GL/GG WITH NON-INSULATED GRIP LUGS WITH FRONT INDICATOR SIZE 00, 50A, AC 500V/DC 25 | 5.02
6ES7323-1BH01-0AA0 | SIMATIC S7-300, DIGITAL MODULE SM 323, OPTICALLY ISOLATED, 8 DI AND 8 DO, 24V DC, 0.5A AGGREGATE CUR | 675.92
4AU3612-8CC40-0HA0 | TRANSFORMER SITAS; PHASES:3; PN/PN(S6)(KVA):8 /29,6; UPRI(V):Y500-440-380+/-20/D289- 254-220+/-11; U | 4675.03
5TG1104-1 | DELTA MIRO FRAME 4-FOLD GENUINE MATERIAL WOOD TYPE OF WOOD CHERRY TREE DIMENSIONS 303X90MM | 117.45
6ES7321-1BL00-0AA0 | SIMATIC S7-300, DIGITAL INPUT SM 321, OPTICALLY ISOLATED 32DI, 24 V DC, 1 X 40 PIN | 895.26
8GS4034-1 | ALPHA 400-ZS N TERMINAL 16POLE 2 X 25SQMM SCREW TERMINAL, 14 X 6SQMM PLUG-IN TERMINAL, HORIZONTAL IN | 32.15
3VL9875-4TJ31 | ACCESSORY FOR VL1600UL, (PG FRAME) MULTIPLE INFEED TERMINAL FOR CU/AL FOR 6 CONDUCTORS PER TERMINAL | 624.71
3RK1315-6KS41-3AA5 | SIRIUS MOTOR STARTER M200D AS-I COMMUNICATION: AS-INTERFACE REVERSING STARTER, BASIC MECHANICAL SWIT | 1112.12
3TH4244-0AF0 | CONTACTOR RELAY 44E EN 50 011 4NO+4NC, SCREW TERMINALS AC OPERATION AC 50HZ 110V/60HZ 132V | 57.21
3TH4382-0AB0 | CONTACTOR RELAY 82E EN 50 011 8NO+2NC, SCREW TERMINALS AC OPERATION AC 50HZ 24V/60HZ 29V | 86.38
5SJ4114-8HG40 | CIRCUIT BREAKER 240V 14KA, 1-POLE, D, 0,3A, D=70MM ACC. TO UL 489, SAME POLARITY | 45.05
5ST3748 | END CAP FOR PIN BUSBARS 1-PHASE | 0.57
3UG4615-1CR20 | DIGITAL MONITORING RELAY FOR THREE-PHASE LINE VOLTAGE REVERSIBLE PHASE SEQUENCE PHASE FAILURE 3X 160 | 201.3
8US1998-7CA10 | BUSBAR ADAPTER SYSTEM TERMINAL WITH STUD BOLT M10 MOUNTING RAIL 35MM, MOULDED PLASTIC, 110MM LONG, W | 6.99
8WH6003-0AF00 | THROUGH-TYPE TERMINALS TERMINAL SIZE 2,5 MM2 WIDTH 5,2 MM COLOUR GREY CLAMPING POINTS 3 | 2.53
3RN1013-1BB00 | THERMISTOR MOTOR PROTECTION MULTIFUNCTION EVALUATION UNIT MANUAL/AUTO/REMOTE, SHORT-CIRC.DETECT.,2W, | 315.89
PBD:51014K0200EJA | PTFE SHIELDED ROD ANTENNA KIT, FLANGED, DN 80 PN 16 316L SS FLANGE, 200 MM 316L SS SHIELD. | 1798.64
3LD9251-0A | TERMINAL COVER 3-POLE FOR SWITCH 3LD2, 63A | 3.76
4AM3842-4TN00-0EC0 | TRANSFORMER SITAS; PHASES:1; PN/PN(S6)(KVA):0,145 /0,49; UPRI(V):230+/-5%; USEC(V):24; ISEC(A):5,86; | 362.64
8MF4107 | BOTTOM PLATE MULTIPLE PARTITION FOR CUBICLE WXD = 800 X 800MM | 513.88
3RK4340-3GR51-1BA0 | SIRIUS MCU MOTOR STARTER EN.DEGR. OF PROTEC.IP55 PLASTIC COMMUNICATION WITHOUT ELECTROMECHANICAL SWI | 609.78
3UF7950-0AA00-0 | INTERFACE COVERS FOR THE SYSTEM INTERFACE | 9.98
5SY4604-8 | CIRCUIT BREAKER 400V 10KA, 3+N-POLE, D, 4A, D=70MM | 88.41
8MF4047 | BASE FOR CUBICLE WXD = 1200 X 600MM HEIGHT 200MM | 521.58
7MH7723-1CD | BW500/SF500 KEYPAD SPARE | 235.76
3RF2920-0KA13 | POWER CONTROLLER CURRENT RANGE 20A 40 DEGREES C 110-230V / 24V AC/DC FOR SEMICONDUCTOR RELAY / CONTA | 228.53
FDK:085U3123 | MAG 6000I SPARE PART PCB UNIT | 1799.53
3RA1911-1A | LINK MODULE (EL. A. MECH.) FOR 3RV1.11 A. 3RT1.1., 3RW3, PACKING = 10 ITEMS | 4.89
BVP:034270 | BD01-AK1X/CEE163S14 TAP-OFF UNIT | 221.51
4AV3502-2FB00-0A | POWER SUPPLY; PHASES:3; PN(KW):1,08; UPRI(V):575(600)-500-460(480)- 400(415)-230(240)-200; USEC(V DC | 1459.17
7MF9401-7AC | SHUT-OFF VALVE DESIGN B, DIN 16270, MAX. OPERATING WITHOUT TEST COLLAR, WITH CONNECTION COLLAR PRESS | 191.17
3RS1800-1HW00 | COUPLING RELAY IM INDUSTRY-STANDARD ENCLOSURE 3 CHANGEOVER CONTACTS WIDE VOLTAGE RANGE 24 V TO 240 V | 105.72
6AV6574-1AA00-4AX0 | SERVICE PACK FUER TP070, TP170A/B, OP170B, TP170MICRO, OP270 6", OP277 6", TP270 6", TP277 6", MP270 | 203.17
4EU2752-1UB00-0AA0 | MAINS CHOKE F.FU; PHASES:3; UN1(V):480; ITHMAX 1(A) / F1(HZ):160 /60; I LN (A):144; UK(%):4; LN(MH): | 2281.46
3NP1153-1JC12 | FUSE-SWITCH-DISCONNECTOR 3-POLE, NH2, 400A 60MM BUSBAR SYSTEM COVERS FOR RITTAL FLAT CONNECTOR FUSE | 543.61
5SJ4205-7HG41 | CIRCUIT BREAKER 240V 14KA, 2-POLE, C, 0,5A, D=70MM ACC. TO UL 489 | 130.66
5TG1787 | DELTA PROFIL, SILVER OUTLET PLATE 65X65 MM | 23.69
7MH7724-1AP | MLC CALIBRATION WEIGHT, (STAINLESS STEEL 304(1.4301)) FOR SCALES WITH BELT WIDTH OF 18", 450MM OR 50 | 204.66
3RA6250-2DB34 | SIRIUS, COMPACT STARTER, REVERSING STARTER 690 V, 24 V AC/DC, 50 ... 60 HZ, 3 ... 12 A, IP20, MAIN C | 1140.73
3RW4024-2BB04 | SIRIUS SOFT STARTER, S0, 12.5A, 5.5KW/400V, 40 DEGR., AC 200-480V, AC/DC 24V, SPRING-LOADED TERMINAL | 460.76
8GK4003-8KK13 | ALPHA 400 DIN, RMK F. MODULAR INSTALLATION DEVICES W. TIER SPACING 125MM AND 2 N/PE PLUG-IN TERMINAL | 643.67
3LD2830-0TK13 | MAIN/EMERG. STOP SWITCH 3-POLE IU=125, P/AC-23A AT 400V=45KW FLOOR MOUNTING DIN RAIL/TWO-HOLE MOUNTI | 111.15
3RK1901-5AA00 | CABLE SET AS-I SAFETY MONITOR, INCLUDES 1 PC CONFIGURATION CABLE FOR COMMUNICATION BETWEEN PC (SERIA | 127.4
3VL9100-4RL00 | ACCESSORY FOR VL160X, REAR TERMINAL, LONG, ROUND/FLAT COMPRISES 1 TERMINAL | 26.95
8WD4420-5BC | SIGNALLING COLUMN REP.-FLASH LIGHT ELEMENT LED GREEN, 24V AC/DC | 97.48
8GK4451-3KK11 | ALPHA 160 DIN, MOUNTING PLATES ASSEMBLY KIT, H=450 W=250 | 106.49
5SJ4363-7HG41 | CIRCUIT BREAKER 240V 10KA, 3-POLE, C, 63A, D=70MM ACC. TO UL 489 | 328.93
7KM2111-1BA00-3AA0 | SENTRON PAC3200; LCD; 96X96MM POWER MONITORING DEVICE PANEL MOUNT TYPE FOR MEASUREMENT OF ELECTR. VA | 1648.66
8GK9900-0KK43 | A630 SOCKET, H=100MM A630 SOCKET D=250MM, W=1050MM MOUNT. AT EXISTING SOCKET | 232.05
5TD2116-0KK | DELTA PUSHB. INSERT UP 10A 250V W. CONTINUOUS LIGHTING 1NORM. OPEN, W. N-TERMINAL WITHOUT CLAWS | 8.93
8MF2286-3RB | STANDARD CUBICLE 8MF2 HXWXD=2200X800X600 SIDE-BY-SIDE MOUNTING VENTIL., ASSEMBL., WELDED IP30 | 2511.38
3SE5230-1AA00 | LED COVER FOR POSITION SWITCH PLASTIC 3SE52, FOR HOUSING ACC. TO EN50047,31MM LEDS 24V DC YELLOW/GRE | 20.49
8GK1052-5KK11 | ALPHA 160 DIN, WALL-MOUNTED DB, SM PARTIALLY EQ. W. RAPID MOUNTING KIT FOR BUILT-IN DEV., RAL 9016, | 520.35
3RV1011-0GA10-ZX95 | CIRCUIT-BREAKER, 0.45...0.63A N-RELEASE 8.2 A, SIZE S00, MOTOR PROTECTION, CLASS 10, SCREW CONNECTIO | 54.63
3TH4280-0AL2 | CONTACTOR RELAY 80E EN 50 011 8NO, SCREW TERMINALS AC OPERATION AC 50/60HZ 230V | 57.21
5SY7125-7 | CIRCUIT BREAKER 230/400V 15KA, 1-POLE, C, 25A, D=70MM | 15.64
3NA6252-4 | LV HRC FUSE LINK GL/GG WITH INSULATED GRIP LUGS WITH COMBINATION INDICATOR SIZE 2, 315A, AC 400V | 25.69
7MC2922-4BB | COUPLING SOCKET OF INSULATED THERMOCOUP.7MC2028 FOR 1 THERMOCOUPLE ELEMENT NICR/NI | 18.99
8MF4837 | 19 INCH COVER PLATE FOR SWING FRAME 7 HM | 181.79
3LD2724-7UK01 | CHANGEOVER SWITCH 3-POLE IU=100, P/AC-23A AT 400V=37KW FRONT MOUNTING FOUR-HOLE MOUNTING KNOB BLACK, | 195.42
5TG1112-1 | DELTA MIRO FRAME 2-FOLD COLOUR ALUMINIUM METALLIC DIMENSIONS 161X90MM | 12.56
3SE5122-0CH01 | SIRIUS POSITION SWITCH METAL ENCLOSURE 56MM WIDE DEVICE CONNECTION 3X (M20X1.5) 1NO/1NC SNAP-ACTION | 52.43
3RK3311-2AA10 | SIRIUS, EXPANSION MODULE 3RK33 FOR MODULAR SAFETY SYSTEM 3RK3 8DO, 24V DC/0.5A PARAMETERIZABLE VIA S | 360.16
3TH4382-0LC8 | CONT. RELAY 100E DIN EN 50011 8NO+2NC, SCREW CONNECTION DIR. CURRENT ACTUATING DC MAGNET SYSTEM INTE | 169.08
6AU1820-2AA20-0AB0 | SIMOTION TECHNOLOGY OPTION TCONTROL LICENSE FOR 8 TEMPER. CHANNELS | 438.39
3RT1065-6AP36-ZX95 | CONTACTOR, 132KW/400V/AC-3 AC(40...60HZ)/DC OPERATION UC 220-240V AUXILIARY CONTACTS 2NO+2NC 3-POLE, | 1038.17
BVP:203144 | BD2-AK2M2/A323 TAP-OFF UNIT | 533.61
5SD8050 | DIAZED FUSE-LINK 690V FOR CABLE AND LINE PROTECTION UTILIZATION CATEGORY GG SIZE DIII, E33, 50A | 43.94
6FX8008-1BD31-1FA0 | SIGNAL CABLE,SOLD BY THE METER 3 X 2 X 0.14 + 2 X 0.5 C TRAILING CABLE, UL/CSA DESINA MOTION CONNECT | 733.71
6SE6400-1CB00-0AA0 | MICROMASTER 4 CANOPEN MODULE FOR MM420/MM430/MM440 161 X 73 X 43.5 (H X WX D) IP20 | 452.22
6EP1436-3BA00 | SITOP MODULAR 20 STABILIZED POWER SUPPLY INPUT: 400-500 V 3 AC OUTPUT: 24 V DC/20 A | 380.62
5SY5214-7 | CIRCUIT BREAKER CURR. SENS DC 440V AC 400V 10KA, 2-POLE, C, 0.3A | 84
4RB2004-3CC50 | POWER CAPACITOR PHICAP MKP 220V 0.4KVAR | 29.92
8GK4652-2KK12 | ALPHA 400/630 DIN, KIT FOR FUSE SWITCH 3NP4010, 2XNH00 FOR MOUNTING ON BUS BAR 40/60MM H=300 W=250 | 169.17
3VL9300-4TC40 | ACCESSORY FOR VL250, STEEL WRAP-AROUND TERMINAL SET OF 4 PCS 4 POLE | 48
6SL3730-1TG41-4AA3 | SINAMICS S120 CABINET MODULE BASIC LINE MODULE 3AC 500-690V, 50/60HZ, 1400A OUTPUT: DC 675 - 930V UN | 33698.52
3RF2440-1AC45 | SEMI-CONDUCTOR CONTAC.3-PH.3RF2 AC51 40A 40 DEG. C 48-600V / 4-30V DC 3-PHASE CONTROLLED SCREW TERMI | 225.35
6AG1057-1AA00-0AA3 | FRONT PANEL MOUNTING KIT 4PU WITH KEYS FOR LOGO! + SIPLUS ADDITIONS | 112.12
3RT1466-6AU36 | CONTACTOR, 400A/AC-1 AC(40...60HZ)/DC OPERATION UC 240-277V AUXILIARY CONTACTS 2NO+2NC 3-POLE, SIZE | 913.51
3NW7333 | BUILT-IN FUSE BASE FOR CYLINDRICAL FUSES SIZE 8.5X31.5 MM 20 A, 3-POLE | 28.22
6FX8008-1BD11-1FA0 | SIGNAL CABLE,SOLD BY THE METER 8 X 2 X 0.18 C TRAILING CABLE, UL/CSA DESINA MOTION CONNECT 800, DELI | 619.02
5SY7108-8 | CIRCUIT BREAKER 230/400V 15KA, 1-POLE, D, 8A, D=70MM | 30.81
3SE5000-0AF11 | ACTUATOR HEAD FOR POSITION SWITCH 3SE51/52 ANGULAR ROLLER LEVER MADE OF METAL WITH STAINLESS STEEL R | 17.84
8MF2086-4RB | STANDARD CUBICLE 8MF2 HXWXD=2000X800X600 SIDE-BY-SIDE MOUNTING VENTIL., ASSEMBL., WELDED IP40 | 2492.08
6ES7912-0AA00-0AA0 | SIMATIC S7, SLOT NUMBER LABELS | 19.5
8MF5268-5R | STANDARD CUBICLE 8MF5 HXWXD=2200X600X800 SIDE-BY-SIDE MOUNTING NON-VENT., NOT ASSEM., SCREWED IP54 | 2839.79
3RT1056-2AF36 | CONTACTOR, 90KW/400V/AC-3 AC(40...60HZ)/DC OPERATION UC 110-127V AUXILIARY CONTACTS 2NO+2NC 3-POLE, | 563.43
3LD2830-0TK11 | MAIN CONTROL SWITCH 3-POLE IU=125, P/AC-23A AT 400V=45KW BASE MOUNTING MOUNTING RAIL/TWO-HOLE MOUNTI | 111.15
BVP:045520 | BD2-400-VF FLANGES FOR IP54 ALL CONN. POI NTS 160-400A | 220.3
3NW8001-1 | CYLINDRICAL FUSE A.M. ACC. TO FRENCH STANDARD (NFC) WITHOUT INDICATOR SIZE 10X38MM, 500V 6A | 5.75
3VL9400-1UJ01 | ACCESSORY FOR VL150UL, VL250UL VL250UL,VL400UL,VL400XUL (CG-FRAME - LG-FRAME) UNDERVOLT. RELEASE 380 | 239.41
3SE5132-0PB01 | SIRIUS POSITION SWITCH PLASTIC ENCLOSURE 40MM, TO EN50041 DEVICE CONNECTION 1X (M20X1.5) 2NO/1NC SLO | 31.51
5SJ4132-8HG42 | CIRCUIT BREAKER 10KA, 1POLE, D, 32A ACC. TO UL 489 - 277V | 53.09
8MF4833 | 19 INCH COVER PLATE FOR SWING FRAME 3 HM | 152.8
6SL3000-0EH41-4AA0 | SINAMICS LINE REACTOR FOR SMART LINE MODULE 1000/1400KW 3AC 500-690V, 50/60HZ, 1430A | 7651.33
3SE5212-0LK50 | SIRIUS POSITION SWITCH METAL ENCLOSURE 31MM TO EN50047 DEVICE CONNECTION 1X (M20X1.5) ROTARY ACTUATO | 43.05
6GK5992-1AL00-8AA0 | SCALANCE X ACCESSORY, SFP992-1 1 X 1000MBIT/S LC-PORT, OPTICAL; MULTIMODE GLASS UP TO MAX. 750 M | 302.68
8WH8120-2AB55 | LABELS, LONGIT. 51 - 60 SIZE ZB5 | 0.11
6ES7658-1CX17-2YE5 | SIMATIC VERSION CROSS MANAGER, SOFTWARE, UPGRADE FROM V7.0 TO V7.1, FLOATING LICENSE F.1 USER E-SW, | 2094.67
6AG1332-7ND02-4AB0 | SIPLUS S7-300 SM332 4AO FOR MEDIAL STRESS WITH CONFORMAL COATING BASED ON 6ES7332-7ND02-0AB0 | 2341.32
8US1210-4AF00 | BUSBAR ADAPTER SYSTEM BUSBAR ADAPTER 185MM WIDE FOR SWITCHING UNITS UP TO 630A (3KA53,3KL52/53,3NP42 | 259.23
3SE5162-0BA00 | BASIC SWITCH FOR POSITION SWITCH 3SE5162, METAL ENCLOSURE XL,56MM WIDE DEVICE CONNECTION 3X(M20X1:5) | 85.23
3RF2410-2AB45 | SEMI-CONDUCTOR CONTAC.3-PH.3RF2 AC51 10A 40 DEG. C 48-600V / 4-30V DC 2-PHASE CONTROLLED SPRING-LOAD | 135.47
8WH9126-0BA01 | TERMINAL ELEMENT, SECTION UP TO 16 MM2 WIDTH 10.3MM, COLOUR BLUE | 1.18
3LD2704-1TP53 | EMERGENCY MAIN CONTROL SWITCH IU=100 A | 96.15
3SE5114-1BA00-1AF3 | BASIC SWITCH FOR POSITION SWITCH 3SE51, METAL HOUSING 40MM TO EN50041,1NO/1NC SLOW-ACTION CONTACTS W | 65.01
3RF2450-1AC55 | SEMI-CONDUCTOR CONTAC.3-PH.3RF2 AC51 50A 40 DEG. C 48-600V / 230V AC 3-PHASE CONTROLLED SCREW TERMIN | 266.5
3SE5242-0PC05-1CA0 | SIRIUS POSITION SWITCH W. INCREASED CORROSION PROT. PLASTIC HOUSING WIDE ACC. TO EN50047, 50MM DEVIC | 30.86
8WA1822-7EF18 | G FUSE LINK DIN 41660 QUICK-RESPONSE HIGH BREAKING CAPACITY RATED UNINT. CURRENT 1.6A | 2.61
3SF1324-1SG21-1BA1 | SAFETY POSITION SWITCHES WITH SOLENOID INTERLOCKING LOCKING FORCE 1300N, 5 DIRECTIONS OF APPROACH PL | 792.06
3NA3810-6 | LV HRC FUSE LINK GL/GG WITH NON-INSULATED GRIP LUGS WITH FRONT INDICATOR SIZE 000, 25A, AC 690V/DC 2 | 22.75
5SD7443-1 | COMBIN. ARRESTER TYPE 1 + 2 REQ.CATEGORIES B+C, UC 350V PLUG-IN PROTECTION BLOCKS 3-POLE, 3+0 CIRCUI | 762.87
3SB2202-0AB01 | PUSHBUTTON, 16MM, ROUND, PLASTIC, BLACK, BUTTON, FLAT, 1NO | 16.08
8WH1000-0CN07 | PE TERMINAL WITH SCREW CONNECTION, SECTION: 25 - 50MM2, AWG: 6 - 1/0, WIDTH: 20 MM, COLOR: GREEN-YEL | 39.84
6SL3700-0LG41-3AA3 | SINAMICS S120 CABINET MODULE LINE CONNECTION MODULE 3AC 500-690V, 50/60HZ RATED CURRENT: 1250A CABIN | 19143.31
3RW4046-2BB14 | SIRIUS SOFT STARTER, S3, 80A, 45KW/400V, 40 DEGR., AC 200-480V, AC/DC 110-230V, SPRING-LOADED TERMIN | 1424.59
3SB2455-1E | SWITCHING ELEMENT U. LAMPHOLDER, 1NO, 1NO, WEDGE-BASE W2 X 4.6D, SOLDER PIN CONNECTION | 19.87
7MF9006-6EA | MOUNTING PLATE FOR VALVE MANIFOLD, MADE OF SHEET-STEE, GALVANIZED, MAT. NO. 1.0122, FOR WALL MOUNTIN | 26.6
5SY4625-5 | CIRCUIT BREAKER 400V 10KA, 3+N-POLE, A, 25A, D=70MM | 154
3NP1943-1CB00 | ACCES.F.FUSE SWI. DISCONNECTOR FOR NH1 CABLE CONNECTION COVER 1X TOP AND 1X BOTTOM | 9.93
4AM4042-5AT10-0FC0 | TRANSFORMER SITAS; PHASES:1; PN/PN(S6)(KVA):0,225 /0,85; UPRI(V):400+/-5%; USEC(V):230; ISEC(A):0,96 | 419.32
4RB2007-1EE50 | POWER CAPACITOR PHICAP MKP 400V 0.7KVAR | 29.92
3UG4511-2AQ20 | ANALOG MONITORING RELAY PHASE SEQUENCE MONITORING 3X 420 TO 690V AC 50 TO 60 HZ 1 CHANGEOVER CONTACT | 99.38
8MF4136 | SIDE PANEL FOR CUBICLE HXD = 2000 X 600MM DEGREE OF PROTECTION IP54 | 324.56
6SL3710-7LE38-4AA3 | SINAMICS S150 CONVERTER CABINET UNIT, AC/AC WITH CIM+CU320-2 3-PH. 380-480 V, 50/60 HZ UNIT RATING: | 133522.91
8WH8120-2AB15 | LABELS, LONGIT. 11 - 20 SIZE ZB5 | 0.11
4RB5250-3EJ50 | POWER CAPACITOR PHASECAP MKK 480V 25.0KVAR | 455.09
8WH9000-1GD00 | COVER THREE-TIER TERMINALS | 0.91
5SY8402-7 | CIRCUIT BREAKER 400V 25KA, 4POLE, C, 2A, D=70MM | 109.06
8GK1112-4KK42 | ALPHA 400 DIN, WALL-MOUNTING DISTRIBUTOR, DELIVERY FORM FLAT PACK, AP-CUBICLE, RAL 9016, IP43, SK2, | 731.3
3NP1953-1DA00 | ACCES.F.FUSE SWI. DISCONNECTOR FOR NH2 SYSTEM MASKING FRAME HIGHT 375MM, WIDTH 245MM | 13.55
6XV1820-7BH10 | SIMATIC NET, INDOOR FIBER OPTIC (62.5/125), FREE OF HALOGEN, RESIS. TO, TREADING, FLAME-RETARDANT GL | 102.93
5SJ4230-8HG41 | CIRCUIT BREAKER 240V 10KA, 2-POLE, D, 30A, D=70MM ACC. TO UL 489 | 148.89
3NP1163-1DA21 | FUSE-SWITCH-DISCONNECTOR 3-POLE, NH3, 630A MOUNTING PLATE CONSTRUCTION COVER LEVEL 70 MM BOX TERMINA | 530.87
3RW4076-6BB45 | SIRIUS SOFT STARTER, S12, 432 A, 315 KW/500 V, 40 DEG., 400-600 V AC, 230 V AC, SCREW TERMINALS | 7496.41
3TF6844-0CF7 | CONTACTOR SIZE 14, 3-POLE AC-3, 335KW, 400/380V (690V) AUXILIARY CONTACTS 44 (4NO+4NC) AC OPERATION | 3337.83
6XV1873-3DN50 | SIMATIC NET FO TRAILING CABLE GP 50/125, PREASSEMBLED WITH 2X2 BFOC CONNECTORS, INSERTION GUIDE, LEN | 582.39
3NP1153-1DA22 | FUSE-SWITCH-DISCONNECTOR 3-POLE, NH2, 400A MOUNTING PLATE CONSTRUCTION COVER LEVEL 70 MM BOX TERMINA | 465.96
6GT2815-0BH30 | SIMATIC RF600 CONNECT. CABLE ANTENNA L3 PREASSEMBLED, BETWEEN SLG AND ANTENNA, IP65 EU AND USA-VERSI | 79.07
6GK1704-5CW00-3AE1 | SIMATIC NET PB SOFTNET-S7 UPGR.F.V6.0,V6.1,V6.2 A.ED.2005 SW F. S7-COMM. INCL. FDL W. OPC-SERVER AN | 252.45
3RT1936-4BA31 | PARALLEL CONNECTION WITHOUT TERMINAL, 3-POLE FOR 3RT103. | 5.75
3RF2320-1BA02 | SEMI-COND. CONTACTOR 3RF2,1-PH. AC 51 20A / AC15 12A 40 DEG. C 24-230 V / 24 V DC INSTANTANEOUS SWI | 57.23
8GK1323-8KP23 | ALPHA 630 DIN FLOOR-MOUNTED DB IP55, SK I, RAL 7035 H=1950 W=550 D=250 INCL. BASE AND SHEET STEEL DO | 1074.88
LZX:RT314024 | PLUG-IN RELAY 1CO RELAY 15MM, 24V DC | 4.73
6ES7194-4AG00-0AA0 | SIMATIC DP, CONNECTING MODULE FOR PROFINET INTERFACE MODULES ET 200PRO; CONNECTOR 2XSCRJ FO 2X POWER | 381
6ES7322-5HF00-0AB0 | SIMATIC S7-300, DIGITAL OUTPUT SM 322, OPTICALLY ISOLATED, 8 DO (RELAY), 1 X 40 PIN, 24V DC, 120 - 2 | 589.8
A5E01192009 | ACC. MAG 3100 DN65 PN40 GROUND RING TANTALUM | 2821.85
3LD2565-1TC53 | MAIN/EMERG. STOP SWITCH 4-POLE IU=63, P/AC-23A AT 400V=22KW 1 N-TERMINAL INSULATION-ENCLOSED, IP65 R | 94.89
5SY4303-8 | CIRCUIT BREAKER 400V 10KA, 3-POLE, D, 3A, D=70MM | 67.31
8GK9520-0KK10 | A630 BARRIER REAR WALL, HORIZ. W=250MM, D=250/320MM STEEL SHEET | 25.78
7MH5106-3GD01 | SIWAREX WL 230 LOAD CELL BB-S SA 200KG C3 EX - RATED LOAD 200KG - ACCURACY CLASS C3 - 3M CABLE LENGT | 521.32
6SL3720-1TG32-6AA3 | SINAMICS S120 CABINET MODULE SINGLE MOTOR MODULE WITH CIM+CU320-2 OUTPUT: DC 675 - 1035V INPUT: 3AC | 33540.31
8WH8121-4AB05 | LABELS, FLAT, LONGIT. 1 - 10 SIZE ZBF8 | 0.08
7ME3960-0DM10 | PIPE DAMPING FILMS FOR FUG GAS PIPE DAMPING FILM FOR B1, B2, B3, C1 AND C2 TRANSDUCERS LEGACY PART N | 113.56
8MF2268-3RB | STANDARD CUBICLE 8MF2 HXWXD=2200X600X800 SIDE-BY-SIDE MOUNTING VENTIL., ASSEMBL., WELDED IP30 | 2376.17
3RF2370-3BA02 | SEMI-COND. CONTACTOR 3RF2,1-PH. AC 51 70A/AC15 27.5A 40 DEG. C 24-230 V / 24 V DC INSTANTANEOUS SWI | 133.58
5SJ6213-6KS | CIRCUIT BREAKER 400V 6KA, 2-POLE, B, 13A, D=70MM WITH SCREWLESS TAP-OFF TERMINAL | 26.5
5SY7520-7 | CIRCUIT BREAKER 230V 15KA, 1+N-POLE, C, 20A, D=70MM | 42.07
4AM2642-5AN00-0EB0 | TRANSFORMER SITAS; PHASES:1; PN/PN(S6)(KVA):0,04 /0; UPRI(V):400+/-5%; USEC(V):24; ISEC(A):1,67; F(H | 108.93
6FX2003-7KB07 | SOCKET CONTACTS 0.5 -1.5 MM2 (POWER CONNECTOR SIZE 0.5) PERFORMANCE AND BRAKE PACK = 10 PIECES | 41.44
4AM4042-5AN00-0ED0 | TRANSFORMER SITAS; PHASES:1; PN/PN(S6)(KVA):0,2 /0,85; UPRI(V):400+/-5%; USEC(V):24; ISEC(A):8,33; F | 440.6
3VL9300-8CB30 | ACCESSORY FOR VL160X, VL160, VL250, TERMINAL COVER STANDARD 1 PIECE = 2 COVERS 3 POLE | 42.06
5TG2547 | I-SYSTEM, ELECTRIC WHITE COVER PLATE 55X55MM FOR SUBMIN. CONNECTOR | 9.21
6ES7952-0KH00-0AA0 | SIMATIC S7, MEMORY CARD FOR S7-400, LONG VERSION, 5V FLASH-EPROM, 256 KBYTES | 630.31
6XV1873-3AT30 | SIMATIC NET FO STANDARD CABLE 50/125, PREASSEMBLED WITH 2X2 BFOC CONNECTORS, INSERTION GUIDE, LENGTH | 1951.02
A5E02611778 | FUE950 BRASS POCKET G1/2B, 40 MM (PN16)FOR PT500 SENSOR, 6 MM TYPE (1 PCS.). | 83.87
3RF2420-1AB35 | SOLID-STATE CONTACT.3PHASE 3RF2 AC51 20A 40 DEG. C 48-600V / 110V AC 2-PHASE CONTROLLED SCREW TERM | 152.55
6SN1111-0AA00-0FV0 | SINAMICS / SIMODRIVE- SUBASSEMBLY WITH ELECTRICAL FILTER FUNCTION HFD PACKET 120 KW; 800 W; CONTAINS | 4585.75
8MF6898-4R | STANDARD CUBICLE 8MF6 HXWXD=1800X900X800 SIDE-BY-SIDE MOUNTING NON-VENT., ASSEM., WELDED IP40 | 2743.2
4AM5242-8JN00-0EA0 | TRANSFORMER SITAS; PHASES:1; PN/PN(S6)(KVA):0,63 /2,35; UPRI(V):400-230+/-15; USEC(V):24; ISEC(A):26 | 484.99
3RV1011-1HA10-ZW96 | CIRCUIT-BREAKER, 5.5...8 A, N-RELEASE 104 A, SIZE S00, MOTOR PROTECTION, CLASS 10, SCREW CONNECTION | 64.57
3RF2255-1AB45 | SOLID STATE RELAY 3-PHASE 3RF2 | 122.81
6ES7407-0KR02-0AA0 | SIMATIC S7-400, POWER SUPPLY PS407; 10A, WIDERANGE, 120/230V UC, 5V DC/10A, FOR REDUNDANT USE | 1713.25
3TK1968-0A | CONTACT PIECES FOR CONTACTOR 3TK183 (1200 A) (3 MOVING + 6 FIXED CONTACT PCS. WITH MOUNT.PARTS) | 3861.52
3UF7400-1AA00-0 | ANALOG MODULE; 2 INPUTS AND 1 OUTPUT FOR ANALOG SIGNALS 0/4...20MA; MAXIMAL 1 ANALOG MODULE PER BASE | 348.72
5UB1900 | I-SYSTEM SCHUKO SOCKET OUTLET W. INCREASED TOUCH PROTECTION WITH LABELING SV GREEN, 55MM X 55MM | 18.25
M56340-A0007 | COLLAR CONNECTION PIECE G 1/2 MAX. 400 BAR, MAT.NO. 1.0715 | 23.26
3NJ4153-3BF01 | FEED-IN BLOCK I=1000 A, U=690V, 3-POLE SWITCHABLE TRIPLE-POLE SWITCHABLE NEW DESIGN | 620.12
8MF4381 | MIDDLE RUNNER FOR CUBICLE HEIGHT 2000MM | 237.61
5SY7240-8 | CIRCUIT BREAKER 400V 15KA, 2-POLE, D, 40A, D=70MM | 69.8
3VL9800-8CA31 | ACCESSORY FOR VL1200UL, VL1600UL (NG-FRAME, PG-FRAME) TERMINAL COVER EXTENDED 1 PIECE = 2 COVERS 3 P | 206.05
8WA8853-2AY | PACK. W. 15 PLATE HOLDERS 72 X = 1080 LAB. PLATES LAB. PLATES 6X7MM F. COMPUTER LABELING SYSTEM GRID | 0.15
5TG6211 | I-SYSTEM, TITANIUM WHITE ROCKER W. WINDOW, W. LAB. PLATE FOR HEATING EM. SWITCH 55X55M | 7.89
3LD2213-0TK53 | MAIN/EMERG. STOP SWITCH 3-POLE IU=32, P/AC-23A AT 400V=11.5KW FLOOR MOUNTING DIN RAIL/TWO-HOLE MOUNT | 51.44
3NA3802-6 | LV HRC FUSE LINK GL/GG WITH NON-INSULATED GRIP LUGS WITH FRONT INDICATOR SIZE 000, 2A, AC 690V/DC 25 | 22.75
6SL3000-0CH32-7AA0 | SINAMICS LINE REACTOR INPUT: 3-PH. 660-690 V, 50/60 HZ, 270 A | 1475.62
3VL9400-1US00 | ACCESSORY FOR VL160X, VL160, VL250, VL400, UNDERVOLTAGE RELEASE 220 - 250 V DC RIGHT POLE ONLY | 215.86
8GK4301-2KK22 | ALPHA 400/630 DIN, KIT F. INSTALL. MOUNTING DEVICE WITH ROW DISTANCE 125 MM H=300 W=500 | 87.19
3VL9400-1UR01 | ACCESSORY FOR VL150UL, VL250UL VL250UL,VL400UL,VL400XUL (CG-FRAME - LG-FRAME) UNDERVOLT. RELEASE 110 | 239.41
PBD:51035815 | KIT,UNIVERSAL FLANGE 6"/150MM, NO PRESSURE | 676.65
8WH3000-0CE07 | PE TERMINAL WITH QUICK CONNECTION, SECTION: 0.25 - 1.5 MM2, WIDTH: 5.2 MM,COLOR: GREEN-YEL. | 7.42
6SL3730-1TE38-2AA3 | SINAMICS S120 CABINET MODULE BASIC LINE MODULE 3AC 380-480V, 50/60HZ, 820A OUTPUT: DC 510 - 650V UNI | 15425.39
6ES7194-4HB00-0AA0 | SIMATIC DP, FUSES 12.5A (SPARE PART) FOR ET 200PRO 10 PIECES PER PACKAGING UNIT | 30.89
6ES7421-1BL01-0AA0 | SIMATIC S7-400, SM 421 DIGITAL INPUT MODULE, OPTIC. ISOLATED, 32 DI, 24V DC | 566.44
5SP4392-7 | CIRCUIT BREAKER 400V 10KA, 3-POLE, C, 125A, D=70MM | 108.76
6FX8008-1BD41-6AA0 | SIGNAL CABLE,SOLD BY THE METER 3X2X0.14 + 4X0.14 + 2X0.5 C TRAILING CABLE, UL/CSA DESINA MOTION CONN | 5670.64
5SY4410-7 | CIRCUIT BREAKER 400V 10KA, 4-POLE, C, 10A, D=70MM | 50.92
3SE7150-1BH00 | CABLE-OPERATED SWITCH METAL ENCLOSURE, 2X M20X1.5 1NO+2NC, LATCHES ACC. TO EN ISO 13850 BUTTON RESET | 194.53
3SB3901-1RE | ACCESSORY / SPARE PART ROUND, 22MM/SQUARE, 26X26MM: LED SUPER-BRIGHT LAMPS, WEDGE-BASE WEDGE-BASE W2 | 8.85
7ND4801-7BA | CPU SIREC D300 | 3764.45
3RA6120-1CB34 | SIRIUS, COMPACT STARTER, DIRECT STARTER 690 V, 24 V AC/DC, 50 ... 60 HZ, 1 ... 4 A, IP20, CONNECTION | 594.04
3VL9300-4RF40 | ACCESSORY FOR VL250, REAR TERMINAL, ROUND COMPRISES 4 TERMINALS 2 LONG + 2 SHORT 4-POLE | 111.21
5UB1847-1 | DELTA STYLE, PLATINUM METALLIC SCHUKO SOCKET OUTL. 10/16A 250V STATUS DISPLAY, LABELING FIELD HINGED | 44.18
3SB2207-0AC01 | ILLUMINATED PUSHBUTTON, 16MM, ROUND, PLASTIC, RED, BUTTON, FLAT, 1NC, LAMPHOLDER W2 X 4.6D, WITHOUT | 18.8
3RK4340-3DR51-0BA0 | SIRIUS MCU MOTOR STARTER EN.DEGR. OF PROTEC.IP55 PLASTIC COMMUNICATION WITHOUT ELECTROMECHANICAL SWI | 500.55
3TK1742-0AF0 | AC-1 CONTACTOR, 4-POLE, 1000 A, MAIN CONTACTS 4 NO, AUXILIARY CONTACTS 2NO+2NC, AC OPERATION AC 110V | 4586.69
TGX:16152-348 | MOUNTING BRACKET FOR SIPART PS2 CONNECTION TO FISHER 1051/1052, SIZE 33 | 1862.72
7ML1930-1CW | STEEL ENCLOSURE FOR 3 RD DISPLAY | 776.71
4AM6542-8ED40-0FA0 | TRANSFORMER SITAS; PHASES:1; PN/PN(S6)(KVA):2,5 /13,3; UPRI(V):600-575-550-525-500- 480-460-440-415- | 1303.33
3RK1903-3AD10 | 130MM TERMINAL MODULE FOR F-RS1E-X WITHOUT INFEED TERMINAL, WITH CODING FOR TRIPPING GROUPS | 365.9
CQO:992MTNHMSH-4 | TRANSDUCER MOUNTING TRACK, SIZE MOUNTING TRACK FOR SIZE 4, HIGH TEMPERATURE TRANSDUCER, PAIR LEGACY | 2641.65
A5E01191978 | ACC. MAG 3100 DN200 PN10 GROUND RING HASTELLOY | 1007.15
8GK1032-2KK21 | ALPHA 160 DIN, WALL-MOUNTED DB, SM UNEQ. DISTR. BOARD RAL 9016 IP43 SK2, H=650 W=550 D=140 | 342.53
6ES7658-2GX00-2YL8 | SIMATIC PCS7 OS WEB SERVER SOFTWARE UPDATE SERVICE WITHIN THE FRAMEWORK OF THIS CONTRACT, YOU WILL R | 1472.71
3VL9200-4WC30 | ACCESSORY FOR VL160, DRAW OUT ASSEMBLY FRONT CONNECTORS 3 POLES | 563.22
6RA8075-6DS22-0AA0 | SINAMICS DCM DC CONVERTER FOR TWO-QUADRANT DRIVES CONNECTION B6C INPUT: 3-PHASE AC 400V, 174A CONTRO | 4649.54
6GK1905-0EB00 | M12 CONNECTING PLUG FOR ET200 WITH AXIAL CABLE OUTLET F. FIELD ASSEMBLY, SOCKET CONNECTOR, PACK. UNI | 229.08
5SY4205-8 | CIRCUIT BREAKER 400V 10KA, 2-POLE, D, 0.5A, D=70MM | 64.68
5SY7102-8 | CIRCUIT BREAKER 230/400V 15KA, 1-POLE, D, 2A, D=70MM | 20
3RW4026-1BB14 | SIRIUS SOFT STARTER, S0, 25A, 11KW/400V, 40 DEGR., AC 200-480V, AC/DC 110-230V, SCREW TERMINALS | 541.6
3TK1967-0A | CONTACTS WITH FIXING PARTS 4 MOVABLE AND 8 FIXED CONTACTS 3TK17 | 1538.36
7MH5107-3PD00 | SIWAREX WL 230 LOAD CELL SB-S SA 500KG C3 - RATED LOAD 500KG - ACCURACY CLASS C3 - 3M CABLE LENGTH, | 442.35
7MH7725-1EG | LOADCELL SPARE, WD600 6KG SS, W HW | 1639.59
5SU1356-7KK10 | FI/LS-PROTECTOR TYPE A (PSE/SSF), D=70MM IFN 30MA,6KA, 1+N-POLEE C 10A | 81.84
6XV1822-5BN15 | SIMATIC NET, 7/8" CONN. CABLE FOR POWER SUPPLY OF ET200, PREASSEMBLED CABLE WITH 2 7/8" CONNECTORS, | 203.83
5TT5841-8 | INSTA CONTACTOR 0/1 AUTOMATIC WITH 3 MAKE AND 1 BREAK CONTACT CONTACT FOR 230, 400 V AC, 40 A TRIGGE | 121.81
3SB2910-0CC | BUTTON, RED, FLAT, FOR ILLUMINATED PUSHBUTTON | 0.38
6AG1132-4HB01-2AB0 | SIPLUS ET200S EM 2RO DC24V-AC23 -25 ... +60 DEGREES C BASED ON 6ES7132-4HB01-0AB0 5 PIECES PER PACKA | 779.43
8MF6098-5E | STANDARD CUBICLE 8MF6 HXWXD=2000X900X800 INDIVIDUAL MOUNTING NON-VENT., ASSEM., WELDED IP54 | 3902.28
8WA1804 | LINK RAIL FOR 10 TERMINALS SZ 35 | 36.56
5SJ4150-6HG40 | CIRCUIT BREAKER 240V 14KA, 1-POLE, B, 50A, D=70MM ACC. TO UL 489, SAME POLARITY | 44.44
5ST3732 | PIN BUSBAR SHOCKPROOF, 10 SQMM 1-PHASE+HS, 214 MM LONG FULLY INSULATED | 4.26
3SE5212-3KC05 | SIRIUS POSITION SWITCH; METAL ENCLOSURE TO EN50047, 31MM DEVICE CONNECTION 1X(M20X1.5); 1NO/2NC SLOW | 48.81
3RK1304-5LS40-5AA0 | ET 200PRO RSE ST REVERSING STARTER STANDARD; MECH. SWITCHING; ELECTRO. UE PROTECTION; 3PH 400 V/5.5K | 695.24
3SE5232-0HK80 | SIRIUS POSITION SWITCH; PLASTIC HOUSING ACC. TO EN50047, 31MM DEVICE CONNECTION 1X M20X1.5; 1NO/1NC | 34.86
3SB2901-4QJ | INSCRIPTION PLATE FOR PUSHBUTTON AND ILLUMINATED PUSHBUTTON, FLAT, CLEAR WITH BLACK LETTERING, WITH | 0.72
7MF9411-7BB | ACCESSORY KIT 2 SCREWS M 10 X 45,DIN EN 24014 1 FLAT-PROFILE GASKET | 29.12
8MF6024-4E | STANDARD CUBICLE 8MF6 HXWXD=2000X1200X400 INDIVIDUAL MOUNTING NON-VENT., ASSEM., WELDED IP40 | 3689.79
8MF2294-4ES | SICUBE 8MF2000 EMC-CUBICLE; WELDED, GALVANISED H X W X D = 2200 X 900 X 400MM FOR INDIVIDUAL MOUNTIN | 3477.29
3SE5242-0BC05-1CA0 | SIRIUS POSITION SWITCH W. INCREASED CORROSION PROT. PLASTIC HOUSING WIDE ACC. TO EN50047, 50MM DEVIC | 29.07
5TG2902 | DELTA LINE/STYLE SURFACE-M. ENCL., 2FOLD TITANIUM WHITE | 19.63
6GK5320-1BD00-2AA3 | SCALANCE X320-1FE MANAGED IE SWITCH, 20 X 10/100 MBIT/S RJ45 PORTS, 1 X 100MBIT/S SC PORT MULTIMODE | 5627.37
8MF9080 | ACTIVATING BOLT SQUARE 7MM | 37.29
8MF9230 | MOUNTING PLATE H X W = 800 X 600 MM FOR 8MF SYSTEM CUBICLE | 216.34
3RK2400-1GQ20-1AA3 | AS-INTERFACE COMPACT MODULE K45, A/B SLAVE (SPEC. 3.0), IP67 DIGITAL, 4X(1DI/1DO), MAX. 200MA FOR AL | 274.06
6FX2001-2DA50 | SIMODRIVE (ACCESSORIES) INCR. ROTARY ENCODER W. RS 422 (TTL), 500 PULSES, SYNCHRONOUS FLANGE, 6 MM S | 366.56
6XV1860-2S | SIMATIC NET, PROFIBUS HYBRID ROBUST CABLE, NON-WELDING, TRAILING TYPE CABLE, WITH 2XCU (1.5 QMM) AND | 14.12
8MF6226-4R | STANDARD CUBICLE 8MF6 HXWXD=2200X1200X600 SIDE-BY-SIDE MOUNTING NON-VENT., ASSEM., WELDED IP40 | 3477.29
8GK1302-8KK22 | ALPHA 630 DIN, FLOOR-MOUNTED DB DELIVERED AS FLAT PACK RAL 7035 IP43, SK1, H=1900 W=550 D=210 | 904.09
8MF2094-4ES | SICUBE 8MF2000 EMC-CUBICLE; WELDED, GALVANISED H X W X D = 2000 X 900 X 400MM FOR INDIVIDUAL MOUNTIN | 3380.71
5SY8606-7 | CIRCUIT BREAKER 400V 25KA, 3+N-POLE, C, 6A, D=70M | 150.79
3NE5433-1C | SITOR FUSE-LINK FOR SEMICONDUCTOR PROTECTION 450A AR 1500V SIZE 3 CONNECTION CONTACT INDICATOR 210MM | 404.15
6SL3525-0PE17-5AA1 | SINAMICS G120D POWER MODULE PM250D WITH BUILT IN CL. A FILTER POSSIBILITY OF REGENERATION 3AC380-480 | 760.39
7MH5105-2PD01 | SIWAREX WL 250 LOAD CELL ST-S SA 50KG C3 EX - RATED LOAD 50KG - ACCURACY CLASS C3 - 6M CABLE LENGTH, | 543.69
3RV1915-3CB | 3-PHASE BUSBARS MODULAR SPACING 63MM FOR 4 CIRCUIT-BREAKERS + ACCESSORIES | 11.31
5SY7210-7 | CIRCUIT BREAKER 400V 15KA, 2-POLE, C, 10A, D=70MM | 61.47
3LD2003-2EP53 | MAIN/EMERG. STOP SWITCH 4-POLE IU=16, P/AC-23A AT 400V=7.5KW 1NO+1NC, FRONT MOUNTING FOUR-HOLE MOUNT | 42.77
6AG1322-1FH00-7AA0 | SIPLUS S7-300 SM322 16DO -40 ... +70 DEGREES C WITH CONFORMAL COATING BASED ON 6ES7322-1FH00-0AA0 | 1369.7
6ES7321-1EL00-0AA0 | SIMATIC S7-300, DIGITAL INPUT SM 321, OPTICALLY ISOLATED, 32 DI, 120V AC, 1 X 40 PIN | 1142.24
3TF6844-0CM7 | CONTACTOR SIZE 14, 3-POLE AC-3, 335KW, 400/380V (690V) AUXILIARY CONTACTS 44 (4NO+4NC) AC OPERATION | 3337.83
5SY8340-8 | CIRCUIT BREAKER 400V 25KA, 3POLE, D, 40A, D=70MM | 113.33
5TG2552-5 | DELTA LINE, ALUMINUM METALLIC FRAME, 2FOLD, 151X80MM VERTICAL, W.LABELING FIELD | 19.06
8WH8141-2AB55 | LABELS, FLAT, TRANSV. 51 - 60 SIZE ZBF5 | 0.08
3RF2350-1AA06 | SEMI-COND. CONTACTOR 3RF2,1-PH. AC 51 50 A 40 DEGREES C 48-600 V / 24 V DC SCREW TERMINAL | 110.14
3RF2990-0GA16 | LOAD MONITORING CURRENT RANGE 90 A 40 DEGREES C 400-600 V / 24 V AC/DC TO SEMICON. RELAY/CONTACT. 3R | 147.5
8WH8110-3AA05 | EMPTY LABELS SIZE ZB6 | 0.06
3NA7105 | LV HRC FUSE LINK GL/GG WITH NON-INSULATED GRIP LUGS WITH COMBINATION INDICATOR SIZE 1, 16A, AC 500V/ | 10.06
3NW7323 | BUILT-IN FUSE BASE FOR CYLINDRICAL FUSES SIZE 8.5X31.5 MM 20 A, 2-POLE | 18.75
3NP1153-1DA10 | FUSE-SWITCH-DISCONNECTOR 3-POLE, NH2, 400A MOUNTING PLATE CONSTRUCTION COVER LEVEL 70 MM FLAT CONNEC | 238.81
8WA1822-7EF83 | G FUSE LINK DIN 41662 TIME-LAG LOW BREAKING CAPACITY RATED UNINT. CURRENT 4A | 2.61
7MH7723-1HU | BEARING REPLACEMENT KIT MILD STEEL (INCLUDES 1 TAIL BEARING, 2 HEAD BEARINGS) | 715.69
7MH7723-1ED | SWITCH INDUCTIVE,SJ3.5-N, SPARE | 319.55
8MF2898-4R | STANDARD CUBICLE 8MF2 HXWXD=1800X900X800 SIDE-BY-SIDE MOUNTING NON-VENTIL., ASSEMBL., WELDED IP40 | 2434.11
3SE5232-0HD03 | SIRIUS POSITION SWITCH PLASTIC HOUSING ACC. TO EN50047, 31MM DEVICE CONNECTION 1X(M20X1.5); 1NO/1NC | 24.36
5TG7807 | DELTA PROFIL, TITANIUM WHITE ROCKER W. BELL SYMBOL FOR PUSHB., 65X65MM | 7.49
3RP1540-1BB31 | TIMING RELAY, SOLID-STATE, OFF-DELAY, 2 CO CONTACTS, W/O AUX.VOLTAGE, 9 TIME SETTING RANGES 0.05S... | 350.07
3NA3036 | LV HRC FUSE LINK GL/GG WITH NON-INSULATED GRIP LUGS WITH FRONT INDICATOR SIZE 0, 160A, AC 500V/DC 44 | 13
4RB2083-3CC50 | POWER CAPACITOR PHICAP MKP 220V 8.3KVAR | 198.92
3RT1055-6NB36 | CONTACTOR, 75KW/400V/AC-3, AC(40...60HZ)/DC OPERATION UC 21...27.3V AUXIL. CONTACTS 2NO+2NC 3-POLE, | 508.18
3NE1448-2 | SITOR SET OF FUSES DUTY CLASS GR, DIN 43620 850A, 400V AC (SIZE 3) | 301.02
5TG8222 | BASE LOAD-PTC FOR LINE RELAY 5TT3171 | 10.5
6SL3710-2GF38-6AA3 | SINAMICS G150 CONVERTER CABINET UNIT, AC/AC WITH CIM+CU320-2 3AC 500-600V, 50/60HZ NOM. POWER RATING | 92077.65
3WL9111-0AP04-0AA0 | ACCESSORIES CIRCUIT BREAKER 3WL SHUTTER FOR GUIDE FRAME 3P SZ I, WITH LOCKING DEVICE | 464.27
5TG1325 | DELTA STYLE, TITANIUM WHITE FRAME, 5FOLD, 366X82MM | 29.14
8PQ3000-0BA71 | SIVACON S4 CROSS BAR WIDTH 600MM | 54.55
5SY8224-8BB08 | CIRCUIT BREAKER 400V 25KA, 2-POLE, 12.5A, D=70MM ONLY MAGNETIC TRIPPING | 51.62
3LD2013-0TK51 | 3-P. MAIN CTR./EM.-STOP SWITCH IU=16, P/AC-23A AT 400V=7.5KW TO BE FITTED AD THE BASE RAILS/2-HOLE M | 42.22
8WA746 | MOUNTING BRACKET | 2.85
6XV1850-2GH10 | SIMATIC NET, IND. ETHERNET TP CORD RJ45/RJ45, TP CORD PREASSEMBLED WITH 2 RJ45 CONNECTORS, LENGTH | 20.39
7MH7723-1HC | CIRCUIT CARD 32 PPR, IS | 1044.8
3RT1064-6AF36 | CONTACTOR, 110KW/400V/AC-3 AC(40...60HZ)/DC OPERATION UC 110-127V AUXILIARY CONTACTS 2NO+2NC 3-POLE, | 634.56
6ES7922-3BC50-0AF0 | FRONT CONNECT. F.SIMATIC S7-300 20POL. (6ES7921-3AH00-0AA0) W. 20 SINGLE CORES 0.5 MM2, H05V-K SINGL | 92.88
5UB1558 | I-SYSTEM, ELECTRIC WHITE SCHUKO SOCKET OUTL. 10/16A 250V W. SCREWLESS TERMINALS W. INCREASED TOUCH P | 8.9
3UG4631-2AA30 | DIGITAL MONITORING RELAY VOLTAGE MONITORING, 22.5MM FROM 0.1 TO 60V AC/DC OVERSHOOT AND UNDERSHOOT A | 141.16
5SY5150-7 | CIRCUIT BREAKER CURR. SENS DC 220V AC 230/400V 10KA, 1-POLE, C, 50A | 41.17
5SY4501-5 | CIRCUIT BREAKER 230V 10KA, 1+N-POLE, A, 1A, D=70MM | 68.96
8MF4241 | TRIM STRIP W.O. SIEMENS LETTER. UMBER FOR CUBICLE WIDTH 800MM | 96.2
3WL9111-2AA54-0AA0 | ACCESSORIES CIRCUIT BREAKER 3WL RATED CURRENT REF. MODULE 500A F. ETU25, 27, 45, 55, 75, 76 APPROVED | 255.11
3SB2908-1AD | INCANDESCENT LAMP, TRANSPARENT, RATED VOLTAGE AC/DC 30V, 1.0 W, WEDGE BASE W2 X 4.6D WEDGE-BASE W2 X | 1.37
3TF6944-8CP7 | CONTACTOR SIZE 14, 3-POLE AC-3, 450KW, 400/380V (1000V) AUXILIARY CONTACTS 44 (4NO+4NC) AC OPERATION | 4660.48
5SF4230 | DIAZED-BASE DIII 63A E33S AC DC 750V FOR FUSE LINKS 5SD7 SCREW TYPE | 80.14
6SE6400-0PM00-0AA0 | MICROMASTER 4 BOP/AOP SINGLE INVERTER DOOR MOUNTING KIT | 333.08
3VL9400-4TF30 | ACCESSORY FOR VL400 TERMINAL FOR CABLE (CU OR AL) SET OF 3 PCS 2 HOLES 3 POLE | 194.93
6ES7922-3BD20-0AF0 | FRONT CONNECT. F.SIMATIC S7-300 20POL. (6ES7921-3AH00-0AA0) W. 20 SINGLE CORES 0.5 MM2, H05V-K SINGL | 100.97
6SL3330-1TG34-3AA3 | SINAMICS S120 BASIC LINE MODULE 3AC 500-690V, 50/60HZ, 430A OUTPUT: DC 675 - 930V RATED POWER: 355KW | 9683.48
3RT1064-6AS36 | CONTACTOR, 110KW/400V/AC-3 AC(40...60HZ)/DC OPERATION UC 500-550V AUXILIARY CONTACTS 2NO+2NC 3-POLE, | 634.56
5ST3030 | SHUNT RELEASE MOUNT. AC110-415V,F. LS-SWITCH T=70MM | 31.15
5TG1122-3 | DELTA MIRO ALUMINUM FRAME 2-FOLD REAL ALUMINUM OXIDE YELLOW DIMENSIONS 161X90MM | 70.99
4AM3242-4TJ10-0FA0 | TRANSFORMER SITAS; PHASES:1; PN/PN(S6)(KVA):0,063 /0,19; UPRI(V):230+/-5%; USEC(V):110; ISEC(A):0,57 | 111.94
3VL9400-1SC00 | ACCESSORY FOR VL160X, VL160, VL250, VL400, SHUNT RELEASE 24 V DC RIGHT POLE ONLY | 160.92
5UB1998-0KG | PROMOTIONAL PACKAGE I-SYSTEM INSERTS WITH COMBI SCREW | 245.31
5SY4580-7 | CIRCUIT BREAKER 230V 10KA, 1+N-POLE, C, 80A, D=70MM | 63.04
6SL3330-7TE32-1AA3 | SINAMICS S120 ACTIVE LINE MODULE INPUT: 3-PH 380-480V, 50/60HZ OUTPUT: 600 V DC, 235 A, 132 KW INTER | 15542.67
6FX2001-2PC00 | SIMODRIVE ACCESSORY INCR. SHAFT ENCODER WITH RS-422 (TTL), 2000 PULSES, SUPPORTED FLANGE JOINT; SHAF | 366.56
3SE5212-0CC05-1CA0 | SIRIUS POSITION SWITCH W. INCREASED CORROSION PROTECTION METAL ENCLOSURE TO EN50047, 31MM DEVICE CON | 29.71
7ME3960-0MS10 | TRANSDUCER MOUNTING HARDWARE DEDICATED SPACER BAR FOR PIPES TO DN 200 (LIQUID), DN 600 (GAS) LEGACY | 238.66
5TG2584-0 | DELTA LINE, ELECTRIC WHITE FRAME, 4FOLD, 293X80MM | 13.06
8MF5900-2B | SLIMLINE LIGHT WITH ON/OFF SWITCH SL 025 W/O POW.OUL. WITH MAGN.(CA.30N) | 177.35
7MH7723-1EQ | RBSS,60 TOOTH GEAR, SPARE | 137.64
5SJ4240-7HG41 | CIRCUIT BREAKER 240V 14KA, 2-POLE, C, 40A, D=70MM ACC. TO UL 489 | 164.84
5SJ6510-7KS | CIRCUIT BREAKER 230V 6KA, 1+N-POLE, C, 10A, D=70MM WITH SCREWLESS TAP-OFF TERMINAL | 10.63
8WH3000-6AE00 | ISOLATING TERMINAL WITH QUICK CONNECTION, SECTION: 0.25 - 1.5 MM2, WIDTH: 5.2 MM, COLOR: GRAY | 5.25
4RB4300-3EE50 | POWER CAPACITOR PHASECAP COMPACT MKK 440V 30.0KVAR | 483.43
3NW6003-1 | CYLINDRICAL FUSE GG ACC. TO FRENCH STANDARD (NFC) WITHOUT INDICATOR SIZE 10X38MM, 500V 10A | 4.2
3NE4118 | SITOR FUSE-LINK 63A,AC 1000V (DIN 43620,SIZE 0) | 67.19
5TG1202 | DELTA MIRO DOUBLE FRAME GENUINE GLASS CRYSTAL GREEN DIMENSION 161X90 MM | 70.99
6ES7195-0BA22-0XA0 | SIMATIC DP, ASIC LSPM2 LEADFREE FOR PROFIBUS DP, SLAVE, MAX. 12 MBITS/S, 32 I/O 330 PCS./1 TRAY-BOX | 8809.61
3RF2410-2AB55 | SEMI-CONDUCTOR CONTAC.3-PH.3RF2 AC51 10A 40 DEG. C 48-600V / 230V AC 2-PHASE CONTROLLED SPRING-LOADE | 144.97
M56340-A0006 | COLLAR CEONNECTION PIECE G 1/2 MAX. 400 BAR, MAT.NO. 2.0401.26 | 20.84
5SH5242 | PROTECTIVE COVER ISO FOR REITER FUSE BASE 3POLE FOR 60 MM BUSBAR SYSTEM D02/63A 1.33FOLD | 1.98
6FX2003-0SU01 | SIGNAL CONNECTOR, 9-PIN UNION NUT 1 INSULATOR WITH SOCKET CONT. 1 INSULATOR WITH PIN CONT. SOLDER VE | 74.96
BVP:261812 | BD2A-400-ZL-Z* Z UNIT LEFT X/Y 0,36M, Z 0,14M- 1,25M 160-400A | 1441.72
6ES7331-7KF02-0AB0 | SIMATIC S7-300, ANALOG INPUT SM 331, OPTICALLY ISOLATED, 8AI, RESOLUTION 9/12/14 BITS, U/I/THERMOCO | 1862.01
3NJ4133-3BJ01 | IN-LINE FUSE SWITCH DISCONNECTOR 3-POLE SWITCHABLE, SIZE 2, I=400A , U=690V, TERMINAL STUD M 12 NEW | 270.07
6AV6574-1AD00-4CX0 | PROTECTIVE MEMBRANE FOR MP270B 10"TOUCH, MP370 12" TOUCH, TP270 10", C7-636 TOUCH, MP377 12" TOUCH 1 | 234.69
5SY6506-6 | CIRCUIT BREAKER 230V 6KA,1+N-POLE B, 6A, D=70MM | 14.68
3RF2330-1AA06 | SEMI-COND. CONTACTOR 3RF2,1-PH. AC 51 30 A 40 DEGREES C 48-600 V / 24 V DC SCREW TERMINAL | 82.93
5UB1828 | DELTA STYLE SCHUKO OUTLET 10/16A 250V RED COVER PLATE 68X68MM | 13.81
3SB2900-0XZK9Y | LABEL HOLDER WITH INSCRIPTION LABEL, LABEL SIZE 9.5 X 18.5MM, SILVER-COLORED, BLACK LETTERING, CUSTO | 4.41
8GK9912-0KK50 | ALPHA 160/400 DIN, WALL-MOUNTING RAIL L=1250MM | 25.78
8MF2206-5E | SICUBE 8MF2000 CUBICLE SYSTEM WELDED H X W X D = 2200 X 1000 X 600MM FOR INDIVIDUAL MOUNTING WITH 2 | 4134.13
BVP:261873 | BD2A-400-LL-X*/Y*-G* ELBOW LEFT X/Y 0,36M-1,25M 160A -400A WINKEL 85 GRAD-175 GRAD | 1662.02
7MC1907-1BL | CONNECTION HEAD, FORM B FOR LOW/HIGH-PRES. FLANGE AND FLUE-GAS RESISTANCE THERMOMETER 1 CABLE ENTRY; | 65.83
5SY7106-8 | CIRCUIT BREAKER 230/400V 15KA, 1-POLE, D, 6A, D=70MM | 20
3SE5232-0HE10 | SIRIUS POSITION SWITCH PLASTIC HOUSING ACC. TO EN50047, 31MM DEVICE CONNECTION 1X(M20X1.5); 1NO/1NC | 27.94
6XV1870-8AN15 | SIMATIC NET,IE CONNECTING CABLE M12-180/M12-180, PREASSEMBLED IE FC TRAILING CABLE GP, WITH 2 M12 CO | 117.94
6FX2001-5HE13 | ABSOLUTE VALUE ENCODER 13 BIT WITH ENDAT, OPERATING VOLTAGE 5 V, SYNCHRO-FLANGE AXIAL FLANGE SOCKET | 565
3RN1012-2CB00 | THERMISTOR MOTOR PROTECTION STANDARD EVALUATION UNIT MANUAL/AUTO/REMOTE,1NO+1NC, AC/DC 24V, SPR.-LOA | 250.69
5SJ4110-7HG40 | CIRCUIT BREAKER 240V 14KA, 1-POLE, C, 10A, D=70MM ACC. TO UL 489, SAME POLARITY | 32.75
6SL3065-2AA00-0AA0 | SINAMICS REPLACEMENT TERMINAL BLOCK 24 V DC 4-POLE CONNECTOR FOR CU320,TB,TM AND SM MODULES W/O BOLT | 17.26
3RT1945-6A | EQUIV. CONTACTS FOR CONTACTOR SIZE S3, 3-POLE, AC-3, 37 KW, 3 NO, MAIN CONTACTS, CONSISTS OF 3 MOVAB | 184.85
3RF2330-3AA26 | SEMI-COND. CONTACTOR 3RF2,1-PH. AC 51 30 A 40 DEGREES C 48-600 V / 110-230 V AC RING TERMINAL | 93.06
5SJ4318-8HG41 | CIRCUIT BREAKER 240V 14KA, 3-POLE, D, 15A, D=70MM ACC. TO UL 489 | 179.28
6XV1801-5DN10 | POWER CONNECTING CABLE M12-180/M12-180 FOR POWER SUPPLY OF ET200, PREASSEMBLED CABLE WITH M12 CONNEC | 120.68
8GK4550-3KK22 | A400/630 MOUNTINGKIT H=450 W=50 2 X 3NP1143 (NH1) AT MOUNTING PLATE | 163.75
8GK1102-3KK22 | ALPHA 400 DIN, WALL-MOUNTING DISTRIBUTOR, DELIVERY FORM FLAT PACK, AP-CUBICLE, RAL 9016, IP43 SK1, H | 315.45
3RF2150-1BA04 | SEMICONDUCTOR RELAY 3RF2, 1-PH. WIDTH 22.5 MM, 50 A 48-460V / 24V DC SCREW CONNECTION INSTANTANEOUS | 46.84
3TY7561-1AA00 | AUXILIARY CONTACT BLOCK FOR SIZE 2 TO 14 | 14.52
3NA6822 | LV HRC FUSE LINK GL/GG WITH INSULATED GRIP LUGS WITH COMBINATION INDICATOR SIZE 000, 63A, AC 500V/DC | 4.6
5TT4132-0 | REMOTE SWITCH WITH 2 NO WITH SERIES CIRCUIT CONTACT FOR AC 230, 400V 16A CONTROL AC 230V | 34.54
8US1211-1NS10 | BUSBAR SYSTEM BUSBAR CENTER-TO-CENTER CLEARANCE 60 MM DEVICE ADAPTER, WIDTH: 45 MM BUSBAR THICKN.:5. | 99.85
3NA3820 | LV HRC FUSE LINK GL/GG WITH NON-INSULATED GRIP LUGS WITH FRONT INDICATOR SIZE 000, 50A, AC 500V/DC 2 | 4
3WL9111-0AN31-0AA0 | ACCESSORIES CIRCUIT BREAKER 3WL MAIN CONDUCTOR CONN. 1 OFF WITHDRAW. CIRC. BREAKER SZ III CONNECTION | 343.99
4AM2342-5AV00-0EA0 | ISOLATION TRANSFORMER; PHASES:1; PN(KVA):0,025; UPRI(V):400+/-5%; USEC(V):42; ISEC(A):0,595; F(HZ):5 | 84.73
7ML5740-2AC01-0A | THE SITRANS RD200 IS A UNIVERSAL INPUT, PANEL MOUNT REMOTE DIGITAL DISPLAY FOR PROCESS INSTRUMENTATI | 697.73
6DD1661-0AD1 | SIMATIC TDC COMMUNICATION MODULE CP50M1 WITH 8 MBYTE BUFFER MEMORY, UP TO 1 MPI INTERFACE, UP TO 2 P | 9628.51
3KL6230-1AB02 | SWITCH DISCONNECTOR WITH LVHRC FUSES SIZE 3/2 IU=800A, UE=690V, 3-POLE, UR | 5530.2
3TY6443-0BF4 | COIL F.3TB44,3TC44 CONTACTORS DC 110V | 47.81
3VL9100-4RC31 | ACCESSORY FOR VL150XUL CG-FRAME REAR TERMINAL, ROUND COMPRISES 3 TERMINALS SHORT-LONG-SHORT 3-POLE | 81.11
3NJ6953-4BB00 | ACCESSORY FOR DISCONNECTOR FUSES IN-LINE TYPE, CAN BE PLUGGED IN,NH3 FRONTPLATE FOR 3NJ6233-1, 3NJ62 | 105.94
5SY4250-6 | CIRCUIT BREAKER 400V 10KA, 2-POLE, B, 50A, D=70MM | 61
3RT1055-2NP36 | CONTACTOR, 75KW/400V/AC-3 AC(40...60HZ)/DC OPERATION UC 200-277V AUXILIARY CONTACTS 2NO+2NC 3-POLE, | 508.18
8MF4074 | BOTTOM PLATE FOR CUBICLE WXD = 1000 X 600MM | 268.51
3TH4244-0AU0 | CONTACTOR RELAY 44E EN 50 011 4NO+4NC, SCREW TERMINALS AC OPERATION AC 240V 50HZ/AC 288V 60HZ | 59.12
6XV1861-3AT25 | SIMATIC NET PCF STANDARD CABLE, PREASSEMBLED WITH 2X2 BFOC CONNECTORS, INSERTION GUIDE, LENGTH 250 M | 2795.49
8WD4200-1AB | STEADY-LIGHT ELEMENTS, RED UC 12V - UC 230V | 36.53
7MF9017-1AA | SHUT-OFF VALVE FOR NON-CORROSIVE LIQUIDS, GASES AND VAPORS, 160 BAR, CONNECTIONS: THREADED SLEEVES W | 129.14
6GK1704-1LW00-3AE0 | SIMATIC NET IE SOFTNET-S7 LEAN UPGRADE FOR EDITON 2006 SW F.S7-,S5-COMP.COMM.,OPC PG/OP-COMM.,NCM PC | 294.74
8MF4043 | BASE FOR CUBICLE WXD = 1000 X 400MM HEIGHT 200MM | 459.77
3RP1531-2AQ30 | MULTIFUNCTION TIME RELAY IN CAGE-CLAMP TECH. 1 CHANGEOVER OFF-DELAY 0.5S...10S AC/DC 24V/AC 100...12 | 243.08
6GK7343-2AH11-0XA0 | SIMATIC NET, CP 343-2P COMMUNICATION PROCESSOR FOR CONNECTING SIMATIC S7-300 AND ET200M TO AS-INTERF | 1433.44
6FC9348-7HT00 | SIMODRIVE (ACCESSORIES) SUB D CONNECTOR SBM HOUSING 9-WAY PIN CONTACTS SLIDE TYPE LOCKING | 43.73
6GT2800-5BE00 | SIMATIC RF300 TRANSPONDER RF370T 32 KB FRAM,-25 UP TO +85 DGR/C, IP 68; 75 X 75 X 40 MM | 352.98
3NW7034 | BUILT-IN FUSE BASE WITH SIGNAL DETECTOR FOR CYLINDRICAL FUSES SIZE 10X38MM 32A, 3-POLE | 43.73
3RK1315-6NS71-2AA5 | SIRIUS MOTOR STARTER M200D AS-I COMMUNICATION: AS-INTERFACE DIRECT ON-LINE STARTER, BASIC ELECTR. SW | 1198.16
6ES7922-4BD20-0UD0 | FRONT CONNECTOR FOR SIMATIC S7-400 48-POLE (6ES7492-1AL00-0AA0) WITH 46 SINGLE CORES AWG 20, SINGLE | 192.15
3RB2985-2CB1 | MEMORY MODULE BASIC 2 GF FOR 3RB22/23 SZ S00...S12 | 22.54
3RT1476-6AS36 | CONTACTOR, 690A/AC-1 AC(40...60HZ)/DC OPERATION UC 500-550V AUXILIARY CONTACTS 2NO+2NC 3-POLE, SIZE | 1526.19
4AV4103-2EB00-0A | POWER SUPPLY; PHASES:1; PN(KW):0,072; UPRI(V):400-230+/-15; USEC(V DC):24; ISEC(A DC):3; F(HZ):50... | 297.51
3WL9111-0AH13-0AA0 | 3WL9-NAFTA-ACCESSORY WLGSGSW6 6-CONNECT WL POSITION SIGNALING SWITCH | 565.31
3RS1120-1DW20 | TEMPERATURE MONITORING RELAY THERMOCOUPLE TYP J, EXCEEDING 2 THRESH. VAL., WIDTH 22ND5 MM 0 C - 200 | 336.78
5SY4225-5 | CIRCUIT BREAKER 400V 10KA, 2-POLE, A, 25A, D=70MM | 83.76
3RT1064-2AM36 | CONTACTOR, 110KW/400V/AC-3 AC(40...60HZ)/DC OPERATION UC 200-220V AUXILIARY CONTACTS 2NO+2NC 3-POLE, | 634.56
3RT1916-4JA02 | INSULATION STOP STRIP FOR 5 TERMINAL PAIRS | 2.25
6SL3202-0AE26-2SA0 | SINAMICS SINE-WAVE FILTER FOR POWER MODULE FSD STAND ALONE 3AC 380-480V 61,8A | 2043.72
FDK:083N8502 | MAG 3100 E FLANGE 3 INCH, CL300 HAST C | 1596.02
3RK1903-0AB10 | TERMINAL MODULE FOR ET 200S DS FOR DIRECT STARTER, WITHOUT FEEDER CONNECTION | 219.54
LZS:PT5A5S15 | PLUG-IN RELAY COMPLETE UNIT AC 115V, 4 CO CONTACT LED MODULE RED STANDARD PLUG-IN SOCKET SCREW TERMI | 18.8
6SL3760-0GC00-0AA0 | RESISTOR 24OHM SPARE PART FOR SINAMICS S120 CABINET MODULES | 232.6
8WD4440-0CD | SIGNALLING COLUMN SINGLE-FLASH LIGHT ELEMENT YELLOW, 115V AC | 129.14
3UF7100-1AA00-0 | CURRENT MEASURING MODULE; SET CURRENT 0,3...3A; OVERALL WIDTH 45MM; STRAIGHT-THROUGH CT | 135.99
8MF4641 | MOUNTING PLATE HXW=ALLX800 | 334.22
6SL3325-1TG32-2AA3 | SINAMICS S120 SINGLE MOTOR MODULE INPUT: DC 675V - 1035V OUTPUT: 3AC 500V -690V, 215A FRAME SIZE: CH | 32029.36
BVP:261830 | BD2A-1000-LH-G* KNEE BACKSIDE X 0,36M / Y 0,36M 500A-1000A WINKEL 85 GRAD-175 GRAD | 1203.06
5TG4210 | DELTA FLAT IP44, SM REPL. WINDOW F. LIGHT SIGNAL YELLOW | 1.88
3SB2901-5RK | INSERT CAP FOR PUSHBUTTON AND ILLUMINATED PUSHBUTTON RAISED 9 CLEAR WITH BLACK LETTERING, WITH SYMBO | 0.93
3SB2901-4PE | INSCRIPTION PLATE FOR PUSHBUTTON AND ILLUMINATED PUSHBUTTON, FLAT, CLEAR WITH BLACK LETTERING, WITH | 0.72
7ME3960-0MR00 | TRANSDUCER MOUNTING HARDWARE RTD MOUNTING HARDWARE FOR DEDICATED SYSTEMS LEGACY PART NUMBER: 992EMTN | 371.98
3RP1505-1BW30 | TIME RELAY, MULTI-FUNCTION 2 CHANGEOVER, 16 FUNCTIONS, 15 TIME SETTING RANGES AC/DC 24... 240 V, WIT | 359.56
6ES7972-0DA00-0AA0 | SIMATIC DP, RS485 RESISTOR FOR TERMINATING PROFIBUS-/MPI-NETWORKS | 177.11
3RV1011-1JA10-ZW97 | CIRCUIT-BREAKER, 7...10 A, N-RELEASE 130 A, SIZE S00, MOTOR PROTECTION, CLASS 10, SCREW CONNECTION S | 72.17
5SU1356-6KK25 | FI/LS-PROTECTOR TYPE A (PSE/SSF), D=70MM IFN 30MA,6KA, 1+N-POLEE B 25A | 89.04
8WA1011-6DG11 | TWO-TIER TERMINAL THERMOPLASTIC CONNECTION ON BOTH ENDS 1POLE, BEIGE, 6.5MM, SZ 4 DOUBLE CONNECTION | 7.28
8WA8850-2AY | PACK. W. 15 PLATE HOLDERS PER FRAME 68 X=1020 LAB. PLATES LAB. PLATES 5X7MM F. COMPUTER LABELING SYS | 0.13
8GK9900-0KK13 | A630 SOCKET, H=100MM A630 SOCKET D=250MM, W=300MM MOUNT. AT EXISTING SOCKET | 187.84
8WH8121-1AB35 | LABELS, FLAT, LONGIT. 31 - 40 SIZE ZBF4 | 0.08
8WH9006-1GA00 | COVERFOR FEED-THROUGH TERM. WITH SPRING CONNECTION, SECTION: 16 MM2, WIDTH: 2.2 MM, COLOR: GRAY | 0.95
3SE5242-1LC05 | SIRIUS POSITION SWITCH; PLASTIC HOUSING ACC. TO EN50047, 50MM DEVICE CONNECTION 2X(M20X1.5); 1NO/2NC | 43.73
7MH7725-1DV | LOAD CELL,MSI,250LB, STAINLESS STEEL, CSA/FM/ATEX, SPARE | 2411.53
8MF4120 | SIDE PANEL FOR CUBICLE HXD = 1800 X 400MM DEGREE OF PROTECTION IP40 | 174.04
6ES7360-3AA01-0AA0 | SIMATIC S7-300,INTERFACE MODULE IM 360 IN CENTRAL RACK FOR CONNECTING MAX. 3 EXPANSION RACKS, WITH K | 503.69
8MF5888-4ES | EMC CUBICLE IP40 HXWXD=1800X800X800 | 4153.43
7MH5104-1PD00 | SIWAREX WL 260 LOAD CELL SP-S SA 5KG C3 - RATED LOAD 5KG - ACCURACY CLASS C3 - 1M CABLE LENGTH, 6 CO | 601.61
6ES7922-3BC50-0AG0 | FRONT CONNECTOR FOR SIMATIC S7-300 40-POLE (6ES7921-3AH20-0AA0) WITH 40 SINGLE CORES 0.5 MM2, H05V-K | 137.08
7MH5106-2GD01 | SIWAREX WL 230 LOAD CELL BB-S SA 20KG C3 EX - RATED LOAD 20KG - ACCURACY CLASS C3 - 3M CABLE LENGTH, | 521.32
6ES7658-7GB00-2YB0 | SIMATIC PCS7, SOFTWARE MAINTENANCE STATION RUNTIME (100 TAGS) SINGLE LICENSE F.1 INSTALLATION R-SW, | 868.41
8GK1323-8KN43 | ALPHA 630 DIN FLOOR-MOUNTED DB IP55, SK I, RAL 7035 H=1950 W=1050 D=250 INCL. BASE AND SHEET STEEL D | 1597.24
3RT1076-2AT36 | CONTACTOR, 250KW/400V/AC-3 AC(40...60HZ)/DC OPERATION UC 575-600V AUXILIARY CONTACTS 2NO+2NC 3-POLE, | 1947.39
3NP1163-1JC10 | FUSE-SWITCH-DISCONNECTOR 3-POLE, NH3, 630A 60MM BUSBAR SYSTEM COVERS FOR RITTAL FLAT CONNECTOR | 472.91
6SL3760-2AL87-0AA0 | ISOLATION MONITORING SPARE PART FOR CABINET UNIT SINAMICS G150 / S150 NMA: A5E00146964 | 9079.47
4AT3612-8DD40-0FA0 | TRANSFORMER SITAS; PHASES:1; PN/PN(S6)(KVA):5 /19; UPRI(V):550-525-500-480-460- 440-415-400-380-230- | 2380.01
6ES7960-1AA04-5BA0 | SIMATIC S7-400H, PATCH CABLE FO 2M FOR SYNC-MODULE | 183.18
7MF9006-6QA | MOUNTING BRACKET FOR VALVE MANIF. 7MF9413-1D*+7MF9413-1E* MADE OF STAINLESS STEEL, MAT. NO. 14301 FO | 74.7
3SB2901-7AA | INSERT CAP FOR INDICATOR LIGHT, CLEAR WITH BLACK LETTERING, W/O INSCRIPTION, FOR SELF-INSCRIPTION | 0.72
3LD2054-1TL51 | 4-P. MAIN CTR./EM.-STOP SWITCH IU=16, P/AC-23A AT 400V=7.5KW FRONT MOUNTING MAIN HOLE MOUNTING ROTAR | 33.82
5SY5240-7 | CIRCUIT BREAKER CURR. SENS DC 440V AC 400V 10KA, 2-POLE, C, 40A | 60.66
BVP:203151 | BD2-AK2M2/2CEE165A163 TAP-OFF UNIT 16A / 2X3P MCB(C)+ 2X5P.CEE | 802.85
8MF4024 | BASE FOR CUBICLE WXD = 1000 X 600MM HEIGHT 100MM | 368.98
8GK4101-8KK22 | ALPHA 400 DIN, RAPID MOUNTING KIT FOR INSTALLATION MOUNT. DEVICE WITH ROW DISTANCE 150 MM WITH LONGI | 714.31
3RA6120-1BB32 | SIRIUS, COMPACT STARTER, DIRECT STARTER 690 V, 24 V AC/DC, 50 ... 60 HZ, 0.32 ... 1.25 A, IP20, CONN | 575.39
8US1998-7CB72 | BUSBAR ADAPTER SYSTEM VERTICAL BUSBAR RUN MOUNTING RAIL 35 MM, PLASTIC WITH RECESS FOR INSERT 8US199 | 5.02
5TG1801 | DELTA PROFILE, TITANIUM WHITE FRAME WITH CUTOUT 48X48MM 1-WAY, 80MM | 4.73
3RF2950-0HA13 | OUTPUT REGULATOR CURRENT RANGE 50 A 40 DEGREES C 110-230 V / 24 V AC/DC TO SEMICON. RELAY/CONTACT. 3 | 271.58
3TH4262-0AG2 | CONTACTOR RELAY 62E EN 50 011 6NO+2NC, SCREW TERMINALS AC OPERATION AC 50/60HZ 110V | 57.21
3RK4340-3CR51-1BA0 | SIRIUS MCU MOTOR STARTER EN.DEGR. OF PROTEC.IP55 PLASTIC COMMUNICATION WITHOUT ELECTROMECHANICAL SWI | 609.78
3WL9111-0BA14-0AA0 | ACCESS.F. 3WL/3VL CIRC.-BREAKER CAPACITOR STORAGE UNIT F.SHUNT TRIP RATED CONTROL VOLTAGE AC 50/60HZ | 1194.75
3LD9245-2C | SHAFT SET SHAFT 8X8X300 MM ONLY FOR SWITCH 3LD2 WITH DOOR COUPLING COMPRISING 5 PIECES | 20.81
5TC9258 | DELTA STYLE, TITANIUM WHITE ROOM TEMP. CONTROLLER COVER 3-POSITION SWITCH, 68X68MM | 56.55
5WG1501-1AB01 | N 501 COMBI SUNBLIND ACTUATOR 4X SUNBLIND AC 230V, 6A 8X INPUT AC/DC 12-230V | 995.95
3VL9400-1UJ00 | ACCESSORY FOR VL160X, VL160, VL250, VL400, UNDERVOLTAGE RELEASE 380 - 415 V AC RIGHT POLE ONLY | 215.86
PBD:22475K4A | KIT,HORN ANT,LONG,PURGE, GP APPROVAL ONLY | 651.4
3LD2418-1TL13 | MAIN SWITCH 4-POLE FLOOR MOUNTING IU=250A P/AC-23A AT 400V=132KW WITH DOOR COUPLING ROTARY MECHANISM | 447.05
5SJ6310-6KS | CIRCUIT BREAKER 400V 6KA, 3-POLE, B, 10A, D=70MM WITH SCREWLESS TAP-OFF TERMINAL | 37.94
8GK4401-2KK12 | ALPHA 400/630 DIN, KIT FOR ROW TERMINALS FIELD COVER WITHOUT CUTOUT WITH TERMINAL SUPPORT, HORIZ., H | 59.96
3NJ4915-2KA20 | ACCESSORIES F. STRIPS 3NJ41 IN-LINE FUSE SW.DISC. S.NH1-3 INTEGRAT. CURR. TRANSFORMER 600/1A,CL.1 | 59.12
3TH4262-0AN2 | CONTACTOR RELAY 62E EN 50 011 6NO+2NC, SCREW TERMINALS AC OPERATION AC 50/60HZ 220V | 57.21
3VL9400-1UV00 | ACCESSORY FOR VL160X, VL160, VL250, VL400, UNDERVOLTAGE RELEASE 60 V DC RIGHT POLE ONLY | 215.86
6DL2804-0AD62 | EX-DEVICE MADE OF STAINLESS STEEL, IP65. EMPTY CABINET READY FOR INSTALLATION OF ET200ISP. EQUIPMENT | 5308.6
6FX8002-2YQ27-1BB5 | SIGNAL CABLE M=011,5 | 275
3RT1926-2ED31 | SOLID-STATE, TIME-DELAYED AUXILIARY SWITCH BLOCK SETTING RANGE 5 S...100 S, AC 200...240 V, 1NO + 1N | 76.59
2XV9450-1CG15 | SOFTNET S7 (ISO) FOR LINUX (REDHAT, SUSE) SOFTNET S7 F. COMMUNICATION BEETWEEN PC AND SIMATIC S7 ISO | 9252.64
6XV1861-3AN75 | SIMATIC NET PCF STANDARD CABLE, PREASSEMBLED WITH 2X2 BFOC CONNECTORS, INSERTION GUIDE, LENGTH 75 M | 990.07
4RB5150-3JA50 | POWER CAPACITOR PHASECAP MKK 800V 15.0KVAR | 541.78
5TG8063 | CAP SET FOR PUSHBUTTON 5TE48 SET W.PER 5XYELLOW/TRANSPARENT | 5.51
8GB2053-0 | SIMBOX UNIVERSAL WP INNER BARRIER HORIZONTAL, 12MW | 6.37
BVP:611455 | BD2A-1-800-WO-2W*-WKA OPTIONAL LENGTH 1,26M-2,24M 800 0,5PE, WITHOUT TAP OFFS | 4902.82
5TG8330 | SPARE FUSE 4A FOR DELTA HANDHELD CONTR. | 2.09
5SY6525-7 | CIRCUIT BREAKER 230V 6KA,1+N-POLE C, 25A, D=70MM | 12.53
6ES7193-4LH20-0AA0 | 200 COLOR CODING PLATES FOR TERMINAL MODULES OF THE ET 200S AND ET 200S COMPACT IN THE COLOR TURQUOI | 38.99
3TC5217-0AP4 | CONTACTOR, SIZE 8, 2-POLE DC-3 AND 5,RATD.OPER.CURR. 220A AUXILIARY CONTACTS 22 (2NO+2NC) DC OPERATI | 1186.4
3RN1012-1GB00 | THERMISTOR MOTOR PROTECTION STANDARD EVALUATION UNIT, MANUAL/AUTO/REMOTE, 2 CC, HARD-GOLD-PL.,AC/DC2 | 271.58
3NA6136-4 | LV HRC FUSE LINK GL/GG WITH INSULATED GRIP LUGS WITH COMBINATION INDICATOR SIZE 1, 160A, AC 400V | 17.07
3SE5212-0KC05-1CA0 | SIRIUS POSITION SWITCH W. INCREASED CORROSION PROTECTION METAL ENCLOSURE TO EN50047, 31MM DEVICE CON | 31.51
5TG1911 | DELTA PROFIL,TITANIUM WHITE MODULE CARRIER,1FOLD INCL. INTERMED. FRAME SCREW FIXING | 7.05
5UB1908 | I-SYSTEM, ELECTRIC WHITE SOCKET OUTLET 10/16A 250V W. GROUNDING PIN W. INCREASED TOUCH PROTECTION 2P | 12.2
4EM5212-8CB00 | COMMUTATING CHOKE FOR CONVERTER; PHASES:1; UN1(V):400; ITHMAX 1(A) / F1(HZ):35,5 /50; I LN (A):31,95 | 1114.89
6ES7921-3AK20-0AA0 | FRONT CONNECTOR WITH TWISTED RIBBON CABLE CONNECTION FOR COMPACT CPU 312C FOR X1 CONNECTION, POWER S | 109.06
6FX2001-2GB00 | SINUMERIK (ACCESSORIES) INCR. POS. ENCODER, WITH LED, AXIAL FLANGE CONNECTOR, 1000 PULSE/REV | 366.56
5TG4820 | I-SYSTEM HOTEL CARD SWITCH ILLUMINATED TITANIUM WHITE, 55X55MM | 81.88
8MF4886 | SWING FRAMES 35HE FOR CUBICLE HEIGHT 1800MM | 1313.64
BVP:611101 | BD2A-1000-EE-KR BD2A FEEDER UNIT 1000A FOR MULTI CORE CABLE WITH CABLING BOX | 1556.76
8GK4650-2KK22 | A400/630 MOUNTINGKIT H=300 W=50 4 X 3NP1123./3NP1133.(NH00/000) FOR BUSBAR 40/60MM WITHOUT BUSBARHOL | 92.73
8WH8121-2AB55 | LABELS, FLAT, LONGIT. 51 - 60 SIZE ZBF5 | 0.08
8MF4072 | BOTTOM PLATE FOR CUBICLE WXD = 900 X 800MM | 274.32
8WH2000-1JG68 | FUSE TERMINAL WITH ILLUM. DISPLAY (30 - 60V) FOR G FUSE LINKS 5 X 20, 5 X 25 AND 5 X 30 MM WITH 4 MM | 14.98
3WL9111-0AN10-0AA0 | ACCESSORIES CIRCUIT BREAKER 3WL MAIN CONDUCTOR CONN. 4 OFF WITHDRAW. CIRC. BREAKER SZ III VERTICAL C | 2349.41
A5E01159146 | ACC. MAG 3100 DN100 CL150 GROUND RING W1.4404 | 155.16
A5E00826932 | LOADCELL,WEIGHFEEDER, 10KG, NICKLE PLATED, MILD STEEL, METRIC | 539.52
A5E00839435 | SONO 3200 COMPLETE TRANSDUCER, O-RING GASKET IN FKM 602, LIQUID TEMPERATURE: -20 TO +200DEG.C, PN 40 | 3818.84
4RB2075-3EJ50 | POWER CAPACITOR PHICAP MKP 480V 7.5KVAR | 102.65
3RT1075-6NB36 | CONTACTOR, 200KW/400V/AC-3 AC(40...60HZ)/DC OPERATION UC 21-27.3V AUXILIARY CONTACTS 2NO+2NC 3-POLE, | 1537.11
3VL9300-4PD40 | ACCESSORY FOR VL250, PLUG IN SOCKET KIT ASSEMBLY FRONT CONNECTORS RCD 4 POLE | 706.47
3TY7561-1KA00 | AUXILIARY CONTACT BLOCK FOR SIZE 3 TO 12 | 7.57
5SY8415-7 | CIRCUIT BREAKER 400V 25KA, 4POLE, C, 1.6A, D=70MM | 166.65
8MF9274 | MOUNTING PLATE H X W = 2000 X 1200 MM FOR 8MF SYSTEM CUBICLE | 457.82
3SE5122-0MA00-1CA0 | BASIC SWITCH FOR POSITION SWITCH 3SE5112, METAL ENCLOSURE, 56 MM, INCREASED ANTI-CORROSION PROTECTIO | 35.01
3VL9100-4TC40 | ACCESSORY FOR VL160X, STEEL WRAP-AROUND TERMINAL SET OF 4 PCS 4 POLE | 46.19
3RF2170-1AA05-0KN0 | SOLID-STATE RELAY 3RF2, 1-PHASE WIDTH 22.5MM, 70A 48-600V / 24V DC SCREW CONNECTION BLOCKING VOLTAGE | 57.1
4AM6442-4TJ10-0FC0 | TRANSFORMER SITAS; PHASES:1; PN/PN(S6)(KVA):1,7 /9,7; UPRI(V):230+/-5%; USEC(V):110; ISEC(A):15,5; F | 1228.26
3NA7244 | LV HRC FUSE LINK GL/GG WITH NON-INSULATED GRIP LUGS WITH COMBINATION INDICATOR SIZE 2, 250A, AC 500V | 14.04
3RK1315-6NS71-3AA0 | SIRIUS MOTOR STARTER M200D AS-I COMMUNICATION: AS-INTERFACE REVERSING STARTER, BASIC ELECTR. SWITCHI | 1098.67
6SL3330-6TG41-2AA3 | SINAMICS S120 SMART LINE MODULE 3-PHASE AC 500-690V, 50/60HZ OUTPUT: 675-930V DC, 1200A RATED OUTPUT | 42689.17
8UC7262-6BD26 | DOOR DRIVE 8UC7 HANDLE TI-GREY, MASKING FRAME LIGHT GRAY W. REDUCED TOLERANCE COMPENS. FOR CIRCUIT-B | 168.39
5SY4203-8 | CIRCUIT BREAKER 400V 10KA, 2-POLE, D, 3A, D=70MM | 27.55
BVP:261902 | BD2C-1250-TV JUNCTION UNIT T UNIT FRONTSIDE 1250A | 1673.02
8GK9511-8KK20 | ALPHA 400DIN DOOR AS SPARE PART SINGLE DOOR H=1250 MM,W=550 MM INCL. CLOSING EQUIPMENT UP, IP31, SK2 | 179.8
BVP:261499 | BD2A-3-630-SB-1 STANDARD LENGTH 1,25M 630A, N + PE, 4 TAP OFFS | 1162.67
3RF2150-1AA04 | SEMICONDUCTOR RELAY 3RF2, 1-PH. WIDTH 22.5MM, 50 A 48-460 V / 24 V DC SCREW TERMINAL | 46.84
3RK1301-0BB00-1AA2 | RS1-X FOR ET 200S ELECTRO-MECH. REVERS. STARTER, EXPANDABLE SETTING RANGE 0.14...0.20A AC-3, UP TO 0 | 627.04
3RK1400-1CQ00-0AA3 | AS-INTERFACE COMPACT MOD. IP67, DIGITAL, 4I/4O, 4 X 1 INPUT, 200MA MAX., PNP 4 X 1 OUTPUT, 2A, DC 24 | 325.72
8MF2024-4E | CUBICLESYSTEM 8MF2000 HXWXD = 2000 X 1200 X 400MM FOR INDIVIDUAL MOUNTING WITH SIDE PANELS, IP 40 | 3380.71
6FX2001-3GC50 | SIMODRIVE (ACCESSORIES) INCR.ROTARY ENCODER W.1-V-SINUS 2500 PULSES, SYNCHRON. FLANGE, 6 MM SHAFT, | 366.56
3TH4262-0BM4 | CONTACTOR RELAY 62E EN 50 011 6NO+2NC, SCREW TERMINALS DC OPERATION DC SOLENOID SYSTEM DC 220V | 99.96
3NA6122 | LV HRC FUSE LINK GL/GG WITH INSULATED GRIP LUGS WITH COMBINATION INDICATOR SIZE 1, 63A, AC 500V/DC 4 | 13.44
5SY8120-7 | CIRCUIT BREAKER 230/400V 25KA, 1POLE, C, 20A, D=70MM | 16.43
6ES7221-3AD30-0XB0 | SIMATIC S7-1200, DIGITAL INPUT SB 1221, 4DI, 5VDC 200KHZ | 97.05
5UB1522 | I-SYSTEM SCHUKO SOCKET OUTLET W. INCREASED TOUCH PROTECTION ROT, 55MM X 55MM | 16.79
3SB2901-4EM | INSCRIPTION PLATE FOR PUSHBUTTON AND ILLUMINATED PUSHBUTTON, FLAT, CLEAR WITH BLACK LETTERING, WITH | 0.72
8GK9531-7KK20 | ALPHA 400/630 DIN, UNIVERS. DISTRIBUT. ACCESSORIES MOUNT. PLATE WITH MOUNT. SCRWES STEEL, SENDZIMIR | 85.59
6FX2001-2NC50 | SIMODRIVE (ACCESSORIES) INCR. ROTARY ENCODER W. RS 422 (TTL),2500 PULSES, CLAMP FLANGE 10 MM SHAFT, | 366.56
3SE5132-0LC03 | SIRIUS POSITION SWITCH PLASTIC ENCLOSURE 40MM, TO EN50041 DEVICE CONNECTION 1X (M20X1.5) 1NO/2NC SNA | 32.75
A5E02551182 | 25 FT ENCODER INTERFACE CABLE WITH IP68 NEMA 6P PLUGS INCLUDED FOR ITRON 200WP RADIO | 210.67
3RT1276-6AV36 | VAC. CONTACTOR, 250KW/400V/AC-3 AC/DC OPERATION UC 380-420V AUXILIARY CONTACTS 2NO+2NC 3-POLE, SIZE | 2751.52
5TG2094 | I-SYSTEM, ALUMINUM MET. MODULE CARRIER, 1-FOLD INCL. INTERMEDIATE FRAME SCREW FIXING | 9.27
8WH9040-1FB07 | PLUG-IN COUPLING RIGHT ELEMENT CAN BE JUMPERED, CAN BE SELF-PREASSEMBLED, WITH SPRING CONNECTION SEC | 1.69
3NE8017-1 | SITOR FUSE LINKS 50A, AC 690V (DIN 43620, SIZE 00) | 50.37
4RB4150-3EA50 | POWER CAPACITOR PHASECAP COMPACT MKK 400V 15.0KVAR | 315.06
3RK1911-2BL22 | CONNECTOR SET EMC FOR MOTOR CAB FOR CONNECTION TO MOTOR SLEEVE HOUSING STRAIGHT OUTG. SOCKET INSERT | 146.59
LZX:PT520024 | PLUG-IN RELAY 4 CHANGEOVER CONT.,W/O TEST BR. 24V DC | 7.03
5SM3745-0 | RES.CURRENT OP.CIRCUIT BREAKER TYPE AC WS 125A 3+N-POL IFN 0,5A 400V 4MW | 612.42
PBD:51006K020AABA | KIT,IQ HN 4",22452 2/150 316, PTFE,FKM,NO,PRESSURE | 1621.84
7MH5113-4PD00-0BA0 | SIWAREX WL 280 LOAD CELL RN-S SA 5T C3 - RATED LOAD 5T - ACCURACY CLASS C3 ACCORDING TO OIML R60, | 1874.63
3RK2400-1BT30-0AA3 | AS-I COMPACT MODULE K20, IP67, A/B-SLAVE, DIGITAL, 2DI/2DO, 2 X INPUT FOR SENSOR(MECHAN./2- OR 3-WIR | 248.24
6ES7900-0EA00-0XA0 | SIMATIC PC, POWER CABLE 3M STRAIGHT FOR POWER PG AND RACK PC FOR ITALY | 28.46
6SE6440-2UD23-0BA1 | MICROMASTER 440 WITHOUT FILTER 3AC 380-480 V +10/-10% 47-63 HZ CONSTANT TORQUE POWER 3 KW OVERLOAD | 2752.1
5SM2635-6 | FI-BLOCK F.LS-SWITCH 5SY TYPE A (PSE/SSF), D=70MM 6-63A 3POLE IFN 0.3A 400V | 80.55
8MF4684 | MOUNTING PLATE HXW=2200X1200 | 494.55
7MF9004-5CC | ACCESSORY KIT 4 SCREWS 7/16-20 UNF X 1 1/8 INCH, 4 WASHERS, 2 FLAT-PROFILE GASKETS | 13.92
4RB4150-3FC50 | POWER CAPACITOR PHASECAP COMPACT MKK 525V 15.0KVAR | 290.05
4AV3202-2EB00-0A | POWER SUPPLY; PHASES:3; PN(KW):0,432; UPRI(V):575(600)-500-460(480)- 400(415)-230(240)-200; USEC(V D | 981.76
5SY8106-8 | CIRCUIT BREAKER 230/400V 25KA, 1POLE, D, 6A, D=70MM | 22.69
6GT2600-0AD10 | MOBY D / RF300 ISO MOBILE DATA MEMORY MDS D100 ISO CARD, 128 BYTES (BRUTTO), IP 68, -25 TO +80 DGR/C | 13.27
6SL3710-1GE38-4AA3 | SINAMICS G150 CONVERTER CABINET UNIT, AC/AC WITH CIM+CU320-2 3AC 380-480 V, 50/60 HZ NOM. POWER RATI | 62650.75
6ES7331-7KB02-0AB0 | SIMATIC S7-300, ANALOG INPUT SM 331, OPTICALLY ISOLATED, 2 AI, 9/12/14 BITS RESOLUTION, U/I/THERMOCO | 536.18
6FX5008-1BB21-6AA0 | POWER CABLE, SOLD BY THE METER 4 X 2.5 C UL/CSA, DESINA MOTION-CONNECT 500 DELIVERY FORM: ON DISPOS. | 3744.33
6ES7392-1AJ00-1AB0 | SIMATIC S7-300, FRONT CONNECTOR FOR SIGNAL MODULES WITH SCREW CONTACTS, 20-PIN 100 PIECES PER PACKAG | 6286.32
6XV1873-3CN20 | SIMATIC NET FO TRAILING CABLE 50/125, PREASSEMBLED WITH 2X2 BFOC CONNECTORS, LENGTH 20 M | 400.39
6FX5008-1BB70-2AA0 | POWER CABLE, SOLD BY THE METER 4 X 70 C, UL/CSA, DESINA MOTION-CONNECT 500 DELIVERY FORM: ON DISPOS. | 12314.92
3NA7136-6 | LV HRC FUSE LINK GL/GG WITH NON-INSULATED GRIP LUGS WITH COMBINATION INDICATOR SIZE 1, 160A, AC 690V | 38.65
3SE5312-1SB11 | SAFETY POSITION SWITCHES WITH SOLENOID INTERLOCKING LOCK. FORCE 2600N,5 APPR. DIR. METAL HOUSING,3X( | 305.14
8WH8120-2AB35 | LABELS, LONGIT. 31 - 40 SIZE ZB5 | 0.11
8MF4514 | MOUNTING PLATE FOR CUBICLE HXW = 2000 X 1200MM | 467.5
3RT1965-5AD32 | WITHDRAWABLE COIL FOR SIZE S10 FOR CONTACTORS 3RT106/3RT146 AC/DC OPERATION UC42-48V DRIVE: CONVENTI | 105.04
3RT1955-5NF32 | WITHDRAWABLE COIL FOR SIZE S6 FOR CONTACTORS 3RT105/3RT145 AC/DC OPERATION UC96-127V DRIVE: ELECTRON | 137.95
3RT1926-4P | SCREW-TYPE ADAPTER F. CONTACT. SIZE S0, 3RT102., 3RT132., 3RT152., 3RT162., | 1.1
3RW4037-1BB15 | SIRIUS SOFT STARTER, S2, 63A, 37KW/500V, 40 DEGR., AC 400-600V, AC/DC 110-230V, SCREW TERMINALS | 1253.9
5SY7440-6 | CIRCUIT BREAKER 400V 15KA, 4-POLE, B, 40A, D=70MM | 91.76
5SP3750 | M.C.B. F. POWER SUPPLY COMPANY SELECTIVE 1POLE 50A | 151.18
BVP:261751 | BD2C-3-1250-SB-3 STANDARD LENGTH 3,25M 1250A, N + PE, 12 TAP OFFS | 4533.2
5TT4102-1 | REMOTE SWITCH WITH 2 NO CONTACT FOR AC 230, 400V 16A CONTROL AC 115V | 36.94
6FX8002-2YW12-1AJ7 | EXTENSION M.008,7 | 427.05
6XV1830-7BN45 | SIMATIC NET, PROFIBUS ECOFAST HYBRID CABLE, 2XCU 0.64 MM, 4XCU 1.5 SQMM, CABLE PREASSEMBLED WITH ECO | 818.26
6SL3202-0AE21-1SA0 | SINAMICS SINE-WAVE FILTER FOR POWER MODULE FSB FOOT PRINT 3AC 380-480V 9,0A | 613.1
7MH7724-1BE | MLC CALIBRATION WEIGHT, (STAINLESS STEEL 304(1.4301)) FOR SCALES WITH BELT WIDTH OF 42", 1000MM, 3.7 | 216.62
6ES7923-0BD00-0CB0 | CONNECTING CABLE UNSHIELDED FOR SIMATIC S7-300/400 BETWEEN FRONT CONNECTOR MODULE A. TERMINAL BLOCK, | 31.94
8MF2086-5R | CUBICLESYSTEM 8MF2000 HXWXD = 2000 X 800 X 600MM FOR SIDE-BY-SIDE MOUNTING WITHOUT SIDE PANELS, IP 5 | 2607.97
3SX3228 | SEPARATE ACTUATOR FOR 3SE324 AND 3SE325 UNIVERSAL RADIUS ACTUATOR | 10.99
3RF2120-1AA04 | SEMICONDUCTOR RELAY 3RF2, 1-PH. WIDTH 22.5MM, 20 A 48-460 V / 24 V DC SCREW TERMINAL | 39.06
3SE5122-0AA00 | ENCLOSURE FOR POSITION SWITCH 3SE51. 56MM WIDE METAL W. COVER, TURQUOISE DEVICE CONNECTION 3X(M20X1. | 14.75
3TC5617-0AF4 | CONTACTOR SIZE 12, 2-POLE DC-3 AND 5,RATD.OPER.CURR. 400A AUXILIARY CONTACTS 22 (2NO+2NC) DC OPERATI | 3627.33
A5E01191967 | ACC. MAG 3100 DN300 CL150 GROUND RING W1.4404 | 361.12
3NC8431-3C | SITOR FUSE-LINK FOR SEMICONDUCTOR PROTECTION 350A GR 690V SIZE 3 CONNECTION CONTACT INDICATOR 110MM | 229.94
3NP1163-1DA10 | FUSE-SWITCH-DISCONNECTOR 3-POLE, NH3, 630A MOUNTING PLATE CONSTRUCTION COVER LEVEL 70 MM FLAT CONNEC | 319.92
3TH4280-0LF4 | AUX. CONTACTOR 80E DIN EN 50011 8NO, SCREW CONNECTION CONNECTED W. VARISTOR DC SOLENOID SYSTEM DC 11 | 106.75
3TH4293-0BF4 | CONTACTOR RELAY 44E EN 50 011 4NO+4NC, 1 OVERLAPPING SCREW TERMINAL, DC OPERATION DC SOLENOID SYSTEM | 108.59
5SY4413-8 | CIRCUIT BREAKER 400V 10KA, 4-POLE, D, 13A, D=70MM | 141.65
3NG1302 | LV HRC ISOLATING LINK,SIZE 2 INSULATED GRIPPING LUG | 26.74
5SY4163-5 | CIRCUIT BREAKER 230/400V 10KA, 1-POLE, A, 63A, D=70MM | 63.53
3RV1915-1BB | 3-PHASE BUSBARS MODULAR SPACING 45MM FOR 3 CIRCUIT-BREAKERS | 10.18
5TG4206 | DELTA FLAT IP44, SM REPL. WINDOW F. LIGHT SIGNAL RED | 1.88
8GK4401-3KK32 | ALPHA 400/630 DIN, KIT FOR ROW TERMINALS WITH TERMINAL SUPPORT, FIELD COVER WITHOUT CUTOUT WITH TERM | 174.81
4AM5742-5AT10-0FA0 | TRANSFORMER SITAS; PHASES:1; PN/PN(S6)(KVA):1 /5; UPRI(V):400+/-5%; USEC(V):230; ISEC(A):4,35; F(HZ) | 555.34
3SE5112-0LC02 | SIRIUS POSITION SWITCH METAL ENCLOSURE 40MM TO EN50041 DEVICE CONNECTION 1X (M20X1.5) 1NO/ 2NC SNAP- | 50.68
6FX2001-4HA10 | BUILT-ON ENCODER 100 RPM OPTICAL INCREMENTAL WITH HTL LEVEL, OPER. VOLTAGE 10-30V SYNCHROFLANGE AXIA | 366.56
3TH4262-0BE4 | CONTACTOR RELAY 62E EN 50 011 6NO+2NC, SCREW TERMINALS DC OPERATION DC SOLENOID SYSTEM DC 60V | 103.04
6FX8008-2DC00-1BA0 | SIGNAL CABLE, SOLD BY THE METER (DRIVE CLIQ) 2X2X0.15+2X0.38 C TRAILING TYPE UL/CSA DESINA MOTION CO | 130.71
5SY4514-7 | CIRCUIT BREAKER 230V 10KA, 1+N-POLE, C,0.3A, D=70MM | 31.91
3NJ6930-3FB00 | ACCESSORY FOR SWITCH DISCONNECTOR W. FUSES IN-LINE DESIGN, PLUG-IN, NH1 ELECTR. FUSE MONITORING EFM | 343.08
6ED1057-4EA00-0AA0 | LOGO! CONTACT 230 SWITCHING MODULE FOR DIRECT SWITCHING OF RESISTIVE CONS. UPTO 20A AND MOTORS UPTO | 21.3
A5E01191941 | ACC. MAG 3100 DN125 PN16 GROUND RING W1.4404 | 235
7MH5108-5GD01 | SIWAREX WL 270 LOAD CELL CP-S SA 20T C3 EX - RATED LOAD 20T - ACCURACY CLASS C3 - 15M CABLE LENGTH, | 826.74
3VL9400-3HF06 | ACCESSORY FOR VL400UL, VL400XUL (JG-FRAME - LG-FRAME) DOOR-COUPLING ROTARY MECHANISM, COMPLETE STAND | 266.23
3VL7112-6KN30-0AA0 | BREAKER VL 3P 1200A 480V 65KA FX TM 100 CAT NUMBER HNY3B120 | 20932.37
3NA6804-6 | LV HRC FUSE LINK GL/GG WITH INSULATED GRIP LUGS WITH COMBINATION INDICATOR SIZE 000, 4A, AC 690V/DC | 31.15
3NP1933-1CA20 | ACCES.F.FUSE SWI. DISCONNECTOR FOR NH00 REACH-ROUND PROTECTION FOR BUSBAR MOUNTING RITTAL 1X TOP AND | 4.21
C73000-B5672-C92 | INSTRUCTION MANUAL, ITALIAN SITRANS P FOR: 7MF4232-... | 8.02
3VL1702-1DA33-0AA0 | CIRCUIT-BREAKER VL160X N STANDARD SWITCHING CAPACITY ICU=55KA / 415 V AC 3 POLE, LI | 439.58
5UB1552 | I-SYSTEM SCHUKO SOCKET OUTLET W. INCREASED TOUCH PROTECTION W. LABELING FIELD ELECTRICAL WHITE, 55MM | 12.09
5SJ4120-7HG41 | CIRCUIT BREAKER 240V 14KA, 1-POLE, C, 20A, D=70MM ACC. TO UL 489 | 39.2
3RF2050-4AA02 | SEMICONDUCTOR RELAY 3RF2, 1-PH. WIDTH 45MM, 50A 24-230V / 24V DC SCREW-TYPE TERMINAL SPRING-LOADED C | 41.91
3SE5232-0LK50 | SIRIUS POSITION SWITCH; PLASTIC HOUSING ACC. TO EN50047, 31MM DEVICE CONNECTION 1X(M20X1.5); 1NO/2NC | 35.07
A5E02611769 | FUE950 WALL MOUNTING BRACKETS (SET OF 12 PCS.). | 342.22
7ML1830-1AU | EASY AIMER II, 304, FLANGE WITH NPT THREAD, W/CPLNG,1 INCH | 605.99
3NA6802 | LV HRC FUSE LINK GL/GG WITH INSULATED GRIP LUGS WITH COMBINATION INDICATOR SIZE 000, 2A, AC 500V/DC | 6.4
3RT1066-6NF36 | CONTACTOR, 160KW/400V/AC-3 AC(40...60HZ)/DC OPERATION UC 96-127V AUXILIARY CONTACTS 2NO+2NC 3-POLE, | 1170.63
8UC6011 | SPARE PART FOR ROTARY OPERATING MECHANISM 8UC6 COUPLING DRIVE FOR SHAFT 6MM | 36.61
6ES7148-4FS00-0AB0 | SIMATIC DP, ET 200PRO FAILSAFE ELECTRONIC MODULE F-SWICH PROFISAFE, 3 FAILSAFE PP-SWITCHING OUTPUTS | 612.14
5TG9874-2CM | DELTA M-SYSTEM MODULAR-JACK SOCKET OUTLET CAT5 RJ45 8/8 W. SHUTTER CARBON METALLIC | 14.31
5SY4415-5 | CIRCUIT BREAKER 400V 10KA, 4-POLE, A, 1.6A, D=70MM | 201.01
7ME5933-0AC01 | ELECTRONICS COVER F M / F US, WITH GLASPLATE, INCLUSIVE GASKET | 691.49
3RF2070-1AA02 | SEMICOND. RELAY 3RF2, 1-PHASE WIDTH 45 MM, 70 A 24-230 V / 24 V DC SCREW TERMINAL | 49.19
3RF2320-3DA02 | SEMI-COND. CONTACTOR 3RF2,1-PH. AC 51 20 A 40 DEGREES C 24-230 V / 24 V DC SHORT-CIRC. RESIST. WIT | 71.54
6SE6430-2AD27-5CA0 | MICROMASTER 430 WITH BUILT-IN CLASS A FILTER 3AC 380-480 V +10/-10% 47-63 HZ SQUARED TORQUE POWER 7 | 4411.75
5SP4180-8 | CIRCUIT BREAKER 230/400V 10KA, 1-POLE, D, 80A, D=70MM | 63.71
6SL3060-4AF10-0AA0 | SINAMICS DRIVE-CLIQ CABLE IP20/IP20 LENGTH: 1.45 M | 50.35
5SM2327-6 | RCCB MODULE F. MCB 5SX6+7 IMP WITHST STRGTH/SURGE STRGTH 80/100A 2POLE IFN 30MA 230V | 183.85
3NW6004-1 | CYLINDRICAL FUSE GG ACC. TO FRENCH STANDARD (NFC) WITHOUT INDICATOR SIZE 10X38MM, 500V 4A | 4.2
3RT1955-5AB31 | WITHDR. COIL FOR MOD. S6 FOR CONTACTORS 3RT105/3RT145 AC/DC ACTUATOR UC23-26V DRIVE: CONVENTIONAL | 69.27
3WL9111-0AT16-0AA0 | ACCESSORIES CIRCUIT BREAKER 3WL BREAKER-STATUS-SENSOR | 849.96
6XV1860-3PH30 | SIMATIC NET, PROFIBUS ECOFAST HYBRID CABLE GP, 2XCU 0.64 MM, 4XCU 1.5 SQMM, CABLE PREASSEMBLED WITH | 134.24
3NE1224-2 | SITOR FUSE-LINK UTILIZ. CATEGORY GR, DIN 43620 160A , AC 690 V ,(SIZE 1) | 119.7
3LD2164-1TC53 | MAIN/EMERG. STOP SWITCH 4-POLE IU=25, P/AC-23A AT 400V=9.5KW 1 N-TERMINAL INSULATION-ENCLOSED, IP65 | 61.39
3RT1076-2NB36 | CONTACTOR, 250KW/400V/AC-3 AC(40...60HZ)/DC OPERATION UC 21-27.3V AUXILIARY CONTACTS 2NO+2NC 3-POLE, | 2149.79
8GK9601-0KK10 | ALPHA 630 DIN, COVER HEIGHT = 75MM, WIDTH = 250MM, CLOSED MINIMUM ORDER QTY 10 UNITS | 21.39
3NP5060-0CA00 | FUSE-SWITCH-DISCONNECTOR I=160A, U=690V, FOR CABLE-LUG CONNECTION FUSE SIZE NH00 | 199.39
7ML1930-1EG | WELDED SOCKET LVL THREAD M27X1.5 / 316L WITH FKM SEAL | 226.41
3NE1814-0 | SITOR FUSE-LINK UTILIZ. CATEGORY GS, DIN 43620 20A , AC 690 V ,(SIZE 000) | 47.39
5SY6663-6 | CIRCUIT BREAKER 400V 6KA,3+N-POLE B, 63A, D=70MM | 130.85
3SB3901-1SE | ACCESSORY / SPARE PART ROUND, 22MM/SQUARE, 26X26MM: LED SUPER-BRIGHT LAMPS, WEDGE-BASE WEDGE-BASE W2 | 8.85
5SJ4302-8HG41 | CIRCUIT BREAKER 240V 14KA, 3-POLE, D, 2A, D=70MM ACC. TO UL 489 | 218.01
3RF2340-1AA45 | SOLID-STATE CONTACTOR 3RF2,1-PH AC51 40A 40C 48-600V / 4-30V DC SCREW-TYPE TERMINAL BLOCKING VOLTA | 86.09
3RW4900-0KC00 | COMMUNICATION BOARD PROFIBUS FOR SIRIUS SOFT STARTER 3RW44 NECESSARY FIRMWARE RELEAS 3RW44 >= *05*.I | 757.49
8US1903-3AB01 | BUSBAR SUPPORT 40 MM SYSTEM 1 X 12 X 5 MM, 2 X 12 X 5 MM AS-END AND INTERM. SUPPORT | 5.72
BVP:203258 | BD2-APO ACCESS. T-O UNIT | 12.24
3NY1513-0 | SPARE PART FOR FUSE SWITCH DISCONNECTORS 3NP50 INSERT WITH HANDLE WITH EFM WITHOUT CONTROL CABLE U=4 | 833.97
6AV6671-1XA00-0AX0 | SERVICE PACK FOR OP73, OP73MICRO, OP77A, OP77B, 1 X OP73 GASKET, 1 X OP77 GASKET, 4 X PLASTIC CLAMPS | 101.58
3RW4443-2BC35 | SIRIUS SOFT STARTER, VALUES WITH 575 V, 50 DEG., STANDARD: 180A, 150HP, INSIDE-DELTA CIRCUIT 3: 312A | 12755.66
8WH9004-1WA00 | COVER, FOR INSTA TERMINALS SECTION 6 MM2, COLOR: GRAY | 0.7
3SE5132-0LJ50 | SIRIUS POSITION SWITCH PLASTIC ENCLOSURE 40MM, TWIST LEVER, LENGTH ADJUSTABLE METAL LEVER WITH PLAST | 43.21
3RW4446-6BC35 | SIRIUS SOFT STARTER, VALUES WITH 575 V, 50 DEG., STANDARD: 315A, 300HP, INSIDE-DELTA CIRCUIT 3: 546A | 20670.71
6EP1961-2BA11 | SITOP PSE200U 3 A SELECTIVITY MODULE 4-CHANNEL INPUT: 24 V DC; OUTPUT: 24 V DC/3 A PER EACH CHANNEL | 148.08
5SY4216-7 | CIRCUIT BREAKER 400V 10KA, 2-POLE, C, 16A, D=70MM | 20
3NW6303-1 | CYLINDRICAL FUSE GG ACC. TO FRENCH STANDARD (NFC) WITHOUT INDICATOR SIZE 8.5X31.5MM, 400V 10A | 4.81
3RT1966-5AT31 | WITHDR. COIL FOR SIZE S10 FOR VAC. CONTACTOR 3RT126 AC/DC OPERATION 575-600V UC DRIVE: CONVENTIONAL | 90.27
3RV1011-1DA10-ZW96 | CIRCUIT-BREAKER, 2.2...3.2 A, N-RELEASE 42 A, SIZE S00, MOTOR PROTECTION, CLASS 10, SCREW CONNECTION | 64.57
A5E02083906 | LR260/LR460, HORN 2", WITH PURGE, NO EMITTER, | 409.45
6SL3310-1GH34-7AA3 | SINAMICS G130 POWER MODULE IP00 3-PH. 660-690 V, 50/60 HZ, 465A UNIT RATING: 450 KW (VT) 6-PULSE SU | 43542.94
6SL3320-1TE32-1AA3 | SINAMICS S120 SINGLE MOTOR MODULES INPUT: 600 V DC OUTPUT: 3-PH 400 V, 210 A FRAME SIZE: CHASSIS INT | 15542.67
6SL3462-8TB00-0AA0 | SINAMICS S120 SIZE BOOKSIZE COMPACT ACCESSORIES KIT FOR SINGLE MOTOR MODULES 50 MM INCLUDING: CONNEC | 80.14
6XV1822-5BH50 | SIMATIC NET, 7/8" CONN. CABLE FOR POWER SUPPLY OF ET200, PREASSEMBLED CABLE WITH 2 7/8" CONNECTORS, | 102.07
BVP:610411 | BD2-AK04/FS250BS-3 TAP-OFF UNIT 250A / 1X 3 POLE WITH BS FUSE SWITCH | 2461.2
7MH7723-1DP | SILICONE OUTER DIAPHRAGM, ILE-37,SPARE | 167.55
7ML1930-1CL | PLASTIC ENCLOSURE FOR 5 RD DISPLAY | 726.68
7ND4801-8AC | FIRMWARE OPTIONS FOR SIREC D300 / SIREC D400, 10 CREDITS | 1192.01
5SU1644-6WK82 | FI/LS-PROTECTOR TYPE A (PSE), D=70MM IFN 300MA, 10KA, 4-POLEE B 125A FOR PARTIAL SHUTDOWN | 836.35
7MF9004-6AD | ACCESSORY KIT 4 SCREWS M10 X 30, 4 WASHERS, 2 FLAT-PROFILE GASKETS | 8.87
5SY7363-8 | CIRCUIT BREAKER 400V 15KA, 3-POLE, D, 63A, D=70MM | 139.96
8GK9910-1KK81 | ALPHA 630 DIN, SUPPORT FOR RAIL, SHEET STEEL (1 SET = 20 SUPPORTS) 10X LEFT, 10X RIGHT | 120.53
8MF2204-4E | SICUBE 8MF2000 CUBICLE SYSTEM WELDED H X W X D = 2200 X 1000 X 400MM FOR INDIVIDUAL MOUNTING WITH 2 | 3245.47
5SY4510-5 | CIRCUIT BREAKER 230V 10KA, 1+N-POLE, A, 10A, D=70MM | 57.71
6XV1801-5DH15 | POWER CONNECTING CABLE M12-180/M12-180 FOR POWER SUPPLY OF ET200, PREASSEMBLED CABLE WITH M12 CONNEC | 60.01
7MH7723-1FB | RANGE SPRING ASSEMBLY, C5, ILE-37, SPARE | 704.93
7MH7725-1DU | LOAD CELL,MSI,100LB, STAINLESS STEEL, CSA/FM/ATEX, SPARE | 2411.53
8GB2052-0 | SIMBOX UNIVERSAL WP N/PE TERMINAL STRIP 2X1X25SQMM+2X7X10SQMM | 15.8
3LD9201-2A | TERMINAL COVER 1-POLE FOR SWITCH 3LD2, 16A | 0.99
3RT1466-6AP36-ZX95 | CONTACTOR, 400A/AC-1 AC(40...60HZ)/DC OPERATION UC 220-240V AUXILIARY CONTACTS 2NO+2NC 3-POLE, SIZE | 1057.17
8MF5826-4E | STANDARD CUBICLE 8MF5 HXWXD=1800X1200X600 INDIVIDUAL MOUNTING NON-VENT., NOT ASSEM., SCREWED IP40 | 3786.38
6SL3264-1EA00-0FA0 | SINAMICS G120 CU SCREENING TERMINATION KIT 1 INCLUDES SCREENING PLATE AND FIXING ELEMENTS FOR CONTRO | 21.21
4RB5125-3EJ50 | POWER CAPACITOR PHASECAP MKK 480V 12.5KVAR | 298.4
3RV1011-1HA15 | CIRCUIT-BREAKER, SIZE S00, FOR MOTOR PROTECTION, CLASS 10, A REL.5.5...8 A, N REL.104 A, 1NO + 1NC T | 70.99
6AV6613-1BA51-3CA0 | WINCC FLEXIBLE 2008 RUNTIME 128 POWER TAGS RUNTIME SW, SINGLE LICENSE SW AND DOCUMENTATION ON CD LIC | 1537.05
8GK9911-0KK01 | ALPHA 630, EXTRA-DEEP BRACKET DEPTH-ADJUSTABLE BULK PACK:10 UNITS | 13.95
3TX7570-1E | BOX TERMINALS FOR LAMINATED COPPER BARS 1 SET = 3 ITEMS WITH SINGLE COVERS WITHOUT AUXILIARY CONDUCT | 118.37
3RW4454-2BC36 | SIRIUS SOFT STARTER, VALUES AT 575V, 50DEG., STANDARD: 551A, 600HP, INSIDE-DELTA CIRCUIT 3: 954A, 10 | 37154.97
3LD2866-1GP51 | MAIN CONTROL SWITCH 3-POLE IU=125, P/AC-23A AT 400V=45KW 1NO+1 NC, 1 N-TERMINAL ENCAPSUL.IN M.P.ENCL | 345.93
3SB3901-1UB | ACCESSORY / SPARE PART ROUND, 22MM/SQUARE, 26X26MM: LED SUPER-BRIGHT LAMPS, WEDGE-BASE WEDGE-BASE W2 | 8.85
5SY4202-8 | CIRCUIT BREAKER 400V 10KA, 2-POLE, D, 2A, D=70MM | 45.56
5SY8425-8BB08 | CIRCUIT BREAKER 400V 25KA, 4-POLE, 25A, D=70MM ONLY MAGNETIC TRIPPING | 113.48
3NP1923-1CA20 | ACCES.F.FUSE SWI. DISCONNECTOR FOR NH000 REACH-ROUND PROTECTION FOR BUSBAR MOUNTING RITTAL 1X TOP AN | 4.21
3VL9400-1UN00 | ACCESSORY FOR VL160X, VL160, VL250, VL400, UNDERVOLTAGE RELEASE 12 V DC RIGHT POLE ONLY | 215.86
8GK4852-8KK00 | ALPHA 400 DIN, LONGITUDINAL HOLM FOR MOUNTING FROM KITS (2PIECES), H=1400 (2ST), H=1400 | 50.32
8UC6017 | SPARE PART FOR ROTARY OPERATING MECHANISM 8UC6 COUPLING DRIVE FOR SHAFT 8MM | 34.73
8GK9510-7KK20 | ALPHA 400DIN DOOR AS SPARE PART SINGLE DOOR H=1100 MM, W=500 MM INCL. CLOSING EQUIPMENT AP, IP43,55, | 174.81
6ES7658-1EX17-2YE5 | SIMATIC CFC, SOFTWARE, UPGRADE FROM V7.0 TO V7.1, FLOATING LICENSE F.1 USER E-SW, SW AND DOCU. ON CD | 1460.67
5TG2058 | SUPPORT PLATE GREEN INSERT FOR HOLDING UP TO 2 MOD. JACK PLUG-IN CONNECTORS SCREW FIXING PEHA DES. M | 6.97
3LD2044-1TL53 | MAIN/EMERG. STOP SWITCH 4-POLE IU=16, P/AC-23A AT 400V=7.5KW FLOOR MOUNTING DIN RAIL/TWO-HOLE MOUNTI | 46.72
8MF4896 | SWING FRAMES TRAVERSE FOR CUBICLE WIDTH 900MM | 571.82
5TE4800 | PUSHBUTTON, D=70MM 1NC/1NO 20A, 1BUTTON GREY WITHOUT REST FUNCTION | 13.11
3SE7943-1AC | ROPE CLAMP, SIMPLEX, 4 MM, | 3.79
8GF9320-1 | ISO SUPPORT HIGH N/PE FOR 2 BUSBARS 6X6MM (1 SET = 2 UNITS) | 5.85
8MF4712 | MOUNTING KIT FOR CIRCUIT BREAKER FOR CUBICLE WXD = 900 X 600MM | 567.97
3NJ6916-5EA00 | ACCESSORIES FOR PLUG-IN SWITCH DISCONNECT. 3NJ6 CABLE CONNECTION BET. PALMY AND PLUG-IN SWITCH DISCO | 89.83
4RB4100-3EA50 | POWER CAPACITOR PHASECAP COMPACT MKK 400V 10.0KVAR | 278.38
3RF2904-0KA13-0KC0 | POWER CONTROLLER CURRENT RANGE 4A 40 DEG. C 110-230V / 24V AC/DC FOR SOLID STATE RELAY / CONT. | 205.74
3WL9111-0AP11-0AA0 | ACCESSORIES CIRCUIT BREAKER 3WL SHUTTER FOR GUIDE FRAME 4P SIZE II, WITH LOCKING DEVICE | 643.88
3RT1476-6NF36 | CONTACTOR, 690A/AC-1 AC(40...60HZ)/DC OPERATION UC 96-127V AUXILIARY CONTACTS 2NO+2NC 3-POLE, SIZE S | 1739.53
6GF9001-1AP02 | CS-MOUNT TO C-MOUNT ADAPTER 5MM RING FOR VS721 - VS725 | 43.76
3NA6244-6 | LV HRC FUSE LINK GL/GG WITH INSULATED GRIP LUGS WITH COMBINATION INDICATOR SIZE 2, 250A, AC 690V/DC | 75.65
5SU1874-7BK82 | FI/LS-PROTECTOR TYPE B UNIV. CURRENT SENSIT. IFN 1000MA, 10KA, 4-POLE C 125A FOR PARTIAL SHUTDOWN | 4132.46
8WH9004-1GA00 | COVER FOR FEED-THROUGH TERM. WITH SPRING CONNECTION, SECTION: 6 MM2, WIDTH: 2.2 MM, COLOR: GRAY | 0.7
3NP1133-1JC12 | FUSE-SWITCH-DISCONNECTOR 3-POLE, NH00, 160A 60MM BUSBAR SYSTEM COVERS FOR RITTAL FLAT CONNECTOR FUSE | 265.43
8US1251-5NT11 | DEVICE ADAPTER S00/0, 32A, FOR 60MM BUSBAR SYSTEM, 45X260MM LONG SPECIAL CABLES WELDED ON AWG 10, 16 | 50.35
3TH4373-0AD0 | CONTACTOR RELAY 73E EN 50 011 7NO+3NC, SCREW TERMINALS AC OPERATION AC 50HZ 42V/60HZ 50V | 86.38
BVP:207986 | BD2-AK2M2/CEE325A323 TAP-OFF UNIT | 597.25
6SE6400-3CC11-7FD0 | MICROMASTER 4 COMMUTATING CHOKE 200-480 V 3AC 186 A STAND ALONE FSF - 0.09 MH | 636.58
5TA7650 | DELTA FLAT IP44, SM SHUTTER KEY-OPERAT. SWITCH 1POLE, 16A 250V, 66X75MM MOM./MAINT.CONTACT IN BOTH D | 121.03
3TX7015-1AM00 | OUTPUT COUPLER WITH PLUGGABLE RELAY, 1 NO CONTACT SPRING-LOADED TERMINAL 24 V DC CASING WIDTH 6.2 MM | 49.06
3RW4466-2BC45 | SIRIUS SOFT STARTER, VALUES AT 500V, 40DEGREES, STANDARD: 1214A, 900KW, INSIDE DELTA: 2103A, 1500KW, | 54555
5TT5200 | EMERGENCY-STOP-RELAY >N< 230V 10A | 399.76
4AM5542-5AT10-0FD0 | TRANSFORMER SITAS; PHASES:1; PN/PN(S6)(KVA):0,6 /3,4; UPRI(V):400+/-5%; USEC(V):230; ISEC(A):2,61; F | 678.59
6GK5792-6MN00-0AA6 | IWLAN ANTENNA ANT 792-6MN WITH OMNIDIRECTIONAL CHARACTERISTIC INCL. N-FEMALE CONNECTOR: 6 DBI IP65 ( | 235.76
3VL9800-8LD01 | ACCESSORY FOR VL1200UL,VL1600UL (NG FRAME - PG FRAME) MUTUAL INTERLOCKING W. ROCKER, FOR PLUG-IN INS | 2112.86
4RB2017-1EB50 | POWER CAPACITOR PHICAP MKP 415V 1.7KVAR | 32.41
8WH8141-1AB25 | LABELS, FLAT, TRANSV. 21 - 30 SIZE ZBF4 | 0.08
8MF2826-4R | CUBICLESYSTEM 8MF2000 HXWXD = 1800 X 1200 X 600MM FOR SIDE-BY-SIDE MOUNTING WITHOUT SIDE PANELS, IP | 3032.98
6XV1821-1BT40 | SIMATIC NET, PROFIBUS PCF FIBER OPTIC, WITH 4 PCF BFOC CONNECTORS L = 400 M | 3013.89
5SU1154-6KK06 | FI/LS-PROTECTOR TYPE A (PSE/SSF), D=70MM IFN 10MA, 10KA, 1+N-POLEE B 6A | 71.18
BVP:261948 | BD2C-400-LL-Y* ELBOW LEFT X 0,36M / Y 0,36M-1, 25M 160A-400A | 1349.92
6FX8008-1BD11-3AA0 | SIGNAL CABLE,SOLD BY THE METER 8 X 2 X 0.18 C TRAILING CABLE, UL/CSA DESINA MOTION CONNECT 800, DELI | 2337.56
3VL9300-3MS00 | ACCESSORY FOR VL160X, VL160, VL250, STORED ENERGY OPERATOR 60V AC/DC | 1033.54
6GK1411-2AB10 | SIMATIC NET, IE/AS-INTERFACE LINK PN IO; NETWORK TRANSITION INDUSTRIAL ETHERNET/ AS-INTERFACE WITH M | 2754.97
6ES7401-2TA01-0AA0 | SIMATIC S7-400, CR2 RACK, CENTRALIZED,18 SLOTS,2 SEGMENTS 2 REDUNDANT PS PLUGGABLE | 2281.46
6SL3000-0GE15-0AA0 | SINAMICS / SIMODRIVE- SUBASSEMBLY WITH ELECTRICAL FILTER FUNCTION SINAMICS LINE FILTER AND HF LINE P | 531.86
3RW4074-2BB35 | SIRIUS SOFT STARTER, S12, 248 A, 250 HP/575 V, 50 DEG., 400-600 V AC, 115 V AC, CAGE CLAMP TERMINALS | 4879.87
8MF2284-3RB | STANDARD CUBICLE 8MF2 HXWXD=2200X800X400 SIDE-BY-SIDE MOUNTING VENTIL., ASSEMBL., WELDED IP30 | 2453.41
8MR2150-2A | HIGH-PERFORMANCE HEATER BLOWER WITH THERMOSTAT CS 030 230 V AC, 1200 W, 0 - 60 DEG C | 401.96
3TY7690-0B | VACUUM INTERRUPTER FOR 3TF69 CONTACTOR CONSISTS OF 3 INTERRUPTERS | 2429.59
6ES7194-4GD10-0AA0 | SIMATIC DP, MODULE CARRIER COMPACT WIDE VERSION FOR IO MODULES AND MOTORSTARTERS ET 200PRO, LENGTH: | 148.03
5TG2904 | DELTA LINE/STYLE SLIDE NIPPLE CHANNEL ENTRY FOR SURFACE-M. ENCL. 1-3FOLD TITANIUM WHITE (1 SET = 10 | 5.72
8MF2266-4EN | SICUBE 8MF2000 EMC-CUBICLE; WELDED, NI-PLATED H X W X D = 2200 X 600 X 600MM FOR INDIVIDUAL MOUNTING | 5950.03
5TE8111 | SWITCH, D=70MM 20A 1NC | 9.14
3NE1803-0 | SITOR FUSE-LINK UTILIZ. CATEGORY GS, DIN 43620 35A , AC 690 V ,(SIZE 000) | 49.9
LZS:RT17040 | INSCRIPTION PLATE 15 MM FOR RT AND RY RELAY | 0.21
3UG4501-2AW30 | ANALOG MONITORING RELAY FILL LEVEL MONITORING RESISTANCE MONITORING FROM 2 TO 200 KOHM OVERSHOOT AND | 103.82
6SL3211-0KB13-7UA1 | SINAMICS G110 - CPM110 AC-DRIVE, WITHOUT FILTER 1AC200-240V +10/-10% 47-63HZ ANALOG INPUT CT: 0.37KW | 330.65
8GK9911-0KK06 | ALPHA DIN, ISO SUPPORT 55.5MM FOR ISOL. RAIL MOUNTING BULK PACK: 50 UNITS | 3.94
6SL3000-0BG34-4AA0 | SINAMICS LINE FILTER INPUT: 3-PH. 500-690 V, 50/60 HZ, 440 A | 3185.53
8GK9511-8KK58 | ALPHA 400DIN DOOR AS SPARE PART RIGHT DOOR H=1400 MM, W=525 MM FOR CABINET WIDTH 1000/1250 MM UP, IP | 204.92
5SY7116-8 | CIRCUIT BREAKER 230/400V 15KA, 1-POLE, D, 16A, D=70MM | 25.44
7MH7723-1DV | CARD,MFA 4P,AC,SLOW SPEED, CE,SPARE | 829.36
4RB5150-3EJ50 | POWER CAPACITOR PHASECAP MKK 480V 15.0KVAR | 315.06
3RW4947-8VX30 | FAN FOR SIRIUS SOFT STARTER 3RW407.-.BB3., 3RW444.-.BC3., 115 V AC | 201.47
A5E02196073 | ACCESSORIES WELD-IN CONNECTION (ISO 2037 (SMS3008)) DN 25, FOR SENSOR SIZE DN25 (P GASKE | 343.89
3RB2383-4AC1 | PROCESSING UNIT FOR FULL MOTOR PROTECTION SIZE S00...S12, CLASS 5...30 STAND-ALONE INSTALLATION MAIN | 349.43
8WC5121 | FLAT COPPER BAR 15 X 5MM APPROX. 2,4 METERS LONG PLAIN | 94.1
8MF2228-4R | STANDARD CUBICLE 8MF2 HXWXD=2200X1200X800 SIDE-BY-SIDE MOUNTING NON-VENTIL., ASSEMBL., WELDED IP40 | 3245.47
5SH314 | D-TYPE ADAPTER SCREW SIZE DII/THREAD E27, 16A | 0.8
6XV1821-1CT10 | SIMATIC NET, PROFIBUS PCF FIBER OPTIC, WITH 4 PCF SIMPLEX CONNECTORS L = 100 M | 829.91
6SL3064-1BB00-0AA0 | SINAMICS SPACER FOR 50 MM CONTROL UNIT CU320 OR NCU7X0 | 33.69
6SL3162-8DH00-0AA0 | SINAMICS S120 ACCESSORIES KIT FOR MOTOR MODULE 200 MM CONNECTOR X21/X22; JUMPER 24 V-LINK DQ DUSTCOV | 70.79
3VL9800-3HF05 | ACCESSORY FOR VL1250, VL1600, DOOR OP.MECH.8UC7 - NEW DESIGN HANDLE TI-GREY, MASKING FRAME LIGHT GRE | 380.71
3NE1815-0 | SITOR FUSE-LINK UTILIZ. CATEGORY GS, DIN 43620 25A , AC 690 V ,(SIZE 000) | 47.39
7ME3940-3PE00 | CHARGER IP66, TYP D SITRANS FUS CLAMP-ON IP66 PORTABLE METER CHARGER TYP D FOR UK (BS1363) LEGACY PA | 613.96
8MF4621 | MOUNTING PLATE HXW=ALLX800 | 161.29
6SE6420-2AB12-5AA1 | MICROMASTER 420 WITH BUILT IN CLASS A FILTER 1AC 200-240V +10/-10% 47-63HZ CONSTANT TORQUE POWER 0 | 742.25
5SY4306-7 | CIRCUIT BREAKER 400V 10KA, 3-POLE, C, 6A, D=70MM | 34.8
3WL9111-2AA61-0AA0 | ACCESSORIES CIRCUIT BREAKER 3WL RATED CURRENT REF. MODULE 1600A F. ETU25, 27, 45, 55, 75, 76 APPROVE | 255.11
8WH2000-1RG08 | FUSE TERMINAL WITH ILLUM. DISPLAY(110 - 250V) FOR G FUSE LINKS 6 X 32 MM WITH 4 MM2 SPRING CONNECTIO | 16.26
8WA2211-3KE51 | CONN. MODULE L+,L-,S INTEGR FOR 16/17 INITIATOR OR ACTUATOR TERMINALS AND 2/1 FEEDER TERM. | 18.51
8MF2886-4EN | SICUBE 8MF2000 EMC-CUBICLE; WELDED, NI-PLATED H X W X D = 1800 X 800 X 600MM FOR INDIVIDUAL MOUNTING | 5872.77
8PQ2022-6BA01 | SIVACON S4 OUTER PLATE DEGREE OF PROTECTION IP4X OVERHEAD COMPARTMENT HEIGHT 225MM WIDTH 600MM | 84.66
6DR4004-8A | ALARM MODULE . PLUG-IN MODULE FOR BINARY SIGNALS FOR SIPART PS2 ELECTROPNEUMATIC PO | 272.69
8WA1011-3JF20 | INSTA TERMINAL, 6MM, 2.5SQMM PE, L, NT, 26A, 400V | 9.35
3VL9325-5GF30 | ACCESSORY FOR VL250, RCD MODULE IN=250A UE=230...690V 3 POLE | 1805.42
6XV1873-3GT30 | SIMATIC NET FO GROUND CABLE 50/ 125, PREASSEMBLED WITH 2X2 BFOC CONNECTORS, INSERTION GUIDE, LENGTH | 3130.37
LZS:PTML0730 | LED MODULE,RED FOR PLUG-IN RELAY, SERIES PT AND RT, FOR 230V AC, W.OUT FREE-WHEELING DIODE | 3.31
8MR2130-6BA | HEATER DC 24V, 60 W HG140 14013.0-00 | 124
3VL9500-4TT40 | ACCESSORIES FOR VL630, CONNECTION CLAMPING PLATE FOR FLEXIBLE FLAT CU RAIL WITH AUX. CONNECTING LEAD | 242.68
7MH7723-1EC | SWITCH ISOLATOR BARRIER, 230 VAC,SPARE | 1199.15
3SE5212-1KC05 | SIRIUS POSITION SWITCH; METAL ENCLOSURE TO EN50047, 31MM DEVICE CONNECTION 1X(M20X1.5); 1NO/2NC SLOW | 46.72
3NA3665 | LV HRC FUSE LINK GL/GG WITH NON-INSULATED GRIP LUGS WITH FRONT INDICATOR SIZE 4A, 500A, AC 500V/DC 4 | 256.42
5SY6325-7 | CIRCUIT BREAKER 400V 6KA, 3-POLE, C, 25A, D=70MM | 23.68
4AM4342-4TN00-0EB0 | TRANSFORMER SITAS; PHASES:1; PN/PN(S6)(KVA):0,315 /1,12; UPRI(V):230+/-5%; USEC(V):24; ISEC(A):13,1; | 270.59
3NP1163-1BC23 | FUSE-SWITCH-DISCONNECTOR 3-POLE, NH3, 630A 60MM BUSBAR SYSTEM COVER LEVEL 32/70 MM BOX TERMINAL FUSE | 733.71
PBD:51010K3AA | KIT,IQ ROD SAN 3A 4" SANITARY CLAMP PTFE,PR | 4723.26
8WH2020-4CF00 | TWO-TIER TERMINAL WITH SPRING CONNECTION, TOP N BOTTOM L, SECTION: 0.08 - 2.5 MM2, WIDTH: 5.2 MM, CO | 3.57
5SY7320-7 | CIRCUIT BREAKER 400V 15KA, 3-POLE, C, 20A, D=70MM | 86.93
3SE5312-0SB12 | SAFETY POSITION SWITCHES WITH SOLENOID INTERLOCKING LOCK. FORCE 2600N,5 APPR. DIR. METAL HOUSING,3X( | 288.85
8MF5864-4ES | EMC CUBICLE IP40 HXWXD=1800X600X400 | 3245.47
5SJ6516-7KS | CIRCUIT BREAKER 230V 6KA, 1+N-POLE, C, 16A, D=70MM WITH SCREWLESS TAP-OFF TERMINAL | 10.63
8MF5068-5R | STANDARD CUBICLE 8MF5 HXWXD=2000X600X800 SIDE-BY-SIDE MOUNTING NON-VENT., NOT ASSEM., SCREWED IP54 | 2743.2
3RT1076-6AB36 | CONTACTOR, 250KW/400V/AC-3 AC(40...60HZ)/DC OPERATION UC 23-26V AUXILIARY CONTACTS 2NO+2NC 3-POLE, S | 1947.39
3SE5232-0HC05-1AB3 | SIRIUS POSITION SWITCH WITH PLASTIC ENCLOSURE CABINET TYPE WITHOUT HOLDING PLATE, EN50047, 1X(M20X1. | 18.02
6FX2001-4FA50 | BUILT-ON ENCODER 500 RPM OPTICAL INCREMENTAL WITH HTL LEVEL, OPER. VOLTAGE 10-30V SYNCHROFLANGE RADI | 366.56
3NG1505 | LV HRC ISOLATING LINK, 4A LUG | 87.82
3RK1325-6LS71-1AA3 | SIRIUS MOTOR STARTER M200D AS-I COMMUNICATION: AS-INTERFACE REVERSING STARTER STANDARD ELECTRONICALL | 1229.1
8MF4807 | STANDARD SHELF FIXED FOR CUBICLE WXD = 800 X 800MM | 188.35
3RW4055-6BB44 | SIRIUS SOFT STARTER, S6, 134 A, 75 KW/400 V, 40 DEG., 200-460 V AC, 230 V AC, SCREW TERMINALS | 2695.04
3SE5322-0SD22 | SAFETY POSITION SWITCHES WITH SOLENOID INTERLOCKING LOCK. FORCE 1300N,5 APPR. DIR. PLASTIC ENCLOSURE | 214.04
7MH7723-1GL | CIRCUIT CARD 32 PPR, UP TO 10 INTEGRATORS | 904.77
3RA6120-2EB32 | SIRIUS, COMPACT STARTER, DIRECT STARTER 400 V, 24 V AC/DC, 50 ... 60 HZ, 8 ... 32 A, IP20, CONNECTIO | 977.15
3RT1075-6AD36 | CONTACTOR, 200KW/400V/AC-3 AC(40...60HZ)/DC OPERATION UC 42-48V AUXILIARY CONTACTS 2NO+2NC 3-POLE, S | 1351.16
6ES7432-1HF00-0AB0 | SIMATIC S7-400, SM 432 ANALOG OUTPUT MODULE OPTIC. ISOLATED, 8 AO, 13 BIT RESOLUTION, U/I | 1848.74
5SJ4208-8HG42 | CIRCUIT BREAKER 10KA, 2POLE, D, 8A ACC. TO UL 489 - 480Y/277V | 149.65
3SB2901-4EK | INSCRIPTION PLATE FOR PUSHBUTTON AND ILLUMINATED PUSHBUTTON, FLAT, CLEAR WITH BLACK LETTERING, WITH | 0.72
3NA3007 | LV HRC FUSE LINK GL/GG WITH NON-INSULATED GRIP LUGS WITH FRONT INDICATOR SIZE 0, 20A, AC 500V/DC 440 | 13
6AU1720-1KA00-0AA0 | SIMOTION MMC MEMORY-CARD 64 MB FOR SIMOTION C240 / C240 PN WITH BOOTLOADER AND KERNEL | 437.1
5SY4420-8 | CIRCUIT BREAKER 400V 10KA, 4-POLE, D, 20A, D=70MM | 126.95
3NC3241-6B | SITOR FUSE-LINK SIZE 3 690V,1000A WITH INT. THREAD M12 | 229.94
6SL3525-0PE21-5AA1 | SINAMICS G120D POWER MODULE PM250D WITH BUILT IN CL. A FILTER POSSIBILITY OF REGENERATION 3AC380-480 | 1031.92
8MF2068-4ES | SICUBE 8MF2000 EMC-CUBICLE; WELDED, GALVANISED H X W X D = 2000 X 600 X 800MM FOR INDIVIDUAL MOUNTIN | 3457.98
8WA1011-1BF21 | THROUGH-TYPE TERMINAL THERMOPL. SCREW TERMINAL ON BOTH ENDS SINGLE TERM.,RED, 6MM, SZ 2.5 | 2.07
8GD9297 | TERMINAL SET F.CU BUSBAR 2X20/30X10MM, M10X60MM BUSBAR-CABLE/LINE | 139.23
8MF2088-5E | STANDARD CUBICLE 8MF2 HXWXD=2000X800X800 INDIVIDUAL MOUNTING NON-VENTIL., ASSEMBL., WELDED IP54 | 3380.71
3RT1966-5AM31 | WITHDR. COIL FOR SIZE S10 FOR VAC. CONTACTOR 3RT126 AC/DC OPERATION 200-220V UC DRIVE: CONVENTIONAL | 90.27
8MF4924 | INDENTED RAIL FOR CUBICLE WIDTH 900MM | 169.02
8WH8141-1AB85 | LABELS, FLAT, TRANSV. 81 - 90 SIZE ZBF4 | 0.11
3SE5232-0BK50 | SIRIUS POSITION SWITCH PLASTIC HOUSING ACC. TO EN50047, 31MM DEVICE CONNECTION 1X(M20X1.5); 1NO/1NC | 34.1
5TE8161 | TOGGLE SWITCH, D=70MM 20A 1W | 13.82
8WH8120-2AB85 | LABELS, LONGIT. 81 - 90 SIZE ZB5 | 0.11
5SD7414-1 | LIGHTNING ARRESTER TYPE 1 REQUIREMENT CATEGORY B, UC 350V PLUG-IN PROTECTION BLOCKS 4-POLE, 3+1 CIRC | 852.64
4RB2050-3EJ50 | POWER CAPACITOR PHICAP MKP 480V 5.0KVAR | 89.72
A5E01159156 | ACC. MAG 3100 DN100 CL150 GROUND RING TANTALUM | 5168.27
3TH4293-0AB0 | CONTACTOR RELAY 44E EN 50 011 4NO+4NC, 1 OVERLAPPING SCREW TERMINAL, AC OPERATION AC 50HZ 24V/60HZ 2 | 68.49
3RT1975-5AT31 | WITHDR. COIL FOR SIZE S12 FOR CONTACTOR 3RT107/3RT127/3RT147 AC/DC OPERATION 575-600V UC DRIVE: CONV | 108.42
8GK9301-3KK01 | ALPHA 400/630 DIN, UNIVERS. DISTRIBUT. ACCESSORIES BARRIER REAR WALL VERT.,H=450 | 11.04
8WH8110-1AA05 | EMPTY LABELS SIZE ZB4 | 0.06
6SE7032-7ES87-2DC0 | SIMOVERT MASTERDRIVES BRAKING RESISTOR 510-620V DC 170 KW, 2.35 OHM | 5095.43
3NE3233 | SITOR FUSE-LINK 450A, AC 1000V, SIZE 1/110MM | 192
5SG7133-8BA25 | MINIZED SWITCH DISCONNECTOR FOR NEOZED FUSE-LINK 25 A D02, 3-POLE DRAW-OUT ASSEMBLY | 84.76
3ND2140 | LV HRC FUSE LINK A.M. W. NON-INSULATED GRIPPING LUGS SIZE 1, 200A, AC 690 V | 20.84
8MF4021 | BASE FOR CUBICLE WXD = 900 X 600MM HEIGHT 100MM | 355.46
6SL3720-1TE13-0AB3 | SINAMICS S120 CABINET MODULE BOOKSIZE CABINET KIT SINGLE MOTOR MODULE INPUT: DC 510 - 720V OUTPUT: 3 | 2990.4
3SE5322-1SG21 | SAFETY POSITION SWITCHES WITH SOLENOID INTERLOCKING LOCK. FORCE 1300N,5 APPR. DIR. PLASTIC ENCLOSURE | 315.56
8MF5028-5E | STANDARD CUBICLE 8MF5 HXWXD=2000X1200X800 INDIVIDUAL MOUNTING NON-VENT., NOT ASSEM., SCREWED IP54 | 4752.3
8MF2024-4RB | STANDARD CUBICLE 8MF2 HXWXD=2000X1200X400 SIDE-BY-SIDE MOUNTING VENTIL., ASSEMBL., WELDED IP40 | 3284.12
8MF5888-5R | STANDARD CUBICLE 8MF5 HXWXD=1800X800X800 SIDE-BY-SIDE MOUNTING NON-VENT., NOT ASSEM., SCREWED IP54 | 2897.73
6SL3000-2DH33-3AA0 | SINAMICS DU/DT-FILTER PLUS VOLTAGE PEAK LIMITER FOR POWER MODULE/MOTOR MODULE 315KW, 3AC 500-690V MA | 7255.79
6XV1830-0EH10 | SIMATIC NET, PB FC STANDARD CABLE GP, 2-WIRE, SHIELDED, SPECIAL DESIGN FOR RAPID INSTALLATION, MAX. | 2.35
3SE5114-0QV10-1AE1 | SAFETY POS. SWITCH W. SEPARATE ACTUATOR, METAL HOUSING, 40MM, 1X(M20X1.5) SLOW-ACTION CONTACTS 2NC/1 | 91.1
6NH7800-4BA00 | SINAUT ST7, TIM 4R-IE COMMUNICATIONS MODULE FOR SIMATIC S7-300, S7-400, C7, PC; WITH TWO RS232/RS48 | 5730.74
3WL9111-0AH04-0AA0 | ACCESSORIES CIRCUIT BREAKER 3WL 1ST RELEASED SIGNAL SWITCH 1W; S24 | 64.96
3SB2226-0LF01 | ILLUMINATED PUSHBUTTON, 16MM, ROUND, PLASTIC, BLUE, BUTTON, RAISED, 1NO, LAMPHOLDER W2 X 4.6D, WITH | 23.29
3NP1963-1CA10 | ACCES.F.FUSE SWI. DISCONNECTOR FOR NH3 REACH-ROUND PROTECTION FOR BUSBAR MOUNTING 1X TOP AND 1X BOTT | 13.21
4AM4342-5AN00-0EB0 | TRANSFORMER SITAS; PHASES:1; PN/PN(S6)(KVA):0,315 /1,12; UPRI(V):400+/-5%; USEC(V):24; ISEC(A):13,1; | 270.59
4AV2400-2EB00-0A | POWER SUPPLY; PHASES:1; PN(KW):0,24; UPRI(V):400-230+/-15; USEC(V DC):24; ISEC(A DC):10/12 (60/40 CE | 609.16
6SL3720-1TE15-0AB3 | SINAMICS S120 CABINET MODULE BOOKSIZE CABINET KIT SINGLE MOTOR MODULE INPUT: DC 510 - 720V OUTPUT: 3 | 3110.84
BVP:261813 | BD2A-400-ZV-Z* Z UNIT FRONTSIDE X/Y 0,36M, Z 0 ,14M-1,25M 160-400A | 1453.96
6GF6710-3BE | 19" FLUSH MOUNTED KEYBOARD 4HE WITH TOUCHPAD, PS/2 (INT) | 898.91
5SU1656-7KK13 | FI/LS-PROTECTOR TYPE A (PSE/SSF), D=70MM IFN 300MA,6KA, 1+N-POLEE C 13A | 81.41
3RT1955-5AM32 | WITHDRAWABLE COIL FOR SIZE S6 FOR CONTACTORS 3RT105/3RT145 AC/DC OPERATION UC200-220V DRIVE: CONVENT | 77.76
6SL3700-0MX21-4AA3 | SINAMICS S120 CABINET MODULE AUXILIARY POWER SUPPLY MODULE 2AC 230V, 14KVA DC 24V, 80A CABINET UNIT | 12118.8
3NE1230-2 | SITOR FUSE-LINK UTILIZ. CATEGORY GR, DIN 43620 315A , AC 500 V ,(SIZE 1) | 128
8WA8826-0AB | PACK. W. 100 LAB. PLATES TERMINAL STRIP ID LAB. PLATE PRINTED W. X2 | 0.15
6DL2804-0DD32 | EX-DEVICE MADE OF STAINLESS STEEL, IP65. EMPTY CABINET READY FOR INSTALLATION OF ET200ISP. EQUIPMENT | 5308.6
3NY1371 | SPARE PART FOR FUSE SWITCH DISCONNECTORS 3NP5260 INSERT WITH HANDLE FUSE CARRIER | 92.31
5SG7153 | N-TYPE MINIZED FUSE SWITCH FOR NEOZED FUSE LINKS D02, 1+N-POLE, D=70 MM DRAW-OUT ASSEMBLY | 57.37
3RT1054-2AV36 | CONTACTOR, 55 KW / 400 V / AC-3 AC(40...60HZ)/DC OPERATION UC 380-420V AUXILIARY CONTACTS 2NO+2NC 3- | 365.41
6AG1322-1HH01-2AA0 | SIPLUS S7-300 SM322 - 20POL -40 ... +70 DGR C WITH CONFORMAL COATING CONFORMITY TO EN50155 T1 CAT 1 | 1239.72
7ME3960-0TB10 | UNIVERSAL TRANSDUCER TEST BLOCK TEST BLOCK FOR SIZE A AND B UNIVERSAL TRANSDUCERS LEGACY PART NUMBER | 395.01
7MH7723-1FD | RANGE SPRING ASSEMBLY, C7, ILE-37, SPARE | 704.93
3RF2320-1AA04 | SEMI-COND. CONTACTOR 3RF2,1-PH. AC51 20 A 40 DEGREES C 48-460 V / 24 V DC SCREW TERMINAL | 61.84
3SB2910-1BF | LENS, BLUE, SMOOTH, LABELING WITH INSERT CAP | 0.38
6FX8008-1BD11-6AA0 | SIGNAL CABLE,SOLD BY THE METER 8 X 2 X 0.18 C TRAILING CABLE, UL/CSA DESINA MOTION CONNECT 800, DELI | 5800.52
6ES7492-2DX00-0AA0 | SIMATIC S7-400, 10 DIN A4 LABELLING SHEETS COLOR: RED, 4 LABELLING STRIPS/SHEETS FOR SIGNAL MODULES, | 97.61
6SE6420-2AB15-5AA1 | MICROMASTER 420 WITH BUILT IN CLASS A FILTER 1AC 200-240V +10/-10% 47-63HZ CONSTANT TORQUE POWER 0 | 857.79
6ES7900-0BA00-0XA0 | SIMATIC PC, POWER CABLE 230V AC, 3 M STRAIGHT FOR POWER PG AND RACK PC FOR UNITED KINGDOM | 28.46
6FX2003-0LU50 | POWER CONNECTOR 7 POLE SPEED CONNECT SIZE 0.5 SCREW CAP SOCKET 1X 7 POLE INSULATOR 9X CONTACTS 0.5-1 | 80
3LD2144-0TK51 | MAIN CONTROL SWITCH 3-POLE IU=25, P/AC-23A AT 400V=9,5KW BASE MOUNTING MOUNTING RAIL/TWO-HOLE MOUNTI | 49.4
5SY6310-6 | CIRCUIT BREAKER 400V 6KA, 3-POLE, B,10A, D=70MM | 30.89
3RF2450-3AB55 | SEMI-CONDUCTOR CONTAC.3-PH.3RF2 AC51 50A 40 DEG. C 48-600V / 230V AC 2-PHASE CONTROLLED RING TERMINA | 215.23
6ES7648-0EG00-1BA0 | SIMATIC PC SPAREPART, TRAY FOR LOW PROFILE HDD-ULTRA-SLIM TRAY FUER 3,5" FESTPLATTE, SATA, (WITH TRA | 82.4
5TG2555-0 | DELTA LINE, TITANIUM WHITE FRAME, 5FOLD, 364X80MM | 18.44
3RF2900-3PA88 | TERMINAL COVER FOR 3RF21/3RF23 RING CABLE TERMINAL | 2.35
3RW4036-1BB05 | SIRIUS SOFT STARTER, S2, 45A, 30KW/500V, 40 DEGR., AC 400-600V, AC/DC 24V, SCREW TERMINALS | 1056.24
6GT2898-2AA00 | SIMATIC RF600 DISTANCE HOLDER FOR RF620T 155 X 38 X 12 MM (LXWXH), -25 UP TO +70 DGR C | 2.56
4AM3242-4TT10-0FA0 | TRANSFORMER SITAS; PHASES:1; PN/PN(S6)(KVA):0,063 /0,19; UPRI(V):230+/-5%; USEC(V):230; ISEC(A):0,27 | 111.94
5TG1257 | I-SYSTEM, ALUMIN.METALLIC COVER PLATE UAE OUTLET BOX SUITABLE F.RUTENBECK CAT.3+5/ BTR CAT.6, 55X55M | 14.31
BVP:261892 | BD2C-400-TV JUNCTION UNIT T UNIT FRONTSIDE 160-400A | 870.17
5TG4814 | DELTA PROFIL, SILVER HOTELCARD SWITCH 1CHANGER, ILLUMINATED | 90.74
7LF9006 | BRACKET FOR FIXING ON THE FRONT FOR MEASURING DEVICE AND SWITCH CLOCK FOR DEVICES FROM 1 TO 6MW | 38.73
6SL3000-2DE32-6CA0 | SINAMICS DU/DT INDUCTOR SPARE PART FOR POWER MODULE/MOTOR MODULE 132KW, 3AC 380-480V MAX. CABEL LENG | 2345.86
8WH8120-3AB15 | LABELS, LONGIT. 11 - 20 SIZE ZB6 | 0.11
6FX8002-2YQ27-1BE0 | SIGNAL CABLE M=014 | 297.02
3TH4244-0AH0 | CONTACTOR RELAY 44E EN 50 011 4NO+4NC, SCREW TERMINALS AC OPERATION AC 50HZ 48V/60HZ 58V | 59.12
7MF9001-1DA | ADAPTER, MADE OF MAT. NO. 1.4571, WITH THREAD 1/2-14 NPT- 1/2-14 NPT PRESSURE EQUIPMENT DIREKTIVE F. | 29.12
8MF4946 | GROUNDING RAIL W=1200 | 224.09
6SE6400-3CC02-4CE3 | MICROMASTER 4 AC COMMUTATION CHOKE 380-600V 3AC 23,7A FOOTPRINT FSC - 0.98 MH | 558.82
5SY6163-7 | CIRCUIT BREAKER 230/400V 6KA, 1-POLE, C, 63A, D=70MM | 18.59
3NH3120 | LV HRC FUSE BASE 690V(1000V) SINGLE-POLE, 160A, SIZE 0 PAD-TYPE TERMINAL | 42.06
FDK:085U1009 | DN25 INCLUDING 2 EPDM GASKETS WITH COLLAR | 27.47
6SE6440-2UD13-7AA1 | MICROMASTER 440 WITHOUT FILTER 3AC 380-480 V +10/-10% 47-63 HZ CONSTANT TORQUE POWER 0.37 KW OVERLO | 1631.63
3RT1065-6LA06 | CONTACTOR, 132KW/400V/AC-3 WITHOUT COIL AUXILIARY CONTACTS 2NO+2NC 3-POLE, SIZE S10 MAIN COND.: BAR | 815.05
8GK1102-2KK32 | ALPHA 400 DIN, WALL-MOUNTING DISTRIBUTOR, DELIVERY FORM FLAT PACK, AP-CUBICLE, RAL 9016, IP43 SK1, H | 408.86
4AM3442-5FT10-0FA0 | TRANSFORMER SITAS; PHASES:1; PN/PN(S6)(KVA):0,1 /0,31; UPRI(V):500+/-5%; USEC(V):230; ISEC(A):0,435; | 120.69
5TG1810 | DELTA PROFILE, TITANIUM WHITE BLANKING PLATE | 13.34
3RK2400-1HQ00-0AA3 | AS-INTERFACE COMPACT MOD. K60, A/B-SLAVE,DIGITAL, 8I/2O, IP67, 3 X 2 I / 2 X 1I/1O, DC 24V 8 X M12-S | 424.73
4RB2063-3GA50 | POWER CAPACITOR PHICAP MKP 600V 6.3KVAR | 127.68
5UH1310 | I-SYSTEM, TITANIUM WHITE CONVERSION KIT STATUS DISPLAY FOR SCHUKO OUTLETS W. COVER PLATE 55X55MM AND | 20.11
8WA1806 | END LABELING PLATE 21X42MM | 1.69
8GD6056 | WIRING FLANGE IP54 4XPG29, 3XPG36 | 45.01
8MF2088-4R | STANDARD CUBICLE 8MF2 HXWXD=2000X800X800 SIDE-BY-SIDE MOUNTING NON-VENTIL., ASSEMBL., WELDED IP40 | 2376.17
3RF2190-3AA44 | SEMICONDUCTOR RELAY 3RF2, 1-PH. WIDTH 22.5 MM, 90 A 48-460 V / 4-30 V DC RING-CABLE CONNECTION | 59.06
4RB5167-3EB50 | POWER CAPACITOR PHASECAP MKK 415V 16.7KVAR | 425.09
3RP1532-2AQ30 | MULTIFUNCTION TIME RELAY IN CAGE-CLAMP TECH. 1 CHANGEOVER OFF-DELAY 1.5S...30S AC/DC 24V/AC 100...12 | 243.08
BVP:261747 | BD2C-3-1000-SO-2 STANDARD LENGTH 2,25M 1000A, N + PE, WITHOUT TAP OFFS | 3029.07
5TG2597 | I-SYSTEM, ELECTRIC WHITE COVER PLATE 55X55MM FOR FLUSH-M. CONTROL DEVICES F. DIAMETER 18.5MM | 10.02
5ST3666-1HG | TOUCH PROTECTION FOR UNUSED PINS YELLOW FOR BUSBAR UL 489,480Y/277V | 1.73
8WA1011-1BF26 | THROUGH-TYPE TER. THERMOPLASTIC SCREW TERMINAL, ON BOTH ENDS SINGLE TERM., YELLOW, SZ2.5 | 2.61
6SL3162-2MA00-0AA0 | SINAMICS S120 POWER CONNECTOR WITH SCREW TERMINALS FOR MOTOR MODULES 3-30 A FRAME SIZE: BOOKSIZE | 62.9
BVP:262432 | BD2-AK02X/OGB32 TAP-OFF UNIT BD2 UP TO 63A | 296.18
4EU2722-0CA00-0AA0 | COMMUTATING CHOKE FOR CONVERTER; PHASES:3; UN1(V):500; ITHMAX 1(A) / F1(HZ):160 /50; I LN (A):144; U | 4419.43
3SE5132-0CD05 | SIRIUS POSITION SWITCH PLASTIC ENCLOSURE 40MM TO EN50041; DEVICE CONNECTION 1X (M20X1.5) 1NO/1NC SLO | 32.79
3VL9300-3MN00 | ACCESSORY FOR VL160X, VL160, VL250, STORED ENERGY OPERATOR 110-127V AC/DC | 1033.54
3TX7680-0D | PARALLELING LINKS WITHOUT CONNECTING TERMINAL 3-POLE, WITHOUT TOUCH GUARD FOR 3TF68 CONTACTORS | 31.59
3RT1456-6AP36 | CONTACTOR, 275A/AC-1, AC(40...60HZ)/DC OPERATION UC 220...240V AUXIL. CONTACTS 2NO+2NC 3-POLE, SIZE | 413
5SJ4114-7HG40 | CIRCUIT BREAKER 240V 14KA, 1-POLE, C, 0,3A, D=70MM ACC. TO UL 489, SAME POLARITY | 35.7
3RV1927-5A | PLUG CONNECTOR, FOR CIRCUIT-BREAKER SIZE S0 WITH SCREW TERMINAL, MULTI-UNIT PACKING (10 PIECES) | 3.06
3SE5122-1QV10 | SAFETY POS. SWITCH W. SEPARATE ACTUATOR, METAL HOUSING, 56MM, DEVICE CONNECTION 3X(M20X1.5) SLOW-ACT | 91.73
6RA8085-6FV62-0AA0 | SINAMICS DCM DC CONVERTER FOR FOUR-QUADRANT DRIVES CONNECTION (B6) A (B6) C INPUT: 3-PHASE AC 480V, | 12845.35
4AM3842-5MT10-0FA0 | TRANSFORMER SITAS; PHASES:1; PN/PN(S6)(KVA):0,16 /0,49; UPRI(V):690+/-5%; USEC(V):230; ISEC(A):0,696 | 158.68
8MF6296-5KE | EARTHQUAKE-PROOF SYSTEM CUBICLE HXWXD=2200X900X600 IP54 | 7514.82
BVP:262010 | BD2C-1250-VE DISTR. FEEDER UNIT 1250A | 1441.72
5SH5322 | BUSBAR W. PUNCHINGS, MODULAR SIZE 27MM FOR NEOZED FUSE BASE D02 COPPER BARE, 36SQMM, 1000MM | 30.73
3WL9111-0AK31-0AA0 | ACCESSORIES CIRCUIT-BREAKER 3WL CONVERSION KIT, INTERNAL CABLE FOR CONNECTING EXTERNAL N- AND G-TRAN | 91.41
5ST2196 | END CAP FOR FORK-TYPE BUSBAR 1-PHASE 5ST2183,5ST2190,5ST2193 | 0.7
6EP1334-2AA01-0AB0 | SITOP SMART 240 W STABILIZED POWER SUPPLY INPUT: 120/230 V AC OUTPUT: 24 V DC/10 A FOR WALL MOUNTING | 287.6
8WH5000-0AF00 | FEED-THROUGH TERMINAL, PLUG CONNECTION ON BOTH ENDS, SECTION 0.08 - 2.5 MM2, WIDTH: 5.2 MM, COLOR: G | 2.11
5SY4340-8 | CIRCUIT BREAKER 400V 10KA, 3-POLE, D, 40A, D=70MM | 83.76
3RT1955-5PF31 | WITHDR. COIL FOR SIZE S6 FOR CONTACTORS 3RT105/3RT145 AC/DC OPERATION 96-127V UC DRIVE: ELECTRONIC W | 297.46
8WH8140-7XA05 | LABELS, TRANSV. SPECIAL LABELLING ZB15 | 0.25
3RT1976-6V | VACUUM INTERRUPTERS F. SIZE S12 F. CONTACTOR 3RT1276,250KW/AC-3 CONSISTS OF 3 VACUUM INTERRUPTERS WI | 925.29
3NE1227-0 | SITOR FUSE-LINK UTILIZ. CATEGORY GS, DIN 43620 250A , AC 690 V ,(SIZE 1) | 108.21
6SL3710-1GF34-1AA3 | SINAMICS G150 CONVERTER CABINET UNIT, AC/AC WITH CIM+CU320-2 3AC 500-600V, 50/60HZ NOM. POWER RATING | 35122.38
5SU1656-6KK20 | FI/LS-PROTECTOR TYPE A (PSE/SSF), D=70MM IFN 300MA,6KA, 1+N-POLEE B 20A | 81.05
3SE7120-1BF00 | SIRIUS CABLE-OPER. SWITCH METAL HOUSING,2X M20X1.5 2NC, LATCHES ACC. TO EN418 BUTTON RESET FOR CABLE | 178.29
3RK4353-3ER58-1BA0 | SIRIUS MCU MOTOR STARTER EN.DEGR. OF PROTEC.IP55 PLASTIC COMMUNICATION WITHOUT ELECTROMECHANICAL SWI | 750.84
3RK4340-3PR51-0BA0 | SIRIUS MCU MOTOR STARTER EN.DEGR. OF PROTEC.IP55 PLASTIC COMMUNICATION WITHOUT ELECTROMECHANICAL SWI | 544.53
3RS1041-2GW50 | TEMPERATURE MONITORING RELAY PT100/1000, KTY83/84, NTC 3 SENSORS, 2 THR. VAL., DIGITAL -50 DEG. C TO | 671.02
6ES7195-7HC00-0XA0 | SIMATIC DP, BUS UNIT FOR ET200M F. THE INTEGR.OF ONE 80 MM WIDE I/O SUBMODULE FOR INSERT/REMOVE | 196.6
5TT4104-2 | REMOTE SWITCH WITH 4 NO CONTACT FOR AC 230, 400V 16A CONTROL AC 24V | 57.44
5SD420 | SILIZED FUSE LINK 500V F.SEMICONDUCTOR PROTECTION EXTRA FAST, SIZE DII THREAD E27, 16A | 7.08
BVP:090166 | BD01-160-R1 FLEX. BUSBAR TRUNKING - BD01 | 308.41
3RK1207-3BQ40-0AA3 | AS-INTERFACE COMPACT MOD., IP67 ANALOG, 2AI, NUMERIC. FORMAT S7 2 X INP. (M12), PT100 LIN. ST. FOR 4 | 449.12
3RX9020-0AA00 | AS-I CABLE, TRAPEZOIDAL, F. EXTERNAL AUXILIARY VOLTAGE, UP TO 24V, BLACK, RUBBER, 2X 1.5QMM CONSISTS | 482.12
8WA8855-2AY | PACK. W. 15 PLATE HOLDERS PER FRAME 72 X=1080 LAB. PLATES LAB. PLATES 6X10MM F. COMPUTER LABELING SY | 0.17
6SL3730-1TE41-5BA3 | SINAMICS S120 CABINET MODULE BASIC LINE MODULE 3AC 380-480V, 50/60HZ, 1500A OUTPUT: DC 510 - 650V UN | 26895.55
6GK1182-0BB01-0AA1 | PROFINET IO ASIC, ERTEC 200 (LEADFREE), 10/100 MBIT/S INDUSTRIAL ETHERNET, ASIC WITH ARM 946 PROZESS | 2440.44
3WL9111-1AH12-0AA0 | ACCESSORIES CIRCUIT BREAKER 3WL POSITION SIGNAL SWITCH F. GUIDE FRAME, 2ND BLOCK 6 MICRO-SWITCHES | 357.93
6XV1861-3CT10 | SIMATIC NET PCF TRAILING CABLE, PREASSEMBLE WITH 2X2 BFOC CONNECTORS, INSERTION GUIDE, LENGTH 100 M | 1878.22
3RV1915-5A | 3-PHASE LINE-SIDE TERMINAL 3-PHASE LINE-SIDE TERMINAL, FOR 3-PHASE BUSBARS, FOR SIZE S0 AND S00, CON | 8.3
5SM3644-4 | RES.CURR. OP.CIRC. BR. SIQUENCE TYPE B SENS. TO. UNIV. CURRENT 40A 3+N-POL IFN 300MA 400V 4MW SHORT- | 2007.35
6FX2001-2HA50 | SIMODRIVE (ACCESSORIES) INCR. ROTARY ENCODER W. RS 422 (TTL), 500 PULSES, SYNCHRON. FLANGE, 6 MM SHA | 366.56
5SY5216-6 | CIRCUIT BREAKER CURR. SENS DC 440V AC 400V 10KA, 2-POLE, B, 16A | 61
6GK1905-0CB00 | PROFIBUS ECOFAST HYBRID PLUG 180,(ECOFAST CU), 2 X CU; 4 X 1.5SQMM CU SOCKET CONNECTOR HANBRID PACK | 233.36
3SE5000-0AA07 | TWIST LEVER FOR POSITION SWITCH 3SE51 METAL LEVER, 27MM LONG,STEP 9MM, W. PLASTIC ROLLER 50MM | 10.29
8GK9520-8KK00 | A630 BARRIER REAR WALL, VERT. H=1800MM W=250MM, D=250/320MM STEEL SHEET | 79.15
8GK4402-4KK12 | ALPHA 400/630 DIN, KIT FOR ROW TERMINALS WITH TERMINAL SUPPORT, FIELD COVER WITHOUT CUTOUT WITH TERM | 175.79
8MF4035 | BASE FOR CUBICLE WXD = 800 X 400MM HEIGHT 200MM | 434.66
5SY6108-7 | CIRCUIT BREAKER 230/400V 6KA, 1-POLE, C, 8A, D=70MM | 8.51
5SY6316-6 | CIRCUIT BREAKER 400V 6KA, 3-POLE, B,16A, D=70MM | 32.12
3SB2908-2AJ | KEY FOR LOCK CES, LOCK NO. SB2 | 5.72
6SE6400-3TD01-0BD0 | MICROMASTER 4 OUTPUT LC FILTER 380-480V 3AC 11.2 / 10.2 A (40 / 50 GRD C) FOOTPRINT FSB 340 X 150 X | 926.57
8ME8812 | CUBICLESYSTEM 8MF JUNCTION PLATES | 5.22
3RW4037-1BB04 | SIRIUS SOFT STARTER, S2, 63A, 30KW/400V, 40 DEGR., AC 200-480V, AC/DC 24V, SCREW TERMINALS | 1093.47
3VL9300-3AU11 | ACCESSORY FOR VL150XUL- VL250UL (CG-FRAME - FG-FRAME) KIT F. LEADING AUXILIARY SWITCHES 1 CO CONTACT | 35.51
3RV1011-0EA15 | CIRCUIT-BREAKER, SIZE S00, FOR MOTOR PROTECTION, CLASS 10, A REL.0.28...0.40A, N REL.5.2A, SCREW CON | 62.46
8MF5284-4R | STANDARD CUBICLE 8MF5 HXWXD=2200X800X400 SIDE-BY-SIDE MOUNTING NON-VENT., NOT ASSEM., SCREWED IP40 | 2627.29
3TC4416-5CQ0 | CONTACTOR SIZE 2 2-POLE WITH DELAYED DISCONNECTION. AUX. SWITCHES 2NO + 1NC 380/440 V AC 50 HZ/60 HZ | 579.02
3WL9111-1AT03-0AA0 | 3WL9-NAFTA-ACCESSORY WLMETERP METERING FUNCTION PLUS OPTION FOR TRIP UNIT | 1857.6
6SE6400-3CC00-8CE3 | MICROMASTER 4 AC COMMUTATION CHOKE 380-600V 3AC 8,9A FOOTPRINT FSC - 2.61 MH | 454.32
3TH4244-0BW4 | CONTACTOR RELAY 44E EN 50 011 4NO+4NC, SCREW TERMINALS DC OPERATION DC SOLENOID SYSTEM DC 48V | 103.04
3SE5232-0BC05 | SIRIUS POSITION SWITCH PLASTIC HOUSING ACC. TO EN50047, 31MM DEVICE CONNECTION 1X (M20X1.5); 1NO/1NC | 20.45
8WH8120-4AB45 | LABELS, LONGIT. 41 - 50 SIZE ZB8 | 0.11
7MF9401-7DC | DOUBLE SHUT-OFF VALVE DESIGN B, DIN 16272, WITH TEST AND CONNECTION COLLARS, MAX. OPERATING PRESSURE | 184.85
6ES7648-3AB00-0XA0 | SIMATIC PC, GRAPIHCS ADAPTER CABLE, DVI-I TO VGA, LENGTH: 250 MM | 40.73
3RK1395-6LS41-3AD5 | SIRIUS MOTOR STARTER M200D TECHNOLOGY MODULE REVERSING STARTER MECHANICAL SWITCHING 3 400V AC/5,5KW; | 1203.56
6FX2001-2GC50 | SINUMERIK (ACCESSORIES) INCR. POS. ENCODER, WITH LED, AXIAL FLANGE CONNECTOR, 2500 PULSES/REV | 366.56
3RF2150-2AA22 | SEMICOND. RELAY 3RF2, 1-PHASE WIDTH 22.5 MM, 50 A 24-230 V / 110-230 V AC SPRING-LOADED TERMINAL | 46.72
5SY7314-7 | CIRCUIT BREAKER 400V 15KA, 3-POLE, C, 0.3A, D=70MM | 105.78
7MH7725-1AH | LOAD CELL,WITH HARDWARE, MSI,1000 LB, STAINLESS STEEL, F, SPARE | 2170.96
5SY4601-7 | CIRCUIT BREAKER 400V 10KA, 3+N-POLE, C, 1A, D=70MM | 84
7MC2028-2AC12 | INSULATED THERMOCOUPLE WITH COUPLING SOCKET LENGTH L = 0.5 M 1 THERMOCOUPLE ELEMENT NICR/NI SHEATH D | 83.56
8WA1822-7VF10 | CONNECTING BAR FOR 10 TERMINALS, FOR INSTALLATION | 6.63
5SJ4125-6HG40 | CIRCUIT BREAKER 240V 14KA, 1-POLE, B, 25A, D=70MM ACC. TO UL 489, SAME POLARITY | 24.93
3RP2025-2AQ30 | SOLID-STATE TIME-DELAY RELAY ON-DELAY 1 CHANGEOVER CONTACT AC/DC 24V, AC 100 TO 127V 0.05 S TO 100H | 69.64
4AU3032-8BC40-0HA0 | TRANSFORMER SITAS; PHASES:3; PN/PN(S6)(KVA):6,3 /28; UPRI(V):Y500-400/D289-230; USEC(V):Y 400 / D 23 | 3754.18
4RB5104-1EA50 | POWER CAPACITOR PHASECAP MKK 400V 10.4KVAR | 278.38
8MF4026 | BASE FOR CUBICLE WXD = 1200 X 400MM HEIGHT 100MM | 368.98
8WA1851 | CONNECTING BAR FOR 3 TERMINALS SIZE 4 | 3.31
6SL3225-0BE35-5UA0 | SINAMICS G120 POWER MODULE PM250 WITHOUT FILTER POSSIBILITY OF REGENERATION 3AC380-480V +10/-10% 47- | 10755.64
5SY8502-7 | CIRCUIT BREAKER 230V 25KA, 1+N-POLE, C, 2A, D=70M | 57.16
8WD4420-0FA | SIGNALLING COLUMN BUZZER ELEMENT CONTINUOUS SOUND OR PULSED ADJUSTABLE, 24V AC/DC | 72.8
6SL3555-0PA00-2AA0 | SINAMICS G120D USB INTERFACE CABLE LENGTH 2,5 M | 237.75
3RB2066-2MF2 | OVERLOAD RELAY 160...630 A FOR MOTOR PROTECTION SIZE S10/S12, CLASS 20 MOUNT. ONTO CONT./ STAND-ALON | 473.51
6ES7292-1AL30-0XA0 | SIMATIC S7-1200, SPARE PART I/O TERMINAL BLOCK TIN DIGITAL SIGNAL MODUL 32CH (4 PIECES W. 11 SCREWS | 55.83
3RW4425-3BC35 | SIRIUS SOFT STARTER, VALUES WITH 575 V, 50 DEG., STANDARD: 51A, 40HP, INSIDE-DELTA CIRCUIT 3: 88A, 7 | 5743.31
3RS1140-2GD60 | TEMPERATURE MONITORING RELAY THERMOCOUPLE J, T, E, K, N 2 THRESH. VAL., DIGITAL -99 C - 999 C, 24V A | 407.68
6XV1873-3AN10 | SIMATIC NET FO STANDARD CABLE 50/125, PREASSEMBLED WITH 2X2 BFOC CONNECTORS, LENGTH 10 M | 132.05
7MF9411-7DC | ACCESSORY KIT CONSISTING OF: 2 BOLTS 7/16-20" UNF, 1,75 INCH, STAINLESS STEEL 2 WASHERS, STAINLESS S | 24.39
LZS:RT3D4R24 | PLUG-IN RELAY COMPACT UNIT 24V AC, 1 CO LED MODULE RED SOCKET W. LOGIC ISOLATION PLUG-IN TERMINAL (P | 18.93
8GK9101-7KK01 | ALPHA 400/630 DIN, UNIVERS. DISTRIBUT. ACCESSORIES BARRIER REAR WALL VERT.,H1050 | 25.2
6SL3720-1TG38-8AA3 | SINAMICS S120 CABINET MODULE SINGLE MOTOR MODULE WITH CIM+CU320-2 OUTPUT: DC 675 - 1035V INPUT: 3AC | 94767.21
6DL2804-0DD30 | EX-DEVICE MADE OF STAINLESS STEEL, IP65. EMPTY CABINET READY FOR INSTALLATION OF ET200ISP. EQUIPMENT | 5308.6
5SG1701 | NEOZED-FLUSH MOUNTING FUSE BASE MOLDED PLASTIC, D02 1-POLE TOUCH PROTECTION (BGV A2) ACCESS: ELEVATO | 9.27
7KT5807 | MECHANICAL TIME COUNTER 230 V, 60 HZ | 45.72
5SY7163-7 | CIRCUIT BREAKER 230/400V 15KA, 1-POLE, C, 63A, D=70MM | 30.48
3LD2566-7UB01 | CHANGEOVER SWITCH 3-POLE IU=63, P/AC-23A AT 400V=22KW 2 N-TERMINAL MOULDED-PLASTIC ENCLOSURED, IP65 | 211.66
3NJ6900-4HF11 | ACCESSORY FOR SWITCH DISCONNECTOR W/FUSE, IN-LINE, PLUG-IN, AMPEREMETER, MOVING IRON 200/1A, CL.1, 0 | 64.31
5TE4810 | PUSHBUTTON, D=70MM 1NC/1NO 20A, 1BUTTON GREY WITH CAP RED AND GREEN | 13.11
8MF4011 | BASE FOR CUBICLE WXD = 600 X 600MM HEIGHT 100MM | 334.22
3RA6500-1EB43 | SIRIUS, COMPACT STARTER, REVERSING STARTER W/SYSTEM INTERFACE, 400 V, 32 A, 24 V DC, 8 ... 32 A, IP2 | 1779.26
5TG1204-2 | DELTA MIRO GLASS FRAME 4-FOLD REAL GLASS BLACK 303X90MM | 173.09
3RT1276-6AR36 | VAC. CONTACTOR, 250KW/400V/AC-3 AC/DC OPERATION UC 440-480V AUXILIARY CONTACTS 2NO+2NC 3-POLE, SIZE | 2751.52
8MF6268-5E | STANDARD CUBICLE 8MF6 HXWXD=2200X600X800 INDIVIDUAL MOUNTING NON-VENT., ASSEM., WELDED IP54 | 3573.88
8WH9070-3AA00 | BARRIER FOR STUD TERM. | 2.09
7MH7724-1AQ | MLC CALIBRATION WEIGHT, (STAINLESS STEEL 304(1.4301)) FOR SCALES WITH BELT WIDTH OF 24", 650MM, 1.38 | 151.99
3LD2405-1TL11 | MAIN SWITCHES 4-POLE ROT. OP. MECH. BLACK FLOOR MOUNTING IU=250A P/AC-23A AT 400V=132KW 4-HOLE MOUNT | 401.49
3TC5217-0LB4 | CONTACTOR SIZE 8 2-POLE DC-3 AND 5, 170A AT 750V AUXILIARY CONTACTS 21 (2NO+1NC) SETTING RANGE 0.7 T | 1305.62
5ST3636 | PIN BUSBAR, 16 SQMM CONNECTION: 2X2-PHASE SAFE-TO-TOUCH | 2.45
8WD4408-0AA | SIGNALLING COLUMN CONNECT. ELEMENT FOR WITH PIPE MOUNTING COVER LID | 43.43
FDK:083N8485 | MAG 3100 C FLANGE 2000MM PN16 S/STEEL | 6887.7
5ST3604 | PIN BUSBAR, 10 SQMM CONNECTION: 6X(1-PHASE+HS/FS) SAFE-TO-TOUCH | 1.54
8WH8121-5AB15 | LABELS, FLAT, LONGIT. 11 - 20 SIZE ZBF10 | 0.08
3NA3824-6 | LV HRC FUSE LINK GL/GG WITH NON-INSULATED GRIP LUGS WITH FRONT INDICATOR SIZE 00, 80A, AC 690V/DC 25 | 21.85
4AM5742-5CT10-0FA0 | TRANSFORMER SITAS; PHASES:1; PN/PN(S6)(KVA):1 /5; UPRI(V):440+/-5%; USEC(V):230; ISEC(A):4,35; F(HZ) | 555.34
3RT1946-6A | EQUIV. CONTACTS FOR CONTACTOR SIZE S3, 3-POLE, AC-3, 45 KW, 3 NO, MAIN CONTACTS, CONSISTS OF 3 MOVAB | 241.82
3NA7805-6 | LV HRC FUSE LINK GL/GG WITH NON-INSULATED GRIP LUGS WITH COMBINATION INDICATOR SIZE 000, 16A, AC 690 | 24.23
3TH4355-0AP2 | CONTACTOR RELAY 55E EN 50 011 5NO+5NC, SCREW TERMINALS AC OPERATION AC 50/60HZ 240V | 91.96
6ES7331-7NF10-0AB0 | SIMATIC S7-300, ANALOG INPUT SM 331, OPTICALLY ISOLATED, 8 AE; +/-5/10V, 1-5 V, +/-20MA, 0/4 TO 20MA | 2043.99
6AG1195-7HD10-2XA0 | SIPLUS ET200M ACTIVE BUS MODULE FOR INTEGRATION OF 2 IM153-2 RED. -25 ... +70 DGR C WITH CONFORMAL C | 568.68
5TG7921 | DELTA PROFIL, SILVER ROCKER, 65X65MM F.UNIVERSAL SWITCH CO/OFF F. INTERMEDIATE AND OFF SWITCH FOR PU | 10.4
3TC4417-0LC8 | CONTACTOR SIZE 2, 2-POLE, FOR RAILWAY APPLICATIONS DC-3 AND 5, 7.5A AT 750V AUX. CONTACTS 21 (2NO+1N | 283.83
3SB2000-0AB01 | PUSHBUTTON, 16MM, ROUND, PLASTIC, BLACK, BUTTON, FLAT | 6.84
6AV6612-0AA51-3CA5 | WINCC FLEXIBLE 2008 STANDARD ENGINEERING-SW,FLOATING LICENSE LICENSE KEY ON USB STICK, SW AND DOCUME | 3806.88
C73000-B5677-C92 | INSTRUCTION MANUAL, FRENCH SITRANS P FOR: 7MF4232-... | 8.02
3RK1903-3AE10 | TM-PFX30 S47-G0 FOR POTENTIAL GROUP, WITH SUPPLY FROM LEFT FOR ROUTING U1 M SG1 TO 6 FOR EXTERNAL ET | 268.32
8GK9910-0KK36 | ALPHA DIN CABINET FIXING LUG STRAIGHT, IP43/IP55 (1 SET = 4 UNITS) | 18.18
3TY6483-0BM4 | COIL F0R CONTACTORS 3TB47, 3TB48, 3TC48 DC 220V | 106.15
5SY4408-8 | CIRCUIT BREAKER 400V 10KA, 4-POLE, D, 8A, D=70MM | 158.34
6AG1350-2AH01-4AE0 | SIPLUS S7-300 FM350-2 8 CHANNEL FOR MEDIAL STRESS WITH CONFORMAL COATING BASED ON 6ES7350-2AH01-0AE0 | 4172.46
3RV1611-0BD10-ZW96 | CIRCUIT-BREAKER, A-RELEASE 0.2 A N-RELEASE 1.2 A, SIZE S00, FUSE MONITORING, SCREW CONNECTION | 51.78
7ML1930-1EH | WELDED SOCKET LVL THREAD G 3/4 A/ 316L WITH EPDM SEAL | 226.41
6AV6618-7BD01-3AB0 | WINCC FLEXIBLE /SM@RTSERVICE FOR WINCC FLEXIBLE RUNTIME, RUNTIME SW, SINGLE LICENSE, LICENSE KEY ON | 1730.41
4EM5100-2CB00 | COMMUTATING CHOKE FOR CONVERTER; PHASES:1; UN1(V):400; ITHMAX 1(A) / F1(HZ):24 /50; I LN (A):21,6; U | 394.59
4RB2125-3EB50 | POWER CAPACITOR PHICAP MKP 415V 12.5KVAR | 140.46
7MH7723-1AJ | LVDT CONDITIONER,BW100/500 | 558.91
5ST2122 | SPACER FOR N-TYPE M.C.B | 2.03
3RX9805-0AA00 | AS-I SEAL, HEAVY-GAUGE 11 FOR AS-I LINE, SHAPED | 4.6
6GK1716-0HB00-3AE1 | SIMATIC NET, S7-REDCONNECT UPGR. F. V6.0, V6.1,V6.2 A. ED. 2005,INCL.S7-OPC-SRVR,S7-1613 SW FOR FAIL | 805.07
3NJ4103-3CF02 | IN-LINE FUSE SWITCH DISCONNECTOR 3-POLE SWITCHABLE, SIZE 00 I=160 A, U=690 V SCREW TERMINAL M 8 NEW | 700.07
6AV6574-1AA04-4AA0 | SERVICE PACKAGE FOR MOBILE PANELS 177/277, 1 X BLANK PLUG, 2 X PG FITTING A-BOX, 2 X 12 PIN TERMINAL | 203.17
3RK1395-6KS71-0AD5 | SIRIUS MOTOR STARTER M200D TECHNOLOGY MODULE DIRECT ON-LINE STARTER ELECTRONIC SWITCHING 3 400V AC/0 | 1122.88
5SH122 | DIAZED-SCREW CAP DII 25A AC DC 500V CERAMIKS WITH TEST HOLE | 2.17
6ES7322-1HF01-0AA0 | SIMATIC S7-300, DIGITAL OUTPUT SM 322, OPTICALLY ISOLATED, 8 DO (RELAY), 1 X 20 PIN, 24V DC, 2A OR 2 | 430.56
6XV1873-3AH20 | SIMATIC NET FO STANDARD CABLE 50/125, PREASSEMBLED WITH 2X2 BFOC CONNECTORS, LENGTH 2.0 M | 96.96
3RA1972-2F | BASE PLATE FOR YD-STARTER MOD. S12-S12-S12 | 118.08
8WH6003-0AF01 | THROUGH-TYPE TERMINALS TERMINAL SIZE 2,5 MM2 WIDTH 5,2 MM COLOUR BLUE CLAMPING POINTS 3 | 2.74
8US1210-4AA04 | BUSBAR ADAPTER SYSTEM BUSBAR ADAPTER 108MM WIDE FOR CIRCUIT-BREAKER 3VF4,UP TO 250A WITHOUT CONNECTI | 342.9
6GK1706-1NW00-3AE1 | SIMATIC NET IE SNMP OPC-SERVER BASIC; UPGRADE F. V6.1, V6.2 A. ED. 2005; ADMINISTR. OF UP TO 20 IP-A | 364.33
8JK406 | TERMINAL 1POLE INSULATED, 630A INC./OUTG. FEEDER 2X50-240/2X50-185SQMM | 128.78
8WH9060-5AA06 | WARNING COVER FOR OPERATION SHAFTS WITH SPRING CONNECTION WIDTH: 5,2MM COLOR: YELLOW | 0.32
5SU1374-8AK81 | FI/LS-PROTECTOR TYPE B UNIV. CURRENT SENSIT. IFN 30MA, 10KA, 4-POLEE D 100A SHORT-TIME DELAYED | 2750.77
6GK1704-1LW00-3AL0 | SIMATIC NET IE SOFTNET-S7 LEAN SW UPDATE SERVICE FOR 1 YEAR WITH AUTOM. EXTENSION REQUIRES ACTUAL SW | 769.61
8WA1206 | THROUGH-TYPE TERMINAL THERMOPL. SCREW TERMINAL ON BOTH ENDS SINGLE TERM. 25MM, SZ 70 | 40.55
5SM2332-6KK01 | FI ELEMENT LS 5SY TYPE A PSE/SSF 0.3-40A 3POL. IFN 30MA 400V 3TE, SHORT-TIME DELAYED | 148.42
6RA8095-4DV62-0AA0 | SINAMICS DCM DC CONVERTER FOR FOUR-QUADRANT DRIVES CONNECTION (B6) A (B6) C INPUT: 3-PHASE AC 400V, | 32940.86
BVP:261980 | BD2-1000-MBAL CABLE ENTRY PLATE | 56.3
3NJ6900-4CB00 | ACCESSORY FOR DISCONNECTOR-FUSE IN-LINE TYPE, CAN BE PLUGGED IN BLANKING COVER HEIGHT 50MM, IP41, VE | 20.97
6SL3000-0EE41-4AA0 | SINAMICS LINE REACTOR FOR SMART LINE MODULE 630/800KW 3AC 380-480V, 50/60HZ, 1430A | 4773.57
BVP:034268 | BD01-AK1X/2SD163S14 TAP-OFF UNIT | 237.43
BVP:034279 | BD01-AK2X/CEE165S14 TAP-OFF UNIT | 280.26
3RT1926-2GJ51 | SOLID-STATE, TIME-DELAYED AUXILIARY SWITCH BLOCK SETTING RANGE 1.5 S...30 S, AC/DC 24 V, 2NO, STAR-D | 75.33
5UB1920 | I-SYSTEM, CARBON METALLIC SCHUKO SOCKET OUTL. 10/16A 250V W. SCREWLESS TERMINALS W. HINGED LID 55X55 | 24.33
BVP:611347 | BD2C-800-EESC END FEEDER UNIT WITH DISCONNECTOR | 7528.02
8GS4032-6 | A400 ZS SECTION COVER FOR 1X BKE-I LEFT ON EHZ METER SUPPORT PLATE | 29.71
3NA3836-8 | LV HRC FUSE-LINK SIZE 000 160A GG 400V WITH TOP-SIDE INDICATOR AND NON-ISOLATED GRIPPING LUGS | 21.17
8WH8120-1AB15 | LABELS, LONGIT. 11 - 20 SIZE ZB4 | 0.11
A5E01261834 | KIT, 6"/150MM LR460 UNIVERSAL FLANGE | 764.39
8MF5294-4E | STANDARD CUBICLE 8MF5 HXWXD=2200X900X400 INDIVIDUAL MOUNTING NON-VENT., NOT ASSEM., SCREWED IP40 | 3148.89
6GF9001-1BL01 | MINI LENS 12 MM, 1:1.4 PENTAX H1214-M(KP) WITH FIXED FOCAL DISTANCE, APERTURE AND FOCUS ADJUSTABLE D | 467.78
7MH7723-1GD | ILE-61, TAPER PIN, WITH HARDWARE, SPARE | 221.42
3NA6242-4 | LV HRC FUSE LINK GL/GG WITH INSULATED GRIP LUGS WITH COMBINATION INDICATOR SIZE 2, 224A, AC 400V | 23.99
8US1998-1CA00 | BUSBAR ADAPTER SYSTEM SCREW HOLDER FOR SIRIUS 3R SIZE S00 AND S0 | 1.5
CQO:CC112 | PERMANENT VULCANIZING SILICONE RUBBER COUPLANT:90 ML (3 OZ): -40 TO+120C (-40 TO +250F) (LEGACY PART | 24.68
BVP:261789 | BD2C-3-1250-WO-2W* OPTIONAL LENGTH 1,26M-2,24M 125 0A, N + PE, WITHOUT TAP OFFS | 3671.61
3SE5162-0BE01 | SIRIUS POSITION SWITCH 3SE5162, METAL ENCLOSURE XL,56MM WIDE WITH ROLLER LEVER, MADE OF METAL AND PL | 102.8
3RK1405-1SG15-0AA2 | AS-INTERFACE SAFE SLIMLINE MODULE S45F 1F-RO/3DI/2DO, IP20, SPRING-LOADED CONNECTION WIDTH 45MM | 760.49
8MF4828 | 19 INCH HMCB PLATE 44 HM/43 HM | 262.73
4AT3032-5AT10-0FC0 | TRANSFORMER SITAS; PHASES:1; PN/PN(S6)(KVA):3,6 /16; UPRI(V):400+/-5%; USEC(V):230; ISEC(A):15,7; F( | 2082.52
6XV1820-5BN75 | SIMATIC NET, FIBER OPTIC CABLE (62.5/125)STANDARD CABLE, SPLITTABLE, PREASSEMBLED WITH 4 BFOC CONNEC | 691.59
5SY4350-5 | CIRCUIT BREAKER 400V 10KA, 3-POLE, A, 50A, D=70MM | 219.05
4EP3700-7US00 | MAINS CHOKE F.FU; PHASES:3; UN1(V):480; ITHMAX 1(A) / F1(HZ):18 /60; I LN (A):16,2; UK(%):4; LN(MH): | 830.79
4EM5005-6CB00 | COMMUTATING CHOKE FOR CONVERTER; PHASES:1; UN1(V):400; ITHMAX 1(A) / F1(HZ):18 /50; I LN (A):16,2; U | 749.01
A5E02218315 | ACCESSORIES THREADED CONNECTION (SMS 1145) DN76, FOR SENSOR DN65 (P GASKET) | 1092.45
8GK4853-8KK01 | ALPHA 630/1600 DIN, LONG. STAYS F. MOUNTING MOUNTING KITS, DEPTH 250; 320; ALPHA 1600 | 178.65
8GK4553-3KK12 | ALPHA 400/630 DIN, KIT FOR FUSE SWITCH 3NP4010, 2XNH000 TO 160A MOUNT. PLATE W. INSULAT. BLIND H=450 | 217.83
FDK:087L4196 | MAG8000 ACCESSORIES CABLE ENTRY M20 BRASS, ONE 6-8MM,1PCS | 29.37
3RV1908-0P | SCALE COVER SEALABLE, FOR CIRCUIT-BREAKERS SIZE S00...S3 (PACKING = 10 ITERMS) | 0.8
5TG1258 | I-SYSTEM, ALUMIN.METALLIC COVER PLATE UAE OUTLET BOX SUITABLE F.RUTENBECK CAT.3+5/ BTR CAT.6, 55X55M | 18.12
5UH1063 | DELTA PROFIL, SILVER COVER PLATE 65X65MM W. BEZEL BLACK F. SCHUKO SOCKET OUTLET W. INCREASED TOUCH P | 13.42
4AM5242-4TJ10-0FA0 | TRANSFORMER SITAS; PHASES:1; PN/PN(S6)(KVA):0,63 /2,35; UPRI(V):230+/-5%; USEC(V):110; ISEC(A):5,73; | 381.09
3RS1901-1D | ACCESSORIES REPLACEABLE LABELING FOR DIGITAL 3-SENSOR DEVICE ENGLISH | 2.01
5UB1535 | I-SYSTEM NEMA SOCKET WITH HINGED LID TITANIUMWHITE 2-POLE + E NEMA 5-20 R 125V 20A | 54.97
7ML1830-1EA | ADAPTER (XRS5/XPS10/15/XKS6) 1" BSP - 20MM | 24.26
3NJ4915-1CA00 | ACCESSORIES F. STRIPS 3NJ41 IN-LINE FUSE SW.DISC. S.NH00 TERMINAL STRIP | 115.31
6DR4004-3M | TWO TERMINAL BLOCKS MADE OF STAINLESS STEEL 316. FOR REPLACEMENT OF THE ALUMINUM TERMINAL BLOCKS IN | 91.31
3RB2066-1MF2 | OVERLOAD RELAY 160...630 A FOR MOTOR PROTECTION SIZE S10/S12, CLASS 10 MOUNT. ONTO CONT./ STAND-ALON | 434.26
6SL3055-0AA00-5EA3 | SINAMICS SENSOR MODULE SME20 INCREMENTAL ENCODER: SIN/COS 1VPP PROTECTION IP67 WITHOUT DRIVE-CLIQ CA | 420.69
7ML1830-1DM | SENSGUARD,1" BSPT (PPS) FOR POINTEK CLS100 | 130.32
8MF5296-5E | STANDARD CUBICLE 8MF5 HXWXD=2200X900X600 INDIVIDUAL MOUNTING NON-VENT., NOT ASSEM., SCREWED IP54 | 3786.38
3NE8727-1 | SITOR FUSE-LINK FOR SEMICONDUCTOR PROTECTION 250A AR, AC 690V, DC 700V SIZE 000, BRACKETS 80MM | 59.19
A5E01191993 | ACC. MAG 3100 DN150 CL150 GROUND RING HASTELLOY | 722.25
6SL3710-1GE32-1CA3 | SINAMICS G150 CONVERTER CABINET UNIT, AC/AC WITH CIM+CU320-2 3AC 380-480 V, 50/60 HZ NOM. POWER RATI | 17244.77
7MC2027-1BA30 | INSULATED THERMOCOUPLE WITH COMPENSATION LEAD NOM. LENGTH 100 MM,COMPENS.LEAD L2KK; SHEATH DIAMETER | 69.64
6SL3000-0CE21-0AA0 | SINAMICS LINE REACTOR FOR 10 KW SMART LINE MODULE INPUT: 3-PH 380-480 V, 50/60 HZ | 337.26
3LD9242-4F | COUPLING WITHOUT ON INTERLOCK FOR SWITCH 3LD23/24 | 10.49
3NA6124 | LV HRC FUSE LINK GL/GG WITH INSULATED GRIP LUGS WITH COMBINATION INDICATOR SIZE 1, 80A, AC 500V/DC 4 | 13.44
4EP4000-6US00 | MAINS CHOKE F.FU; PHASES:3; UN1(V):480; ITHMAX 1(A) / F1(HZ):125 /60; I LN (A):112,5; UK(%):2; LN(MH | 1126.38
6XV1821-1CT20 | SIMATIC NET, PROFIBUS PCF FIBER OPTIC, WITH 4 PCF SIMPLEX CONNECTORS LENGTH = 200 M | 1514.23
3RW4466-2BC44 | SIRIUS SOFT STARTER, VALUES AT 400V, 40DEGREES, STANDARD: 1214A, 7100KW, INSIDE DELTA: 2103A, 1200KW | 47751.97
3NJ4911-6AA00 | ACCESSORY FOR FUSE SWITCH DISCONN. SIZE NH3 FLAT CONNECTOR INSTALLATION KIT FOR DOUBLE IN-LINE DISCO | 309.47
6ES7142-6BF50-0AB0 | SIMATIC DP, ET 200ECO PN, 8 DO 24V DC/0,5A; 4 X M12, DOUBLE-ASSIGNEMENT, 1 LOAD VOLTAGE SUPPLY DO DE | 490.69
8MF2888-4R | STANDARD CUBICLE 8MF2 HXWXD=1800X800X800 SIDE-BY-SIDE MOUNTING NON-VENTIL., ASSEMBL., WELDED IP40 | 2318.2
8MF2898-4ES | SICUBE 8MF2000 EMC-CUBICLE; WELDED, GALVANISED H X W X D = 1800 X 900 X 800MM FOR INDIVIDUAL MOUNTIN | 3747.76
5SJ4160-6HG40 | CIRCUIT BREAKER 240V 14KA, 1-POLE, B, 60A, D=70MM ACC. TO UL 489, SAME POLARITY | 51.65
6DL5430-8AX17-0XE0 | CEMAT, SOFTWARE UPGRADE V7.1, DATA MEDIUM WITH WINCC USER ARCHIVE UPGRADE LICENSE, UTILIZATION ONLY | 117.34
5SY5215-7 | CIRCUIT BREAKER CURR. SENS DC 440V AC 400V 10KA, 2-POLE, C, 1.6A | 84
BVP:085093 | BD01-AK02M0/F TAP-OFF UNIT | 108.93
BVP:203138 | BD2-AK2X/S33 TAP-OFF UNIT 63A / 1X 3P.S33 | 389.19
BVP:261935 | BD2C-1250-LL-X*-G* ELBOW LEFT X 0,36M-1,25M / Y 0, 36M 1250A WINKEL 85 GRAD-175 GR AD | 3348.51
5TG2552-0 | DELTA LINE, TITANIUM WHITE FRAME, 2FOLD, 151X80MM | 1.94
3NW7353 | BUILT-IN FUSE BASE FOR CYLINDRICAL FUSES SIZE 8.5X31.5 MM 20 A, 1-POL+N | 17.13
4AM5542-4TT10-0FA0 | TRANSFORMER SITAS; PHASES:1; PN/PN(S6)(KVA):0,8 /3,4; UPRI(V):230+/-5%; USEC(V):230; ISEC(A):3,48; F | 454.75
8WA1822-7EF25 | G FUSE LINK DIN 41660 QUICK-RESPONSE HIGH BREAKING CAPACITY RATED UNINT. CURRENT 6.3A | 2.61
3RT1056-2AT36 | CONTACTOR, 90KW/400V/AC-3 AC(40...60HZ)/DC OPERATION UC 575-600V AUXILIARY CONTACTS 2NO+2NC 3-POLE, | 563.43
8MF5864-5R | STANDARD CUBICLE 8MF5 HXWXD=1800X600X400 SIDE-BY-SIDE MOUNTING NON-VENT., NOT ASSEM., SCREWED IP54 | 2472.74
5SY7603-7 | CIRCUIT BREAKER 400V 15KA, 3+N-POLE, C, 3A, D=70MM | 132.7
3NJ6920-3BE12 | ACCESSORY FOR IN-LINE FUSE SWITCH DISCONNECT. PLUG-IN, CURRENT TRANSFORMER 150/1A, CL.0.5, 2.5 VA | 149.51
3VL9460-4TF40 | ACCESSORY FOR VL400, CIRCULAR COND. TERMINAL COMPRISES 4 CIRC. CONDUCTOR TERMINALS AND TERMINAL COVE | 439.58
CQO:1012TW-1L | RTD MOUNTING HARDWARE THERMOWELL, STANDARD DUTY WITH LAGGING 140MM (5.5. INCH) (LEG.-NR. 1012TW-1L | 410.14
3SE5322-0SB23 | SAFETY POSITION SWITCHES WITH SOLENOID INTERLOCKING LOCK. FORCE 1300N,5 APPR. DIR. PLASTIC ENCLOSURE | 217.98
3SE5000-0AA02 | TWIST LEVER FOR POSITION SWITCH 3SE51 METAL LEVER, FORM A 27MM LONG,STEP 9MM, W. STAINLESS STEEL ROL | 13.55
3SB2901-5RJ | INSERT CAP FOR PUSHBUTTON AND ILLUMINATED PUSHBUTTON RAISED 8 CLEAR WITH BLACK LETTERING, WITH SYMBO | 0.93
5TT5840-0 | INSTA CONTACTOR WITH 4 MAKE CONTACTS CONTACT FOR 230, 400 V AC, 40 A TRIGGERING 230 V AC | 62.06
3SB2901-4ND | INSCRIPTION PLATE FOR PUSHBUTTON AND ILLUMINATED PUSHBUTTON, FLAT, CLEAR WITH BLACK LETTERING, WITH | 0.72
6SL3000-2CE32-3AA0 | SINAMICS/MICROMASTER PX LC-MOTOR FILTER FOR 3-PH 380-480 V, 50/60 HZ, 210 A AND 3-PH 380-480 V, 50/6 | 4760.02
5SY4145-7 | CIRCUIT BREAKER 230/400V 10KA, 1-POLE, C, 45A, D=70MM | 25.22
6SL3730-6TG35-5AA3 | SINAMICS S120 CABINET MODULE SMART LINE MODULE WITH CIM+CU320-2 3AC 500-690V, 50/60HZ OUTPUT: DC 67 | 30376.12
PBD:51005K1AAA | IQ,ROD, PROCESS CONNECTION THREAD SERIES: 2"NPT, ANTENNA MATERIAL: PTFE, WETTED METALLIC MATERIAL: 3 | 1160.55
LZS:RT3B4R24 | PLUG-IN RELAY COMPACT UNIT AC 24V, 1 CO CONTACT LED MODULE RED SOCKET W. LOGIC ISOLATION 5 MM PINNIN | 17.97
3SE5132-0LE05 | SIRIUS POSITION SWITCH PLASTIC ENCLOSURE 40MM, TO EN50041 DEVICE CONNECTION 1X (M20X1.5) 1NO/2NC SNA | 37.68
3RS1002-2CD20 | TEMPERATURE MONITORING RELAY PT1000 OVERRANGE 1 THRESHOLD, WIDTH 22.5 MM 0 DEG. C TO 200 DEG. C 24 V | 207.01
3UF7300-1AB00-0 | DIGITAL MODULE; 4 INPUTS AND 2 RELAY OUTPUTS; INPUT VOLTAGE DC 24V; MONOSTABLE RELAY OUTPUTS; MAXIMU | 208.08
3RK1408-8KG00-0AA2 | AS-INTERFACE SLIMLINE MODULE S22.5, EARTH FAULT MONITORING, IP20,1 X 1INPUT, REMOTE RESET, 2 X SIGNA | 200.88
6GK1901-1BE00-0AA0 | INDUSTRIAL ETHERNET FASTCONNECT RJ45 MODULAR OUTLET BASE MODULE, CAT6, WITHOUT INSERT, PACK = 1 PC | 69.45
3SB2910-0DC | BUTTON, RED, RAISED, FOR ILLUMINATED PUSHBUTTON | 1.29
3RF2320-1CA22 | SEMI-COND. CONTACTOR 3RF2,1-PH. AC 51 20 A 40 DEGREES C 24-230 V / 110-230 V AC LOW NOISE | 75.33
FDK:085U1017 | MATING PART FOR HYGIENIC FITTING DN15 DIN11851 | 100.71
4AM5542-5LT10-0FA0 | TRANSFORMER SITAS; PHASES:1; PN/PN(S6)(KVA):0,8 /3,4; UPRI(V):660+/-5%; USEC(V):230; ISEC(A):3,478; | 454.75
5TT5840-6 | INSTA CONTACTOR 0/1 AUTOMATIC WITH 4 MAKE CONTACTS CONTACT FOR 230, 400 V AC, 40 A TRIGGERING 230 V | 104.5
6SE6440-2AB11-2AA1 | MICROMASTER 440 WITH BUILT-IN CLASS A FILTER 1AC 200-240 V +10/-10% 47-63 HZ CONSTANT TORQUE POWER | 910.38
6XV1871-5TH30 | IE CONNECTING CABLE M12-180/IE FC RJ45 PLUG-145; IE FC TRAILING CABLE GP PREASSEMBLED WITH M12 CONNE | 75.56
3TH4244-0AK6 | CONTACTOR RELAY 44E EN 50 011 4NO+4NC, SCREW TERMINALS AC OPERATION AC 120V 60HZ/AC 110V 50HZ | 57.21
3NA7132 | LV HRC FUSE LINK GL/GG WITH NON-INSULATED GRIP LUGS WITH COMBINATION INDICATOR SIZE 1, 125A, AC 500V | 10.06
3NJ6940-3BK21 | ACCESSORY FOR IN-LINE FUSE SWITCH DISCONNECT. PLUG-IN, CURRENT TRANSFORMER 500/5A, CL.1, 5 VA | 57.94
3VL9300-4WC30 | ACCESSORY FOR VL250, DRAW OUT ASSEMBLY FRONT CONNECTORS 3 POLES | 574.98
3NJ6900-4HB21 | ACCESSORY FOR SWITCH DISCONNECTOR W/FUSE, IN-LINE, PLUG-IN, AMPEREMETER, MOVING IRON 50/5A, CL.1, 0. | 64.31
3VL9400-1SM01 | ACCESSORY FOR VL150UL, VL250UL VL250 UL, VL400UL,VL400XUL (CG-FRAME - LG-FRAME) SHUNT RELEASE 48...6 | 180.54
BVP:610371 | BD2-400-FSE UPGRADING IP55 END FLANGE | 288.84
6SL3700-0MX21-0AA3 | SINAMICS S120 CABINET MODULE AUXILIARY POWER SUPPLY MODULE 2AC 230V, 10KVA DC 24V, 80A CABINET UNIT | 11122.09
6SL3211-0AB17-5UA1 | SINAMICS G110 - CPM110 AC-DRIVE, WITHOUT FILTER 1AC200-240V +10/-10% 47-63HZ ANALOG INPUT CT: 0.75KW | 398.33
4AM3842-8JD40-0FA1 | TRANSFORMER SITAS; PHASES:1; PN/PN(S6)(KVA):0,16 /0,49; UPRI(V):400-230+/-15; USEC(V):2X115; ISEC(A) | 209.67
8MF2266-4E | CUBICLESYSTEM 8MF2000 HXWXD = 2200 X 600 X 600MM FOR INDIVIDUAL MOUNTING WITH SIDE PANELS, IP 40 | 2685.25
5SJ4150-7HG40 | CIRCUIT BREAKER 240V 10KA, 1-POLE, C, 50A, D=70MM ACC. TO UL 489, SAME POLARITY | 58.78
3NW1150-0HG | FUSE LINK CLASS CC ACC. TO UL STANDARD 248-4 SLOW-BLOW RATED CURRENT 15 A RATED VOLTAGE UP TO 600 V | 17.94
5SJ4114-8HG42 | CIRCUIT BREAKER 10KA, 1POLE, D, 0.3A ACC. TO UL 489 - 277V | 53.09
6ES7195-0AA35-0XA0 | DP, ASIC ASPC2 STEP E2 LEADFREE FOR PROFIBUS DP, MASTER, MAX. 12 MBIT/S 4620 UNITS | 207477.37
6ES7322-1CF00-0AA0 | SIMATIC S7-300, DIGITAL OUTPUT SM 322, OPTICALLY ISOLATED, 8 DO, DC 48-125V, 1.5A, 1 X 20 PIN | 957.01
7ME6910-2CA10-1AA0 | MAG 5000, 19 INCH INSERT, IP20 / NEMA 2, ALUMINIUM 115-230V AC 50/60 HZ | 1527.97
6SL3224-0BE23-0UA0 | SINAMICS G120 POWER MODULE PM240 WITHOUT FILTER WITH BULT IN BRAKING CHOPPER 3AC380-480V +10/-10% 47 | 1892.32
6SL3330-7TE41-0AA3 | SINAMICS ACTIVE LINE MODULE 3AC 380-480V, 50/60HZ, 985A OUTPUT: DC 510 - 720V RATED POWER: 630KW BUI | 47599.11
6SL3330-7TG41-3AA3 | SINAMICS ACTIVE LINE MODULE 3AC 500-690V, 50/60HZ, 1270A OUTPUT: DC 750 - 1035V RATED POWER: 1400KW | 88515.24
7ME3960-2CT01 | DEDICATED CABLE TERMINATION KIT TERMINATION FOR STANDARD, PLENUM AND ARMORED TRANSDUCER CABLE (COMPA | 113.56
6SL3224-0BE41-1UA0 | SINAMICS G120 POWER MODULE PM240 WITHOUT FILTER WITH BULT IN BRAKING CHOPPER 3AC380-480V +10/-10% 47 | 28334.07
3NE4101 | SITOR FUSE-LINK 32A,AC 1000V,(DIN 43620,SIZE O) | 60.92
3TY7563-0DF4 | COIL FOR 3TF56 AND 3TK56 CONTACTORS DC ECONOMY CIRCUIT DC 110V | 263.98
8GK9910-0KK28 | ALPHA 160/400 DIN, HOLLOW WALL SET TO MODIFY A UP DISTRIBUTOR INTO A HOLLOW WALL DISTRIBUTOR | 39.59
3SE2257-6XX | SAFETY POSITION SWITCH WITH SEPARATE ACTUATOR, MOULDED-PLASTIC ENCLOSED, SHORT ENCLOSURE, 3X(M20X1.5 | 36.95
6ES7922-4BD20-5AE0 | FRONT CONNECTOR FOR S7-400 48-POLE (6ES7492-1CL00-0AA0), WITH 46 SINGLE CORES 0.5 MM2, H05V-K SINGLE | 686.58
5SY7140-8 | CIRCUIT BREAKER 230/400V 15KA, 1-POLE, D, 40A, D=70MM | 39.41
8GS4024-3 | ALPHA-ZS, TSG RETROFIT KIT W. MCB B6A WITH COVER F. UAR 150MM W/O S-SYSTEM | 103.46
A5E01150922 | ACC. MAG 3100 DN50 PN40 GROUND RING HASTELLOY | 188.73
6SL3000-2DE32-6AA0 | SINAMICS DU/DT-FILTER PLUS VOLTAGE PEAK LIMITER FOR POWER MODULE/MOTOR MODULE 132KW, 3AC 380-480V MA | 4909.93
8WD4208-0DE | BASE, PLASTIC, FOR FLOOR MOUNTING | 32.92
8WD4208-0EH | ADAPTER FOR CONNECTOR BLOCK FOR SINGLE-HOLE MOUNTING | 18.23
A5E02054646 | ACCESSORIES WELD-IN CONNECTION (DIN 11850) DN100, SENSOR SIZE DN100 (P GASKET) | 920.06
4AM4342-8JN00-0EA0 | TRANSFORMER SITAS; PHASES:1; PN/PN(S6)(KVA):0,315 /1,12; UPRI(V):400-230+/-15; USEC(V):24; ISEC(A):1 | 317.1
FDK:087L4166 | MAG8000 TRANSMITTER COMPACT REPLACEMENT KIT MLFB CODE AND SYSTEM SERIALNO. TO BE GIVEN | 2190.05
6DR4004-2MN | MANOMETER MANIFOLD FOR SIPART PS2 ELECTROPNEUMATIC POSITIONER DOUBLE ACTION, SIMPLE TO RETROFIT 1 NE | 224.07
7MH7725-1BF | LOAD CELL,WITH HARDWARE, MTS,500 LB, STAINLESS STEEL, SPARE | 2170.96
3SE5000-0AA26 | TWIST LEVER FOR POSITION SWITCH 3SE51 /52 METAL LEVER 30MM LONG WITH PLASTIC ROLLER 30MM, CAN BE MOU | 9.37
3RF2906-0FA08-0KH0 | LOAD MONITORING BASE CURRENT RANGE 6A 40 DEG. C CONTROL VOLTAGE 24V DC WITH THE COVERING CAPS MOUNTE | 79.14
3RP1512-2AP30 | TIME RELAY, MULTIFUNCTIONAL, SPRING-LOADED TERMINAL, 1 CHANGEOVER CONTACT, ON-DELAY, 1 TIME RANGE, 1 | 140.53
3SB2901-4AZK3Y | INSCRIPTION PLATE FOR PUSHBUTTON AND ILLUMINATED PUSHBUTTON, FLAT, CLEAR WITH BLACK LETTERING, CUSTO | 2.4
A5E01191983 | ACC. MAG 3100 DN65 PN40 GROUND RING HASTELLOY | 274.02
6SL3224-0BE32-2UA0 | SINAMICS G120 POWER MODULE PM240 WITHOUT FILTER WITH BULT IN BRAKING CHOPPER 3AC380-480V +10/-10% 47 | 9301.31
6SL3225-0BH31-5AA1 | SINAMICS G120 POWER MODULE PM260 WITH BUILT IN CL. A FILTER POSSIBILITY OF REGENERATION 3AC660-690V | 21270.67
6SL3760-2AL55-0CA0 | CABINET-ANTI-CONDENSATION HEATE SPARE PART FOR CABINET MODULES SINAMICS S120 / G150 NAFTA CABINET MO | 628.42
4AM4842-5AT10-0FA0 | TRANSFORMER SITAS; PHASES:1; PN/PN(S6)(KVA):0,5 /2; UPRI(V):400+/-5%; USEC(V):230; ISEC(A):2,17; F(H | 321.57
6ES7923-0BC00-0CB0 | CONNECTING CABLE UNSHIELDED FOR SIMATIC S7-300/400 BETWEEN FRONT CONNECTOR MODULE A. TERMINAL BLOCK | 29.01
6GT2600-4AB00 | MOBY D / RF300 ISO MOBILE DATA STORAGE MDS D460, ACCORDING TO ISO 15693; 2000 BYTE FRAM; -25 UP TO + | 12.24
A5E02211153 | ACCESSORIES CLAMP CONNECTION (DIN 32676) DN 100, (P GASKET) | 1363.75
6FX8008-1BB11-6AA0 | POWER CABLE,SOLD BY THE METER, 4 X 1.5 C TRAILING CABLE, UL/DESINA MOTION CONNECT 800, DELIVERED ON | 6514.72
5SY7425-7 | CIRCUIT BREAKER 400V 15KA, 4-POLE, C, 25A, D=70MM | 80.42
3SE5114-0CA00-1AC5 | BASIC SWITCH FOR POSITION SWITCH 3SE51, METAL ENCLOSURE 40MM TO EN50041 1NO/1NC SNAP-ACTION CONTACTS | 49.66
5SY6116-7 | CIRCUIT BREAKER 230/400V 6KA, 1-POLE, C, 16A, D=70MM | 6.06
3NP1943-1BG10 | ACCES.F.FUSE SWI. DISCONNECTOR FOR NH1-NH3 AUXILIARY CONDUCTOR CONNECTION FOR FLAT CONNECTOR | 12.63
7MH5106-2GD00 | SIWAREX WL 230 LOAD CELL BB-S SA 20KG C3 - RATED LOAD 20KG - ACCURACY CLASS C3 - 3M CABLE LENGTH, 4 | 430.48
6XV1850-0AH10 | SIMATIC NET,ITP STANDARD CABLE FOR INDUSTRIAL ETHERNET J-02YSCY 2X2X0.64/1.5 PIMF F, 2 X 2-CORE INST | 5.06
7MH5108-5AD00 | SIWAREX WL 270 LOAD CELL CP-S SA 10T C3 - RATED LOAD 10T - ACCURACY CLASS C3 - 15M CABLE LENGTH, 4 C | 731.96
6ES7952-1KL00-0AA0 | SIMATIC S7, MEMORY CARD FOR S7-400, LONG VERSION, 5V FLASH-EPROM, 2 MBYTES | 894.24
6SL3310-1GH32-2AA3 | SINAMICS G130 POWER MODULE IP20 3AC 660-690V, 50/60HZ, 215 A UNIT RATING: 200 KW 6-PULSE SUPPLY WIT | 18919.64
3SB2001-0LC01 | ILLUMINATED PUSHBUTTON, 16MM, ROUND, PLASTIC, RED, BUTTON, RAISED | 7.91
5TG7147 | DELTA STYLE, TITANIUM WHITE, ROCKER W. SHUTTER/BLIND SYMBOLS F.PUSHBUTTON 2-FOLD CENTER POS. 68X68MM | 11.62
7MH5108-5PD01 | SIWAREX WL 270 LOAD CELL CP-S SA 50T C3 EX - RATED LOAD 50T - ACCURACY CLASS C3 - 15M CABLE LENGTH, | 826.74
6XV1850-2JH10 | SIMATIC NET, IND. ETHERNET TP CORD 9/RJ45, TP CORD PREASSEMBLED WITH 1 RJ45 CONNECTOR A. 1 9-PIN I | 55.62
7ME5933-0AC06 | SAFETY CLAMP FOR INTERMAG 2 AND F US | 191.73
3VL9800-3JM01 | ACCESSORY F. VL1200UL,VL1600UL (NG FRAME-PG FRAME) MAX-FLEX DRIVE, COMPLETE INCL. DRIVE, CABLE-OPERA | 1183.98
3RP1532-2AP30 | MULTIFUNCTION TIME RELAY IN CAGE-CLAMP TECH. 1 CHANGEOVER OFF-DELAY 1.5S...30S AC/DC 24V/AC 200...24 | 243.08
3NC1493 | SITOR FUSE SWITCH DISCONNECTOR 14X51, UP TO 50 A, 690 V AC | 123.27
7ME3960-0MB00 | TRANSDUCER MOUNTING HARDWARE MOUNTING HARDWARE FOR DEDICATED HIGH PRECISION TRANSDUCER SIZE A OR B L | 694.57
8GD9132 | CIRC.-DIAGRAM POCKET, 30MM DEEP F.DIN A4 UPRIGHT,SELF-ADHESIVE | 22.9
8GK9561-0KK02 | ALPHA 630 DIN, LOCK INSERT (ADAPTER PIECE) FOR PROFILE SEMI CYLINDER | 19.3
8GK4301-3KK21 | ALPHA 160 DIN, ASSEMBLY KIT F. MODULAR INSTALLATION DEVICES, TIER SPACING 125MM H=450 W=500 | 126.56
8MF2094-5E | CUBICLESYSTEM 8MF2000 HXWXD = 2000 X 900 X 400MM FOR INDIVIDUAL MOUNTING WITH SIDE PANELS, IP 54 | 3129.55
3NJ6920-3BE11 | ACCESSORY FOR IN-LINE FUSE SWITCH DISCONNECT. PLUG-IN, CURRENT TRANSFORMER 150/1A, CL.1, 2.5 VA | 63.04
3RK4353-3HR58-0BA0 | SIRIUS MCU MOTOR STARTER EN.DEGR. OF PROTEC.IP55 PLASTIC COMMUNICATION WITHOUT ELECTROMECHANICAL SWI | 634.04
4RB2014-1EJ50 | POWER CAPACITOR PHICAP MKP 480V 1.4KVAR | 37.68
3NP1133-1BB22 | FUSE-SWITCH-DISCONNECTOR 3-POLE, NH00, 160A 40MM BUSBAR SYSTEM COVER LEVEL 32/70 MM BOX TERMINAL FUS | 268.89
3RF2190-1AA26 | SEMICONDUCTOR RELAY 3RF2, 1-PH. WIDTH 22.5MM, 90 A 48-600 V / 110-230 V AC SCREW TERMINAL | 77.86
6SE6400-3CC00-4AD3 | MICROMASTER 4 AC COMMUTATION CHOKE 200V-480V 3AC 3,5A FOOTPRINT FSA - 3X3.9MH | 151.32
5UB1855-0KK | DELTA STYLE, TITANIUM WHITE SCHUKO-SOCKET OUTL. 10/16A 250V W. INGREASED EARTHING CONTACT COVER PLAT | 12.09
3NP1143-1JC13 | FUSE-SWITCH-DISCONNECTOR 3-POLE, NH1, 250A 60MM BUSBAR SYSTEM COVERS FOR RITTAL FLAT CONNECTOR FUSE | 521.58
8MF2008-5R | SICUBE 8MF2000 CUBICLE SYSTEM WELDED H X W X D = 2000 X 1000 X 800MM FOR SIDE-BY-SIDE MOUNTING WITHO | 3380.71
3RF2420-1AC45 | SEMI-CONDUCTOR CONTAC.3-PH.3RF2 AC51 20A 40 DEG. C 48-600V / 4-30V DC 3-PHASE CONTROLLED SCREW TERMI | 175.99
6ES7314-1AG14-0AB0 | SIMATIC S7-300, CPU 314 CPU WITH MPI INTERFACE, INTEGRATED 24V DC POWER SUPPLY, 128 KBYTE WORKING ME | 1665.41
3TF6933-1DB4-ZA02 | CONTACTOR SIZE 14, 3-POLE, AC-3, 450KW, 400/380V (690V) AUX. SWITCH 33 (3NO+3NC) WITH REVERSING CONT | 5051.63
6SL3730-7TE41-0BC3 | SINAMICS S120 CABINET MODULE ACTIVE LINE MODULE INKL. WITH CIM+CU320-2 ACTIVE INTERFACE MODULE 3AC | 124035.87
8MF4041 | BASE FOR CUBICLE WXD = 900 X 600MM HEIGHT 200MM | 467.5
3UG4512-1AR20 | ANALOG MONITORING RELAY PHASE FAILURE AND -SEQUENCE 3X 160 TO 690V AC 50 TO 60 HZ 1 CHANGEOVER CONTA | 104.45
3RK1207-2BQ44-0AA3 | AS-INTERF. COMPACT MODULE, IP67 ANALOG, 4AI 4 X INPUTS (M12), +/-10V FOR 2-WIRE SENSORS ACTIVE CHANN | 515.12
3SE5000-0AV01 | SEPARATE STANDARD ACTUATOR FOR POS. W. TUMBLER 3SE5312../3SE5322.. AND ASI 3SF13... AND POS. WITH SE | 5.67
6XV1820-5BT25 | SIMATIC NET, FIBER OPTIC CABLE (62.5/125)STANDARD CABLE, SPLITTABLE PREASSEMBLED WITH 4 BFOC CONNECT | 1892.77
A5E02199118 | ACCESSORIES WELD-IN CONNECTION TRI-CLAMP (BS 4825-1) 2 1/2 INCH, DO 63.5MM, (P GASKET) | 640.59
8MF4935 | INDENTED RAIL Z-SHAPE W=1000 | 173.48
7KM3133-0BA00-3AA0 | SENTRON PAC3100; LCD; 96X96MM POWER MONITORING DEVICE PANEL MOUNT TYPE FOR MEASUREMENT OF ELECTR. VA | 986.86
3SE5115-0CA00-1AD0 | BASIC SWITCH FOR POSITION SWITCH 3SE51, METAL HOUSING 40MM TO EN50041 W. CONNECTOR 6+PE (SY3131) TO | 93.69
4EU2722-6BA00-0AA0 | COMMUTATING CHOKE FOR CONVERTER; PHASES:3; UN1(V):400; ITHMAX 1(A) / F1(HZ):250 /50; I LN (A):225; U | 3673.29
3SB2901-2AR | INSCRIPTION LABEL FOR GLUING ONTO LABEL HOLDER, LABEL SIZE 9.5 X 18.5MM, SILVER-COLORED, BLACK LETTE | 0.72
4EU2752-7UA00-0AA0 | MAINS CHOKE F.FU; PHASES:3; UN1(V):480; ITHMAX 1(A) / F1(HZ):315 /60; I LN (A):283,5; UK(%):2; LN(MH | 2281.46
3TX7402-3K | SURGE SUPPRESSOR VARISTOR WITH LINE SPACER AC 240...400V FOR MOUNTING ONTO COIL TERMINAL FOR CONTACT | 11.41
BVP:261738 | BD2C-3-800-SB-2 STANDARD LENGTH 2,25M 800A, N + PE, 8 TAP OFFS | 3020.5
5SM2622-0 | FI-BLOCK F.LS-SWITCH 5SY TYPE AC (WS), T-70MM 6-40A 2POLE IFN 0,3A 230V | 33.18
7MH7723-1DA | BARRIER,PACKAGE,2 LOAD CELL,N4 | 5846.28
5SU1654-6KK25 | FI/LS-PROTECTOR TYPE A (PSE/SSF), D=70MM IFN 300MA,10KA, 1+N-POLEE B 25A | 104.79
A5E02054640 | ACCESSORIES WELD-IN CONNECTION (DIN 11850) DN50, SENSOR SIZE DN50 (P GASKET) | 499.95
3SB2901-4MB | INSCRIPTION PLATE FOR PUSHBUTTON AND ILLUMINATED PUSHBUTTON, FLAT, CLEAR WITH BLACK LETTERING, WITH | 0.72
3NY1108 | ACCESSORIES FOR FUSE SWITCH DISCONNECTORS 3NP5 FOR RATED CURRENT 160A MOULDED-PLASTIC MASKING FRAME | 13.34
3NE3525-5 | SITOR FUSE-LINK 200A, AC 1000V, FOR 6QG10 | 144.61
8WA1204 | THROUGH-TYPE TERMINAL THERMOPL. SCREW TERMINAL ON BOTH ENDS SINGLE TERM. 10MM, SZ16 | 4.46
4AM4042-5CJ10-0FA0 | TRANSFORMER SITAS; PHASES:1; PN/PN(S6)(KVA):0,25 /0,85; UPRI(V):440+/-5%; USEC(V):110; ISEC(A):2,27; | 216.75
BVP:611109 | BD2C-1250-EE-KR-EBAL BD2C FEEDER UNIT 1250A FOR SINGLE CORE CABLE WITH CABLING BOX | 2440.4
6XV1820-5BN70 | SIMATIC NET, FIBER OPTIC CABLE (62.5/125)STANDARD CABLE, SPLITTABLE, PREASS. WITH 4 BFOC CONNECTORS | 669.74
7ML1830-1BQ | BRIDGE CHANNEL BRACKET, FLOOR MOUNT, FMS-350 | 761.02
8MF6288-5R | STANDARD CUBICLE 8MF6 HXWXD=2200X800X800 SIDE-BY-SIDE MOUNTING NON-VENT., ASSEM., WELDED IP54 | 3129.55
8GK4351-4KK32 | ALPHA 400/630 DIN MOUNTING KIT FOR INSTALLATION MOUNT. DEVICE 150MM ROW DISTANCE,H=600 W=7 | 272.24
6FX8008-1BD31-6AA0 | SIGNAL CABLE,SOLD BY THE METER 3 X 2 X 0.14 + 2 X 0.5 C TRAILING CABLE, UL/CSA DESINA MOTION CONNECT | 6947.6
8WH2035-0CF07 | THREE-TIER TERM.2,5 MM2 3XPE | 7.78
8GK9560-0KK13 | ALPHA 160/400 DIN, ROTARY HANDLE LOCK FOR WALL-MOUNTED DB IP43/55 WITH E012 LOCK BLACK | 73.43
8GK1032-3KK11 | ALPHA 160 DIN, WALL-MOUNTED DB, SM UNEQ. DISTR. BOARD RAL 9016 IP43 SK2, H=800 W=300 D=140 | 252.14
A5E02054643 | ACCESSORIES WELD-IN CONNECTION (DIN 11850) DN65, SENSOR SIZE DN65 (P GASKET) | 605.21
6FX5008-1BB11-2AA0 | POWER CABLE, SOLD BY THE METER 4 X 1.5 C UL/CSA, DESINA MOTION-CONNECT 500 DELIVERY FORM: IN COILS D | 573.57
8GK9531-4KK10 | ALPHA 400/630 DIN, UNIVERS. DISTRIBUT. ACCESSORIES MOUNT. PLATE WITH MOUNT. SCRWES STEEL, SENDZIMIR | 49.93
7ML1830-1AQ | EASY AIMER II, ALUMINIUM, 3/4 INCH NTP WITH 3/4 - 1 INCH PVC COUPLING | 138.57
7ML5711-2AA | LPS RIGID EXTENSION KIT, 1500, 1400, 1300, 1200, 1100MM | 321.2
5SY6504-7 | CIRCUIT BREAKER 230V 6KA,1+N-POLE C, 4A, D=70MM | 16.04
8MF2098-4RB | STANDARD CUBICLE 8MF2 HXWXD=2000X900X800 SIDE-BY-SIDE MOUNTING VENTIL., ASSEMBL., WELDED IP40 | 2665.93
5UH1066 | DELTA STYLE, TITANIUM WHITE COVER PLATE 68X68MM FOR SCHUKO OUTLET W. INCREASED TOUCH PROTECTION | 9.63
3RK1903-0CE00 | XB3 BRAKE CONTROL MODUL DC 24V 4A | 594.04
A5E01163727 | KIT,SPARE 316L STAINLESS STEEL WEIGHT, CLS/LC300, CABLE VERSION | 404.13
BVP:262488 | BD2-AK03M2/F TAP-OFF UNIT BD2 UP TO 125A | 407.55
6SL3224-0BE37-5UA0 | SINAMICS G120 POWER MODULE PM240 WITHOUT FILTER WITH BULT IN BRAKING CHOPPER 3AC380-480V +10/-10% 47 | 22291.02
6ES7390-5CA00-0AA0 | SIMATIC S7, TERMINAL ELEMENT F. 1 CABLE W. 4...13MM IN DIA. 2 PIECES PER PACKAGING UNIT | 26
8WH9020-8AB00 | THROUGH-TYPE CONNECTOR, ISOL., COLOR: GRAY | 1.22
5TG7806 | DELTA PROFIL, TITANIUM WHITE ROCKER W. WINDOW W. LIGHT SYMBOL F. PUSHB., 65X65MM | 8.74
BVP:660868 | BD2-AK2M2/CEE165FIA163 TAP-OFF UNIT 16A / 3P MCB(C)+ + 4PFI + 5P.CEE | 625.4
3LD2804-0TK51 | MAIN CONTROL SWITCH 3-POLE IU=125, P/AC-23A AT 400V=45KW FRONT MOUNTING FOUR-HOLE MOUNTING ROTARY AC | 113.04
8MF6026-4R | STANDARD CUBICLE 8MF6 HXWXD=2000X1200X600 SIDE-BY-SIDE MOUNTING NON-VENT., ASSEM., WELDED IP40 | 3400.03
6SL3700-0LG42-0BA3 | SINAMICS S120 CABINET MODULE LINE CONNECTION MODULE 3AC 500-690V, 50/60HZ RATED CURRENT: 2000A CABIN | 31641.81
BVP:611106 | BD2C-1000-EE-KR-EBAL BD2C FEEDER UNIT 1000A FOR SINGLE CORE CABLE WITH CABLING BOX | 1921.47
6SL3710-1GE33-1CA3 | SINAMICS G150 CONVERTER CABINET UNIT, AC/AC WITH CIM+CU320-2 3AC 380-480 V, 50/60 HZ NOM. POWER RATI | 23731.34
7MH7723-1GA | RBSS CE, MAGNETIC PROXIMITY SWITCH, 4.5 TO 28V | 236.94
3NC1491 | SITOR FUSE SWITCH DISCONNECTOR 14X51, UP TO 50 A, 690 V AC | 39.22
3NG1102 | LV HRC ISOLATING LINK,SIZE 0 WITH INSULATED GRIPPING LUG | 15.83
6ES7331-7HF01-0AB0 | SIMATIC S7-300, ANALOG INPUT SM 331, GALVANICALLY ISOLATED, 8 AI, 14 BIT, 0.052MS/CHANNEL, CURRENT, | 1875.01
6XV1870-3QN10 | SIMATIC NET INDUSTRIAL ETHERNET TP CORD RJ45/RJ45, CAT 6, TP CABLE 4X2, PREASSEMBLED W. W. 2 RJ45 CO | 58.54
6XV1870-8AH30 | SIMATIC NET,IE CONNECTING CABLE M12-180/M12-180, PREASSEMBL. IE FC TRAILING CABLE GP, WITH 2 M12 CON | 52.87
3SB2908-1BD | LED LAMP, ULTRA-BRIGHT, BLUE, RATED VOLTAGE AC/DC 24V, INCANDESCENT LAMP 1.0 W WEDGE BASE W2 X 4.6D | 6.22
3NJ6930-3FC00 | ACCESSORY FOR SWITCH DISCONNECTOR W. FUSES IN-LINE DESIGN, PLUG-IN, NH1 ELECTR. FUSE MONITORING AND | 426.55
3SE5232-0AC05 | HOUSING FOR POSITION SWITCH PLASTIC HOUSING ACC. TO EN50047, 31MM M20X1.5; W. COVER TURQUOISE AND PL | 3.92
5SY8132-8 | CIRCUIT BREAKER 230/400V 25KA, 1POLE, D, 32A, D=70MM | 22.69
3NJ4910-1AA00 | ISOLATING LINKS SIZE NH3, 1250A ACCESSORIES FOR FUSE SWITCH DISCONNECTORS 3NJ 414 - 3NJ418, (PACK = | 2271.85
6AG1972-0BB42-7XA0 | SIPLUS DP PB-CONNECTOR WITH R - W PG - ANGLED -40 ... +70 DGR C WITH CONFORMAL COATING BASED ON 6ES7 | 183.46
8GK4301-4KK11 | ALPHA 160 DIN, ASSEMBLY KIT F. MODULAR INSTALLATION DEVICES, TIER SPACING 125MM H=600 W=250 | 129.56
3SE5212-0BB01 | SIRIUS POSITION SWITCH METAL ENCLOSURE 31MM, TO EN50047 DEVICE CONNECTION 1X (M20X1.5) 1NO/1NC SLOW- | 34.42
3RW4458-2BC44 | SIRIUS SOFT STARTER, VALUES AT 400V, 40DEGREES, STANDARD: 970A, 560KW, INSIDE-DELTA CIRCUIT 3: 1680A | 40687.29
5SY6250-7 | CIRCUIT BREAKER 400V 6KA, 2-POLE, C, 50A, D=70MM | 29.9
8GK4552-2KK22 | A400/630 MOUNT. SET H=300 W=500 4 X 3NP4010 ON SUPPORT PLATE INCL. ADEQUATE SHADES | 179.8
8GK9000-0KK02 | ALPHA 160 DIN, TWO-COMPONENT FLANGE | 16.56
5SH5035 | NEOZED ADAPTER SIZE D02, 35A | 0.42
5SU1654-6KK32 | FI/LS-PROTECTOR TYPE A (PSE/SSF), D=70MM IFN 300MA,10KA, 1+N-POLEE B 32A | 104.79
7MC2028-1AC22 | INSULATED THERMOCOUPLE WITH COUPLING SOCKET LENGTH L = 0.3 M 1 THERMOCOUPLE ELEMENT NICR/NI SHEATH D | 72.17
8MR2170-4F | 120V AC, 32-140DEGR.F, 50-90%RF ETF012, 01230.9-00, | 241.71
6SL3225-0BE33-0AA0 | SINAMICS G120 POWER MODULE PM250 WITH BUILT IN CL. A FILTER POSSIBILITY OF REGENERATION 3AC380-480V | 7096.48
7MH7723-1GM | CIRCUIT CARD 256 PPR, UP TO 2 INTEGRATORS | 1044.8
7MH7723-1HA | MBS/MCS FLAT BAR/MWL RETROFIT KIT | 524.19
3NE1436-2 | SITOR FUSE-LINK UTILIZ. CATEGORY GR, DIN 43620 630A , AC 690 V ,(SIZE 3) | 240.59
3LD9221-2A | TERMINAL COVER 1-POLE FOR SWITCH 3LD2, 25A, 32A | 1.08
3ND2130 | LV HRC FUSE LINK A.M. W. NON-INSULATED GRIPPING LUGS SIZE 1, 100A, AC 690 V | 24.29
5TG8056-4 | LED LAMP BLUE 12...60V | 3.97
5SJ4308-7HG41 | CIRCUIT BREAKER 240V 14KA, 3-POLE, C, 8A, D=70MM ACC. TO UL 489 | 189.15
3RT1076-6AU36 | CONTACTOR, 250KW/400V/AC-3 AC(40...60HZ)/DC OPERATION UC 240-277V AUXILIARY CONTACTS 2NO+2NC 3-POLE, | 1947.39
5SY7406-7 | CIRCUIT BREAKER 400V 15KA, 4-POLE, C, 6A, D=70MM | 97.24
3VL9600-4TG30 | ACCESSORY FOR VL800, TERMINAL FOR CABLE (CU OR AL) SET OF 3 PCS 3 POLE | 329.03
3NJ4915-2KB10 | ACCESSORIES F. STRIPS 3NJ41 IN-LINE FUSE SW.DISC. S.NH1-3 INTEGRAT. CURR. TRANSFORMER 600/5A,CL.0.5 | 91.34
3NJ4918-0DA02 | ACCESSORIES FOR FUSE LOAD ISOL. SWITCHES 3NJ41 ADAPTER FOR COMB. 3NJ4103 WITH 3NJ412-4 ON BUSBAR SPA | 40.23
4EU2452-3UA00-0AA0 | MAINS CHOKE F.FU; PHASES:3; UN1(V):690; ITHMAX 1(A) / F1(HZ):91 /50; I LN (A):81,9; UK(%):2; LN(MH): | 2195.37
7ME3960-0DM20 | PIPE DAMPING FILMS FOR FUG GAS PIPE DAMPING FILM FOR D1 AND D3 TRANSDUCERS LEGACY PART NUMBER: CC129 | 223.85
8GK9511-8KK41 | ALPHA 400DIN DOOR AS SPARE PART LEFT DOOR H=1250 MM, W=775 MM FOR CABINET WIDTH 1250 MM UP, IP31, SK | 179.8
6XV1873-6CN50 | SIMATIC NET FO TRAILING CABLE 50/125, PREASSEMBLED WITH 2X2 SC CONNECTORS, INSERTION GUIDE, LENGTH 5 | 909.99
7ME3960-0MS40 | DEDICATED SPACER BAR FOR PIPES TO DN 1200 (LIQUID), LEGACY PART NUMBER: 1012BN-4 | 324.25
7ML1830-1AP | EASY AIMER II, ALUMINIUM, 3/4 INCH NPT WITH 1 INCH GALVANIZED COUPLING | 138.57
6GK5791-2DC00-0AA0 | POWER SUPPLY PS791-2DC (DC/DC POWER SUPPLY), 10W, IP65 (-40-+70 DGR C), INPUT: 12-24 V DC, OUTPUT: 1 | 346.73
6SL3163-8GF00-0AA0 | SINAMICS S120 ACCESSORIES KIT FOR ACTIVE LINE MODULE 150 MM; SMART LINE MODULE 150 MM BASIC LINE MOD | 101.13
8GK9910-0KK11 | N/PE BAR AS PLUG-IN TERMINAL W. 6XSCREWS EACH 2.5-16SQMM AND 21 X CONNECTOR 1.5-4SQMM | 59.79
8GK4551-2KK12 | ALPHA 400/630 DIN, KIT FOR FUSE SWITCH 1XNH000 TO 160A MOUNT. PLATE W. INSULAT. BLIND H=300 W=250 | 144.22
6AU1820-1AA20-0AB0 | SIMOTION TECHNOLOGY OPTION POSITION LICENSE FOR 1 AXIS | 686.63
5SY6516-7 | CIRCUIT BREAKER 230V 6KA,1+N-POLE C, 16A, D=70MM | 11.41
3NP1943-1CA20 | ACCES.F.FUSE SWI. DISCONNECTOR FOR NH1 REACH-ROUND PROTECTION FOR BUSBAR MOUNTING RITTAL 1X TOP AND | 6.13
3SB2001-0LE01 | ILLUMINATED PUSHBUTTON, 16MM, ROUND, PLASTIC, GREEN, BUTTON, RAISED | 7.91
3RB2066-2GF2 | OVERLOAD RELAY 55...250 A FOR MOTOR PROTECTION SIZE S10/S12, CLASS 20 MOUNT. ONTO CONT./ STAND-ALONE | 273.47
3SE5112-0KA00 | BASIC SWITCH FOR POSITION SWITCH 3SE51. METAL ENCLOSURE, TO EN50041 DEVICE CONNECTION 1X (M20X1.5) 1 | 32.75
6SL3060-4AB00-0AA0 | SINAMICS DRIVE-CLIQ CABLE IP20/IP20 LENGTH: 0.11 M | 36.47
8WA1011-1BF22 | THROUGH-TYPE TERMINAL THERMOPL. SCREW TERMINAL ON BOTH ENDS SINGLE TERM.,ORANGE,6MM,SZ 2.5 | 2.07
5SY5213-7 | CIRCUIT BREAKER CURR. SENS DC 440V AC 400V 10KA, 2-POLE, C, 13A | 56.06
5SY5250-6 | CIRCUIT BREAKER CURR. SENS DC 440V AC 400V 10KA, 2-POLE, B, 50A | 109.72
3NW3250-0HG | FUSE LINK CLASS CC ACC. TO UL STANDARD 248-4 SLOW-BLOW, CURRENT-LIMITING RATED CURRENT 25 A RATED VO | 20
3NP1133-1JB21 | FUSE-SWITCH-DISCONNECTOR 3-POLE, NH00, 160A 40MM BUSBAR SYSTEM COVERS FOR RITTAL BOX TERMINAL FUSE M | 253.83
8GS4020-0 | ALPHA-ZS, COVER F. BUSBAR SYSTEM 12X5MM CU AND 12X10MM CU L=210MM, (1 SET = 5 UNITS) | 31.93
5SZ9206 | N-TYPE FAULT-CURRENT CIR.-BREAK TYPE A PSE/SSF 16A 1+N-POL IFN 10MA 125-230V 2MW, IN MOULDED PLASTIC | 226.31
8MF2026-4E | CUBICLESYSTEM 8MF2000 HXWXD = 2000 X 1200 X 600MM FOR INDIVIDUAL MOUNTING WITH SIDE PANELS, IP 40 | 3573.88
8WH5100-3KF07 | HYBRID PE TERMINAL, PLUG AND SPRING CONNECTION, SECTION 0.08 - 2.5 MM2, WIDTH 5.2 MM, COLOR: GREEN-Y | 8.18
8WH5100-3KG07 | HYBRID PE TERMINAL, PLUG AND SPRING CONNECTION, SECTION 0.08 - 4 MM2, WIDTH 6.2 MM, COLOR:GREEN-YEL. | 8.82
8WH8120-7XA05 | LABELS, LONGIT. SPECIAL LABELLING ZB15 | 0.25
A5E00215466 | MOTHERBOARD FIELDBUS FOUNDATION, WITH EXPLOSION PROTECTION | 1467.88
8WH9127-0BA01 | TERMINAL ELEMENT, SECTION UP TO 35 MM2 WIDTH 14.4MM, COLOUR BLUE | 2.19
5TT5853-2 | INSTA CONTACTOR WITH 4 BREAK CONTACTS CONTACT FOR 230, 400 V AC, 63 A TRIGGERING 24 V AC | 99.35
3WL9111-0AL02-0AA0 | ACCESSORIES CIRCUIT BREAKER 3WL MAIN CONDUCTOR CONN. 1 OFF FIXED-MOUNTED CIRC.BR. SIZE I FRONT CONN. | 99.43
7ML5740-1BC01-0A | THE SITRANS RD200 IS A UNIVERSAL INPUT, PANEL MOUNT REMOTE DIGITAL DISPLAY FOR PROCESS INSTRUMENTATI | 681.93
7ML1930-1CK | PLASTIC ENCLOSURE FOR 4 RD DISPLAY | 662.19
8GK9511-6KK41 | ALPHA 400DIN DOOR AS SPARE PART LEFT DOOR H=950MM, W=775MM | 214.98
4RB2025-3EB50 | POWER CAPACITOR PHICAP MKP 415V 2.5KVAR | 48.28
6AV6671-8XJ00-0AX0 | RS422/TTY CONVERTER, 9-POLAR FOR 422 INTERFACE MALE - FEMALE, CABLE OUTLET 180 DGR, TO CONNECT SIMAT | 224.17
5SY4506-7 | CIRCUIT BREAKER 230V 10KA, 1+N-POLE, C, 6A, D=70MM | 15.22
4AM4342-5AT10-0FA0 | TRANSFORMER SITAS; PHASES:1; PN/PN(S6)(KVA):0,315 /1,12; UPRI(V):400+/-5%; USEC(V):230; ISEC(A):1,37 | 249.32
5SJ4332-7HG41 | CIRCUIT BREAKER 240V 14KA, 3-POLE, C, 32A, D=70MM ACC. TO UL 489 | 189.15
BVP:261545 | BD2A-3-1000-WO-3W* OPTIONAL LENGTH 2,26M-3,24M 100 0A, N + PE, WITHOUT TAP OFFS | 2739.02
3NA3362 | LV HRC FUSE LINK GL/GG WITH NON-INSULATED GRIP LUGS WITH FRONT INDICATOR SIZE 3, 425A, AC 500V/DC 44 | 23.78
3NJ4143-3BT01 | IN-LINE FUSE SWITCH DISCONNECTOR 3-POLE SWITCHABLE, SIZE 3, I=630A , U=690V, V-SHAPE TERMINALS NEW D | 343.08
BVP:233571 | BD01-AK2HM2/F TAP-OFF UNIT BD01 | 205.61
6XV1830-0ET50 | SIMATIC NET, PB FC STANDARD, BUS CABLE, 2-WIRE, SHIELDED, SPEC. DESIGN FOR RAPID INSTALL. 500 M | 1172.07
8GK4501-3KK13 | ALPHA 400/630 DIN PANEL INSTALLATION KIT W. SUPPORT,40MM DEEP-DRAWN H=450 W=250 | 100.47
3RA6400-1BB43 | SIRIUS, COMPACT STARTER, DIRECT STARTER W/SYSTEM INTERFACE, 690 V, 32 A, 24 V DC, 0.32 ... 1.25 A, I | 820.76
6AG1331-7TF01-7AB0 | SIPLUS SM332 AI 8 X 0/4...20MA -25 ... +70 DEGREES C WITH CONFORMAL COATING BASED ON 6ES7331-7TF01-0 | 3208.97
8WA1817 | END PLATE F. TWO-TIER TERMINALS | 1.94
8WA1822-7EF21 | G FUSE LINK DIN 41660 QUICK-RESPONSE HIGH BREAKING CAPACITY RATED UNINT. CURRENT 2.5A | 2.61
8WA1822-7EF78 | G FUSE LINK DIN 41662 TIME-LAG LOW BREAKING CAPACITY RATED UNINT. CURRENT 1.6A | 2.61
8MF5894-5R | STANDARD CUBICLE 8MF5 HXWXD=1800X900X400 SIDE-BY-SIDE MOUNTING NON-VENT., NOT ASSEM., SCREWED IP54 | 2897.73
5TG1771 | DELTA PROFILE, SILVER SINGLE FRAME, 80X80MM SINGLE FRAME, 80X80MM | 7.73
3SE5312-1SE11 | SAFETY POSITION SWITCHES WITH SOLENOID INTERLOCKING LOCK. FORCE 2600N,5 APPR. DIR. METAL HOUSING,3X( | 332.45
6ES7194-6KA00-0XA0 | SIMATIC DP, Y CABLE FOR DISTRIBUTED I/O ET 200 FOR THE DOUBLE WIRING OF I/O WITH ONE CABLE TO ET 200 | 25.74
8MF9263 | MOUNTING PLATE H X W = 1800 X 1000 MM FOR 8MF SYSTEM CUBICLE | 396.01
8GK9511-8KK38 | ALPHA 400DIN DOOR AS SPARE PART RIGHT DOOR H=1400 MM, W=275 MM FOR CABINET WIDTH 750 MM INCL. CLOSIN | 127.58
6DR2803-8P | PROFIBUS DP INTERFACE FOR SIPART DR CONTROLLERS | 860.68
3SE5232-0BD03 | SIRIUS POSITION SWITCH PLASTIC HOUSING ACC. TO EN50047, 31MM DEVICE CONNECTION 1X(M20X1.5); 1NO/1NC | 25.74
3SE5162-0AA00 | EMPTY ENCLOSURE FOR POSITION SWITCH 3SE5162, METAL ENCLOSURE XL,56MM WIDE DEVICE CONNECTION 3X(M20X1 | 44.7
6FX2003-8LB10 | SET OF SOCKET CONTACTS (POWER CONNECTOR SIZE 3) 5X POWER CONTACTS 10 SQMM, 3X BRAKE CONTACTS 1-2.5 S | 173.83
5TG7141 | DELTA STYLE, TITANIUM WHITE ROCKER, 68X68MM F.UNIVERSAL SWITCH CO/OFF F. INTERMEDIATE AND OFF SWITCH | 6.48
8MF5024-4R | STANDARD CUBICLE 8MF5 HXWXD=2000X1200X400 SIDE-BY-SIDE MOUNTING NON-VENT., NOT ASSEM., SCREWED IP40 | 3361.38
5SY4632-5 | CIRCUIT BREAKER 400V 10KA, 3+N-POLE, A, 32A, D=70MM | 183.62
8GK1312-8KK32 | ALPHA 630 DIN, FLOOR-MOUNTED DB DELIVERED AS FLAT PACK RAL 7035 IP43, SK2, H=1900 W=800 D=210 | 1426.47
8MF2008-4RB | STANDARD CUBICLE 8MF2 HXWXD=2000X1000X800 SIDE-BY-SIDE MOUNTING VENTIL., ASSEMBL., WELDED IP40 | 3187.53
4RB2012-3EE50 | POWER CAPACITOR PHICAP MKP 440V 1.2KVAR | 32.41
6EP1935-6MD11 | SITOP BATTERY MODULE 24 V/3.2 AH WITH SERVICE-FREE SEALED LEAD-ACID BATTERIES FOR SITOP DC UPS MODUL | 148.08
4RB2042-3EJ51 | POWER CAPACITOR PHICAP MKP 480V 4.2KVAR | 57.99
4RB2140-3GG50 | POWER CAPACITOR PHICAP MKP 660V 14.0KVAR | 221.16
8HP1441 | ACTUATING FLAP W. SCREW LOCK 5 MODULAR WIDTHS, 18MM EACH | 404.26
3RF2420-1AB55 | SEMI-CONDUCTOR CONTAC.3-PH.3RF2 AC51 20A 40 DEG. C 48-600V / 230V AC 2-PHASE CONTROLLED SCREW TERMIN | 152.55
6ES7452-1AH00-0AE0 | SIMATIC S7-400, FM 452 ELECTRONIC CAM CONTROLLER INCL. CONFIG. PACKAGE ON CD | 2204.02
7ME3951-0LM00 | TRANSDUCER FOR PORTABLE METER VERSION, NO APPROVAL LIQUID FLOW:C1H(HIGH PRECISION) LEGACY PART NUMBE | 2332.23
3RT1965-5AU31 | WITHDR. COIL FOR SIZE S10 FOR CONTACTORS 3RT106/3RT146 AC/DC OPERATION 240-277V UC DRIVE: CONVENTION | 85.72
8WH9000-4GA00 | COVER FOR FEED-THROUGH TERM. WITH SPRING CONNECTION, 4 CONNECT. POINTS, SECTION: 2.5 MM2, WIDTH: 2.2 | 0.7
8WH9020-3CA00 | INSERTABLE JUMPER, 2-POLE, FULLY INSULATED, INSERTED IN LOCKING SLEEVE AND LATCHED FOR 150 MM2 TERMI | 20.78
BVP:261898 | BD2C-1250-LV KNEE FRONTSIDE X 0,36M / Y 0,36 M 1250A | 1364.61
3SE2932-1AB20 | FOOT-OPERATED PUSHBUTTON TWO PEDALS, CABLE ENTRY M20X1,5 WITHOUT IP65, 2N0+2NC | 193.22
6ES7193-4BB00-0AA0 | 10 DIN A4 LABELLING SHEETS COLOR: YELLOW 60 LABELLING STRIPS/SHEETS FOR I/O MODULES AND 20 LABELLING | 155.97
3SE5122-0BE01 | SIRIUS POSITION SWITCH METAL ENCLOSURE 56MM WIDE DEVICE CONNECTION 3X (M20X1.5) 1NO/1NC SLOW-ACTION | 47.91
BVP:045154 | BD2-400-BB FIXING BRACKET | 14.68
3NP1153-1DA21 | FUSE-SWITCH-DISCONNECTOR 3-POLE, NH2, 400A MOUNTING PLATE CONSTRUCTION COVER LEVEL 70 MM BOX TERMINA | 445.09
3NP1163-1BC21 | FUSE-SWITCH-DISCONNECTOR 3-POLE, NH3, 630A 60MM BUSBAR SYSTEM COVER LEVEL 32/70 MM BOX TERMINAL FUSE | 654.9
3NP1923-1GB50 | ACCES.F.FUSE SWI. DISCONNECTOR FOR NH000 FUSE CARRIER WITH FUSE MONITORING ELECTRONIC, EFM 25 | 268.89
3NP1933-1GA00 | ACCES.F.FUSE SWI. DISCONNECTOR FOR NH00 FUSE CARRIER | 30.6
3NP1943-1GB20 | ACCES.F.FUSE SWI. DISCONNECTOR FOR NH1 FUSE CARRIER WITH FUSE MONITORING ELECTRONIC, EFM 10 | 220.23
3RT1956-6A | SPARE CONTACTS F. MOD.S6 F. CONTACTOR 3RT1056, 90KW/AC-3 CONSISTS OF 3 MOVABLE AND 6 FIXED CONTACTS | 242.99
6GK1713-5DB00-3AE0 | SIMATIC NET PB DP-5613 UPGRADE FOR EDITION 2006 SW FOR S7-COMM., INCL. PG, FDL OPC-SERVER AND NCM PC | 308.4
8MF6066-4R | STANDARD CUBICLE 8MF6 HXWXD=2000X600X600 SIDE-BY-SIDE MOUNTING NON-VENT., ASSEM., WELDED IP40 | 2395.47
8MF4722 | MOUNTING KIT FOR CIRCUIT BREAKER FOR CUBICLE WXD = 900 X 800MM | 579.54
8MF4131 | SIDE PANEL FOR CUBICLE HXD = 2000 X 600MM DEGREE OF PROTECTION IP40 | 262.73
6GK1901-1BB20-2AE0 | IE FC RJ45 PLUG 90 2X2, RJ45 PLUG CONNECTOR (10/100MBIT/S) W. RUGGED METAL HOUSING AND FC CONNECTING | 873.32
3SE5212-0BK21 | SIRIUS POSITION SWITCH METAL HOUSING ACC. TO EN50047, 31MM DEVICE CONNECTION 1X(M20X1.5); 1NO/1NC SL | 37.03
3NJ6934-1BA00 | ACCESSORY FOR SWITCH DISCONNECTOR W. FUSES IN-LINE TYPE, PLUG-IN TYPE, NH1 CONNECTING TERMINALS SING | 137.92
6ES7392-2XY20-0AA0 | SIMATIC S7-300, LABELL. COVER FOR F - MODULES (SPARE PART) 10 PIECES PER PACKAGING UNIT | 22.75
3SE5112-0KE01 | SIRIUS POSITION SWITCH METAL ENCLOSURE 40MM TO EN50041 DEVICE CONNECTION 1X (M20X1.5) 1NO/ 2NC SLOW- | 49.56
6ES7390-5AB00-0AA0 | SIMATIC S7, TERMINAL ELEMENT F. 2 CABLES W. 2 TO 6MM IN DIA. 2 PIECES PER PACKAGING UNIT | 26
5SY8663-7 | CIRCUIT BREAKER 400V 25KA, 3+N-POLE, C, 63A, D=70M | 263.18
3ND1807 | LV HRC FUSE LINK A.M. +NON-INSULATED GRIPPING LUGS SIZE 00, 20A, 500V | 15.64
8WH2020-0CF07 | TWO-TIER PE TERMINAL WITH SPRING CONNECTION, SECTION: 0.08 - 2.5 MM2, WIDTH: 5.2 MM, COLOR:GREEN-YEL | 8.41
3RK1325-6KS71-0AA3 | SIRIUS MOTOR STARTER M200D AS-I COMMUNICATION: AS-INTERFACE DIRECT ON-LINE STARTER STANDARD ELECTRON | 1085.24
5SY6601-7 | CIRCUIT BREAKER 400V 6KA,3+N-POLE C, 1A, D=70MM | 42.58
3RT1065-6NF36 | CONTACTOR, 132KW/400V/AC-3 AC(40...60HZ)/DC OPERATION UC 96-127V AUXILIARY CONTACTS 2NO+2NC 3-POLE, | 962.76
3SE5000-0AV05-1AA6 | SEPARATE ACTUATOR, UNIVERSAL RADIUS ACTUATOR WITH 90 DEGR ROTATED ACTUATOR TONGUE FOR POS. WITH TUMB | 29.71
8WH9001-2AA00 | COVER, FOR F-T TERMINALS 1.5MM2 3 CONNECT. POINTS, WITH QUICK CONNECTION, COLOR: GRAY | 0.7
8GK1121-4KK22 | ALPHA 400 DIN, WALL-MOUNTING DISTRIBUTOR, UP-CUBICLE, RAL 9016, IP31, SK1, H=950 W=550 D=210 | 447.01
3RK2200-0DQ00-0AA3 | AS-INTERFACE COMP. MODULE K60, A/B SLAVE, DIGITAL, 8E, IP 67, 8 X 1 INPUT 8 X M12 SOCK. W. Y-II ASSI | 413.24
5TA4815 | DELTA FLAT IP44, SM DARK GRAY/LIGHT GRAY 2-CIRCUIT SWITCH, 10A 250 SCHUKO OUTLET W.HINGED LID 10/16A | 40.45
7ML1930-1BN | RD100 PANEL MOUNTING KIT | 57.91
3WL9111-0AA63-0AA0 | ACCESSORIES CIRCUIT BREAKER 3WL RATED CURRENT REF. MODULE 2500A F. ETU25, 27, 45, 55, 75, 76 | 412.95
5SJ4316-7HG41 | CIRCUIT BREAKER 240V 14KA, 3-POLE, C, 16A, D=70MM ACC. TO UL 489 | 158
3VL9400-8CA30 | ACCESSORY FOR VL400, TERMINAL COVER EXTENDED 1 PIECE = 2 COVERS 3 POLE | 73.92
4AM3242-4TV00-0EC0 | TRANSFORMER SITAS; PHASES:1; PN/PN(S6)(KVA):0,057 /0,19; UPRI(V):230+/-5%; USEC(V):42; ISEC(A):1,36; | 365.9
3NA3480 | LV HRC FUSE LINK GL/GG WITH NON-INSULATED GRIP LUGS WITH FRONT INDICATOR SIZE 4, 1000A, AC 500V/DC 4 | 296.19
7ME3960-0CR16 | DEDICATED CLAMP-ON RTD CABLE CLAMP-ON RTD CABLE, SUBMERSIBLE -40 TO +200 DEGREES CEL (-40 TO +392 DE | 3538.66
5SY8315-7 | CIRCUIT BREAKER 400V 25KA, 3POLE, C, 1.6A, D=70MM | 120.55
BVP:084839 | BD2-AK-K2 ACCESSORY BD2 | 2694.95
BVP:201965 | BD01-100-1-0,5 1M 100A BUSBAR TRUNKING | 193.38
BVP:261932 | BD2C-1250-LR-Y*-G* ELBOW RIGHT X 0,36M / Y 0,36M-1 ,25M 1250A WINKEL 85 GRAD-175 G RAD | 3284.86
5SY7632-6 | CIRCUIT BREAKER 400V 15KA, 3+N-POLE, B, 32A, D=70MM | 89.72
3NC5838 | SITOR FUSE-LINK 800A,AC 1000V,F.CHEMICAL PLANTS | 483.58
5SY7110-6 | CIRCUIT BREAKER 230/400V 15KA, 1-POLE, B, 10A, D=70MM | 10.84
3NC2292 | SITOR FUSE DISCONNECTOR 22X58, UP TO 100 A, 690 V AC | 115.2
3NJ6920-3DE00 | ACCESSORY FOR DISCONNECTOR-FUSE IN-LINE TYPE, CAN BE PLUGGED IN,NH00 CURRENT TRANSFORMER RAILS FOR 1 | 60.52
6GK1182-0BB01-0AA2 | PROFINET IO ASIC, ERTEC 200 (LEADFREE), 10/100 MBIT/S INDUSTRIAL ETHERNET, ASIC WITH ARM 946 PROCESS | 11305.29
5SY4620-7 | CIRCUIT BREAKER 400V 10KA, 3+N-POLE, C, 20A, D=70MM | 70.24
3RW4457-6BC46 | SIRIUS SOFT STARTER, VALUES AT 690V, 40DEG., STANDARD: 880A, 900KW, INSIDE-DELTA CIRCUIT 3: ONLY UP | 49845.2
3RS1020-1DD20 | TEMPERATURE MONITORING RELAY FOR PT100, EXCEEDING OF 2 THRESH. VAL., WIDTH 22ND5 MM 0 C - 200 C, 24V | 305.12
5TG1826 | DELTA PROFILE, TITANIUM WHITE SURF.-MOUNT. HOUSING 2FOLD 80MM | 31.15
3WL9111-0AK21-0AA0 | ACCESSORIES CIRCUIT-BREAKER 3WL AUTOMATIC RESET OF ANTI-PUMPING DEVICE | 129.9
6XV1873-6DN10 | SIMATIC NET FO TRAILING CABLE GP 50/125, PREASSEMBLED WITH 2X2 SC CONNECTORS, LENGTH 10 M | 247.51
6SL3000-2DH31-0BA0 | SINAMICS VOLTAGE PEAK LIMITER SPARE PART FOR POWER MODULE/MOTOR MODULE 90KW, 3AC 500-690V | 5960.13
7MH7723-1ET | CARD,LVDT,INTERNAL,SAPRE | 228.61
BVP:261839 | BD2A-1000-LR-X*-G* ELBOW RIGHT X 0,36M-1,25M / Y 0 ,36M 500A-1000A WINKEL 85 GRAD- 175 GRAD | 1863.95
BVP:261856 | BD2A-400-LL-Y* ELBOW LEFT X 0,36M / Y 0,36M-1, 25M 160A-400A | 1160.22
5SY8308-8 | CIRCUIT BREAKER 400V 25KA, 3POLE, D, 8A, D=70MM | 143.51
8MF9070 | TWIST HANDLE WITHOUT LOCK | 112.43
3RW3028-2BB04 | SIRIUS SOFT STARTER, SIZE S0, 38A, 18.5KW/400V, 40 DEGREES, 200-480V AC, 24V AC/DC, SPRING-LOADED TE | 596.78
6RA8095-4LS22-0AA0 | SINAMICS DCM DC CONVERTER FOR TWO-QUADRANT DRIVES CONNECTION B6C INPUT: 3-PHASE AC 830V, 1577A CONTR | 37984.41
6ES7193-7AA00-0AA0 | SIMATIC DP, TERMINAL MODULE TM-IM/EM60S FOR ET200ISP, FOR THE INTEGRATION OF ONE IM152-1 AND ONE ELE | 210.72
6XV1821-0BH20 | SIMATIC NET, PROFIBUS PLASTIC FIBER OPTIC, STANDARD CABLE WITH 4 BFOC CONNECTORS LENGTH = 2 M | 94.63
8GK4102-8KK12 | ALPHA 400 DIN, RAPID MOUNTING KIT FOR INSTALLATION MOUNT. DEVICE WITH ROW DISTANCE 150 MM WITH LONGI | 518.08
3RT1075-2AB36 | CONTACTOR, 200KW/400V/AC-3 AC(40...60HZ)/DC OPERATION UC 23-26V AUXILIARY CONTACTS 2NO+2NC 3-POLE, S | 1351.16
A5E01150028 | ACC. MAG 3100 DN25 CL150 GROUND RING HASTELLOY | 174.21
6ES7652-5CX17-0CE5 | SIMATIC PCS 7, SOFTWARE, UPGRADE PACKAGE CLIENT, SFC VISUALIZATION ASIA FROM V6.X TO V7.1 FLOATING L | 3672.68
6ES7652-5DX17-0YF0 | SIMATIC PCS 7, SOFTWARE UPGRADE PACKAGE WEB SERVER FROM V6.1 TO V7.1 SINGLE LICENSE F.1 INSTALLATION | 5044.03
6ES7193-4BA00-0AA0 | 10 DIN A4 LABELLING SHEETS COLOR: LIGHT-BEIGE 60 LABELLING STRIPS/SHEETS FOR I/O MODULES AND 20 LABE | 155.97
6ES7400-1JA01-0AA0 | SIMATIC S7-400, UR2 RACK, CENTRALIZED AND DISTRIBUTED WITH 9 SLOTS 2 REDUNDANT PS PLUGGABLE | 947.02
6DL2804-1AD30 | EX-DEVICE MADE OF STAINLESS STEEL, IP65. WITH INSTALLATION OF ET200ISP- COMPONENTS (THEY HAVE TO ORD | 5557.44
5UH1340 | I-SYSTEM, TITANIUM WHITE CONVERSION KIT OVERVOLT. PROT. FOR SCHUKO OUTLETS W. COVER PLATE 55X55MM AN | 172.67
3NJ4133-3BF01 | IN-LINE FUSE SWITCH DISCONNECTOR 3-POLE SWITCHABLE, SIZE 2, I=400A , U=690V, SCREW TERMINAL M 12 NEW | 270.07
5SY6106-7 | CIRCUIT BREAKER 230/400V 6KA, 1-POLE, C, 6A, D=70MM | 6.17
3LD9202-4E | COUPLING WITHOUT ON INTERLOCK FOR SWITCH 3LD2.13-4/44-5 | 6.3
6AV6671-3CS01-0AX0 | MOUNTING FRAME MP 277 8" KEY | 68.31
6SL3000-2DH34-1BA0 | SINAMICS VOLTAGE PEAK LIMITER SPARE PART FOR POWER MODULE/MOTOR MODULE 400KW, 3AC 500-690V | 3859.78
3LD2054-0TK53 | MAIN/EMERG. STOP SWITCH 3-POLE IU=16, P/AC-23A AT 400V=7.5KW FRONT MOUNTING CENTER HOLE MOUNTING ROT | 26.27
7ME3960-0TB20 | UNIVERSAL TRANSDUCER TEST BLOCK TEST BLOCK FOR SIZE C AND D UNIVERSAL TRANSDUCERS LEGACY PART NUMBER | 395.01
6SL3700-0LE43-2BA3 | SINAMICS S120 CABINET MODULE LINE CONNECTION MODULE 3AC 380-480V, 50/60HZ RATED CURRENT: 3200 A CABI | 50152.26
7MH7723-1CU | LID,MSP-3,MSP-12,1/2"NPT,SPARE | 55.28
7MH7723-1EA | ARRESTING BRACKET,MD SPEED SENSOR, STAINLESS STEEL, SPARE | 155.58
3NA7803 | LV HRC FUSE LINK GL/GG WITH NON-INSULATED GRIP LUGS WITH COMBINATION INDICATOR SIZE 000, 10A, AC 500 | 4.7
3NH3031 | LV HRC FUSE BASE 690V(1000V) SINGLE-POLE,160A,SIZE 00 STRAIGHT-WIRE TERMI.2.2-50SQMM | 33.42
8GK1112-5KK12 | ALPHA 400 DIN, WALL-MOUNTING DISTRIBUTOR, DELIVERY FORM FLAT PACK, AP-CUBICLE, RAL 9016, IP43, SK2, | 390.78
6SL3730-6TE35-5AA3 | SINAMICS S120 CABINET MODULE SMART LINE MODULE WITH CIM+CU320-2 3AC 380-480V, 50/60HZ OUTPUT: DC 510 | 18985.1
3SB2901-2AA | INSCRIPTION LABEL FOR GLUING ONTO LABEL HOLDER, LABEL SIZE 9.5 X 18.5MM, SILVER-COLORED, BLACK LETTE | 0.51
3RW4447-2BC35 | SIRIUS SOFT STARTER, VALUES WITH 575 V, 50 DEG., STANDARD: 385A, 400HP, INSIDE-DELTA CIRCUIT 3: 667A | 24072.23
8WH8121-3AB35 | LABELS, FLAT, LONGIT. 31 - 40 SIZE ZBF6 | 0.08
8WH8121-3XA05 | LABELS,FLAT, LONGIT, SPECIAL LABELLING ZBF6 | 0.23
3RW4447-6BC45 | SIRIUS SOFT STARTER, VALUES WITH 500 V, 40 DEG., STANDARD: 432A, 315KW, INSIDE-DELTA CIRCUIT 3: 748A | 24072.23
5ST3042 | UNDER-VOLTAGE RELEASE F.MOUNT., F. LS-SWITCH T=70MM DC 24V, WITH 6TERMINALS | 70.52
3RW4456-2BC34 | SIRIUS SOFT STARTER, VALUES AT 460V, 50 DEG., STANDARD: 693A, 600HP, INSIDE-DELTA CIRCUIT 3: 1200A, | 35061.72
5SY6263-6 | CIRCUIT BREAKER 400V 6KA, 2-POLE, B, 63A, D=70MM | 51.76
3NY1421 | SPARE PART FOR FUSE SWITCH DISCONNECTORS 3NP5260 FUSE CARRIER CIRCUIT-BREAKER 3RV1 F.VOLTG.UP TO AC | 445.56
3RT1955-5AF32 | WITHDRAWABLE COIL FOR SIZE S6 FOR CONTACTORS 3RT105/3RT145 AC/DC OPERATION UC110-127V DRIVE: CONVENT | 77.76
A5E01191964 | ACC. MAG 3100 DN150 CL150 GROUND RING W1.4404 | 280.38
8GK4751-4KK13 | ALPHA 630 DIN, ASSEMBLY KIT F. 4-IN-LINE FUSE SWITCH DISC.N 3NJ4 SZ.00, H=600 W=250 | 146.67
8GK1333-8KN33 | ALPHA 630 DIN FLOOR DISTR.BOARD IP55, SK II, RAL 7035 H=1950 W=800 D=250 INCL. BASE AND SHEET-STEEL | 1687.67
3VL9400-4RA00 | ACCESSORY FOR VL400, REAR TERMINAL, SHORT, ROUND COMPRISES 1 TERMINAL | 52.2
3LD2113-3VK53 | MAIN/EMERG. STOP SWITCH 6-POLE IU=25, P/AC-23A AT 400V=9.5KW FLOOR MOUNTING DIN RAIL/TWO-HOLE MOUNTI | 68.68
A5E03252531 | CABLE GLAND, GENERAL PURPOSE, DIP, M20 X 1.5 | 162.18
BVP:261506 | BD2A-3-800-SB-2 STANDARD LENGTH 2,25M 800A, N + PE, 8 TAP OFFS | 1908
4AM3842-4TJ10-0FC0 | TRANSFORMER SITAS; PHASES:1; PN/PN(S6)(KVA):0,145 /0,49; UPRI(V):230+/-5%; USEC(V):110; ISEC(A):1,32 | 362.64
4AM3842-4TT10-0FC0 | TRANSFORMER SITAS; PHASES:1; PN/PN(S6)(KVA):0,145 /0,49; UPRI(V):230+/-5%; USEC(V):230; ISEC(A):0,63 | 450.55
6ES7392-2AX10-0AA0 | SIMATIC S7-300, 10 DIN A4 LABELLING SHEETS COLOR: PETROL, 10 LABELLING STRIPS/SHEETS FOR SIGNAL MODU | 142.98
8GK4401-3KK22 | ALPHA 400/630 DIN, KIT FOR ROW TERMINALS WITH TERMINAL SUPPORT, FIELD COVER WITHOUT CUTOUT WITH TERM | 114.53
6AG1321-1FF01-2AA0 | SIPLUS S7-300 SM321 - 20-POLE -40 ... +70 DGR C WITH CONFORMAL COATING CONFORMITY TO EN50155 T1 CAT | 492.31
8MF5094-4E | STANDARD CUBICLE 8MF5 HXWXD=2000X900X400 INDIVIDUAL MOUNTING NON-VENT., NOT ASSEM., SCREWED IP40 | 3090.92
8MF4271 | TRIM STRIP W. SIEMENS LETTERING PETROL W. 1 DRILLED HOLE F.LAMP FOR CUBICLE WIDTH 800MM | 149.69
8WA1011-3JF18 | INSTA TERMINAL 6MM, SZ 2.5 L, L | 7.68
8WH2004-0CG07 | PE TERMINAL WITH SPRING CONNECTION, 4 CONNECT. POINTS, SECTION: 0,5 - 4 MM2, WIDTH: 6.2 MM, COLOR:G | 6.86
3RS2140-1GW60 | TEMPERATURE MONITORING RELAY THERMOCOUPLE J, T, E, K, N 2 THRESHOLD VALUES, DIGITAL -99 DEGR.F TO 18 | 455.15
6ES7648-1AA00-0XC0 | TOWER- KIT, FOR CONVERSION OF RACK PC IN INDUSTRY TOWER PC, FOR SIMATIC IPC547C, RACK PC 547B, RACK | 151.21
BVP:261833 | BD2A-1000-LH-X*/Y*-G* KNEE BACKSIDE X/Y 0,36M-1,25M 5 00A-1000A WINKEL 85 GRAD-175 GR AD | 2840.6
6SL3710-7LG37-4AA3 | SINAMICS S150 CONVERTER CABINET UNIT, AC/AC WITH CIM+CU320-2 3-PH. 500-690V, 50/60HZ UNIT RATING: 71 | 199534.25
8WD4450-0CE | SIGNALLING COLUMN SINGLE-FLASH LIGHT ELEMENT TRANSP., 230V AC | 129.14
8WC5131 | FLAT COPPER BAR 25 X 5MM APPROX. 2,4 METERS LONG PLAIN | 133.45
A5E02054637 | ACCESSORIES WELD-IN CONNECTION (DIN 11850) DN32, SENSOR SIZE DN32 (P GASKET) | 369.29
3SE5232-3RV40 | SAFETY POS. SWITCH W. SEPARATE ACTUATOR, PLASTIC ENCLOSURE, 31MM; 1X(M20X1,5) SLOW-ACTION CONTACTS 1 | 61.12
7ME5933-0AB20 | ELECTRONIC MODUL, 230 V AC, HART, 2 DIGITAL OUTPUTS FOR TRANSMAG 2 | 1591.52
7ML1830-1HR | SMARTLINK PROFIBUS DP MODULE FOR WALL MOUNT, ENVIRORANGER ERS 500, ACCUMASS BW 500, ACCUMASS SF 500, | 721.09
4RB5104-3CD50 | POWER CAPACITOR PHASECAP MKK 230V 10.4KVAR | 463.43
3VL9800-1US00 | ACCESSORY FOR VL630, VL800, VL1250, VL1600, UNDERVOLTAGE RELEASE 220 - 250 V DC RIGHT POLE ONLY | 267.54
3VT9500-4RD30 | ACCESSORY FOR VT1000, VT1600 REAR CONNECTION FOR WITHDRAWABLE VERSION COMPRISES 3 TERMINALS 1 SET = | 339.56
4EM6100-2CB00 | COMMUTATING CHOKE FOR CONVERTER; PHASES:1; UN1(V):400; ITHMAX 1(A) / F1(HZ):28 /50; I LN (A):25,2; U | 888.19
8GK9601-4KK10 | ALPHA 630 DIN, COVER HEIGHT = 600MM, WIDTH = 250MM, CLOSED MINIMUM ORDER QTY 10 UNITS | 75.75
8WH9003-1GA00 | COVER FOR FEED-THROUGH TERM. WITH SPRING CONNECTION, SECTION: 4 MM2, WIDTH: 2.2 MM, COLOR: GRAY | 0.68
3RW4425-3BC44 | SIRIUS SOFT STARTER, VALUES WITH 400 V, 40 DEG., STANDARD: 57A, 30KW, INSIDE-DELTA CIRCUIT 3: 99A, 5 | 4997.61
6FX2003-7LB10 | SOCKET CONTACTS 1.5-4.0 MM2 (POWER CONNECTOR SIZE 1.5) PERFORMANCE PACK = 10 PIECES | 71.83
8ME8813 | FIXING BRACKET WITHOUT OFFSET GRID | 11.02
8MF4920 | COPPER SHIELDING RAIL 20 X 5MM LENGTH 330MM | 112.43
6GK1905-0EA10 | PB FC M12 PLUG PRO M12 PLUG CONNECTOR W. RUGGED METAL HOUSING AND FC CONNECTING METHOD,WITH AXIAL CA | 272.01
8MF5084-4E | STANDARD CUBICLE 8MF5 HXWXD=2000X800X400 INDIVIDUAL MOUNTING NON-VENT., NOT ASSEM., SCREWED IP40 | 2917.07
8WA1891 | BRIDGING LINK | 2.43
5TE4813 | PUSHBUTTON, D=70MM 4NO 20A, 1BUTTON GREY | 23.56
5ST3806 | HANDLE LOCKING DEVICE FOR MCB 5SL, 5SY, 5SP | 3.23
4AM4642-5CJ10-0FA0 | TRANSFORMER SITAS; PHASES:1; PN/PN(S6)(KVA):0,4 /1,44; UPRI(V):440+/-5%; USEC(V):110; ISEC(A):3,64; | 284.74
3RW4036-1BB15 | SIRIUS SOFT STARTER, S2, 45A, 30KW/500V, 40 DEGR., AC 400-600V, AC/DC 110-230V, SCREW TERMINALS | 1056.24
6SE7024-7ES87-1FE0 | SIMOVERT MASTERDRIVES OUTPUT REACTOR FMAX = 120HZ, FP = 3KHZ 3 380-460V AC 47A | 705.85
8WD4420-0EA2 | SIGNALLING COLUMN MULTI-FUNCTION SIREN ELEMENT DIFFERENT SOUNDS SETTABLE 24V DC | 106.98
6SL3040-0PA00-0AA1 | CONTROL UNIT ADAPTER CUA31 FOR POWER MODULES PM340 | 293.81
3RS1000-1CD10 | TEMPERATURE MONITORING RELAY FOR PT100, EXCEEDING OF 1 THRESH. VAL., WIDTH 22ND5 MM 0 C - 100 C, 24V | 200.04
5ST2157 | CONNECTION TERMINAL 35SQMM F.5SX N-TYPE MINIAT.CIRC.-BREAK FOR CONNECTION ON TOP | 4.39
3VL9300-3HE00 | ACCESSORY FOR VL160X, VL160, VL250, ROTARY DRIVE, DIRECT SHAFT STUB/ NO KNOB USE WITH 8UC6262-6BD22 | 95.51
3VL9300-4PE30 | ACCESSORY FOR VL160X, VL160, VL250 TERMINAL ADAPTER 90DEGREE-ANGLE 1 PC = 1 SET FOR 3 POLE | 57.97
3VL9100-4RB01 | ACCESSORY FOR VL150XUL (CG-FRAME) REAR TERMINAL, LONG, ROUND, COMPRISES 1 TERMINAL | 30.21
3RF2320-1CA02 | SEMI-COND. CONTACTOR 3RF2,1-PH. AC 51 20 A 40 DEGREES C 24-230 V / 24 V DC LOW NOISE | 69.64
3NP5360-0EA86-ZA02 | FUSE-SWITCH-DISCONNECTOR I=400A, U=690V, AUXILIARY SWITCH 1NO+1NC FOR CABLE-LUG CONNECTION FUSE SIZE | 1329.37
3NE1225-2 | SITOR FUSE-LINK UTILIZ. CATEGORY GR, DIN 43620 200A , AC 500 V ,(SIZE 1) | 119.7
3NP1163-1JC12 | FUSE-SWITCH-DISCONNECTOR 3-POLE, NH3, 630A 60MM BUSBAR SYSTEM COVERS FOR RITTAL FLAT CONNECTOR FUSE | 649.1
6SL3730-1TG34-3AA3 | SINAMICS S120 CABINET MODULE BASIC LINE MODULE 3AC 500-690V, 50/60HZ, 430A OUTPUT: DC 675 - 930V UNI | 14048.96
6ES7274-1XH30-0XA0 | SIMATIC S7-1200, SIMULATOR MODULE SIM 1274, 14 CHANNEL SIMULATOR DC INPUT SWITCHES | 208.71
6SL3202-0AE23-3SA0 | SINAMICS SINE-WAVE FILTER FOR POWER MODULE FSC FOOT PRINT 3AC 380-480V 33,0A | 908.32
3ND1803 | LV HRC FUSE LINK A.M. W. NON-INSULATED GRIPPING LUGS SIZE 00, 10A, 500V | 15.64
3WL9111-1AT16-0AA0 | 3WL9 NAFTA ACCESSORY WLBSS BSS (BREAKER STATUS SENSOR) | 792.57
FDK:085U1007 | DN15 INCLUDING 2 EPDM GASKETS WITH COLLAR | 33.35
3RK1902-4HB50-5AA0 | ANGLED, 5-POLE, B CODING SCREW CONNECTION NO TERMINATING RESISTOR INTEGRATED | 47.21
BVP:262469 | BD2-AK02X/F1038-3 TAP-OFF UNIT 25A / 1X 3POLE FUS E SOCKET SP38 | 332.89
3RB2066-2MC2 | OVERLOAD RELAY 160...630 A FOR MOTOR PROTECTION SIZE S10/S12, CLASS 20 MOUNT. ONTO CONT./ STAND-ALON | 473.51
3RA6870-3AC | PE PICK OFF, CONNECTION MAIN CIRCUIT: SPRING-LOADED TERMINAL, | 17.07
3WL9111-0AL11-0AA0 | ACCESSORIES CIRCUIT BREAKER 3WL MAIN CONDUCTOR CONN. 1 OFF FIXED-MOUNTED CIRC.BR. SIZE II FRONT CONN | 122.69
6FX2003-0SA80 | SIGNAL CONNECTOR, 12-POLE SOCKET, EXTERNAL THREAD DIR. OF ROTATION, PINS FOR HEIDENHAIN ENCODER CONN | 50.95
3RW4445-2BC35 | SIRIUS SOFT STARTER, VALUES WITH 575 V, 50 DEG., STANDARD: 280A, 250HP, INSIDE-DELTA CIRCUIT 3: 485A | 17661.69
3VL9800-1UM01 | ACCESSORY FOR VL800UL, VL1200UL VL1600UL (MG FRAME - PG FRAME) UNDERVOLT. RELEASE 208V AC FOR INSTAL | 283.89
8WH8120-4XA05 | LABELS, LONGIT. SPECIAL LABELLING ZB8 | 0.25
6XV1830-3DH30 | SIMATIC NET, PROFIBUS M12 CONNECTING CABLE, (ET200), PREASSEMBLED PB FC TRAILING CABLE WITH 2 M12 CO | 45.57
5SY6102-7 | CIRCUIT BREAKER 230/400V 6KA, 1-POLE, C, 2A, D=70MM | 11.41
3VL9600-3ME10 | ACCESSORY FOR VL630; VL800 MOTOR OPERATOR 220-250 V AC/DC | 1471.8
3RW4456-2BC44 | SIRIUS SOFT STARTER, VALUES AT 400V, 40DEG., STANDARD: 780A, 450KW, INSIDE-DELTA CIRCUIT 3: 1351A, 8 | 35061.72
5SY8520-8 | CIRCUIT BREAKER 230V 25KA, 1+N-POLE, D, 20A, D=70M | 56.69
3RT1466-6AP36 | CONTACTOR, 400A/AC-1 AC(40...60HZ)/DC OPERATION UC 220-240V AUXILIARY CONTACTS 2NO+2NC 3-POLE, SIZE | 913.51
5SY4304-8 | CIRCUIT BREAKER 400V 10KA, 3-POLE, D, 4A, D=70MM | 39.88
3RA1953-3D | SET OF LINKS TOP FOR REVERSING COMBINATIONS SIZE S6 | 263.98
6SL3100-0BE28-0AB0 | SINAMICS ACTIVE INTERFACE MODULE FOR 80KW ACTIVE LINE MODULE INPUT: 3AC 380-480V, 50/60HZ | 4950.63
6ES7390-5BA00-0AA0 | SIMATIC S7, TERMINAL ELEMENT F. 1 CABLE W. 3 TO 8MM IN DIA. 2 PIECES PER PACKAGING UNIT | 26
6ES7392-2XY10-0AA0 | SIMATIC S7-300, LABELING COVER (SPARE PART), FOR MODULES WITH FRONT CONNECTOR 40-PIN, 10 PIECES PER | 17.88
6SL3000-2DH32-2BA0 | SINAMICS VOLTAGE PEAK LIMITER SPARE PART FOR POWER MODULE/MOTOR MODULE 200KW, 3AC 500-690V | 2291.31
C79000-X5674-C41 | SHORT INSTRUCTIONS SITRANS P, MS SERIES, GERMAN/ENGLISH | 2.4
8PQ2020-6BA15 | SIVACON S4 UPGRADE KIT IP55 HEIGHT 200MM WIDTH 600MM | 62.17
6SL3320-1TG31-5AA3 | SINAMICS S120 SINGLE MOTOR MODULE INPUT: DC 675 V - 1035V OUTPUT: 3AC 500 V - 690V, 150A FRAME SIZE: | 19157.73
3NP1133-1BC12 | FUSE-SWITCH-DISCONNECTOR 3-POLE, NH00, 160A 60MM BUSBAR SYSTEM COVER LEVEL 32/70 MM FLAT CONNECTOR F | 265.43
6ES7960-1AA04-5AA0 | SIMATIC S7-400H, PATCH CABLE FO 1M FOR SYNC-MODULE | 130.16
6ES7331-7RD00-0AB0 | SIMATIC S7, ANALOG INPUT SM 331, OPTICALLY ISOLATATED, 4 AI, 0/4 - 20MA, 1 X 20 PIN, F. SIGNALS F. H | 1966.82
6XV1870-8AE50 | SIMATIC NET,IE CONNECTING CABLE M12-180/M12-180, PREASSEMBLED IE FC TRAILING CABLE GP, WITH 2 M12 CO | 35.8
5TG4812 | DELTA STYLE, TITANIUM WHITE VOLUME CONTROLLER MONO, 3W, 27 OHM COVER PLATE 68X68MM | 71.96
8GK1333-8KN44 | ALPHA 630 DIN FLOOR DISTR.BOARD IP55, SK II, RAL 7035 H=1950 W=1050 D=320 INCL. BASE AND SHEET-STEEL | 2280.32
5TG1333 | DELTA STYLE, TITANIUM WHITE, COVER PLATE 68X68MM F.FLUSH-MOUNTING CONTROL DEVICE FOR DIAMETER 22.5MM | 12.25
6SE6440-2UD31-1CA1 | MICROMASTER 440 WITHOUT FILTER 3AC 380-480 V +10/-10% 47-63 HZ CONSTANT TORQUE POWER 11 KW OVERLOAD | 5987.35
3RW4458-6BC36 | SIRIUS SOFT STARTER, VALUES AT 575V, 50DEGREES, STANDARD: 850A, 950HP, INSIDE-DELTA CIRCUIT 3: 1472A | 52200.11
3RK4340-3CR51-0BA0 | SIRIUS MCU MOTOR STARTER EN.DEGR. OF PROTEC.IP55 PLASTIC COMMUNICATION WITHOUT ELECTROMECHANICAL SWI | 500.55
6SL3000-2BE33-2AA0 | SINAMICS/MICROMASTER PX MOTOR INDUCTOR FOR 3-PH 380-480 V, 50/60 HZ, 310 A AC DRIVES/POWER MODULES/ | 2894.64
3RS1121-1DW20 | TEMPERATURE MONITORING RELAY THERMOCOUPLE TYP K, EXCEEDING 2 THRESH. VAL., WIDTH 22ND5 MM 0 C - 200 | 336.78
3TY7693-0CQ7 | COIL FOR 3TF69 CONTACTORS AC 380 TO 460V 50/60HZ | 930.56
8GK1302-8KK52 | ALPHA 630 DIN, FLOOR-MOUNTED DB DELIVERED AS FLAT PACK RAL 7035 IP43, SK1, H=1900 W=1300 D=210 | 1577.13
6SL3310-1TE32-6AA3 | SINAMICS S120 CONVERTER POWER MODULE 3AC 380-480V, 50/60HZ, 260A (132 KW) INTERNAL AIR COOLING FRAME | 21391.28
7MH5106-3AD01 | SIWAREX WL 230 LOAD CELL BB-S SA 100KG C3 EX - RATED LOAD 100KG - ACCURACY CLASS C3 - 3M CABLE LENGT | 521.32
3SE6605-1BA | CONTACT BLOCK, ROUND M30 AMBER, NO: MAK-5336-STK | 67.65
8MF6294-4ES | EMC CUBICLE IP40 HXWXD=2200X900X400 | 3786.38
LZS:PTMG0524 | LED MODULE GREEN WITHOUT FREE-WHEELING DIODE AC/DC 24...60V | 3.52
3NJ6916-7CA00 | ACCESSORIES FOR PLUG-IN SWITCH DISCONNECT. 3NJ6 CABINET PLUG-IN UNIT HEIGHT 1500 MM | 1378.76
8MF2264-4E | CUBICLESYSTEM 8MF2000 HXWXD = 2200 X 600 X 400MM FOR INDIVIDUAL MOUNTING WITH SIDE PANELS, IP 40 | 2472.74
4RB4167-3EE50 | POWER CAPACITOR PHASECAP COMPACT MKK 440V 16.7KVAR | 396.74
4RB4208-3EB50 | POWER CAPACITOR PHASECAP COMPACT MKK 415V 20.8KVAR | 420.08
5SJ4111-8HG42 | CIRCUIT BREAKER 10KA, 1POLE, D, 5A ACC. TO UL 489 - 277V | 53.09
7MC2998-2CB | MOUNTING FLANGE FOR STRAIGHT THERMOCOUPLE FOR PROT. TUBE DIAMETER 22 MM | 22.79
3RW4423-1BC35 | SIRIUS SOFT STARTER, VALUES WITH 575 V, 50 DEG., STANDARD: 32A, 25HP, INSIDE-DELTA CIRCUIT 3: 55A, 5 | 4526.62
3VL9400-1UP00 | ACCESSORY FOR VL160X, VL160, VL250, VL400, UNDERVOLTAGE RELEASE 24 V DC RIGHT POLE ONLY | 215.86
7MF9401-7DA | DOUBLE SHUT-OFF VALVE DESIGN B, DIN 16272, WITH TEST AND CONNECTION COLLARS, MAX. OPERATING PRESSURE | 122.81
3RV1011-0KA10-ZW97 | CIRCUIT-BREAKER, 0.9...1.25 A N-RELEASE 16 A, SIZE S00, MOTOR PROTECTION, CLASS 10, SCREW CONNECTION | 61.72
8GK1323-8KP14 | ALPHA 630 DIN FLOOR-MOUNTED DB IP55, SK I, RAL 7035 H=1950 W=300 D=320 INCL. BASE AND SHEET STEEL DO | 1125.07
8GK4351-4KK22 | ALPHA 400/630 DIN, KIT F. INSTALL. MOUNTING DEVICE WITH ROW DISTANCE 150 MM H=600 W=500 | 207.95
8UC6210-6BD | HANDLE WITH INSPECTION WINDOW BLACK FOR 3VL | 143.58
5SY4650-6 | CIRCUIT BREAKER 400V 10KA, 3+N-POLE, B, 50A, D=70MM | 109.72
5UB4731 | DELTA FLAT IP44, SM DARK GRAY/LIGHT GRAY SCHUKO OUTLET 3FOLD HORIZONTAL, 10/16A 250V W. SCREWLESS TE | 50.45
6GK1704-1CW00-3AL0 | SIMATIC NET IE SOFTNET-S7 SW UPDATE SERVICE F. 1 YEAR WITH AUTOM. EXTENSION REQUIRES ACTUAL SW-VERSI | 971.14
LZX:MT323024 | PLUG-IN RELAY 3CO RELAY WITH LED 28MM, 24V DC | 34.57
5SH3538 | INFEED 3 PHASE WITH COVER FOR 1,5 - 16SQMM FOR 5/10 MM BUSBARS | 22.8
6RA8031-6FS22-0AA0 | SINAMICS DCM DC CONVERTER FOR TWO-QUADRANT DRIVES CONNECTION B6C INPUT: 3-PHASE AC 480V, 104A CONTRO | 3656.58
3TY2562-0A | F. 3TC56 CONTACTORS, SIZE 12 ARC CHUTES | 187.35
3RK1395-6LS41-3AD3 | SIRIUS MOTOR STARTER M200D TECHNOLOGY MODULE REVERSING STARTER MECHANICAL SWITCHING 3 400V AC/5,5KW; | 1114.8
5SY6350-7 | CIRCUIT BREAKER 400V 6KA, 3-POLE, C, 50A, D=70MM | 53.58
5SY4602-5 | CIRCUIT BREAKER 400V 10KA, 3+N-POLE, A, 2A, D=70MM | 183.62
8JH4105 | TERMINAL 1-POLE, FOR BUSBAR 12 X 5 CONDUCTOR CONNECTION 1 X 16-70MM2 | 35.72
8MF4801 | STANDARD SHELF FIXED FOR CUBICLE WXD = 600 X 600MM | 136.4
3NJ4915-2FB20 | ACCESSORIES F. STRIPS 3NJ41 IN-LINE FUSE SW.DISC. S.NH1-3 INTEGRAT. CURR. TRANSFORMER 150/5A,CL.1 | 65.6
5SU1674-7CK82 | FI/LS-PROTECTOR TYPE B UNIV. CURRENT SENSIT. IFN 300MA, 10KA, 4-POLEE C 125A 480V | 2396.93
CQO:992MTNHMSH-2 | TRANSDUCER MOUNTING TRACK, SIZE MOUNTING TRACK FOR SIZE 2, HIGH TEMPERATURE TRANSDUCER, PAIR LEGACY | 2277.92
6ES7141-6BG00-0AB0 | SIMATIC DP, ET 200ECO PN, 8 DI 24V DC; 8 X M12, DEGREE OF PROTECTION IP67 | 558.92
3NJ6900-4HE11 | ACCESSORY FOR SWITCH DISCONNECTOR W/FUSE, IN-LINE, PLUG-IN, AMPEREMETER, MOVING IRON 150/1A, CL.1, 0 | 64.31
6SL3710-7LE33-8AA3 | SINAMICS S150 CONVERTER CABINET UNIT, AC/AC WITH CIM+CU320-2 3-PH. 380-480 V, 50/60 HZ UNIT RATING: | 69011.85
3VL9400-4TA31 | ACCESSORY FOR VL400UL, (JG-FRAME) SCREW TERMINAL CONNECTION METRIC THREAD CONSISTS OF 3 CONNEC | 88.96
3VL9100-3MD10 | ACCESSORY FOR VL160X MOTOR OPERATOR 110-127 V AC/DC | 680.29
3NP4015-0CJ01 | FUSE-SWITCH-DISCONNECTOR I = 100/160A, U = 500/400V FOR 40MM BUSBAR RAISED ADAPTER BOX TERMINAL AT B | 420.08
3VL9400-3HR21 | SIDE ROTARY OPER. MECHANISM 3VL4 W/ 1000MM BOWDEN WIRE ROTARY HANDLE RED/YELLOW | 366.97
BVP:261848 | BD2A-400-LH-X*/Y* KNEE BACKSIDE X/Y 0,36M-1,25M 160A-400A | 1662.02
6FX2001-5FP12 | ABS. VALUE ENCODER ST 13 BIT SYNCHRONE WITH PROFIBUS DP OPERATING VOLTAGE 10-30 V SYNCHROFLANGE WITH | 1075.74
A5E01191961 | ACC. MAG 3100 DN40 CL150 GROUND RING W1.4404 | 119.77
3NP1143-1DA23 | FUSE-SWITCH-DISCONNECTOR 3-POLE, NH1, 250A MOUNTING PLATE CONSTRUCTION COVER LEVEL 70 MM BOX TERMINA | 435.83
3SE5312-0SJ12 | SAFETY POSITION SWITCHES WITH SOLENOID INTERLOCKING LOCK. FORCE 2600N,5 APPR. DIR. METAL HOUSING,3X( | 400.13
3SB2001-0LF01 | ILLUMINATED PUSHBUTTON, 16MM, ROUND, PLASTIC, BLUE, BUTTON, RAISED | 7.91
6ES7194-4GA00-0AA0 | SIMATIC DP, MODULE CARRIER NARROW VERSION FOR IO MODULES ET 200PRO, LENGTH: 500 MM | 45.05
3RS1800-2HW01 | COUPLING RELAY IM INDUSTRY-STANDARD ENCLOSURE 3 COS, HARD GOLD-PLATED WIDE VOLTAGE RANGE 24 V TO 240 | 122.18
8UC7168-1BB | DOOR-COUPLING OPERAT. MECHANISM WITH COUPLING DRIVER WITHOUT TOLERANCE COMPENSATION WITHOUT NON-INTE | 53.45
FDK:083N8467 | MAG 3100 C FLANGE 1400MM PN6 S/STEEL | 5344.3
4AM4842-5AT10-0FB1 | TRANSFORMER SITAS; PHASES:1; PN/PN(S6)(KVA):0,5 /2; UPRI(V):400+/-5%; USEC(V):230; ISEC(A):2,174; F( | 369.74
8MF8807 | SEAL. STRIPS F. SIDE/REAR PANEL | 74.36
BVP:047335 | BD2-AK1/3SD163A161 TAP-OFF UNIT 16A / 3X1P MCB(B)+ 3XSD | 292.5
5SY7104-8 | CIRCUIT BREAKER 230/400V 15KA, 1-POLE, D, 4A, D=70MM | 30.81
3SE5214-1CC05-1AF3 | SIRIUS POSITION SWITCH; METAL HOUSING 31MM;TO EN50047, 1NO/1NC SNAP-ACTION CONTACTS W. M12 CONNEC., | 64.68
3LD9280-0B | N-CONDUCTOR LEADING FOR FRONT MOUNTING (ACCESS. FOR SWITCH 3LD2) AT 100A AND 125A | 21.3
3NA3110 | LV HRC FUSE LINK GL/GG WITH NON-INSULATED GRIP LUGS WITH FRONT INDICATOR SIZE 1, 25A, AC 500V/DC 440 | 9.5
3NE3231 | SITOR FUSE-LINK 350A, AC 1000V, SIZE 1/110MM | 167.12
3NJ4912-1DA02 | ACCESSORIES FOR FUSE LOAD ISOL. SWITCHES 3NJ41 COVER NEW DESIGN | 15.15
6ES7922-3BF00-0AB0 | FRONT CONNECTOR FOR SIMATIC S7-300, 20-POLE (6ES7392-1AJ00-0AA0) WITH 20 SINGLE CORES 0.5 MM2, H05V- | 152.99
6SL3162-1AH01-0BA0 | SINAMICS SHIELD CONNECTION SHEET FOR 200 MM/300 MM LINE/MOTOR MODULES EXTERNAL AIR COOLING | 33.55
3SF1324-1SB21-1BA1 | SAFETY POSITION SWITCHES WITH SOLENOID INTERLOCKING LOCKING FORCE 1300N, 5 DIRECTIONS OF APPROACH, P | 615.56
8WH8120-2AC05 | LABELS, LONGIT. 91 - 100 SIZE ZB5 | 0.11
6ES7654-7HY00-0XA0 | SIMATIC S7, BUS UNIT FOR THE INTEGRATION OF A Y COUPLER INCL. COVER FOR BUS UNIT | 113.5
5SJ4118-6HG40 | CIRCUIT BREAKER 240V 14KA, 1-POLE, B, 15A, D=70MM ACC. TO UL 489, SAME POLARITY | 24.93
5SJ4120-6HG40 | CIRCUIT BREAKER 240V 14KA, 1-POLE, B, 20A, D=70MM ACC. TO UL 489, SAME POLARITY | 24.93
6AV6381-1AA00-0AX5 | WINCC SOFTWARE UPDATE SERVICE, VALID FOR 1 LICENSE AUTOMATIC UPDATE WITH UPGRADES AND SERVICE PACKS | 1817.99
3RK4340-3ER51-1BA0 | SIRIUS MCU MOTOR STARTER EN.DEGR. OF PROTEC.IP55 PLASTIC COMMUNICATION WITHOUT ELECTROMECHANICAL SWI | 609.78
6ES7650-1AA61-2XX0 | SIMATIC PCS7, RED. AI8 HART MTA CONNECTION MODULE FOR REDUNDANT CONNECTION OF THE ET200M AI8 HART MO | 991.29
3RK1304-5LS40-3AA3 | ET 200PRO RSE HF REVERSING STARTER HIGH FEATURE MECH. SWITCHING; ELECTRO. UE PROTECTION; 3PH 400 V/5 | 978.98
8US1998-2BJ10 | BUSBAR ADAPTER SYSTEM 60 MM SIDE MODULE, 9 MM WIDE TO WIDEN ADAPTERS LENGTH 200MM | 12.22
8GK1423-8KK55 | ALPHA AS DIN FLOOR DISTR.BOARD IP55, SK I, RAL 7035 H=1950 W=1300 D=400 INCL. BASE AND SHEET-STEEL D | 2320.51
8GK9731-0KK40 | ALPHA DIN, COPPER BUSBARS 12X5MM, 250A, W=1000 | 38.38
5TG1818 | DELTA PROFIL, TITANIUM WHITE COVER PLATE UAE-CONNECTION BOX SUITABLE F.RUTENBECK CAT.3+5/ BTR CAT.6, | 8.59
8WA1892 | COVER WHITE, FOR INSCRIPTION FOR TERMINALS SIZE 16 | 1.16
6AV7674-0KH00-0AA0 | EXTENSION UNIT 19" FOR MOUNTING AT ALL 19" FULLY ENCLOSED HMI UNITS, MOUNTING AT THE LEFT HAND SIDE | 1236.49
3TH4382-0BB4 | CONTACTOR RELAY 82E EN 50 011 8NO+2NC, SCREW TERMINALS DC OPERATION DC SOLENOID SYSTEM DC 24V | 131.42
8GK4501-0KK22 | ALPHA 400/630 DIN, KIT SPACE COVER WITH SUPPORT H=75 W=500 | 59.67
8GK4853-0KK30 | ALPHA 400/630 CROSSBEAM W=750MM | 33.05
8MF2886-4RB | STANDARD CUBICLE 8MF2 HXWXD=1800X800X600 SIDE-BY-SIDE MOUNTING VENTIL., ASSEMBL., WELDED IP40 | 2434.11
5SG1693 | NEOZED BUILT-IN FUSE BASE WITH ISO SINGLE COVER D02/63A 1 POLE, SNAP-ON MOUNTIN | 7.76
5SH4316 | NEOZED SCREW CAP PORCELAIN SIZE D01, 16A | 2.04
5SE2363 | NEOZED FUSE LINK 400V GL, SIZE D02, 63A IN FOLDING BOX | 1.18
6DR4004-1Q | GAUGE MADE OF STAINLESS STEEL 316, STAINLESS STEEL BLOCK, SINGLE-ACTION G1/4 NPT, SCALED IN MPA, BAR | 663.93
7MC2021-4CE | JACKET THERMOCOUPLE CONNECTION HEAD FORM B JACKET DIAMETER 6.0 MM; MAT. NO. 1.4541 1 THERMOC. ELEMEN | 139.26
8MF4027 | BASE FOR CUBICLE WXD = 1200 X 600MM HEIGHT 100MM | 374.76
3RF2370-3AA26 | SEMI-COND. CONTACTOR 3RF2,1-PH. AC 51 70 A 40 DEGREES C 48-600 V / 110-230 V AC RING TERMINAL | 177.89
8GK9910-0KK41 | RAIL KIT W. DIN RAIL 7.5MM,WIDTH 750MM INSULATED A. PROT. SETUP F. TERMINAL BLOCKS | 49.93
3RG9002-0DC00 | AS-INTERFACE MODULE 4I/4O, F90 4X1 INPUT, PNP 4X1 OUTPUT ELECTRON. DC 24V,2A SCREW TERMINALS FOR IN- | 295.58
BVP:261531 | BD2A-3-1000-WB-3W* OPTIONAL LENGTH 2,26M-3,24M 100 0A, N + PE, 8-12 TAP OFFS | 2817.35
3RW4024-2TB05 | SIRIUS SOFT STARTER, S0, 12.5A, 7.5KW/500V, 40 DEGR., AC 400-600V, AC/DC 24V, SPRING-LOADED TERMINAL | 678.93
3RA6970-3F | AS-I ADD-ON MODULE FOR MANUAL CONTROL | 606.96
6XV1861-3AT15 | SIMATIC NET PCF STANDARD CABLE, PREASSEMBLED WITH 2X2 BFOC CONNECTORS, INSERTION GUIDE, LENGTH 150 M | 1776.29
6ES7658-2CX00-0YL8 | SIMATIC PCS7 OS CLIENT, SFC VISUALIZATION SOFTWARE UPDATE SERVICE WITHIN THE FRAMEWORK OF THIS CONTR | 1123.63
5UH1065-1 | DELTA STYLE, PLATINUM METALLIC COVER PLATE 68X68MM FOR SCHUKO OUTLET | 11.8
6AV6613-1FA51-3CA0 | WINCC FLEXIBLE 2008 RUNTIME 2048 POWER TAGS RUNTIME SW, SINGLE LICENSE SW AND DOCUMENTATION ON CD LI | 7690.13
3NP1133-1CA20 | FUSE-SWITCH-DISCONNECTOR 3-POLE, NH00, 160A MOUNTING PLATE CONSTRUCTION COVER LEVEL 45 MM BOX TERMIN | 71.18
7ME3960-3MC02 | TRANSDUCER MOUNTING HARDWARE MOUNTING HARDWARE FOR PORTABLE UNIVERSAL TRANSDUCER SIZE E LEGACY PART | 1203.14
8WH2020-5DF00 | TWO-TIER DIODE TERMINAL PASSAGE FROM B. LE. TO B. RI. WITH SPRING CONNECTION, SECTION: 0.08 - 2.5 MM | 7.03
3VL9300-3MD10 | ACCESSORY FOR VL160; VL250 MOTOR OPERATOR 110-127 V AC/DC | 732.63
7MF9006-6GC | MOUNTING KIT STAINLESS STEEL FOR WALL MOUNTING CONSISTING OF: MOUNTING BRACKET, 2 PCS. PIPE BRACKET | 94.96
A5E02212425 | SITRANS LR460 ENCLOSURE WITH BOARD STACK, HART COMMUNICATION, DC POWER, M20 CABLE INLET, APPROVAL OP | 6459.42
8WH9000-1GE00 | COVER FOR FOUR-TIER MOTOR TERMINAL 2.5MM3 GRAY | 0.97
3NP1153-1JC22 | FUSE-SWITCH-DISCONNECTOR 3-POLE, NH2, 400A 60MM BUSBAR SYSTEM COVERS FOR RITTAL BOX TERMINAL FUSE MO | 570.28
3NP1933-1BB10 | ACCES.F.FUSE SWI. DISCONNECTOR FOR NH00 PRISM TERMINAL | 13.44
8MF6098-4R | STANDARD CUBICLE 8MF6 HXWXD=2000X900X800 SIDE-BY-SIDE MOUNTING NON-VENT., ASSEM., WELDED IP40 | 2839.79
3RB2383-4AA1 | PROCESSING UNIT FOR FULL MOTOR PROTECTION SIZE S00...S12, CLASS 5...30 STAND-ALONE INSTALLATION MAIN | 349.43
8GK9601-4KK31 | ALPHA 630 DIN, COVER HEIGHT = 600MM, WIDTH = 750MM, CUTOUT 12X12MW MINIMUM ORDER QTY 10 UNITS | 160.72
3LD9224-3B | ROTARY ACTUATOR RED/YELLOW FOR SWITCH 3LD2, 25A, 32A FOR FRONT MOUNTING FOUR-HOLE MOUNTING | 5.59
3NA3354-6 | LV HRC FUSE LINK GL/GG WITH NON-INSULATED GRIP LUGS WITH FRONT INDICATOR SIZE 3, 355A, AC 690V/DC 44 | 89.74
6ES7312-1AE14-0AB0 | SIMATIC S7-300, CPU 312 CPU WITH MPI INTERFACE, INTEGRATED 24 V DC POWER SUPPLY 32 KBYTE WORKING MEM | 931.01
4AT3032-8DD40-0FC0 | TRANSFORMER SITAS; PHASES:1; PN/PN(S6)(KVA):3,6 /17,8; UPRI(V):550-525-500-480-460- 440-415-400-380- | 2309.17
8MF6064-5R | STANDARD CUBICLE 8MF6 HXWXD=2000X600X400 SIDE-BY-SIDE MOUNTING NON-VENT., ASSEM., WELDED IP54 | 2607.97
6XV1850-2HE50 | SIMATIC NET, IND. ETHERNET TP XP CORD RJ45/RJ45, TP CABLE PREASS. WITH 2 RJ45 CONNECTORS, CROSSED S | 19.37
6SL3710-7LG41-0AA3 | SINAMICS S150 CONVERTER CABINET UNIT, AC/AC WITH CIM+CU320-2 3-PH. 500-690V, 50/60HZ UNIT RATING: 10 | 264045.45
6SL3730-7TG37-4BC3 | SINAMICS S120 CABINET MODULE ACTIVE LINE MODULE INKL. WITH CIM+CU320-2 ACTIVE INTERFACE MODULE 3AC | 132579.16
A5E02054634 | ACCESSORIES WELD-IN CONNECTION (DIN 11850) DN20, SENSOR SIZE DN20 (P GASKET) | 314.85
3SB2910-0AF | BUTTON, BLUE, FLAT, FOR PUSHBUTTON | 0.38
6XV1870-3RE50 | SIMATIC NET INDUSTRIAL ETHERNET TP XP CORD RJ45/RJ45, CAT 6, CROSSED TP CABLE 4X2, PREASSEMBLED W. 2 | 28.52
7MH7725-1EK | LOADCELL SPARE, WD600 10KG NICKEL-PLATED, WITH HARDWARE | 470.35
6XV1861-3CT15 | SIMATIC NET PCF TRAILING CABLE, PREASSEMBLED WITH 2X2 BFOC CONNECTORS, INSERTION GUIDE, LENGTH 150 M | 2737.24
6ES7870-1AB01-0YA1 | SIMATIC S7, MODBUS SLAVE V3.1 SINGLE LICENSE F.1 INSTALLATION R-SW, WITHOUT SW AND DOCU., HW-DONGLE, | 1748.9
6ES7658-7DX00-0YL8 | SIMATIC PCS7 SIMATIC ROUTE CONTROL SOFTWARE UPDATE SERVICE WITHIN THE FRAMEWORK OF THIS CONTRACT, YO | 1898.2
6RA8096-4GS22-0AA0 | SINAMICS DCM DC CONVERTER FOR TWO-QUADRANT DRIVES CONNECTION B6C INPUT: 3-PHASE AC 575V, 1826A CONTR | 34989.81
LZS:PT17024 | FIXING/EJECTOR BRACKET FOR PLUG-IN RELAY SERIES PT AND PT SCREW TERMINAL BASE NOT LOGICAL | 0.36
3VL9300-4WC40 | ACCESSORY FOR VL250, DRAW OUT ASSEMBLY FRONT CONNECTORS 4 POLES | 765.35
6XV1873-2G | SIMATIC NET FO GROUND CABLE, (50/125),OUTDOOR CABLE W. PROT. AGAINST RODENTS, SPLITTABLE, W/O CONNEC | 9.84
6XV1875-5DE30 | SIMATIC NET, IWLAN R-SMA/SMA MALE/MALE FLEXIBLE CONNECTION CABLE PREASSEMBLED, LENGTH 0.30M FLEXIBLE | 56.85
4EU3622-6CA00-0AA0 | COMMUTATING CHOKE FOR CONVERTER; PHASES:3; UN1(V):500; ITHMAX 1(A) / F1(HZ):500 /50; I LN (A):450; U | 9197.59
5SE1325 | SILIZED FUSE LINK 400 V GR,SEMICOND.PROTECT.GR.D02 25 A | 10.99
6ES7315-2FJ14-0AB0 | SIMATIC S7-300 CPU315F-2 PN/DP, CENTRAL PROCESSING UNIT WITH 512 KBYTE WORKING MEMORY, 1. INTERFACE | 6973.6
6ES7460-3AA01-0AB0 | SIMATIC S7-400, IM460-3 TRANSMITTER INTERFACE MODULE, FOR DISTRIBUTED CONNECTION UP TO 102 M, WITH K | 1265.44
6XV1870-2D | SIMATIC NET, IE FC TRAILING CABLE GP 2X2 (PROFINET TYP C), TP INSTALLATION CABLE, F.FESTOONING; 4-WI | 5.66
6ES7651-5AC17-0YE5 | SIMATIC PCS 7, SOFTWARE, UPGRADE PACKAGE ENGINEERING (AS/OS: PO 250 TO 2000) FROM V6.X TO V7.1 FLOAT | 6900.51
3RT1065-2NF36 | CONTACTOR, 132KW/400V/AC-3 AC(40...60HZ)/DC OPERATION UC 96-127V AUXILIARY CONTACTS 2NO+2NC 3-POLE, | 962.76
4RB2075-3EB50 | POWER CAPACITOR PHICAP MKP 415V 7.5KVAR | 102.65
6DL5450-8AA07-0YL1 | SIMATIC PCS 7 BRAUMAT, SOFTWARE LIBRARY RUNTIME V 7.0 SINGLE LICENSE F.1 INSTALLATION R-SW, WITHOUT | 4385.32
BVP:203148 | BD2-AK2X/2CEE165S14 TAP-OFF UNIT 16A / 2X3POL D01+2 X5P.CEE | 484.65
6XV1801-5DN15 | POWER CONNECTING CABLE M12-180/M12-180 FOR POWER SUPPLY OF ET200, PREASSEMBLED CABLE WITH M12 CONNEC | 157.48
8GK1323-8KN23 | ALPHA 630 DIN FLOOR-MOUNTED DB IP55, SK I, RAL 7035 H=1950 W=550 D=250 INCL. BASE AND SHEET STEEL DO | 1074.88
8WH9064-5AA06 | WARNING COVER FOR OPERATION SHAFTS WITH TENSION SPRING CONNECTION WIDTH: 8,2MM COLOR: YELLOW | 0.34
4EP4003-0DS00 | COMMUTATING CHOKE FOR CONVERTER; PHASES:3; UN1(V):400; ITHMAX 1(A) / F1(HZ):100 /50; I LN (A):90; UK | 2310.16
6GK1905-0FA00 | 7/8" CONNECTING PLUG W. AXIAL CABLE OUTLET FOR FIELD ASSEMBLY OF ET 200; PIN CONNECTOR, PACK. UNIT 5 | 186.13
8WA1011-1NH01 | N-ISOL. TERMINAL THERMOPLASTIC SCREW TERMINAL BLUE, 8MM, SZ 6 | 5.06
8MF4222 | TRANSPORTING ANGLES | 403.74
8MF4817 | PERFORATED COMPARTM. BOTTOM FIXED HXD=800X800 | 237.61
8WA1896 | CONNECTING BAR FOR 3 TERMINALS SIZE 2,5 | 3.1
8WA2011-3KE02 | FEEDER TERMINAL (L+,L-,SHIELD) W. GREEN LED, 15-30V, ORANGE SPRING-L. TERM. SZ1.5SQMM, 5MM | 9.98
5SY8504-8 | CIRCUIT BREAKER 230V 25KA, 1+N-POLE, D, 4A, D=70M | 67.48
5SY4501-7 | CIRCUIT BREAKER 230V 10KA, 1+N-POLE, C, 1A, D=70MM | 31.91
3NP1923-1GB30 | ACCES.F.FUSE SWI. DISCONNECTOR FOR NH000 FUSE CARRIER WITH FUSE MONITORING ELECTRONIC, EFM 20 | 268.89
6SL3000-2DH38-1DA0 | SINAMICS DU/DT INDUCTOR SPARE PART FOR POWER MODULE/MOTOR MODULE 800KW, 3AC 500-690V MAX. CABEL LENG | 4023.45
3VL9400-3MD10 | ACCESSORY FOR VL400 MOTORIZED OPERATING MECH. 110-127 V AC/DC FOR ETU GREATER THAN, EQUAL TO *E02*01 | 1157.83
4AM4642-5AJ10-0FA0 | TRANSFORMER SITAS; PHASES:1; PN/PN(S6)(KVA):0,4 /1,44; UPRI(V):400+/-5%; USEC(V):110; ISEC(A):3,64; | 284.74
3LD2318-1TL11 | IU=160A, P/AC-23A BEI 400V=75KW SWITCHING ELEM. FLOOR MOUNTING WITH DOOR-COUPL. ROT. OP. MECH. CONTR | 376.53
6AG1331-7NF10-2AB0 | SIPLUS S7-300 SM331 8AI 40-POLE -25 ... +60 DGR C WITH CONFORMAL COATING BASED ON 6ES7331-7NF10-0AB0 | 2529.79
6GK5004-1BF00-1AB2 | SCALANCE XB004-1LD UNMANAGED INDUSTRIAL ETHERNET SWITCH FOR 10/100MBIT/S; WITH 4 X 10/100MBIT/S TWIS | 438.7
8WD5350-0CC | BUILT-IN LUMINAIRE FLASHLIGHT, 230V, GREEN | 144.97
3RF2900-0EA18 | CONVERTER CONTROL VOLTAGE 24 V UC FOR SEMI-COND. RELAY/CONT. 3RF2 | 45.77
3VL9300-3HF06 | ACCESSORY FOR VL150X UL, VL150 UL, VL250 UL(CG FRAME- FG FRAME) DOOR COUPLING OPERATING MECHANISM FO | 174.66
3VL9400-3AW11 | ACCESSORY FOR VL400UL, VL400XUL (FG-FRAME - LG-FRAME) KIT F. LEADING AUXILIARY SWITCHES 2 CO CONTACT | 76.53
3RK4340-3LR51-1BA0 | SIRIUS MCU MOTOR STARTER EN.DEGR. OF PROTEC.IP55 PLASTIC COMMUNICATION WITHOUT ELECTROMECHANICAL SWI | 609.78
3RV1011-1FA10 | CIRCUIT-BREAKER SIZE S00, FOR MOTOR PROTECTION, CLASS 10, A-REL. 3.5...5A, N-REL. 65A, SCREW TERMINA | 57.91
3VL9400-4WD40 | ACCESSORY FOR VL400, DRAW OUT ASSEMBLY FRONT CONNECTORS RCD 4 POLES | 2210.99
A5E01013340 | MAG 6000 I EX D 18 - 30 V DC SPARE PCB UNIT FOR USE WITH ATEX SENSORS WITH INCREASED SAFETY E | 2309.75
A5E01150926 | ACC. MAG 3100 DN50 PN40 GROUND RING TANTALUM | 2194.88
3NC1404 | SITOR CYLINDRICAL FUSE LINK AR 4 A, 660 V AC/700 V DC | 11.39
3LD2814-0TK51 | MAIN CONTROL SWITCH 3-POLE IU=125, P/AC-23A AT 400V=45KW BASE MOUNTING MOUNTING RAIL/TWO-HOLE MOUNTI | 132.36
3WL9111-0AA13-0AA0 | ACCESSORIES CIRCUIT BREAKER 3WL INT. CURRENT TRANSFORMERS S.III F. N-COND.PROT. ROGOWSKI CONVRTR. | 401.72
BVP:262125 | BD2-1250-VF FLANGES FOR IP54 ALL CONN. POI NTS 500-1250A | 111.37
3VL9816-2AL00 | ACCESSORY FOR VL630, VL800, VL1250, VL1600, MOUNTING BRACKET UP TO 4HS N, LEFT(1), RIGHT | 81.11
3RW4436-2BC44 | SIRIUS SOFT STARTER, VALUES WITH 400 V, 40 DEG., STANDARD: 162A, 90KW, INSIDE-DELTA CIRCUIT 3: 281A, | 9655.05
6SE6440-2AD25-5CA1 | MICROMASTER 440 WITH BUILT-IN CLASS A FILTER 3AC 380-480 V +10/-10% 47-63 HZ CONSTANT TORQUE POWER | 4271.71
3RX9502-0BA00 | AS-INTERFACE POWER SUPPLY IP20; OUT: AS-I DC30V, 5A IN: AC 120V/230V W. INTEGR. GROUND FAULT DETECTI | 611.25
6ES7833-1FC02-0YA5 | SIMATIC S7, F PROGRAMMING TOOL DISTRIBUTED SAFETY V5.4, FLOATING LICENSE FOR 1 USER, E-SW, SW AND DO | 1026.5
6ES7322-5GH00-0AB0 | SIMATIC S7-300, DIGITAL OUTPUT SM 322, OPTICALLY ISOLATED, 16 DA (SOLID STATE RELAY), AC/DC 24 - 48V | 1429.82
8US1213-4AF00 | BUSBAR ADAPTER SYSTEM BUSBAR ADAPTER 185MM WIDE FOR SWITCHING UNITS UP TO 630A (3KA53,3KL52/53,3NP42 | 1271.45
LZS:RT4B4R24 | PLUG-IN RELAY COMPACT UNIT AC 24V, 2 CO CONTACT LED MODULE RED SOCKET W. LOGIC ISOLATION SCREW TERMI | 18.93
5SY6615-7 | CIRCUIT BREAKER 400V 6KA,3+N-POLE C,1.6A, D=70MM | 42.58
6DL5101-8DX00-0XB0 | SIMATIC PCS 7 TELECONTROL, SOFTWARE, S7 EDC DRIVER, SINGLE LICENSE F.1 INSTALLATION R-SW, WITHOUT SW | 2452.29
6XV1873-6CN10 | SIMATIC NET FO TRAILING CABLE 50/125, PREASSEMBLED WITH 2X2 SC CONNECTORS, LENGTH 10 M | 269.36
6XV1860-3PN25 | SIMATIC NET, PROFIBUS ECOFAST HYBRID CABLE GP, 2XCU 0.64 MM, 4XCU 1.5 SQMM, CABLE PREASSEMBLED WITH | 566.38
5SM2825-8 | FI BLOCK FOR MCB 5SY TYPE A PSE/SSF 0.3-63 A 2-POLE IFN 1.0 A 230 V FOR SELECTIVE CUTOFF | 134.87
3RP1512-1AP30-ZW98 | TIMING RELAY, ELECTRONIC, ON-DELAY, 1 CO CONTACT, 1 TIME SET.RANG., 1,5S...30S, AC (50/60HZ) 24,200- | 129.14
6AV7674-0KG00-0AA0 | EXTENSION UNIT FOR MOUNTING AT ALL 15" FULLY ENCLOSED HMI UNITS, MOUNTING ON RIGHT OR LEFT SIDE OF T | 1236.49
5SV8705-0KK | CURRENT TRANSFORMER 140MM | 580.62
5SY4632-6 | CIRCUIT BREAKER 400V 10KA, 3+N-POLE, B, 32A, D=70MM | 71.34
8GK1052-4KK11 | ALPHA 160 DIN, WALL-MOUNTED DB, SM PARTIALLY EQ. W. RAPID MOUNTING KIT FOR BUILT-IN DEV., RAL 9016, | 472.13
8MF4095 | BOTTOM PLATE SUBDIVIDED FOR CUBICLE WXD = 1000 X 800MM | 438.52
8MR2170-1C | MECHANICAL HYGROSTAT 35 TO 95% RF, 5 A 250 V AC MFR012 01220.0-02 | 166.83
3NJ6900-4FC00 | ACCESSORY FOR DISCONNECTOR-FUSE IN-LINE TYPE, CAN BE PLUGGED IN GUIDE RAILS DEPTH 400MM | 55.88
6AV6371-1DH07-0BX3 | WINCC/WEB NAVIGATOR UPGRADE V6.2 -> V7.0 FOR 10 CLIENTS, INCL. UPGRADE DIGNOSTICS CLIENT/ SERVER AN | 5166.84
5SY5405-7 | CIRCUIT BREAKER CURR.SENS.DC 880V AC 400V 10KA, 4POLE, C, 0.5A MAX. DC 1000V | 168.37
3VL9600-4RM31 | BREAKER VL REAR STUD FLAT 2SH+1 | 2040.9
FDK:083N8500 | MAG 3100 E FLANGE 80MM, PN 40 HAST C | 1633.23
6AV6574-1AD04-4AA0 | PROTECTIVE MEMBRANE FOR MOBILE PANEL 170 AND 177, PACK OF 10 | 120.85
5SY4508-7 | CIRCUIT BREAKER 230V 10KA, 1+N-POLE, C, 8A, D=70MM | 23.47
3NW7151 | BUILT-IN FUSE BASE FOR CYLINDRICAL FUSES SIZE 14X51MM 50A, 1POLE+N | 52.67
3NW7232 | BUILT-IN FUSE BASE WITH SIGNAL DETECTOR FOR CYLINDRICAL FUSES SIZE 22X58 MM 100 A, 3-POLE | 120.79
6XV1860-3PH05 | SIMATIC NET, PROFIBUS ECOFAST HYBRID CABLE GP, 2XCU 0.64 MM, 4XCU 1.5 SQMM, CABLE PREASSEMBLED WITH | 109.64
6XV1874-2B | SIMATIC NET, POF TRAILING CABLE 980/1000, PROFINET,TRAILING CABLE, SOLD BY THE METER MIN. LENGTH ORD | 11.9
6XV1875-5AN10 | SIMATIC NET, IWLAN N-CONNECT MALE/ MALE FLEXIBLE CONNECTION CABLE PREASSEMBLED; LENGTH 10M FLEXIBLE | 96.12
6AV6671-8XB10-0AX1 | SD CARD 512 MB FOR ALL MP177/277/377/ M.P. (MOBILE PANEL) 277 AND FROM WINCC FLEX.2008 SP1 F. OP77, | 120.85
5SY4102-5 | CIRCUIT BREAKER 230/400V 10KA, 1-POLE, A, 2A, D=70MM | 36.21
3VL9200-4TB31 | ACCESSORY FOR VL150UL, (DG-FRAME) SCREW TERMINAL INCH SYSTEM THREAD COMPRISING 3 TERMINALS | 36.97
6GK7343-1EX30-0XE0 | COMMUNIKATIONSPROCESSOR CP343-1 FOR CONNECTING SIMATIC S7-300 TO IND. ETHERNET VIA ISO AND TCP/IP, P | 2978.95
8HC6900 | RUBBER CABLE ENTRY FOR CABLE ENTRIES | 17.67
5SY7410-8 | CIRCUIT BREAKER 400V 15KA, 4-POLE, D, 10A, D=70MM | 92.98
7ML1830-1NU | SLIDING SLEEVE,NPT 1-1/2 INCH ANSI B1.20.1 | 264.62
3NC1010 | SITOR CYLINDRICAL FUSE LINK AR 10 A, 600 V AC/400V DC | 9.93
8MF6294-5R | STANDARD CUBICLE 8MF6 HXWXD=2200X900X400 SIDE-BY-SIDE MOUNTING NON-VENT., ASSEM., WELDED IP54 | 3129.55
3SE5214-1BC05-1AF3 | SIRIUS POSITION SWITCH; METAL HOUSING 31MM;TO EN50047, 1NO/1NC SLOW-ACTION CONTACTS W. M12 CONNEC., | 65.7
3RW4453-2BC36 | SIRIUS SOFT STARTER, VALUES AT 575V, 50DEG., STANDARD: 494A, 500HP, INSIDE-DELTA CIRCUIT 3: 856A, 95 | 32314.35
3RK1911-1AF22 | ECOFAST HYBRID FIELD BUS CON. PROFIBUS TRANSITION IP20 TO IP65 ASSEMBLING BUS AND SUPPLY 2-CHANNEL, | 680.13
3RX9023-0AA00 | AS-I CABLE TRAPEZOIDAL, F. EXTERNAL AUXILIARY VOLTAGE, UP TO 24V,BLACK,TPE,OIL-RESIST. 2 X 1,5QMM, 1 | 505.08
8MF2006-3RB | STANDARD CUBICLE 8MF2 HXWXD=2000X1000X600 SIDE-BY-SIDE MOUNTING VENTIL., ASSEMBL., WELDED IP30 | 3090.92
3RK1902-4GB50-4AA0 | CONTROL LINE, PRE-ASSEMBLED ON ONE SIDE A-CODED ANGLE CABLE PLUG 4-POLE M12 WITH 5M CABLE 4X0.34SQMM | 28.1
3NJ6920-3BD23 | ACCESSORY FOR IN-LINE FUSE SWITCH DISCONNECT. PLUG-IN, CURRENT TRANSFORMER 100/5A, CL.0.5, CALIBRATE | 413.79
3NJ6930-3BF11 | ACCESSORY FOR IN-LINE FUSE SWITCH DISCONNECT. PLUG-IN, CURRENT TRANSFORMER 200/1A, CL.1, 2.5 VA | 63.04
3ND2352 | LV HRC FUSE LINK A.M. W. NON-INSULATED GRIPPING LUGS SIZE 3, 315A, AC 690 V | 54.23
3ND2354 | LV HRC FUSE LINK A.M. W. NON-INSULATED GRIPPING LUGS SIZE 3, 355A, AC 690 V | 54.23
6ES7852-0CC01-0YL5 | SIMATIC D7-SYS SOFTWARE UPDATE SERVICE WITHIN THE FRAMEWORK OF THIS CONTRACT, YOU WILL RECEIVE UPDAT | 799.4
3SB3901-1UE | ACCESSORY / SPARE PART ROUND, 22MM/SQUARE, 26X26MM: LED SUPER-BRIGHT LAMPS, WEDGE-BASE WEDGE-BASE W2 | 8.85
7MH7724-1AM | MLC CALIBRATION WEIGHT, (STAINLESS STEEL 304(1.4301)) FOR SCALES WITH BELT WIDTH OF 18", 450MM OR 50 | 157.98
6ES7355-2CH00-0AE0 | SIMATIC S7-300, TEMPERATURE CONTROL MODULE FM 355-2 C, 4 CHANNELS, CONTIN. 4 AI + 8 DI + 4 AO INCL. | 2580.16
5SY8503-8 | CIRCUIT BREAKER 230V 25KA, 1+N-POLE, D, 3A, D=70M | 67.48
6SL3211-0KB11-2UA1 | SINAMICS G110 - CPM110 AC-DRIVE, WITHOUT FILTER 1AC200-240V +10/-10% 47-63HZ ANALOG INPUT CT: 0.12KW | 288.97
3TC4417-0AN4 | CONTACTOR SIZE 2 2-POLE DC-3 AND 5, 32 A AUXILIARY SWITCH 22 (2NO+2NC) DC OPERATION DC 250 V | 212.32
3WL9111-2AA62-0AA0 | ACCESSORIES CIRCUIT BREAKER 3WL RATED CURRENT REF. MODULE 2000A F. ETU25, 27, 45, 55, 75, 76 APPROVE | 255.11
5SF1005 | DIAZED-BASE DII 25A AC DC 500V SREWHEAD/CLAMP TYPE TERMINAL | 7.7
5UB1998-0KF | AKTIONPAKET DELTA I-SYSTEM | 871.39
3RT1265-6AS36 | VAC. CONTACTOR, 132KW/400V/AC-3 AC(40...60HZ)/DC OPERATION UC 500-550V AUXILIARY CONTACTS 2NO+2NC 3- | 1383.96
5SV8000-6KK | RESIDUAL CURRENT MONITOR ANALOG, TYPE A IDN 0,03A 5A 0,02 5 SEC | 271.24
3NY1915 | SPARE PART FOR 3NP5 WITH EFM CONTROL CABLE, 6-POLE, LENGTH 3M MOULD.PL.MASKG.FRAME 215X130MM F.VERSI | 95.72
6FX2001-2FB50 | SIMODRIVE (ACCESSORIES) INCR. ROTARY ENCODER W. RS 422 (TTL), 1500 PULSES, SYNCHRON. FLANGE, 6 MM SH | 366.56
6GK1162-3AA00 | COMMUNICATION PROCESSOR CP 1623 PCI EXPRESS X1 (3.3V/12V) FOR CONNECTING WITH IND.ETHERNET(10/100/10 | 2405.7
8WA1812 | COVER W. LIGHTNING SYMBOL FOR TERMINALS SZ 16 | 1.1
4RB2042-3CE50 | POWER CAPACITOR PHICAP MKP 240V 4.2KVAR | 125.05
6SL3000-2BE32-6AA0 | SINAMICS/MICROMASTER PX MOTOR INDUCTOR FOR 3-PH 380-480 V, 50/60 HZ, 260 A AC DRIVES/POWER MODULES/ | 2584.49
6ES7390-1AE80-0AA0 | SIMATIC S7-300, RAIL L=480MM | 79.61
6ES7900-1CA00-0XA0 | SIMATIC PC, SUPPLY CABLE 230V AC, ANGLED, 3M, FOR BOX-PC AND PANEL-PC FOR SWITZERLAND | 28.46
6ES7902-2AC00-0AA0 | SIMATIC S7/M7, CABLE FOR POINT TO POINT CONNECTIONS TTY - TTY, 9-POLE SUBMIN.D PINS 10 M | 256.71
6ES7921-3AH00-1AA0 | SIMATIC S7-300, FRONT CONNECTOR FOR CRIMP CONTACTS, W/O CRIMP CONTACTS 20-POLE, PACK. UNIT = 100 PCS | 2948.3
7MC2027-2BA20 | INSULATED THERMOCOUPLE WITH COMPENSATION LEAD NOM. LENGTH 300 MM,COMPENS LEAD L2KK; SHEATH DIAMETER | 101.29
3RT1956-4BA31 | PARALLEL CONNECTION 3-POLE, FOR CONTACTOR MOD. S6, 3RT1.5 | 14.1
3NC1093 | SITOR SWITCH DISCONNECTOR 10X38, UP TO 32 A, 690 V AC | 40.19
3LD9241-2A | TERMINAL COVER 1-POLE FOR SWITCH 3LD23/24 | 2.01
4RB2040-3GG50 | POWER CAPACITOR PHICAP MKP 660V 4.0KVAR | 132.43
3NW6107-1 | CYLINDRICAL FUSE GG ACC. TO FRENCH STANDARD (NFC) WITHOUT INDICATOR SIZE 14X51MM, 500V 20A | 4.62
5SY4608-7 | CIRCUIT BREAKER 400V 10KA, 3+N-POLE, C, 8A, D=70MM | 73.11
5SY8313-7 | CIRCUIT BREAKER 400V 25KA, 3POLE, C, 13A, D=70MM | 100.38
3SE5000-0AA51 | LENGTH-ADJUSTABLE TWIST LEVER FOR POSITION SWITCH 3SE51/52 METAL LEVER 100MM LONG STAINLESS STEEL RO | 16.55
6XV1847-2C | FC FO TRAILING CABLE (62.5/200/230), TRAILING CABLE , SPLITTABLE, SOLD BY THE METER MAX. LENGTH: 100 | 18.22
8GK4501-5KK32 | ALPHA 400/630 DIN, EMPTY FIELD COVER WITH SUPPORT H=750 W=750 | 226.02
6GK5992-1AM00-8AA0 | SCALANCE X ACCESSORY, SFP992-1LD 1 X 1000MBIT/S LC-PORT, OPTICAL; SINGLEMODE GLASS UP TO MAX. 10 KM | 440.24
6FX2001-2EB00 | SINUMERIK (ACCESSORIES) INCR. POS. ENCODER, WITH LED, RADIAL FLANGE CONNECTOR, 1000 PULSES/REV | 366.56
3SE5242-0HK50 | SIRIUS POSITION SWITCH; PLASTIC HOUSING ACC. TO EN50047, 50MM DEVICE CONNECTION 2X(M20X1.5); 1NO/1NC | 38.28
3RK1315-6KS41-1AA3 | SIRIUS MOTOR STARTER M200D AS-I COMMUNICATION: AS-INTERFACE REVERSING STARTER BASIC MECHANICALLY SWI | 950.75
5SY6332-7 | CIRCUIT BREAKER 400V 6KA, 3-POLE, C, 32A, D=70MM | 24.59
6ES7142-4BF00-0AA0 | SIMATIC DP, ELECTRONIC MODULES FOR ET200PRO 8 DO DC 24V, 0.5A MODULE DIAGNOSTICS; INCLUSIVE BUS MODU | 142.88
3RT1975-5NB31 | WITHDR. COIL FOR SIZE S12 FOR CONTACTOR 3RT107/3RT127/3RT147 AC/DC OPERATION 21-27.3V UC DRIVE: ELEC | 318.46
6SL3211-0AB17-5UB1 | SINAMICS G110 - CPM110 AC-DRIVE, WITHOUT FILTER 1AC200-240V +10/-10% 47-63HZ RS485-INTERFACE (USS-PR | 398.33
5SY4325-5 | CIRCUIT BREAKER 400V 10KA, 3-POLE, A, 25A, D=70MM | 120.46
5TG1226-2 | I-SYSTEM COVER PLATE 55X55MM FOR TAE OUTLET BOX A. LOUDSPEAKER OUTLET BOX CARBON METALLIC | 14.31
7MC2021-2LC | JACKET THERMOCOUPLE WITH CONNECTION HEAD, FORM B JACKET DIAMETER 3 MM; INCONEL 1 THERMOCOUPLE ELEMEN | 96.22
7MC1907-1BA | CONNECTION HEAD, FORM B F.LOW/HIGH-PRES.RES.THERMOMETER LIGHT CAST METAL, 1 CABLE ENTRY WITH SCREW C | 36.71
6GT2698-5AB00 | MOBY D ANTENNA ANT D6 FOR CONNECTION TO SLG D10/SLG D10S (BASIC UNITS), WRITE/READ DISTANCE UP TO 60 | 3113.69
6GT2810-2DC00 | SIMATIC RF640T GEN2 TOOL-TAG; ACCORDING TO ISO 18000 6C FREQUENCY 868 MHZ (EUROPE); 96 BIT EPC, ADDI | 43.16
5SG5553 | NEOZED BUILT-IN FUSE BASE WITH SHOCK-HAZARD COVER D01/16 A 3-POLE, SNAP-ON MOUNTI | 14.04
3NG1402 | LV HRC ISOLATING LINK,SIZE 3 INSULATED GRIPPING LUG | 30.58
3TK1934-0C | SURGE SUPPRESSORS RC ELEMENTS, FOR FITTING TO CONTACTORS 3TK14 TO 3TK17 AC 48...110 V | 62.46
3SE5322-0SJ23 | SAFETY POSITION SWITCHES WITH SOLENOID INTERLOCKING LOCK. FORCE 1300N,5 APPR. DIR. PLASTIC ENCLOSURE | 335.06
6GK1210-0SA01 | SIMATIC NET, REPEATER FOR AS-INTERFACE FOR CABLE PROLONGATION IN K45 HOUSING | 483.72
3SE5242-0PC05 | SIRIUS POSITION SWITCH; PLASTIC ENCLOSURE ACC. TO EN50047, 31MM DEVICE CONNECTION 1X(M20X1.5); 2NO/1 | 27.39
8MF2826-5R | CUBICLESYSTEM 8MF2000 HXWXD = 1800 X 1200 X 600MM FOR SIDE-BY-SIDE MOUNTING WITHOUT SIDE PANELS, IP | 3457.98
8MF4915 | COPPER EARTHING RAIL 30 X 5MM FOR CUBICLE WIDTH 1000MM | 100.84
6GK1905-0FB00 | 7/8" CONNECTING PLUG W. AXIAL CABLE OUTLET FOR FIELD ASSEMBLY OF ET 200, SOCKET CONNECTOR, PACK. UN | 193.27
8MF5064-4E | STANDARD CUBICLE 8MF5 HXWXD=2000X600X400 INDIVIDUAL MOUNTING NON-VENT., NOT ASSEM., SCREWED IP40 | 2685.25
8MF2066-4E | CUBICLESYSTEM 8MF2000 HXWXD = 2000 X 600 X 600MM FOR INDIVIDUAL MOUNTING WITH SIDE PANELS, IP 40 | 2607.97
3VL9400-4PS40 | ACCESSORIES FOR VL400, KIT MEAS. CONTACT 4P COMPRISING 8 MEAS. CONTACTS AND 1 TRIGGER PIN | 510.89
4RB4167-3EJ50 | POWER CAPACITOR PHASECAP COMPACT MKK 480V 16.7KVAR | 391.75
3NP5060-0EA86-ZA02 | FUSE-SWITCH-DISCONNECTOR I=160A, U=690V, 3-POLE AUXILIARY SWITCH 1NO+1NC FOR CABLE-LUG CONNECTION WI | 761.3
5SU1654-7KK20 | FI/LS-PROTECTOR TYPE A (PSE/SSF), D=70MM IFN 300MA,10KA, 1+N-POLEE C 20A | 86.45
6DR4004-6K | MECHANICAL LIMIT SWITCH MODULE, WITH GALVANICAL SWITCH CONTACTS FOR ELECTROPNEUMATIC POSITIONER SIPA | 373.45
6XV1870-2F | SIMATIC NET, IE FC TORSION CABLE, 2X2 (PROFINET TYP C), TP INSTALLATION CABLE 4-WIRE, CAT.5, FOR ENH | 10.4
5SJ4218-8HG42 | CIRCUIT BREAKER 10KA, 2POLE, D, 15A ACC. TO UL 489 - 480Y/277V | 123.06
3RK1395-6KS41-3AD3 | SIRIUS MOTOR STARTER M200D TECHNOLOGY MODULE REVERSING STARTER MECHANICAL SWITCHING 3 400V AC/0,9KW; | 1071.77
5ST3770-2 | PIN BUSBAR, 10SQMM 56MW, 4PHASES, SLICEABLE FOR MCB 2P AND RCBO 1P+N SAFE TO TOUCH | 48.3
3RS1000-2CK20 | TEMPERATURE MONITORING RELAY FOR PT100, EXCEEDING OF 1 THRESH. VAL., WIDTH 22ND5 MM 0 C-200 C, 110-1 | 207.01
7MF8997-1AA | MOUNTING BRACKET AND MOUNTING PARTS SITRANS P300 MADE OF STAINLESS STEEL | 86.09
7MF9006-6GA | MOUNTING PLATE FOR VALVE MANIFOLD, MADE OF SHEET-STEEL, GALVANIZED, MAT. NO. 1.0122, FOR PIPE MOUNTI | 37.99
LZX:PT370024 | PLUG-IN RELAY, 3 CO CONTACTS, 24V DC, 10A, WIDTH 22.5MM | 7.03
LZX:RT424615 | PLUG-IN RELAY, 2 CO CONTACTS, 115V AC, 16A, WIDTH 15.5MM, PT RANGE | 8.87
3VL9440-5GG40 | ACCESSORY FOR VL400, RCD MODULE IN=400A UE=127...480V 4 POLE | 2564.21
5SY6525-6 | CIRCUIT BREAKER 230V 6KA,1+N-POLE B, 25A, D=70MM | 16.92
5SY6310-7 | CIRCUIT BREAKER 400V 6KA, 3-POLE, C, 10A, D=70MM | 20.42
5SY6316-7 | CIRCUIT BREAKER 400V 6KA, 3-POLE, C, 16A, D=70MM | 20.42
5WG1254-3EY02 | DUAL SENSOR AP254/02 | 934.37
8MF2804-4RB | STANDARD CUBICLE 8MF2 HXWXD=1800X1000X400 SIDE-BY-SIDE MOUNTING VENTIL., ASSEMBL., WELDED IP40 | 2917.07
3WL9111-0AA22-0AA0 | ACCESSORIES CIRCUIT BREAKER 3WL EXT. CURRENT TRANSFORMERS SZ.II F. N-COND.PROT. ROGOWSKI CONVRTR. WI | 776.19
8MF2088-4ES | SICUBE 8MF2000 EMC-CUBICLE; WELDED, GALVANISED H X W X D = 2000 X 800 X 800MM FOR INDIVIDUAL MOUNTIN | 3709.12
BVP:261926 | BD2C-1250-LV-G* KNEE FRONTSIDE X 0,36M / Y 0,36 M 1250A WINKEL 85 GRAD-175 GRAD | 1757.48
3VL1703-1DD33-0AA0 | Jistic VL 160X N, 32 A | 466.4
3RT1975-7A | ARC CHUTES FOR SIZE S12 F. CONTACTOR 3RT1075,200KW/AC-3 | 156.7
7ML1830-1BK | UNIVERSAL BOX BRACKET, FMS-200 | 133.88
3RT1966-4EA3 | TERMINAL COVER FOR RAIL CONNECTIONS BETWEEN CONTACTOR/OVERLOAD RELAY S6/S12, FOR OVERLOAD RELAY 3RB1 | 15.51
3RT1966-5AV31 | WITHDR. COIL FOR SIZE S10 FOR VAC. CONTACTOR 3RT126 AC/DC OPERATION 380-420V UC DRIVE: CONVENTIONAL | 90.27
5TG2078 | SUPPORT PLATE RED INSERT FOR HOLDING UP TO 2 MODULAR JACK PLUG-IN CONN. SCREW FIXING PEHA RESP. MJ1 | 6.97
6FX8002-2YW12-1BA0 | EXTENSION M.010 | 438.08
6FX8008-2DC00-6AA0 | SIGNAL CABLE, SOLD BY THE METER (DRIVE CLIQ) 2X2X0.15+2X0.38 C TRAILING TYPE UL/CSA DESINA MOTION CO | 4862.64
6FX2008-1DC00-6AA0 | SIGNAL CABLE, SOLD BY THE METER (DRIVE CLIQ) 2X2X0.22 C, NON-TRAILING TYPE DELIVERED ON DISPOSABLE D | 3657.78
BVP:261851 | BD2A-400-LV-X*/Y* KNEE FRONTSIDE X/Y 0,36M-1,25M 160A-400A | 1662.02
5SY8403-8 | CIRCUIT BREAKER 400V 25KA, 4POLE, D, 3A, D=70MM | 199.75
6AV6371-1DH06-2BX4 | WINCC/WEB NAVIGATOR UPGRADE V1.X -> V6.2 SP3 F. 10 CLIENTS, OPTION FOR WINCC V6.2 SP3, RUNTIME-SW, S | 9722.75
5SJ4305-7HG41 | CIRCUIT BREAKER 240V 14KA, 3-POLE, C, 0,5A, D=70MM ACC. TO UL 489 | 189.15
8WA1011-1BM11 | THROUGH-TYPE TERMINAL THERMOPL. SCREW TERMINAL ON BOTH ENDS SINGLE TERM.,BLUE, 16MM SZ 35 | 11.25
3RW4076-6BB35 | SIRIUS SOFT STARTER, S12, 385 A, 400 HP/575 V, 50 DEG., 400-600 V AC, 115 V AC, SCREW TERMINALS | 7496.41
6SL3511-0PE23-0AM0 | SINAMICS G110D AC-DRIVE, W/O REPAIR SWITCH WITH BUILT IN CL. A FILTER WITH BULT IN BRAKING CHOPPER W | 2690.6
3VL9400-3HA01 | ACCESSORY FOR VL400UL, VL400XUL (FG FRAME - LG FRAME) FRONT ROTARY OPERAT. MECHAN. STANDARD | 131.49
3TF6933-8QL7 | CONTACTOR SIZE 14, 3-POLE AC-3 450KW, 400/380V (1000V) AUXILIARY SWITCH 33 (3NO+3NC) INTEGRATED RECT | 5245.17
8MF9060 | LOCKING GIB FOR CUBICLE HEIGHT 1800MM | 24.89
6GK1905-6PS00 | PROFIBUS PLASTIC FIBER OPTIC, BFOC POLISHING SET FOR 100 BFOC CONNECTORS | 150.32
8WA1886 | CONNECTING BAR FOR 3 TERMINALS SIZE 6 | 4.1
8WA1895 | CONNECTING BAR FOR 2 TERMINALS SIZE 2,5 | 2.35
5SU1324-6FA10 | FI/LS-PROTECTOR TYPE A (PSE/SSF), D=70 MM IFN 30MA, 10KA,2-POLE B 10A 3MW | 117.87
FDK:083H3003 | 75M CABLE - 105 DEGREES | 955.89
3SE7950-1AD | TURNBUCKLE M6 X 110 | 36.82
PBD:51002K0350CAA | KIT,LR,ROD,SHIELD,2G,350MM, 316,PTFE,VITON. PTFE ROD ANTENNA SHIELDED KIT, 2"G 316 STAINLESS STEEL P | 2725.21
LZX:MT326230 | PLUG-IN RELAY 3CO RELAY OR LED 38MM, 230V AC | 32.98
LZX:RT424524 | PLUG-IN RELAY, 2 CO CONTACTS, 24V AC, 8A, WIDTH 15.5MM, PT RANGE | 5.61
8MR2132-1AB | 120-250V, 50WATTS, 25DEGR. CSF060, 06002.0-00, | 105.23
6ES7648-2AF50-0JB0 | SIMATIC PC MEMORY EXTENSION, 2 GBYTE (2X 1GB),DDR2 800,DIMM, KIT FOR DUALCHANNEL-TECHNOLOGY FOR IPC5 | 494.4
8WD4308-0DE | ADAPTER FOR BASE, CABLE OUTLET LATERALLY WITH MAGNET FOR MOUNTING | 89.9
8WD4420-0CC | SIGNALLING COLUMN SINGLE-FLASH LIGHT ELEMENT GREEN, 24V DC | 145.6
A5E00822501 | 1/2 NPT CABLE GLANDS (2PCS) | 34.47
6SL3325-1TG31-5AA3 | SINAMICS S120 SINGLE MOTOR MODULE INPUT: DC 675 V - 1035V OUTPUT: 3AC 500 - 690V, 150A FRAME SIZE: C | 22036.04
5SY4403-7 | CIRCUIT BREAKER 400V 10KA, 4-POLE, C, 3A, D=70MM | 93.77
3VL9300-3HE01 | ACCESSORY FOR VL150X-VL250 UL (CG FRAME - FG FRAME) FRONT-OPERATED ROTARY OP. MECH. W/SHAFT END W/O | 109.9
8MF9073 | LATCH HANDLE WITHOUT LOCK | 164
6SL3760-0DC00-0AA0 | SWITCH-DISCONNECTOR 1200A SPARE PART FOR SINAMICS S120 CABINET MODULES | 7914.84
3TX7522-3S | SURGE SUPPRESSOR RC ELEMENT FOR SNAPPING ON AC 48 TO 127V/DC 70 TO 150V FOR CONTACTORS SIZE 8 TO 12, | 21.8
5SJ4104-8HG41 | CIRCUIT BREAKER 240V 14KA, 1-POLE, D, 4A, D=70MM ACC. TO UL 489 | 53.71
6AG1307-1KA02-7AA0 | SIPLUS S7-300 PS 307 10A FOR MEDIAL STRESS WITH CONFORMAL COATING BASED ON 6ES7307-1KA02-0AA0 . STAB | 710.03
A5E01159631 | ACC. MAG 3100 DN100 CL300 GROUND RING TANTALUM | 5543.91
3NC1402 | SITOR CYLINDRICAL FUSE LINK AR 2 A, 660 V AC/700 V DC | 11.39
8PQ3000-1BA26 | SIVACON S4 MOUNTING PLATE MODULAR BLANK HEIGHT 800MM WIDTH 600MM | 156.1
3VL9325-5GE30 | ACCESSORY FOR VL250, RCD MODULE IN=250A UE=127...480V 3 POLE | 1661.5
6ES7194-4AA00-0AA0 | SIMATIC DP, CONNECTING MODULE FOR PROFIBUS INTERFACE MODULES ET 200PRO; ECOFAST CU, 2 X ECOFAST CONN | 119.7
6ES7195-1GC00-0XA0 | SIMATIC DP, RAIL FOR ET 200M 2000 MM LONG FOR BUS MODULES FUNCTION: INSERT/REMOVE | 425.7
7ME3960-3CM10 | MOUNTING CHAIN FOR PORTABLE TRANSDUCERS: 4X 760MM LENGTHS LEGACY PART NUMBER: 1012ML-1 | 455.91
6AV6611-0AA51-3CA5 | WINCC FLEXIBLE 2008 COMPACT ENGINEERING-SW,FLOATING LICENSE LICENSE KEY ON USB STICK, SW AND DOCUMEN | 766.9
5SM2647-6 | FI- BLOCK F. LS-SWITCH 5SX6+7 TYPE A (PSE/SSF), DEPTH=70MM 80/100A 4 POLE IFN 0,3A 400V | 185.88
3VL9300-8BG00 | ACCESSORY FOR VL160X, VL160, VL250, COVER FRAME IP40 FOR CIRCUIT BREAKER W.ROTARY/STORED ENERGY MOU | 37.41
6SL3315-1TE33-1AA3 | SINAMICS S120 CONVERTER POWER MODULE 3PH 380-480V, 50/60HZ, 310A (160 KW) FRAME SIZE: CHASSIS LIQUID | 28345.19
5SJ4202-7HG41 | CIRCUIT BREAKER 240V 14KA, 2-POLE, C, 2A, D=70MM ACC. TO UL 489 | 130.66
3RK4340-3GR51-0BA0 | SIRIUS MCU MOTOR STARTER EN.DEGR. OF PROTEC.IP55 PLASTIC COMMUNICATION WITHOUT ELECTROMECHANICAL SWI | 509.65
3RT1456-6AF36 | CONTACTOR, 275A/AC-1, AC(40...60HZ)/DC OPERATION UC 110...127V AUXIL. CONTACTS 2NO+2NC 3-POLE, SIZE | 413
3NY1372 | SPARE PART FOR FUSE SWITCH DISCONNECTORS 3NP5360 INSERT WITH HANDLE FUSE CARRIER | 96.82
6ES7138-7AA00-0AA0 | SIMATIC DP, RESERVE MODULE FOR ET 200ISP | 151.65
8UC7310-6BD | HANDLE TI-GREY, MASKING FRAME LIGHT GRAY HANDLE IN 8UC7 DESIGN SPARE PART FOR 8UC7314-6BD44 | 196.75
3WL9111-0AA51-0AA0 | ACCESSORIES CIRCUIT BREAKER 3WL RATED CURRENT REF. MODULE 250A F. ETU25, 27, 45, 55, 75, 76 | 412.95
6GK1706-1NX00-3AE1 | SIMATIC NET IE SNMP OPC-SERVER EXTENDED; UPGRADE F. V6.1, V6.2 A. ED.2005; ADMINISTRATION OF UP TO 2 | 664.54
6GK1713-5DB00-3AE1 | SIMATIC NET PB DP-5613 UPGRADE FOR V6.0,V6.1,V6.2 A. ED.2005, SW FOR S7-COMM., INCL. PG, FDL OPC-SER | 252.45
8MF4682 | MOUNTING PLATE HXW=2200X900 | 421.13
8MF2886-4ES | SICUBE 8MF2000 EMC-CUBICLE; WELDED, GALVANISED H X W X D = 1800 X 800 X 600MM FOR INDIVIDUAL MOUNTIN | 3400.03
3SE5232-0BF10 | SIRIUS POSITION SWITCH PLASTIC HOUSING ACC. TO EN50047, 31MM DEVICE CONNECTION 1X(M20X1.5); 1NO/1NC | 29.19
5SJ4302-8HG42 | CIRCUIT BREAKER 10KA, 3POLE, D, 2A ACC. TO UL 489 - 480Y/277V | 211.17
3VL9600-4RH30 | ACCESSORY FOR VL800, SET FLAT BUS SET OF 3 PCS 3 POLE | 221.09
6AG1332-1SH71-7AA0 | SIPLUS S7-1200 PM1207 -25 ... +70 DEGREES C WITH CONFORMAL COATING BASED ON 6EP1332-1SH71 . STABILIZ | 295.56
4AM3842-8EN00-0EA0 | TRANSFORMER SITAS; PHASES:1; PN/PN(S6)(KVA):0,16 /0,49; UPRI(V):600-575-550-525-500- 480-460-440-415 | 218.19
5TG7146-1 | DELTA STYLE, PLATINUM METALLIC ROCKER W. WINDOW W.LIGHT SYMBOL FOR PUSHBUTTON, 68X68MM | 12.98
6SL3100-0BE31-2AB0 | SINAMICS ACTIVE INTERFACE MODULE FOR 120KW ACTIVE LINE MODULE INPUT: 3AC 380-480V, 50/60HZ | 6677.57
7MH4115-5BC11 | SIWAREX R SELF-ALIGNING BOTTOM PART FOR LOAD CELLS SERIES RN - RATED LOAD 10T OR 13T - MADE OF STAI | 238.29
8MR2150-2C | 230 V / 170WATTS, CS028, 02800.0-00, | 168.13
3LD2050-0TK11 | 3-P. MAIN CTR./EM.-STOP SWITCH IU=16, P/AC-23A AT 400V=7.5KW FRONT MOUNTING MAIN HOLE MOUNTING KNOB- | 25.78
3VL9335-4TC31 | ACCESSORY FOR VL250UL, (FG-FRAME) BOX TERMINALS COMPRISING 3 BOX TERMINALS 3-POLE | 40.66
8MF2084-4E | CUBICLESYSTEM 8MF2000 HXWXD = 2000 X 800 X 400MM FOR INDIVIDUAL MOUNTING WITH SIDE PANELS, IP 40 | 2607.97
8MF2294-5R | CUBICLESYSTEM 8MF2000 HXWXD = 2200 X 900 X 400MM FOR SIDE-BY-SIDE MOUNTING WITHOUT SIDE PANELS, IP 5 | 2743.2
3VL9500-4TT30 | ACCESSORIES FOR VL630, CONNECTION CLAMPING PLATE FOR FLEXIBLE FLAT CU RAIL WITH AUX. CONNECTING LEAD | 181.86
4AT3612-5AT10-0FD0 | TRANSFORMER SITAS; PHASES:1; PN/PN(S6)(KVA):4 /18,5; UPRI(V):400+/-5%; USEC(V):230; ISEC(A):17,4; F( | 2493.36
6FX8008-2DC00-2AA0 | SIGNAL CABLE, SOLD BY THE METER (DRIVE CLIQ) 2X2X0.15+2X0.38 C TRAILING TYPE UL/CSA DESINA MOTION CO | 995.3
3SE5122-0CC02-1AA7 | SIRIUS POSITION SWITCH METAL ENCLOSURE 56MM WIDE DEVICE CONNECTION 3X (M20X1.5) 1NO/1NC SNAP-ACTION | 53.29
7ML5740-1AC01-0A | THE SITRANS RD200 IS A UNIVERSAL INPUT, PANEL MOUNT REMOTE DIGITAL DISPLAY FOR PROCESS INSTRUMENTATI | 596.34
3TG1010-0AM2 | CONTACTOR AC3 4KW/400V, 36MM BR SCREW CONNECTION, 4 S SNAP-ON MOUNTING, MOUNT. RAIL AC OPERATION AC | 26.71
3SE5212-0QV40 | SAFETY POS. SWITCH W. SEPARATE ACTUATOR, METAL ENCLOSURE, 31MM; 1X(M20X1.5) SLOW-ACTION CONTACTS 1NO | 51.28
BVP:090163 | BD01-125-3-0,5 BUSBAR TRUNKING 125A - BD01 | 373.27
3VL9425-4TF31 | ACCESSORY FOR VL400UL, (JG-FRAME) MULTIPLE LINE-SIDE TERMINAL FOR CU/AL FOR 2 CONDUCTORS PER TERMINA | 225.03
3NA6214 | LV HRC FUSE LINK GL/GG WITH INSULATED GRIP LUGS WITH COMBINATION INDICATOR SIZE 2, 35A, AC 500V/DC 4 | 19.06
3RT1066-6AF36-ZX95 | CONTACTOR, 160KW/400V/AC-3 AC(40...60HZ)/DC OPERATION UC 110-127V AUXILIARY CONTACTS 2NO+2NC 3-POLE, | 1247.08
3TY6563-0LB4 | SOLENOID COIL FOR 3TB56, 3TC56 WITH SERIES RESIST W/O VARISTOR DC OPERATION, 24 V DC | 359.34
5SD7424-1 | SURGE ARRESTER TYPE 2 REQUIREMENT CATEGORY C, UC 350V PLUG-IN PROTECTION BLOCKS 4POLE, 3+1 CIRCUIT F | 294.25
7MH7724-1AS | MLC CALIBRATION WEIGHT, (STAINLESS STEEL 304(1.4301)) FOR SCALES WITH BELT WIDTH OF 24", 650MM, 3.11 | 202.26
6GK1562-4AA00 | COMMUNICATION PROCESSOR CP 5624 PCI EXPRESS X1 (3.3V) W. MASTER- A. SL.CONNEC. TO PB; INCL.DP-BASE S | 2476.65
6GK1706-1NW00-3AL0 | SIMATIC NET IE SNMP OPC-SERVER BASIC SW UPDATE SERVICE FOR 1 YEAR WITH AUTOM. EXTENSION REQUIRES ACT | 940.56
8WD4348-1XX | INCANDESCENT LAMP, BASE BA 15D, 5 W, 110 V INCANDESCENT LAMPS 110V, BA 15D, 5W | 7.34
3RK1911-5BA10 | ECOFAST SET OF SEALS FOR POWER T TERMINAL CONN. FOR POWER CABLES DIAMETER 13-16 MM PACK OF 2 | 10.02
3NP1163-1BC11 | FUSE-SWITCH-DISCONNECTOR 3-POLE, NH3, 630A 60MM BUSBAR SYSTEM COVER LEVEL 32/70 MM FLAT CONNECTOR FU | 623.6
4EP3700-4DS00 | COMMUTATING CHOKE FOR CONVERTER; PHASES:3; UN1(V):400; ITHMAX 1(A) / F1(HZ):45 /50; I LN (A):40,5; U | 1549.67
5TA4753 | DELTA FLAT IP44, SM DARK GRAY/LIGHT GRAY OFF SWITCH 3-POLE, 16A 400V W. SYMBOLS I0, 66X75MM | 38.1
3VL9000-8AV00 | ACCESSORY FOR VL160, VL250, VL400, VL630, VL800, VL1250, VL1600, COM21 MODULE TO CONNECT THE SENTRON | 1249.39
3RP1525-1BR30 | TIME RELAY, ON-DELAY, 2C, 15 RANGES (1,3,10,30,100) (S,MIN,H) AC/DC 42...48 V, AC/DC 60 V WITH LED | 200.04
BVP:085090 | BD01-AK02X/ZS3 TAP-OFF UNIT | 173.78
6ES7318-3FL01-0AB0 | SIMATIC S7-300 CPU319F-3 PN/DP, CENTRAL PROCESSING UNIT WITH 2.5 MBYTE WORKING MEMORY, 1. INTERFACE | 14039.82
3SE5000-0AT04 | FORK LEVER FOR POSITION SWITCH 3SE51 2XLEVER MADE OF STAINLESS STEEL WITH ONE STAINLESS STEEL ROLLER | 39.43
8MF6086-4E | STANDARD CUBICLE 8MF6 HXWXD=2000X800X600 INDIVIDUAL MOUNTING NON-VENT., ASSEM., WELDED IP40 | 3148.89
8MF5088-4R | STANDARD CUBICLE 8MF5 HXWXD=2000X800X800 SIDE-BY-SIDE MOUNTING NON-VENT., NOT ASSEM., SCREWED IP40 | 2685.25
8WA1216 | LINK RAIL FOR 2 TERMINALS SZ 70 | 10.97
6SL3000-2DH41-3AA0 | SINAMICS DU/DT-FILTER PLUS VOLTAGE PEAK LIMITER FOR MOTOR MODULE 1200KW, 3AC 500-690V MAX. CABEL LEN | 22776.63
3TH4253-0AN2 | CONTACTOR RELAY 53E EN 50 011 5NO+3NC, SCREW TERMINALS AC OPERATION AC 50/60HZ 220V | 57.21
3RK1903-0AE00 | 15 MM POWER BUS BRIDGE L123 FOR ET 200S | 38.73
3SE5122-3LA00 | BASIC SWITCH FOR POSITION SWITCH 3SE51, METAL ENCLOSURE 56MM WIDE DEVICE CONNECTION 3X (M20X1.5) 1NO | 51.28
6FX2001-5QP24 | ABS. VALUE ENCODER MT 27 BIT SYNCHRONE WITH PROFIBUS DP OPERATING VOLTAGE 10-30 V CLAMP FLANGE WITH | 1415.51
3VL9300-8CA31 | ACCESSORY FOR VL150XUL - VL250UL, (CG FRAME - FG FRAME) TERMINAL COVER IP30, EXTENDED, CONSISTING OF | 60.95
3RP1540-2BB31 | TIMING RELAY, PROCESSOR BASIS OFF-DELAY, WITHOUT AUXILIARY VOLTAGE, 2 CO CONTACTS, 0.05S...600S, 24V | 358.3
LZS:RT4B4T30 | PLUG-IN RELAY COMPACT UNIT AC 230V, 2 CO CONTACT LED MODULE RED SOCKET W. LOGIC ISOLATION SCREW TERM | 21.72
3LD2217-1TL11 | MAIN SWITCH 3-POLE IU=25, P/AC-23A AT 400V=9,5KW WITH DEFEATABLE DOOR COUPLING ROT. MECHANISM BASE M | 68.05
3NA6836-4 | LV HRC FUSE LINK GL/GG WITH INSULATED GRIP LUGS WITH COMBINATION INDICATOR SIZE 00, 160A, AC 400V | 8.61
3LD2514-0TK53 | MAIN/EMERG. STOP SWITCH 3-POLE IU=63, P/AC-23A AT 400V=22KW FLOOR MOUNTING DIN RAIL/TWO-HOLE MOUNTIN | 61.55
3NE1435-3 | SITOR FUSE-LINK FOR SEMICONDUCTOR PROTECTION 560A GR 690V SIZE 3 CONNECTION CONTACT INDICATOR 110MM | 259.57
3SB2901-5NB | INSERT CAP FOR PUSHBUTTON AND ILLUMINATED PUSHBUTTON RAISED CLEAR WITH BLACK LETTERING, WITH SYMBOL: | 0.93
4AP2542-8CC40-0HA0 | TRANSFORMER SITAS; PHASES:3; PN/PN(S6)(KVA):1,6 /6,9; UPRI(V):Y500-440-380+/-20/D289- 254-220+/-11; | 1898.34
8GK4451-4KK11 | ALPHA 160 DIN, MOUNTING PLATES ASSEMBLY KIT, SECTION COVER CLOSED, H=600 W=250 | 127.58
5UB1368 | DELTA STYLE, TITANIUM WHITE SOCKET OUTLET 15A 125V US STANDARD C73 COVER PLATE 68X68MM | 26.81
6SE7021-0ES87-1FE0 | SIMOVERT MASTERDRIVES OUTPUT REACTOR FMAX = 120HZ, FP = 3KHZ 3 380-460V AC 10.2A | 331.31
8MF9115 | SEALING MATERIAL FOR CUBICLE SERIES IP54 | 37.29
8MF5888-4R | STANDARD CUBICLE 8MF5 HXWXD=1800X800X800 SIDE-BY-SIDE MOUNTING NON-VENT., NOT ASSEM., SCREWED IP40 | 2646.59
3RF2350-1BA06 | SEMI-COND. CONTACTOR 3RF2,1-PH. AC 51 50A / AC15 25A 40 DEG. C 48-600 V / 24 V DC INSTANTANEOUS SW | 110.14
6SE6420-2UC24-0CA1 | MICROMASTER 420 UNFILTERED 3AC 200-240V +10/-10% 47-63HZ CONSTANT TORQUE POWER 4 KW OVERLOAD 150% | 1719.18
3VL9400-1SQ01 | ACCESSORY FOR VL150UL, VL250UL VL250 UL, VL400UL,VL400XUL (CG-FRAME - LG-FRAME) SHUNT RELEASE 220... | 180.54
4AM4642-5AN00-0EA0 | TRANSFORMER SITAS; PHASES:1; PN/PN(S6)(KVA):0,4 /1,44; UPRI(V):400+/-5%; USEC(V):24; ISEC(A):16,7; F | 284.74
3VL9400-3AS10 | ACCESSORY FOR VL400, KIT F. LEADING AUXILIARY SWITCHES 1 CO CONTACT, FROM OFF TO ON 1.5 METER CONNEC | 37.94
3ND1372 | LV HRC FUSE LINK A.M. W. NON-INSULATED GRIPPING LUGS SIZE 3, 630A, 660V | 68.57
3VL9800-3MK00 | ACCESSORY FOR VL1250, VL1600, MOTORIZED OPERATING MECHANISM 110...127V AC/DC WITH AUXILIARY SWITCH | 3519.26
6SE6400-3TC00-4AD3 | MICROMASTER 4 OUTPUT CHOKE 230V 3AC 4A FOOTPRINT FSA - 1.7MH 230V: UP TO 200M CABLE LENGTH | 411.26
3TX7462-3J | SURGE SUPPRESSOR VARISTOR FOR STICKING ON AC 127 TO 240V/DC 150 TO 250V FOR CONTACTORS SIZE 3 TO 12 | 12.22
5SD7488-0 | MALE CONNECTOR TYPE 2 N-PE REQUIREMENT CATEGORY C, UC 260V 1POLE F. SURGE ARRESTER 5SD746..., 5SD747 | 67.94
6AV6381-1AA00-0BX5 | WINCC SOFTWARE UPDATE SERVICE, VALID FOR 3 LICENSES AUTOMATIC SUPPLY WITH UPGRADES AND SERVICE PACKS | 4420.86
8MF5096-4ES | EMC CUBICLE IP40 HXWXD=2000X900X600 | 4095.46
6FX2001-2FC04 | SIMODRIVE (ACCESSORIES) INCR. ROTARY ENCODER W. RS 422 (TTL), 2048 PULSES, SYNCHRON. FLANGE, 6 MM SH | 366.56
8WH2004-0AF00 | FEED-THROUGH TERMINAL WITH SPRING CONNECTION, 4 CONNECT. POINTS SECTION: 0.08 - 2.5 MM2, WIDTH: 5.2 | 1.94
8WH2025-0AG00 | TWO-TIER TERMINALS NON-ISOLATED, WITH SPRING CONNECTION, SECTION: 0,5 - 4 MM2, WIDTH: 6.2 MM, COLOR: | 6.87
4EP3800-7US00 | MAINS CHOKE F.FU; PHASES:3; UN1(V):480; ITHMAX 1(A) / F1(HZ):63 /60; I LN (A):56,7; UK(%):2; LN(MH): | 916.9
3SE5242-0LC05 | SIRIUS POSITION SWITCH; PLASTIC HOUSING ACC. TO EN50047, 50MM DEVICE CONNECTION 2X(M20X1.5); 1NO/2NC | 26.22
6SE6420-2UC21-1BA1 | MICROMASTER 420 UNFILTERED 1/3AC 200-240V +10/-10% 47-63HZ CONSTANT TORQUE POWER 1.1 KW OVERLOAD | 962.88
8MF5026-4R | STANDARD CUBICLE 8MF5 HXWXD=2000X1200X600 SIDE-BY-SIDE MOUNTING NON-VENT., NOT ASSEM., SCREWED IP40 | 3400.03
7MH5107-4GD00 | SIWAREX WL 230 LOAD CELL SB-S SA 2T C3 - RATED LOAD 2T - ACCURACY CLASS C3 - 6M CABLE LENGTH, 4 COND | 479.17
8MF4048 | BASE FOR CUBICLE WXD = 1200 X 800MM HEIGHT 200MM | 564.08
8MF6896-4E | STANDARD CUBICLE 8MF6 HXWXD=1800X900X600 INDIVIDUAL MOUNTING NON-VENT., ASSEM., WELDED IP40 | 3206.83
8WH2000-0AE06 | FEED-THROUGH TERMINAL WITH SPRING CONNECTION, SECTION: 1,5 SQMM, WIDTH: 4,2 MM, COLOR:YELLOW | 1.2
8WH2000-0AG06 | FEED-THROUGH TERMINAL WITH SPRING CONNECTION, SECTION: 4 SQMM, WIDTH: 6,2 MM, COLOR:YELLOW | 1.56
A5E02212426 | SITRANS LR460 ENCLOSURE WITH BOARD STACK, PROFIBUS PA COMMUNICATION, DC POWER, M20 CABLE INLET, APPR | 6459.42
4AM4842-8ED40-0FA0 | TRANSFORMER SITAS; PHASES:1; PN/PN(S6)(KVA):0,5 /2; UPRI(V):600-575-550-525-500- 480-460-440-415-400 | 396.68
6SL3225-0BE31-1AA1 | SINAMICS G120 POWER MODULE PM250 WITH BUILT IN CL. A FILTER POSSIBILITY OF REGENERATION 3AC380-480V | 3396.45
3RT1075-2NF36 | CONTACTOR, 200KW/400V/AC-3 AC(40...60HZ)/DC OPERATION UC 96-127V AUXILIARY CONTACTS 2NO+2NC 3-POLE, | 1537.11
3NJ4103-3BF02 | FUSE LOAD ISOLATING UNIT 3-POLE SWITCHABLE, SIZE 00 I=160 A, U=690 V SCREW TERMINAL M 8 NEW DESIGN | 82.75
3NJ4143-3BF11 | IN-LINE FUSE SWITCH DISCONN. 3-POLE SWITCHING, SIZE 3 I=630A, U=690V SCREW CONNECTION M 12 NEW DESIG | 391.78
3NJ5643-0BB00 | IN-LINE FUSE SWITCH DISCONNECTOR 1-POLE SWITCHABLE, SIZE 4A, I=1250A FLAT-TYPE TERMINAL M16 X 60 | 1075.66
6ES7321-1CH00-0AA0 | SIMATIC S7-300, DIGITAL INPUT SM 321, OPTICALLY ISOLATED, 16 DE, AC/DC 24 - 48V WITH ONE CHANNEL PER | 788.02
6XV1870-8AN10 | SIMATIC NET,IE CONNECTING CABLE M12-180/M12-180, PREASSEMBLED IE FC TRAILING CABLE GP, WITH 2 M12 CO | 89.41
3RX9503-0BA00 | AS-INTERFACE POWER SUPPLY IP20; OUT: AS-I DC30V, 8A IN: AC 120V/230V-500V W. INTEGR. GROUND FAULT DE | 896.8
BVP:262451 | BD2-AK02M2/A323 TAP-OFF UNIT 32A / 1X 3POLE MCB 32A C-CHAR. | 522.59
3SE5232-0LK15 | SIRIUS POSITION SWITCH; PLASTIC HOUSING ACC. TO EN50047, 31MM DEVICE CONNECTION 1X(M20X1.5); 1NO/2NC | 34.42
A5E01002958 | EARTHINGRINGS SS316 TWO PIECES FOR MAG5100 DN250 / PN16 | 372.01
6FX8008-1BD71-1FA0 | SIGNAL CABLE,SOLD BY THE METER 2 X 2 X 0.18 C TRAILING CABLE, UL/CSA DESINA MOTION CONNECT 800, DELI | 303.03
6SL3730-1TE41-5BC3 | SINAMICS S120 CABINET MODULE BASIC LINE MODULE 3AC 380-480V, 50/60HZ, 1500A OUTPUT: DC 510 - 650V UN | 26895.55
6SL3730-7TG41-0BA3 | SINAMICS S120 CABINET MODULE ACTIVE LINE MODULE INKL. WITH CIM+CU320-2 ACTIVE INTERFACE MODULE 3AC | 180358.28
3RT1976-6A | SPARE CONTACTS F. SIZE S10 F. CONTACTOR 3RT1076,250KW/AC-3 CONSISTS OF 3 MOVABLE AND 6 FIXED CONTACT | 618.76
4AT3632-8ED40-0FA0 | TRANSFORMER SITAS; PHASES:1; PN/PN(S6)(KVA):6,3 /22,5; UPRI(V):600-575-550-525-500- 480-460-440-415- | 2790.85
5SY6608-7 | CIRCUIT BREAKER 400V 6KA,3+N-POLE C, 8A, D=70MM | 42.58
3NA7814 | LV HRC FUSE LINK GL/GG WITH NON-INSULATED GRIP LUGS WITH COMBINATION INDICATOR SIZE 000, 35A, AC 500 | 4.15
8GK4721-4KK20 | ALPHA 630 DIN MCCB-ASSEMBLY KIT 1 X 3VL 630, 4 POLE, VERTICAL MOUNTING, WITH DIRECT ROTARY OPERATIN | 236.05
3RW4038-1BB05 | SIRIUS SOFT STARTER, S2, 72A, 45KW/500V, 40 DEGR., AC 400-600V, AC/DC 24V, SCREW TERMINALS | 1450.26
5ST3665-1HG | PIN BUSBAR, 16SQMM CONNECTION: 42X3-PHASE ACC.UL 489,480Y/277V FOR MCB 5SJ4...-.HG | 15.28
3NH7520 | LV HRC FUSE BASE, 690V 1-POLE, 1250A, SIZE 4A | 328.87
4RB2100-3GG50 | POWER CAPACITOR PHICAP MKP 660V 10.0KVAR | 183.57
3WL9111-0BB50-0AA0 | ACCESSORIES CIRCUIT BREAKER 3WL BRACKET ANGLE F.FIXED MOUNT. F. MOUNTING ON THE CABINET WALL 1 PAIR | 406.53
5SY7108-7 | CIRCUIT BREAKER 230/400V 15KA, 1-POLE, C, 8A, D=70MM | 25.36
3RK4353-3LR58-0BA0 | SIRIUS MCU MOTOR STARTER EN.DEGR. OF PROTEC.IP55 PLASTIC COMMUNICATION WITHOUT ELECTROMECHANICAL SWI | 634.04
8GK9101-8KK01 | ALPHA 400/630 DIN, UNIVERS. DISTRIBUT. ACCESSORIES BARRIER REAR WALL VERT.,H1200 | 29.95
6ES7864-0AF01-0YX0 | SIMATIC S7,EASY MOTION CONTROL SINGLE LICENSE F.1 INSTALLATION R-SW, WITHOUT SW AND DOCU., CLASS A, | 703.53
6ES7922-3BD20-0AC0 | FRONT CONNECTOR FOR S7-300 40-POLE (6ES7392-1AM00-0AA0), 40 SINGLE CORES 0.5 MM2, H05V-K SINGLE CORE | 187.25
6ES7321-7RD00-0AB0 | SIMATIC S7, DIGITAL INPUT SM 321, OPTICALLY ISOLATED, 4 DI, 24V DC, NAMUR/DIN 19234, F. SIGNALS F HA | 1147.16
6ES7900-0AA00-0XA0 | SIMATIC PC, POWER CABLE 230V AC, 3 M STRAIGHT FOR POWER PG AND RACK PC F. GERMANY; FRANCE; SPAIN; NE | 28.46
5TG6206 | I-SYSTEM, TITANIUM WHITE ROCKER W. WINDOW W. LIGHT SYMBOL F. PUSHB., 55X55MM | 5.87
6ES7132-7RD01-0AB0 | SIMATIC DP, ELECTRONIC SUBMODULE FOR ET 200ISP, 4 DO, DC 23,1V/20MA, "H"-SHUT DOWN | 566.43
6ES7900-0CA00-0XA0 | SIMATIC PC, POWER CABLE 230V AC, 3 M STRAIGHT FOR POWER PG AND RACK PC FOR SWITZERLAND | 28.46
6XV1850-2GH20 | SIMATIC NET, IND. ETHERNET TP CORD RJ45/RJ45, TP CORD PREASSEMBLED WITH 2 RJ45 CONNECTORS, LENGTH | 22.71
6FX5008-1BA21-6AA0 | POWER CABLE, SOLD BY THE METER 4 X 2.5 + 2 X 1.5 C UL/CSA, DESINA MOTION-CONNECT 500 DELIVERY FORM: | 5627.39
5SY7315-7 | CIRCUIT BREAKER 400V 15KA, 3-POLE, C, 1.6A, D=70MM | 105.78
5SY7316-8 | CIRCUIT BREAKER 400V 15KA, 3-POLE, D, 16A, D=70MM | 67.03
8MF4672 | MOUNTING PLATE HXW=2000X900 | 403.74
6GT2691-0CH33 | MOBY D CONNECTING CABLE FOR ANTENNA FOR ANT D5, ANT D6 AND ANT D10 BETWEEN ANTENNA AND SLG D10/SLG D | 98.72
8MF4260 | TRIM STRIP W.O. SIEMENS LETTER. OCHRE FOR CUBICLE WIDTH 600MM | 158.6
8MF4320 | MULTI PURPOSE STRIPS FOR CUBICLE HEIGHT 1800MM | 124.99
8MF4406 | C-PROFLE-/CABLE CLAMP RAIL FOR CUBICLE DEPTH 600MM SIZE C30 | 62.77
8MF4512 | MOUNTING PLATE FOR CUBICLE HXW = 2000 X 900MM | 403.74
7ML5830-2AH | HANDPROGRAMMER, INTRINSICALLY SAFE, EEX IA | 178.74
BVP:034284 | BD01-AK2M2/F TAP-OFF UNIT | 184.81
7MC2027-1AA40 | INSULATED THERMOCOUPLE WITH COMPENSATION LEAD NOM. LENGTH 100 MM,COMPENS.LEAD L2SS; SHEATH DIAMETER | 84.83
A5E00839477 | SONO 3200 COMPLETE TRANSDUCER, O-RING GASKET IN FKM 602, LIQUID TEMPERATURE: -20 TO +100DEG.C, PN 40 | 2611.96
3WL9111-0AA33-0AA0 | ACCESSORIES CIRCUIT BREAKER 3WL EXT. CURRENT TRANSFORMERS S.III F. N-COND.PROT. ROGOWSKI CONVRTR. WI | 1298.99
3RV1933-1GA00 | MOULDED-PLASTIC ENCLOSURE FOR WALL MOUNTING WITH EMERGENCY STOP ROTARY OPERATING MECHANISM 82MM | 54.34
6SE6420-2AC25-5CA1 | MICROMASTER 420 WITH BUILT IN CLASS A FILTER 3AC 200-240V +10/-10% 47-63HZ CONSTANT TORQUE POWER 5 | 2549
3NC1000 | SITOR FUSE TONGS | 32.82
3NC1092 | SITOR SWITCH DISCONNECTOR 10X38, UP TO 32 A, 690 V AC | 26.81
3NC2425-3C | SITOR FUSE-LINK FOR SEMICONDUCTOR PROTECTION 200A GR 500V SIZE 3 CONNECTION CONTACT INDICATOR 110MM | 195.55
3NC2431-3C | SITOR FUSE-LINK FOR SEMICONDUCTOR PROTECTION 350A GR 500V SIZE 3 CONNECTION CONTACT INDICATOR 110MM | 206.25
3RT1965-5AV32 | WITHDRAWABLE COIL FOR SIZE S10 FOR CONTACTORS 3RT106/3RT146 AC/DC OPERATION UC380-420V DRIVE: CONVEN | 105.04
6AV6371-1DQ17-0XX3 | SIMATIC WINCC /CAS UPGRADE CENTRAL ARCHIVE SERVER V6.2 -> V7.0 SP2 OPTION FOR WINCC V7.0 SP2, RUNTIM | 3202.47
5SY4440-8 | CIRCUIT BREAKER 400V 10KA, 4-POLE, D, 40A, D=70MM | 191.94
3TF6933-1QG7 | CONTACTOR SIZE 14, 3-POLE AC-3 450KW, 400/380V (690V) AUXILIARY SWITCH 33 (3NO+3NC) INTEGRATED RECTI | 4728.58
3TH4346-0AF0 | CONTACTOR RELAY 73E EN 50 011 7NO+3NC, 1 OVERLAP CONTACT SCREW TERMINALS AC OPERATION AC 50HZ 110V/6 | 98.1
3TK1946-0A | TERMINAL COVERS FOR FITTING TO CONTACTORS 3TK17 | 39.76
8WH8140-1AB05 | LABELS, TRANSV. 1 - 10 SIZE ZB4 | 0.11
8WH3003-0AE00 | FEED-THROUGH TERMINAL WITH QUICK CONNECTION, 3 CONNECT. POINTS, SECTION: 0.25 - 1.5 MM2, WIDTH: 5.2 | 2.79
8MF9220 | MOUNTING PLATE H X W = 400 X 600 MM FOR 8MF SYSTEM CUBICLE | 143.92
3SE2924-3AA20 | SAFETY SWITCH WITH UNLOCKING BUTTON CABLE ENTRY M20X1,5 IP65,2NO+2NC WITH CAP | 277.14
3RW4036-2TB05 | SIRIUS SOFT STARTER, S2, 45A, 30KW/500V, 40 DEGR., AC 400-600V, AC/DC 24V, SPRING-LOADED TERMINALS, | 1200
3NJ6940-3BK22 | ACCESSORY FOR IN-LINE FUSE SWITCH DISCONNECT. PLUG-IN, CURRENT TRANSFORMER 500/5A, CL.0.5, 5 VA | 146.06
6AV6371-1DH06-2XX3 | WINCC/WEB NAVIGATOR UPGRADE V6.X -> V6.2 SP3 FOR 3, 10, 25 0R 50 CLIENTS, OPTION FOR WINCC V6.2 SP3, | 2736.15
3RT1066-6AS36 | CONTACTOR, 160KW/400V/AC-3 AC(40...60HZ)/DC OPERATION UC 500-550V AUXILIARY CONTACTS 2NO+2NC 3-POLE, | 1077.64
3NA3344 | LV HRC FUSE LINK GL/GG WITH NON-INSULATED GRIP LUGS WITH FRONT INDICATOR SIZE 3, 250A, AC 500V/DC 44 | 23.78
8MF5900-1C | SLIMLINE LIGHT WITH ON/OFF SWITCH SL 025 POWER OUTL.D,WITH MAGN.(CA.30N) | 198.37
3TH4391-0AC2 | EN 50 011 EN 50 011 9NO+1NC, SCREW TERMINALS AC OPERATION AC 50/60HZ 24V | 86.38
3TH4355-0AN2 | CONTACTOR RELAY 55E EN 50 011 5NO+5NC, SCREW TERMINALS AC OPERATION AC 50/60HZ 220V | 86.38
3TH4244-0AM0 | CONT. RELAY 44 E DIN EN 50011 4NO+4NC, SCREW CONNECTION ALT. CURRENT ACTUATING 220 V AC 50 HZ/264 V | 59.12
3SB2901-7QK | INSERT CAP FOR INDICATOR LIGHT, CLEAR WITH BLACK LETTERING, WITH SYMBOL: MANUAL OPERATION | 0.93
5SY8550-8 | CIRCUIT BREAKER 230V 25KA, 1+N-POLE, D, 50A, D=70M | 102.02
4AM3442-5AN00-0EC0 | TRANSFORMER SITAS; PHASES:1; PN/PN(S6)(KVA):0,09 /0,31; UPRI(V):400+/-5%; USEC(V):24; ISEC(A):3,75; | 303.18
3TH4253-5MM4 | CONTACTOR RELAY 53E EN 50 011 5NO+3NC, TAB CONNECTOR DC OPERATION DC SOLENOID SYSTEM DC 220V | 105.52
7NG3032-0JN00 | TEMPERATURE TRANSMITTER SITRANS TR200, FOR RAIL MOUNTING, 2-WIRE SYSTEM, 4 TO 20 MA, PROGRAMMABLE, W | 384.72
6ES7392-2CX10-0AA0 | SIMATIC S7-300, 10 DIN A4 LABELLING SHEETS COLOR: YELLOW, 10 LABELLING STRIPS/SHEETS FOR SIGNAL MODU | 138.11
3NJ4915-2KB20 | ACCESSORIES F. STRIPS 3NJ41 IN-LINE FUSE SW.DISC. S.NH1-3 INTEGRAT. CURR. TRANSFORMER 600/5A,CL.1 | 59.12
3SB2901-4NC | INSCRIPTION PLATE FOR PUSHBUTTON AND ILLUMINATED PUSHBUTTON, FLAT, CLEAR WITH BLACK LETTERING, WITH | 0.72
3NJ6930-3BG12 | ACCESSORY FOR IN-LINE FUSE SWITCH DISCONNECT. PLUG-IN, CURRENT TRANSFORMER 250/1A, CL.0.5, 2.5 VA | 146.06
3NP1123-1JB20 | FUSE-SWITCH-DISCONNECTOR 3-POLE, NH000, 160A 40MM BUSBAR SYSTEM COVERS FOR RITTAL BOX TERMINAL | 79.25
3RT1936-4BB31 | PARALLEL CONNECTION WITH TERMINAL, 3-POLE FOR 3RT103. | 12.69
3WL9111-0AR12-0AA0 | ACCESSORIES CIRCUIT BREAKER 3WL CODING DEVICE WITH 35 DIFFERENT VARIANTS FOR SIZE 1 + 2 | 174.81
A5E01191990 | ACC. MAG 3100 DN40 CL150 GROUND RING HASTELLOY | 188.73
5SH5527 | RESTRICTED FITTING FOR FUSE LINK D01 BUS MOUNTING FUSE SWITCH D03 | 1.35
5SJ4105-8HG41 | CIRCUIT BREAKER 240V 14KA, 1-POLE, D, 0,5A, D=70MM ACC. TO UL 489 | 53.71
8WC5055 | FLAT COPPER BAR 30 X 5MM APPROX. 2 METERS LONG TINNED | 235.91
4EM4700-0CB00 | COMMUTATING CHOKE FOR CONVERTER; PHASES:1; UN1(V):230; ITHMAX 1(A) / F1(HZ):8 /50; I LN (A):7,2; UK( | 139.48
6RA8028-6DS22-0AA0 | SINAMICS DCM DC CONVERTER FOR TWO-QUADRANT DRIVES CONNECTION B6C INPUT: 3-PHASE AC 400V, 75A CONTROL | 3026.14
8ME1470 | BEARING RUNNER FOR CUBICLE DEPTH 400MM | 68.55
3RW4028-2BB14 | SIRIUS SOFT STARTER, S0, 38A, 18.5KW/400V, 40 DEGR., AC 200-480V, AC/DC 110-230V, SPRING-LOADED TERM | 775.17
BVP:047146 | BD2-AK1/A163 TAP-OFF UNIT 16A / 1X3P MCB C-C HAR. | 307.2
5SY7610-8 | CIRCUIT BREAKER 400V 15KA, 3+N-POLE, D, 10A, D=70MM | 129.86
BVP:611099 | BD2A-400-EE-KR-EBAL BD2A FEEDER UNIT 400A FOR SINGLE CORE CABLE WITH CABLING BOX | 1143.09
3SE5120-0AA00-1AG0 | YELLOW COVER, FOR POSITION SWITCH METAL 3SE51, HOUSING WIDTH 56MM | 4.05
3SE5000-0AR01 | ACTUATOR HEAD FOR POSITION SWITCH 3SE51/52 SPRING ROD TOTAL LENGTH 142.5MM; SPRING= 50MM, PLUNGER=50 | 16.64
6RA8075-6GS22-0AA0 | SINAMICS DCM DC CONVERTER FOR TWO-QUADRANT DRIVES CONNECTION B6C INPUT: 3-PHASE AC 575V, 174A CONTRO | 5626.75
3UF7925-0AA02-0 | LABELING STRIP, FOR OPERATOR PANEL 3UF720, FOR LABELING THE LEDS | 0.29
5SY7520-8 | CIRCUIT BREAKER 230V 15KA, 1+N-POLE, D, 20A, D=70MM | 50.01
6DR4004-1MN | MANOMETER MANIFOLD FOR SIPART PS2 ELECTROPNEUMATIC POSITIONER SINGLE ACTION, SIMPLE TO RETROFIT 1 NE | 193.25
3LD9220-0B | N-CONDUCTOR LEADING FOR FRONT MOUNTING UP TO 32A (ACCESS. FOR SWITCH 3LD2) | 10.87
6SL3136-1TE22-0AA0 | SINAMICS S120 BASIC LINE MODULE INPUT: 3PH 380-480V, 50/60HZ OUTPUT: DC 600V, 34 A, 20KW FRAME SIZE: | 1866.68
3RK1105-1BE04-0CA0 | ASISAFE BASIC SAFETY MONITOR 2 F-RO, 2 ENABLING CIRCUITS, IP20, WITH SCREW-TYPE TERMINALS (REMOVABLE | 1377.49
6AU1400-7AA05-0AA0 | SIMOTION DRIVE-BASED BACKPLANE MOUNTING PLATE D410; FOR INSTALLING THE SIMOTION D410 IN A DIFFERENT | 103.01
4AT3912-5AT10-0FD0 | TRANSFORMER SITAS; PHASES:1; PN/PN(S6)(KVA):6,3 /28,5; UPRI(V):400+/-5%; USEC(V):230; ISEC(A):27,4; | 3669.17
3RS1040-2GD50 | TEMPERATURE MONITORING RELAY PT100/500/1000 KTY83/84, NTC 2 THRESH. VAL., DIGITAL -50 C - 500 C, 24V | 407.68
6SL3120-1TE31-3AA3 | SINAMICS S120 SINGLE MOTOR MODULE INPUT: DC 600V OUTPUT: 3AC 400V, 132A FRAME SIZE: BOOKSIZE INTERNA | 11490.01
3NA6224 | LV HRC FUSE LINK GL/GG WITH INSULATED GRIP LUGS WITH COMBINATION INDICATOR SIZE 2, 80A, AC 500V/DC 4 | 19.06
3RT1056-2AM36 | CONTACTOR, 90KW/400V/AC-3 AC(40...60HZ)/DC OPERATION UC 200-220V AUXILIARY CONTACTS 2NO+2NC 3-POLE, | 563.43
3RT1056-6AM36-0UA0 | CONTACTOR, 1100HP 460/575V AC(40...60HZ)/DC OPERATION UC 200...220V AUX. CONTACTS 2NO+2NC 3-POLE, SI | 568.91
3LD9281-2A | TERMINAL COVER 1-POLE FOR SWITCH 3LD2, 100A, 125A | 1.46
3NA3230-6 | LV HRC FUSE LINK GL/GG WITH NON-INSULATED GRIP LUGS WITH FRONT INDICATOR SIZE 2, 100A, AC 690V/DC 44 | 48.23
3TH4394-0AL2 | CONTACTOR RELAY 55E EN 50 011 5NO+5NC,1 O'LAP,SCREW TERMIN. AC OPERATION AC 50/60HZ 230V | 100.66
3TH4355-0AP0 | CONTACTOR RELAY 55E EN 50 011 5NO+5NC, SCREW TERMINALS AC OPERATION AC 230/220V 50HZ, 276/264V 60HZ | 86.38
8GF9501 | BUSBAR SUPPORT FOR 5 BUSBARS 12X5MM 250A OR 2X12X5MM 355A | 30.86
8UC7314-6BD44 | DOOR DRIVE 8UC7 HANDLE TI-GREY, MASKING FRAME LIGHT GRAY FOR CIRCUIT-BREAKER 3VL7, 3VL8 FOR ACTUATIN | 292.47
6FX2001-4NA50 | BUILT-ON ENCODER 500 PULSES/REV OPTICAL INCREMENTAL WITH HTL LEVEL, OPERATING VOLTAGE 10-30 V, CLAMP | 366.56
3VL9800-8CE01 | ACCESSORIES FOR VL1200UL, VL1600UL, (NG FRAME - PG FRAME) PHASE BARRIER CONSISTING OF 2 PARTITIONS | 52.67
3TH4244-0AJ2 | CONTACTOR RELAY 44E EN 50 011 4NO+4NC, SCREW TERMINALS AC OPERATION AC 50/60HZ 115V | 59.12
8MF4140 | SIDE PANEL FOR CUBICLE HXD = 2200 X 400MM DEGREE OF PROTECTION IP40 | 200.9
3RT1066-6LA06 | CONTACTOR, 160KW/400V/AC-3 WITHOUT COIL AUXILIARY CONTACTS 2NO+2NC 3-POLE, SIZE S10 MAIN COND.: BAR | 1001.06
3NA3802 | LV HRC FUSE LINK GL/GG WITH NON-INSULATED GRIP LUGS WITH FRONT INDICATOR SIZE 000, 2A, AC 500V/DC 25 | 5.79
8MF2068-5R | STANDARD CUBICLE 8MF2 HXWXD=2000X600X800 SIDE-BY-SIDE MOUNTING NON-VENTIL., ASSEMBL., WELDED IP54 | 2453.41
3LD2165-3VB53 | MAIN/EMERG. STOP SWITCH 6-POLE IU=25, P/AC-23A AT 400V=9.5KW 2 N-TERMINALS INSULATION-ENCLOSED, IP65 | 73.06
4EP3900-2DS00 | COMMUTATING CHOKE FOR CONVERTER; PHASES:3; UN1(V):400; ITHMAX 1(A) / F1(HZ):63 /50; I LN (A):56,7; U | 1592.72
3RW4027-2BB05 | SIRIUS SOFT STARTER, S0, 32A, 18.5KW/500V, 40 DEGR., AC 400-600V, AC/DC 24V, SPRING-LOADED TERMINALS | 740.52
6SE6430-2AD32-2DA0 | MICROMASTER 430 WITH BUILT-IN CLASS A FILTER 3AC 380-480 V +10/-10% 47-63 HZ SQUARED TORQUE POWER 22 | 8368.29
5SY5132-7 | CIRCUIT BREAKER CURR. SENS DC 220V AC 230/400V 10KA, 1-POLE, C, 32A | 27.52
3RT1264-6AT36 | VAC. CONTACTOR, 110KW/400V/AC-3 AC(40...60HZ)/DC OPERATION UC 575-600V AUXILIARY CONTACTS 2NO+2NC 3- | 1176.09
6SL3211-0AB21-5AB1 | SINAMICS G110 - CPM110 AC-DRIVE,BUILT IN CL. A FILTER 1AC200-240V +10/-10% 47-63HZ RS485-INTERFACE ( | 598.82
5SH313 | D-TYPE ADAPTER SCREW SIZE DII/THREAD E27, 10A | 0.8
5SH5331 | CONNECTION TERMINAL 25SQMM PIN-TYPE VERSION WITH BACK-SIDE ISOLATION WIRE-INFEED RIGHT | 4.21
6XV1873-3AH05 | SIMATIC NET FO STANDARD CABLE 50/125, PREASSEMBLED WITH 2X2 BFOC CONNECTORS, LENGTH 0.5 M | 89.83
3RV1011-1AA10 | CIRCUIT-BREAKER SIZE S00, FOR MOTOR PROTECTION, CLASS 10, A-REL.1.1...1.6A, N-REL. 21A, SCREW TERMIN | 55.35
5SD7412-1 | LIGHTNING ARRESTER TYPE 1 REQUIREMENT CATEGORY B, UC 350V PLUG-IN PROTECTION BLOCKS 2-POLE, 1+1 CIRC | 401.96
4EU3052-5UA00-0AA0 | MAINS CHOKE F.FU; PHASES:3; UN1(V):480; ITHMAX 1(A) / F1(HZ):560 /60; I LN (A):504; UK(%):2; LN(MH): | 4792.5
5SJ4115-7HG42 | CIRCUIT BREAKER 10KA, 1POLE, C, 1.6A ACC. TO UL 489 - 277V | 46.34
6ES7431-7KF00-0AB0 | SIMATIC S7-400, ANALOG INPUT SM 431, 8AI; 16 BIT RESOLUTION, U/I/THERMOEL., OPTIC. ISOLATED W. 1 POI | 4625.47
6ES7650-1AB51-2XX0 | SIMATIC PCS7, RED. AO8 MTA, MARSHALLING TERMINATION ASSEMBLY FOR REDUNDANT CONNECTION OF ET200M AO M | 690.05
BVP:661181 | BD2A-1-800-WO-2W2,10-WKA OPTIONAL LENGTH 2,10M 800 A 0,5PE, WITHOUT TAP OFFS | 4902.82
8GK4402-3KK32 | ALPHA 400/630 DIN MOUNTING KIT FOR ROW TERMINALS VERTICAL, H=450 W=750 | 289.32
4AM4342-8JD40-0FA0 | TRANSFORMER SITAS; PHASES:1; PN/PN(S6)(KVA):0,315 /1,12; UPRI(V):400-230+/-15; USEC(V):230-115; ISEC | 279.08
3RF2932-0JA16-1KK0 | HEATING CURRENT MONITORING CURRENT RANGE 32 A 40 DEG. C 400-600 V / 24 V AC/DC FOR SOLID STATE RELAY | 138.63
6ES7440-1CS00-0YE0 | SIMATIC S7-400, CP 440-1 COMMUNICATIONS MODULE FOR POINT TO POINT CONNECTIONS 1 CHANNEL INCL. CONFIG | 2184.83
4RB2063-3CE50 | POWER CAPACITOR PHICAP MKP 240V 6.3KVAR | 155.8
5SY6120-7 | CIRCUIT BREAKER 230/400V 6KA, 1-POLE, C, 20A, D=70MM | 7
3RT1266-6AM36 | VAC. CONTACTOR, 160KW/400V/AC-3 AC(40...60HZ)/DC OPERATION UC 200-220V AUXILIARY CONTACTS 2NO+2NC 3- | 1673.87
5SY6415-7 | CIRCUIT BREAKER 400V 6KA, 4-POLE, C, 1.6A, D=70MM | 46.87
3NX2026 | PHASE AND END BARRIERS FOR LV HRC FUSE BASE,SIZE 3 | 11.9
6XV1873-3DN10 | SIMATIC NET FO TRAILING CABLE GP 50/125, PREASSEMBLED WITH 2X2 BFOC CONNECTORS, LENGTH 10 M | 247.51
6SL3730-6TE41-7BC3 | SINAMICS S120 CABINET MODULE SMART LINE MODULE WITH CIM+CU320-2 3AC 380-480V, 50/60HZ OUTPUT: DC 51 | 52050.8
7MH7723-1FP | RANGE SPRING ASSEMBLY, D3, ILE-61, SPARE | 1394.27
6SL3162-8AB00-0AA0 | SINAMICS S120 ACCESSORIES KIT FOR MOTOR MODULE 50 MM CONNECTOR X21/X22; JUMPER 24 V-LINK DQ DUSTCOVE | 70.79
6FX2001-2EC50 | SINUMERIK (ACCESSORIES) INCR. POS. ENCODER, WITH LED, RADIAL FLANGE CONNECTOR, 2500 PULSES/REV | 366.56
3RK1304-5KS70-2AA3 | ET 200PRO EDSE/DSSE HF ELECTRONIC DIRECT STARTER ELECTRONIC (SOFT) SWITCHING FULL MOTOR PROTECTION C | 1030.07
5SU1654-6KK40 | FI/LS-PROTECTOR TYPE A (PSE/SSF), D=70MM IFN 300MA,10KA, 1+N-POLEE B 40A | 104.79
8MF4610 | MOUNTING PLATE HXW=ALLX600 | 102.59
BVP:261723 | BD2C-3-400-SO-2 STANDARD LENGTH 2,25M 400A, N + PE, WITHOUT TAP OFFS | 1353.6
3NA3822-6 | LV HRC FUSE LINK GL/GG WITH NON-INSULATED GRIP LUGS WITH FRONT INDICATOR SIZE 00, 63A, AC 690V/DC 25 | 21.85
6RA8078-6FS22-0AA0 | SINAMICS DCM DC CONVERTER FOR TWO-QUADRANT DRIVES CONNECTION B6C INPUT: 3-PHASE AC 480V, 232A CONTRO | 5878.93
3RB2056-1FX2 | OVERLOAD RELAY 50...200 A FOR MOTOR PROTECTION SIZE S6, CLASS 10 MOUNT. ONTO CONT./ STAND-ALONE MAIN | 222.83
8MF5094-5R | STANDARD CUBICLE 8MF5 HXWXD=2000X900X400 SIDE-BY-SIDE MOUNTING NON-VENT., NOT ASSEM., SCREWED IP54 | 3032.98
A5E01163683 | KIT, SENSOR FOR CABLE UNIT, PVDF, STANDARD, FFKM | 1617.85
7MC2922-3BA | COMPRESSION JOINT, GAS-TIGHT MAT. NO. 1.4571, THREAD M8X1 FOR SHEATH LEXTERNAL DIAMETER 3.0 MM | 59.51
6GK1704-1LW00-3AE1 | SIMATIC NET IE SOFTNET-S7 LEAN UPGRADE F. V6.2 A. EDITION 2005 SW F.S7-, S5-COMP.COMM., OPC, PG/OP-C | 252.45
8MF4711 | MOUNTING KIT FOR CIRCUIT BREAKER FOR CUBICLE WXD = 800 X 600MM | 562.16
3RS1040-1GW50 | TEMPERATURE MONITORING RELAY PT100/500/1000 KTY83/84, NTC 2 THRESH. VAL., DIGITAL -50 C - 500 C, 24- | 432.36
6AV6371-1DH07-0AX3 | WINCC/WEB NAVIGATOR UPGRADE V6.2 -> V7.0 FOR 3 CLIENTS, INCL. UPGRADE DIAGNOSTICS CLIENT/ SERVER AN | 3015.61
3NJ4915-2JA10 | ACCESSORIES F. STRIPS 3NJ41 IN-LINE FUSE SW.DISC. S.NH1-3 INTEGRAT. CURR. TRANSFORMER 500/1A,CL.0.5 | 91.34
BVP:261972 | BD2C-1250-LR-X* ELBOW RIGHT X 0,36M-1,25M / Y 0 ,36M 1250A | 2621.52
8US1921-2AC01 | BUSBAR SYSTEM, ACCESSORIES CENTER-CENTER DISTANCE 40.60 MM TERMINAL RAIL THICKNESS: 5 MM 16-120 SQMM | 14.41
6ES7650-1AL11-6XX0 | SIMATIC PCS7, RED. F-DO10 MTA MARSHALLING TERMINATION ASSEMBLY FOR ET200M F-DO MODULE 6ES7326-2BF01- | 802.14
8WA1865 | JUMPER F. TERMINAL SZ. 4 | 2.61
4EP3700-5US00 | MAINS CHOKE F.FU; PHASES:3; UN1(V):480; ITHMAX 1(A) / F1(HZ):40 /60; I LN (A):36; UK(%):2; LN(MH):0, | 883.88
3WL9111-0BA57-0AA0 | ACCESSORIES CIRCUIT BREAKER 3WL LOCKING DEVICE F. INSERT AGAINST UNAUTH. SWITCHING ON W. LOCK IN CAB | 882.04
3NJ4915-2KB11 | ACCESSORIES F. STRIPS 3NJ41 IN-LINE FUSE SW.DISC. S.NH1-3 INTEGRAT. CURR. TRANSFORMER 600/5A,CL.0.5 | 391.78
3TH4355-0AD2 | CONTACTOR RELAY 55E EN 50 011 5NO+5NC, SCREW TERMINALS AC OPERATION AC 50/60HZ 42V | 86.38
6SL3720-1TE32-0AB3 | SINAMICS S120 CABINET MODULE BOOKSIZE CABINET KIT SINGLE MOTOR MODULE INPUT: DC 510 - 720V OUTPUT: 3 | 17182.91
4RB5050-3GK50 | POWER CAPACITOR PHASECAP MKK 690V 5.0KVAR | 358.4
4RB5188-3EE50 | POWER CAPACITOR PHASECAP MKK 440V 18.8KVAR | 425.09
5SD430 | SILIZED FUSE LINK 500V F.SEMICONDUCTOR PROTECTION EXTRA FAST, SIZE DII THREAD E27, 20A | 7.63
4AM4642-4TT10-0FA0 | TRANSFORMER SITAS; PHASES:1; PN/PN(S6)(KVA):0,4 /1,44; UPRI(V):230+/-5%; USEC(V):230; ISEC(A):1,74; | 284.74
3RS2041-2GW50 | GEMO TEST | 664.69
8WH9020-6HD00 | FIXED JUMPER TO SCREW 3-POLE FOR 50MM2 | 7.07
5SY8408-7 | CIRCUIT BREAKER 400V 25KA, 4POLE, C, 8A, D=70MM | 166.65
6SE6440-2AB17-5AA1 | MICROMASTER 440 WITH BUILT-IN CLASS A FILTER 1AC 200-240 V +10/-10% 47-63 HZ CONSTANT TORQUE POWER | 1190.48
5SJ4115-8HG42 | CIRCUIT BREAKER 10KA, 1POLE, D, 1.6A ACC. TO UL 489 - 277V | 53.09
5SD8006 | DIAZED FUSE-LINK 690V FOR CABLE AND LINE PROTECTION UTILIZATION CATEGORY GG SIZE DIII, E33, 6A | 21.93
6AV6671-5BC00-0AX0 | PROTECTIVE MEMBRANE FOR MOBILE PANEL 277, 2 PIECES PER PACKAGING UNIT | 187.4
5SV8700-0KK | CURRENT TRANSFORMER 20MM | 146.74
5SY8515-7 | CIRCUIT BREAKER 230V 25KA, 1+N-POLE, C, 1.6A, D=70M | 57.16
5TA4706 | DELTA FLAT IP44, SM DARK GRAY/LIGHT GRAY UNIVERSAL SWITCH CO/OFF 10A 250V, 66X75MM | 14.54
8MF2224-5R | CUBICLESYSTEM 8MF2000 HXWXD = 2200 X 1200 X 400MM FOR SIDE-BY-SIDE MOUNTING WITHOUT SIDE PANELS, IP | 3631.85
3NW7314 | BUILT-IN FUSE BASE WITH SIGNAL DETECTOR FOR CYLINDRICAL FUSES SIZE 8.5X31.5MM 20A, 1-POLE | 13.22
6DD1660-0BJ0 | SIMATIC TDC CP53M0 COMMUNICATION MODULE RACK COUPLING TDC <--> SIMADYN | 16000.94
6ES7421-7BH01-0AB0 | SIMATIC S7-400, DIGITAL INPUT SM 421, GALVANICALLY ISOLATED, 16 DI, 24V DC WITH 0.05 MS INPUT DELAY, | 1060.55
8MF9262 | MOUNTING PLATE H X W = 1800 X 900 MM FOR 8MF SYSTEM CUBICLE | 361.25
7LF5305-0 | QUARTZ TIME SWITCH DAY FORM C 230V/50-60HZ SURFACE MOUNTING | 99.41
5SY8240-8 | CIRCUIT BREAKER 400V 25KA, 2POLE, D, 40A, D=70MM | 79.23
5SY8340-7 | CIRCUIT BREAKER 400V 25KA, 3POLE, C, 40A, D=70MM | 150.79
6GK5792-4DN00-0AA6 | IWLAN RCOAX N-CONNECT FEMALE ANTENNA ANT792-4DN 2.4GHZ HELIX ANTENNA,CIRCULAR POLARIZATION CLOCKWISE | 194.16
3NJ4915-2HA20 | ACCESSORIES F. STRIPS 3NJ41 IN-LINE FUSE SW.DISC. S.NH1-3 INTEGRAT. CURR. TRANSFORMER 400/1A,CL.1 | 59.12
3RA6250-1CB33 | SIRIUS, COMPACT STARTER, REVERSING STARTER 690 V, 24 V AC/DC, 50 ... 60 HZ, 1 ... 4 A, IP20, MAIN CI | 1025.94
3VL9500-3HR21 | SIDE ROTARY OPER. MECHANISM 3VL5 W/ 1000MM BOWDEN WIRE ROTARY HANDLE RED/YELLOW | 400.34
6AV6671-3DC00-0AX0 | PROTECTIVE MEMBRANE MP 277, THIN CLIENT 10", FOR 6AV6646-0AA21-2AX0, MP 277 10"T UNTIL ES14 10 PIECE | 215.42
5SY4632-8 | CIRCUIT BREAKER 400V 10KA, 3+N-POLE, D, 32A, D=70MM | 92.91
5SY7216-7 | CIRCUIT BREAKER 400V 15KA, 2-POLE, C, 16A, D=70MM | 58.81
6SE6400-4BC13-0CA0 | MICROMASTER 4 BRAKING RESISTOR 200-240 V 27R 6000 W PK 300 W CONT 285 X 185 X 150 MM H X W X D IP20 | 749.92
5SY7463-7 | CIRCUIT BREAKER 400V 15KA, 4-POLE, C, 63A, D=70MM | 261.76
5SY7508-7 | CIRCUIT BREAKER 230V 15KA, 1+N-POLE, C, 8A, D=70MM | 50.71
3VL9400-8BM00 | ACCESSORY FOR VL400, RELEASE ADJUSTM. SEALING COVER THERMAL/ MAGNETIC | 16.16
6GK1901-1BB10-2AB0 | IE FC RJ45 PLUG 180 2X2, RJ45 PLUG CONNECTOR (10/100MBIT/S) W. RUGGED METAL HOUSING AND FC CONNECTIN | 236.21
6AV6381-1AA06-2AX3 | SIMATIC WINCC RT UPGRADE V6.2, FROM V6.X TO V6.2 SP2, FOR SIMATIC WINCC RUNTIME (RT), INCL. TREIBER, | 1826.26
4AM4342-4TJ10-0FA0 | TRANSFORMER SITAS; PHASES:1; PN/PN(S6)(KVA):0,315 /1,12; UPRI(V):230+/-5%; USEC(V):110; ISEC(A):2,86 | 249.32
3RF2350-1BA44 | SEMI-COND. CONTACTOR 3RF2,1-PH. AC51 50 A/AC15 25 A 40 DEG. C 48-460 V / 4-30 V DC INSTANTANEOUS SWI | 89.9
5WG1513-1AB21 | N 513/21 SWITCH ACTUATOR SUB MODULE 3X AC 230V, 20AX C-LOAD, LOAD CURRENT MONITORING | 371.7
6SE6440-2UC34-5FA1 | MICROMASTER 440 WITHOUT FILTER 3AC 200-240 V +10/-10% 47-63 HZ CONSTANT TORQUE POWER 45 KW OVERLOAD | 17646.96
6SE6400-2FS03-8CD0 | MICROMASTER 4 SUPPLEMENTARY EMC FILTER 380-480V 3AC 38A FOOTPRINT FSC - CLASS B | 717.78
8GK1052-5KK31 | ALPHA 160 DIN, WALL-MOUNTED DB, SM PARTIALLY EQ. W. RAPID MOUNTING KIT FOR BUILT-IN DEV., RAL 9016, | 1094.98
6GK1901-0FB00-0AA0 | PROFIBUS PLASTIC FIBER OPTIC,SIMPLEX CONNECTORS/ POLISHING SET,CONT.100 SIMPLEX- CONNECTORS AND 5 PO | 171.79
6SE6400-3CC08-8EC0 | MICROMASTER 4 COMMUTATING CHOKE 200-240 V 3AC 93,2A FOOTPRINT FSE - 0.14 MH | 1218.63
4RB2104-3CC50 | POWER CAPACITOR PHICAP MKP 220V 10.4KVAR | 225.32
5WG1305-1AB01 | SCENE-/ EVENT CONTROLLER N 305 WITH SCENE CONTROL, EVENT PROGRAMMES, PARTITION WALL CONT N-SYSTEM, W | 386.06
3RT1075-6NP36 | CONTACTOR, 200KW/400V/AC-3 AC(40...60HZ)/DC OPERATION UC 200-277V AUXILIARY CONTACTS 2NO+2NC 3-POLE, | 1537.11
6SL3225-0BH27-5AA1 | SINAMICS G120 POWER MODULE PM260 WITH BUILT IN CL. A FILTER POSSIBILITY OF REGENERATION 3AC660-690V | 13450.61
3RF2340-3AA06 | SEMI-COND. CONTACTOR 3RF2,1-PH. AC 51 40 A 40 DEGREES C 48-600 V / 24 V DC RING TERMINAL | 95.59
3RT1975-5NF31 | WITHDR. COIL FOR SIZE S12 FOR CONTACTOR 3RT107/3RT127/3RT147 AC/DC OPERATION 96-127V UC DRIVE: ELECT | 318.46
5TG2552-7 | DELTA I-SYSTEM, CARBON METALLIC FRAME, 2FOLD, 151X80MM HORIZONTAL, W.LABELING FIELD | 19.06
5TE4805 | PUSHBUTTON, 1NO/1NC 20 A 1 BUTTON RED WITHOUT LATCHING FUNCTION | 13.11
6SL3710-1GF35-8CA3 | SINAMICS G150 CONVERTER CABINET UNIT, AC/AC WITH CIM+CU320-2 3AC 500-600V, 50/60HZ NOM. POWER RATING | 55214.95
8GK4301-3KK11 | ALPHA 160 DIN, ASSEMBLY KIT F. MODULAR INSTALLATION DEVICES, TIER SPACING 125MM H=450 W=250 | 105.49
3NE4333-6B | SITOR FUSE-LINK 450A, AC 800V, FOR 6QG12 | 195.55
5TD2863 | DELTA STYLE TITANIUM WHITE INSERT 2F MECHANICALLY INTERLOCKED ROCKER LABELED ENGLISH | 35.35
5TE8142 | GROUP SWITCH, D=70MM 20A 2GROUPS | 25.23
3NP1943-1GB10 | ACCES.F.FUSE SWI. DISCONNECTOR FOR NH1 FUSE CARRIER FUSE MONITORING ELECTROMECHANICAL | 206.33
3NP1953-1CB00 | ACCES.F.FUSE SWI. DISCONNECTOR FOR NH2 CABLE CONNECTION COVER 1X TOP AND 1X BOTTOM | 14.38
3RT1965-5AM31 | WITHDR. COIL FOR SIZE S10 FOR CONTACTORS 3RT106/3RT146 AC/DC OPERATION 200-220V UC DRIVE: CONVENTION | 85.72
3TH4373-0BC4 | CONTACTOR RELAY 73E EN 50 011 7NO+3NC, SCREW TERMINALS DC OPERATION DC SOLENOID SYSTEM DC 30V | 135.75
3RF2350-1AA26 | SEMI-COND. CONTACTOR 3RF2,1-PH. AC 51 50 A 40 DEGREES C 48-600 V / 110-230 V AC SCREW TERMINAL | 121.55
3RW4458-6BC45 | SIRIUS SOFT STARTER, VALUES AT 500V, 40DEGREES, STANDARD: 970A, 710KW, INSIDE-DELTA CIRCUIT 3: 1680A | 47751.97
4AM4042-8JN00-0EA0 | TRANSFORMER SITAS; PHASES:1; PN/PN(S6)(KVA):0,25 /0,85; UPRI(V):400-230+/-15; USEC(V):24; ISEC(A):10 | 225.26
8GK1102-2KK22 | ALPHA 400 DIN, WALL-MOUNTING DISTRIBUTOR, DELIVERY FORM FLAT PACK, AP-CUBICLE, RAL 9016, IP43 SK1, H | 287.3
5TE8101 | CONTROL SWITCH, D=70MM 20A 1NO, 1LAMP 230V | 19.9
3WL9112-8AH47-0AA0 | ACCESSORIES CIRCUIT BREAKER 3WL 1 CLUTCH WITH RING F. MUTUAL ME LOCKING DEVICE. | 47.23
8MF4520 | MOUNTING PLATE FOR CUBICLE HXW = 2200 X 600MM | 345.8
8WA1897 | CONNECTING BAR FOR 4 TERMINALS SIZE 2,5 | 3.7
8WH2023-0AF01 | TWO-TIER TERMINAL WITH SPRING CONNECTION, 3 CONNECT. POINTS, SECTION: 0.08 - 2.5 MM2, WIDTH: 5.2 MM, | 5.01
BVP:203249 | BD2-AK1/3SD/F TAP-OFF UNIT EMPTY | 128.5
5TC9221 | I-SYSTEM, TITANIUM WHITE ROOM TEMP. CONTROLLER COVER NC CONTACT/CO CONTACT, 55X55MM | 12.56
5TE5803 | TRAFFIC LIGHT 3 LAMPS 230V RED/YELLOW/GREEN | 15.88
6SL3710-1GE38-4CA3 | SINAMICS G150 CONVERTER CABINET UNIT, AC/AC WITH CIM+CU320-2 3AC 380-480 V, 50/60 HZ NOM. POWER RATI | 62650.75
3NP1153-1DA11 | FUSE-SWITCH-DISCONNECTOR 3-POLE, NH2, 400A MOUNTING PLATE CONSTRUCTION COVER LEVEL 70 MM FLAT CONNEC | 391.78
3NP1153-1JC20 | FUSE-SWITCH-DISCONNECTOR 3-POLE, NH2, 400A 60MM BUSBAR SYSTEM COVERS FOR RITTAL BOX TERMINAL | 392.93
3NW8004-1 | CYLINDRICAL FUSE A.M. ACC. TO FRENCH STANDARD (NFC) WITHOUT INDICATOR SIZE 10X38MM, 500V 4A | 5.75
3RT1276-6NF36 | VAC. CONTACTOR, 250KW/400V/AC-3 AC/DC OPERATION UC 96-127V AUXILIARY CONTACTS 2NO+2NC 3-POLE, SIZE S | 2948.44
6XV1871-2L | SIMATIC NET, IE FC TP FOOD CABLE GP 2X2, (PROFINET TYPE C) TP-INSTALLATION CABLE FOR USE IN FOOD AND | 4.94
4AU3912-8CC40-0HA0 | TRANSFORMER SITAS; PHASES:3; PN/PN(S6)(KVA):12,5 /43,7; UPRI(V):Y500-440-380+/-20/D289- 254-220+/-11 | 6006.71
3RW4443-6BC45 | SIRIUS SOFT STARTER, VALUES WITH 500 V, 40 DEG., STANDARD: 203A, 132KW, INSIDE-DELTA CIRCUIT 3: 352A | 12755.66
3RP1512-1AP30 | TIME RELAY, SOLID-STATE, ON-DELAY, 1 CHANGEOVER CONTACT, 1 TIME RA 1.5S TO 30S, AC 24, 200 TO 240V A | 137.37
3SE5132-0PA00 | BASIC SWITCH FOR POSITION SWITCH 3SE513, PLASTIC ENCLOSURE, TO EN50041 1X(M20X1.5) 2NO/1NC SLOW-ACTI | 24.36
3TY6483-0AU0 | COIL FOR CONTACTORS 3TC48 AC 50HZ 240V/AC 60HZ 288V | 44.58
3TY6523-0LF4 | COIL FOR CONTACTORS 3TB52, 3TC52 WITH SERIES RESISTOR WITHOUT VARISTOR DC 110V | 258.85
3NJ4915-2HB11 | ACCESSORIES F. STRIPS 3NJ41 IN-LINE FUSE SW.DISC. S.NH1-3 INTEGRAT. CURR. TRANSFORMER 400/5A,CL.0.5 | 299.05
3RT1965-5AS32 | WITHDRAWABLE COIL FOR SIZE S10 FOR CONTACTORS 3RT106/3RT146 AC/DC OPERATION UC500-550V DRIVE: CONVEN | 105.04
6AG1331-7KB02-2AB0 | SIPLUS S7-300 SM331 - 20-POLE -25 ... +70 DGR C WITH CONFORMAL COATING BASED ON 6ES7331-7KB02-0AB0 . | 753.91
6DL2804-0DE50 | EX-DEVICE MADE OF STAINLESS STEEL, IP65. EMPTY CABINET READY FOR INSTALLATION OF ET200ISP. EQUIPMENT | 6552.81
3WL9111-0BB15-0AA0 | ACCESSORIES CIRCUIT BREAKER 3WL LOCKING DEVICE AGAINST TRAVERSING OF CIRC. BREAKER WITH DOOR OPEN | 305.5
3WL9111-1AA62-0AA0 | 3WL9-NAFTA-ACCESSORY WLRP2000 RATING PLUG, 2000A | 118.28
6ES7194-4GC20-0AA0 | SIMATIC DP, MODULE CARRIER COMPACT VERSION FOR IO MODULES ET 200PRO SOLD BY THE METER, CONFIGURABLE | 127.43
3NA3132-6 | LV HRC FUSE LINK GL/GG WITH NON-INSULATED GRIP LUGS WITH FRONT INDICATOR SIZE 1, 125A, AC 690V/DC 44 | 37.19
8US1998-4AA00 | BUSBAR ADAPTER SYSTEM SUPPORTING RAIL 35MM, PLASTIC 72MM LONG, WITH FIXING SCREWS PACKAGE OF 10 ITEM | 5.09
3UF7925-0AA00-0 | LABELING STRIP, FOR OPERATOR PANEL 3UF720, FOR LABELING THE BUTTONS | 0.46
3RF2090-1AA02 | SEMICOND. RELAY 3RF2, 1-PHASE WIDTH 45 MM, 90 A 24-230 V / 24 V DC SCREW TERMINAL | 59.19
3RF2950-0HA16 | OUTPUT REGULATOR CURRENT RANGE 50 A 40 DEGREES C 400-600 V / 24 V AC/DC TO SEMICON. RELAY/CONTACT. 3 | 284.87
8WA1823 | BARRIER FOR TWO-TIER TERMINALS SZ 4 A. THROUGH-TYPE TERMINALS SZ35 | 3.82
5TT5850-2 | INSTA CONTACTOR WITH 4 MAKE CONTACTS CONTACT FOR 230, 400 V AC, 63 A TRIGGERING 24 V AC | 98.21
3TF6944-0CM7 | CONTACTOR SIZE 14, 3-POLE AC-3, 450KW, 400/380V (690V) AUXILIARY CONTACTS 44 (4NO+4NC) AC OPERATION | 4274.46
6SE6400-4BE16-5CA0 | MICROMASTER 4 BRAKING RESISTOR 500-600 V 82R 13000 W PK 650 W CONT 285 X 185 X 150 MM H X W X D IP2 | 1110.45
3VL9400-3HC00 | ACCESSORY FOR VL400, ROTARY DRIVE, DIRECT EMERGENCY | 129.52
3RA6250-0EP30 | SIRIUS, COMPACT STARTER, REVERSING STARTER 400 V, 110 ... 240 V AC/DC, 50 ... 60 HZ, 8 ... 32 A, IP2 | 1463.58
6DR4004-8V | MOUNTING SET FOR SIPART PS2 ELECTROPNEUMATIC POSITIONER MOUNTING ON LINEAR ACTUATORS TO IEC 534 PART | 126.87
5SU1654-7KK40 | FI/LS-PROTECTOR TYPE A (PSE/SSF), D=70MM IFN 300MA,10KA, 1+N-POLEE C 40A | 95.81
6AV6671-3CS00-0AX0 | MOUNTING FRAME MP 277 8" TOUCH | 68.31
5UB1942 | I-SYSTEM SCHUKO SOCKET OUTLET W. OVERVOLTAGE PROTECTION AND INCR. TOUCH PROT., W. LABEL AND STATUS D | 199.89
6SE6430-2UD31-8DA0 | MICROMASTER 430 WITHOUT FILTER 3AC 380-480 V +10/-10% 47-63 HZ SQUARED TORQUE POWER 18.5 KW OVERLOAD | 6827.71
3VL9400-8CB30 | ACCESSORY FOR VL400, TERMINAL COVER STANDARD 1 PIECE = 2 COVERS 3 POLE | 62.48
6SE6420-2UD31-1CA1 | MICROMASTER 420 UNFILTERED 3AC 380-480V +10/-10% 47-63HZ CONSTANT TORQUE POWER 11 KW OVERLOAD 150 | 4481.78
4EU3622-3CA00-1BA0 | COMMUTATING CHOKE FOR CONVERTER; PHASES:3; UN1(V):400; ITHMAX 1(A) / F1(HZ):800 /50; I LN (A):720; U | 8695.37
5UH1080 | DELTA I-SYSTEM OUTLET COVER W/O INSERT W. INCREASED TOUCH PROTECTION TITANIUM WHITE 55X55MM | 6.55
6SL3335-1TE37-4AA3 | SINAMICS S120 BASIC LINE MODULE 3AC 380-480V, 50/60HZ OUTPUT: DC 510 - 650V, 740A RATED POWER: 360K | 10572.73
5SY7610-7 | CIRCUIT BREAKER 400V 15KA, 3+N-POLE, C, 10A, D=70MM | 111.92
5SY8103-7 | CIRCUIT BREAKER 230/400V 25KA, 1POLE, C, 3A, D=70MM | 19.77
5TA7667 | I-SYSTEM, TIT. WHITE, FM SHUTTER KEY SWITCH 2POLE, 10A 250V MOM. CONTACT IN BOTH DIRECT. W. COVER PL | 159.31
6SE6440-2UE33-7EA1 | MICROMASTER 440 WITHOUT FILTER 3AC 500-600 V +10/-10% 47-63 HZ CONSTANT TORQUE POWER 37 KW OVERLOAD | 16491.5
5TG1101-0 | DELTA MIRO FRAME 1-FOLD GENUINE MATERIAL WOOD TYPE OF WOOD WENGE DIMENSIONS 90X90MM | 37.1
5UH1204 | I-SYSTEM, TITANIUM WHITE COVER PLATE W. HINGED LID 55X55MM F. SCHUKO OUTLETS | 10.57
4RB2150-3EJ50 | POWER CAPACITOR PHICAP MKP 480V 15.0KVAR | 164.14
5SY4310-8 | CIRCUIT BREAKER 400V 10KA, 3-POLE, D, 10A, D=70MM | 31.18
6AG1057-1AA02-0AA0 | INPUT SIMULATOR FOR LOGO 12/24 V | 381.3
3RT1264-6AB36 | VAC. CONTACTOR, 110KW/400V/AC-3 AC(40...60HZ)/DC OPERATION UC 23-26V AUXILIARY CONTACTS 2NO+2NC 3-PO | 1176.09
7MH5102-1PD00 | SIWAREX WL 260 LOAD CELL SP-S AA 5KG C3 - RATED LOAD 5KG - ACCURACY CLASS C3 - 3M CABLE LENGTH, 6 CO | 117.17
3RK1903-3DA00 | PM-D FX1 FAILSAFE POWER MODULE FOR MS FAILSAFE F-RS F-DS FOR 6 TRIPPING GROUPS W. OVERVOLTAGE PROTEC | 322.85
6FX2001-2DB50 | SIMODRIVE (ACCESSORIES) INCR. ROTARY ENCODER W. RS 422 (TTL), 1500 PULSES, SYNCHRON. FLANGE, 6 MM SH | 366.56
5SY8514-8 | CIRCUIT BREAKER 230V 25KA, 1+N-POLE, D, 0.3A, D=70M | 67.48
BVP:610373 | BD2-AK1-IP55 UPGRADING IP55 TAP-OFF UNIT | 46.51
3SE5122-0KD02 | SIRIUS POSITION SWITCH METAL ENCLOSURE 56MM WIDE DEVICE CONNECTION 3X (M20X1.5) 1NO/ 2NC SLOW-ACTION | 57.24
3SE5322-2SG22 | SAFETY POSITION SWITCHES WITH SOLENOID INTERLOCKING LOCK. FORCE 1300N,5 APPR. DIR. PLASTIC ENCLOSURE | 315.56
5TT4217-1 | RELAY,N-TYPE W 2 CHANGEOV.CONT. CONTACT FOR AC 230, 400V 16A CONTROL DC 110V | 50.66
6ES7148-4PC00-0HA0 | SIMATIC ET200PRO PS STABILIZED POWER SUPPLY DEGREE OF PROTECTION IP67 INPUT: 400-480 V 3 AC OUTPUT: | 640.09
4AM4642-8JD40-0FA0 | TRANSFORMER SITAS; PHASES:1; PN/PN(S6)(KVA):0,4 /1,44; UPRI(V):400-230+/-15; USEC(V):2X115; ISEC(A): | 321.57
7MF9401-8DC | DOUBLE SHUT-OFF VALVE DESIGN B, DIN 16272, WITH TEST COLLAR, PIPE UNION, MAT. NO. 1.4571, MAX. OPERA | 313.99
8WA1011-1PG11 | THROUGH-TYPE TERMINAL THERMOPL. SCREW TERMINAL ON BOTH ENDS SINGLE TERM., GREEN-YELLOW, 6.5MM,4 | 2.58
6GK1905-1PA00 | PROFIBUS PLASTIC FIBER OPTIC, BFOC CONNECTORS, SET OF 20 | 107.09
8MF5084-5E | STANDARD CUBICLE 8MF5 HXWXD=2000X800X400 INDIVIDUAL MOUNTING NON-VENT., NOT ASSEM., SCREWED IP54 | 3342.07
8MF4405 | C-PROFLE-/CABLE CLAMP RAIL FOR CUBICLE DEPTH 400MM SIZE C30 | 49.87
3RV1611-1DG14 | CIRCUIT-BREAKER FOR VOLTAGE TRANSFORMER, 1CO, S00, 3A | 244.67
3NJ4915-2KA11 | ACCESSORIES F. STRIPS 3NJ41 IN-LINE FUSE SW.DISC. S.NH1-3 INTEGRAT. CURR. TRANSFORMER 600/1A,CL.0.5 | 391.78
3RV1915-2BB | 3-PHASE BUSBARS MODULAR SPACING 55MM FOR 3 CIRCUIT-BREAKERS + ACCESSORIES | 9.79
3SE2257-6XX40 | SAFETY POSITION SWITCH WITH SEPARATE ACTUATOR, MOULDED-PLASTIC ENCLOSED, SHORT ENCLOSURE, 3X(M20X1.5 | 35.51
3RT1064-6LA06 | CONTACTOR, 110KW/400V/AC-3 WITHOUT COIL AUXILIARY CONTACTS 2NO+2NC 3-POLE, SIZE S10 BAR CONNECTIONS | 552.49
BVP:610409 | BD2-AK04/FS250IEC-3 TAP-OFF UNIT 250A / 1X 3 POLE WITH IEC FUSE SWITCH | 2461.2
3NE9622-1C | SITOR FUSE-LINK FOR SEMICONDUCTOR PROTECTION 125A AR 2500V SIZE 3 CONNECTION CONTACT INDICATOR 260MM | 862.85
3RK1922-2BA01 | BACKPLANE BUS MODULE 110MM FOR ET 200PRO F-RSM, SAFETY LOCAL REPAIR SWITCH MODULE | 76.37
8WH8120-3AB25 | LABELS, LONGIT. 21 - 30 SIZE ZB6 | 0.11
6SL3000-2DH31-5BA0 | SINAMICS VOLTAGE PEAK LIMITER SPARE PART FOR POWER MODULE/MOTOR MODULE 132KW, 3AC 500-690V | 2209.48
3RX9017-0AA00 | AS-INTERFACE SHAPED CABLE "YELLOW, TPE, OIL-RESISTANT" SPECIAL DESIGN TO UL CLASS 2 2 X 1.5 QMM, 100 | 957.07
3VL9800-1UN01 | ACCESSORY FOR VL800UL, VL1200UL VL1600UL (MG-FRAME - PG-FRAME) UNDERCURRENT RELEASE FOR INSTALLATION | 283.89
6GK5200-4AH00-2BA3 | SCALANCE X200-4PIRT MANAGED IE IRT SWITCH, 4 X 100MBIT/S POF SC RJ PORTS, FAULT SIGNAL CONTACT WITH | 2016.83
3RK1405-0BE00-0AA2 | ASISAFE MODULE S22,5F TWO SAFE INPUTS 2FDI AND TWO STANDARD OUTPUTS 2DO SCREW TERMINAL | 540.95
3VL9100-4PC40 | ACCESSORY FOR VL160X, PLUG IN SOCKET KIT ASSEMBLY FRONT CONNECTORS 4 POLE | 464.44
3VL9300-4TA30 | ACCESSORY FOR VL250, NUT PLATE METRIC CONSISTS OF 3 PIECES 3 POLE | 33.95
3VL9300-4WD30 | ACCESSORY FOR VL250, DRAW OUT ASSEMBLY FRONT CONNECTORS RCD 3 POLES | 811.13
8WA8854-2AY | PACK. W. 15 PLATE HOLDERS PER FRAME 84 X=1260 LAB. PLATES LAB. PLATES 5X10MM F. COMPUTER LABELING SY | 0.15
6ES7492-1CL00-0AA0 | SIMATIC S7-400, FRONT CONNECTOR FOR SIGNAL MODULES, FOR CRIMP SNAP-IN CONTACT, 48-POLE | 45.78
8MF6096-5E | STANDARD CUBICLE 8MF6 HXWXD=2000X900X600 INDIVIDUAL MOUNTING NON-VENT., ASSEM., WELDED IP54 | 3631.85
8MF4872 | PERFORATED STEEL STRIP WITH RETAINING NUT PROFILE FOR CUBICLE HEIGHT 2200MM | 188.35
8MF4522 | MOUNTING PLATE FOR CUBICLE HXW = 2200 X 900MM | 421.13
5TA2117 | DELTA SWITCH INSERT FM INTERMEDIATE SWITCH 10A 250V | 14.12
7MH5105-3AD00 | SIWAREX WL 250 LOAD CELL ST-S SA 100KG C3 - RATED LOAD 100KG - ACCURACY CLASS C3 - 6M CABLE LENGTH, | 450.24
6FX5002-2YA04-1BA0 | CABLE ABSOLUTE ENCODER M=010 | 189.65
3SE5122-0KB01 | SIRIUS POSITION SWITCH METAL ENCLOSURE 56MM WIDE DEVICE CONNECTION 3X (M20X1.5) 1NO/ 2NC SLOW-ACTION | 39.76
3VL9816-2AL01 | VL800UL, VL1200UL,VL1600UL (MG FRAME-PG FRAME) ADAPTER F. AUX. SWITCHES UP TO 4 AC FOR INSTALLATION | 86.35
3SE5114-0CH01-1AC5 | SIRIUS POSITION SWITCH METAL ENCLOSURE 40MM TO EN50041 1NO/ 1NC SNAP-ACTION CONTACTS W. M12 CONNECTO | 74.18
BVP:045509 | BD2-400-MBAL CABLE ENTRY PLATE | 48.96
6FX2001-4QC50 | BUILT-ON ENCODER 2500 RPM OPTICAL INCREMENTAL WITH HTL LEVEL, OPER. VOLTAGE 10-30V STRIP FLANGE RADI | 366.56
6GK1900-0ML00-0AA0 | TERMINATION KIT SC RJ POF PLUG, KIT FOR ON-SITE PREASSEMBLING OF SC RJ CONNECTORS CONSIST. OF STRIPP | 959.21
8MF2006-4R | SICUBE 8MF2000 CUBICLE SYSTEM WELDED H X W X D = 2000 X 1000 X 600MM FOR SIDE-BY-SIDE MOUNTING WITHO | 2859.1
3TY7685-0CM7 | SOLENOID OPER. MECHANISM W. COIL FOR 3TF6844-.CM7 FROM MANUF. DATE '93/46.KW AC OPERATION AC 200...2 | 1702.97
3RK1400-1CE01-0AA2 | AS-INTERFACE SLIMLINE MOD. S45, DIGITAL, 4I/4O, 2/3-WIRE, IP20 4 X 1 INPUT, 200MA, PNP 4 X 1 OUTPUT, | 530.9
3LD9201-1A | TERMINAL COVER 4-POLE FOR SWITCH 3LD2, 16A | 3.76
8WD5300-1AB | BUILT-IN LUMINAIRE STEADY BURNING LIGHT, 12 - 230V UC, RED | 50.84
6ES7810-4BC01-0YX2 | SIMATIC S7, STEP7 SOFTWARE UPDATE SERVICE WITHIN THE FRAMEWORK OF THIS CONTRACT, YOU WILL RECEIVE UP | 602.28
7KT5600 | TIME COUNTER 72X72MM DC 10-50V WITHOUT TERMINAL COVER | 129.2
3TF6844-0CF7-ZB01 | CONTACTOR SIZE 14, 3-POLE AC-3, 335KW, 400/380V (690V) AUXILIARY CONTACTS 44 (4NO+4NC) AC OPERATION | 3722.25
3NA6130-4 | LV HRC FUSE LINK GL/GG WITH INSULATED GRIP LUGS WITH COMBINATION INDICATOR SIZE 1, 100A, AC 400V | 17.07
8GK1102-6KK32 | ALPHA 400 DIN, WALL-MOUNTING DISTRIBUTOR, DELIVERY FORM FLAT PACK, AP-CUBICLE, RAL 9016, IP43, SK1, | 592.7
8MF5828-5E | STANDARD CUBICLE 8MF5 HXWXD=1800X1200X800 INDIVIDUAL MOUNTING NON-VENT., NOT ASSEM., SCREWED IP54 | 4597.76
A5E01163693 | KIT, 316L STAINLESS STEEL CABLE EXTENSION, 15 METER, CLS300/LC300 | 1437.05
6ES7860-2AA21-0YX1 | SIMATIC S7, STAND.PID CTRL V5.2 SINGLE LICENSE F.1 INSTALLATION R-SW, WITHOUT SW AND DOCU., CLASS A, | 257.35
3RW4455-6BC45 | SIRIUS SOFT STARTER, VALUES AT 500V, 40DEG., STANDARD: 693A, 500KW, INSIDE-DELTA CIRCUIT 3: 1200A, 8 | 36500.83
3NA6132 | LV HRC FUSE LINK GL/GG WITH INSULATED GRIP LUGS WITH COMBINATION INDICATOR SIZE 1, 125A, AC 500V/DC | 13.44
3NA6236-4 | LV HRC FUSE LINK GL/GG WITH INSULATED GRIP LUGS WITH COMBINATION INDICATOR SIZE 2, 160A, AC 400V | 23.99
3RT1064-2AR36 | CONTACTOR, 110KW/400V/AC-3 AC(40...60HZ)/DC OPERATION UC 440-480V AUXILIARY CONTACTS 2NO+2NC 3-POLE, | 634.56
5SY6104-7 | CIRCUIT BREAKER 230/400V 6KA, 1-POLE, C, 4A, D=70MM | 8.36
3RT1056-6AB36-3PA0 | CONTACTOR, 90KW/400V/AC-3, AC(40...60HZ)/DC OPERATION UC 23...26V AUXIL. CONTACTS 2NO+2NC LATERAL, P | 585.31
3RA6500-2CB42 | SIRIUS, COMPACT STARTER, REVERSING STARTER W/SYSTEM INTERFACE, 690 V, 32 A, 24 V DC, 1 ... 4 A, IP20 | 1331.56
4RB2021-3CC50 | POWER CAPACITOR PHICAP MKP 220V 2.1KVAR | 94.87
6SE6420-2AB11-2AA1 | MICROMASTER 420 WITH BUILT IN CLASS A FILTER 1AC 200-240V +10/-10% 47-63HZ CONSTANT TORQUE POWER 0 | 682.76
6SE6440-2UE37-5FA1 | MICROMASTER 440 WITHOUT FILTER 3AC 500-600 V +10/-10% 47-63 HZ CONSTANT TORQUE POWER 75 KW OVERLOAD | 25455.06
8WH2000-0AE01 | FEED-THROUGH TERMINAL WITH SPRING CONNECTION, SECTION: 0.14 - 1.5 MM2, WIDTH: 4.2 MM, COLOR: BLUE | 1.12
3RA6120-0AP30 | SIRIUS, COMPACT STARTER, DIRECT STARTER 690 V, 110 ... 240 V AC/DC, 50 ... 60 HZ, 0.1 ... 0.4 A, IP2 | 586.86
3RW3013-2BB14 | SIRIUS SOFT STARTER, SIZE S00, 3.6A, 1.5KW/400V, 40 DEGREES, 200-480V AC, 110-230V AC/DC, SPRING-LOA | 220.77
8WH2025-0AE00 | TWO-TIER TERMINAL NON-ISOLATED, SECTION: 0,14 - 1.5 MM2, WIDTH: 4.2 MM, COLOR: GRAY | 5.09
6SL3056-4AA35-0AV0 | AMPEREMETER FOR SINAMICS V50 DISPLAY RANGE 0-490A INPUT 0-20MA | 83.22
3TF6833-1DF4 | CONTACTOR SIZE 14, 3-POLE AC-3, 335KW, 400/380V (690V) AUXILIARY CONTACTS 33 (3NO+3NC) W.3TC44174A R | 3661.4
5SY6516-6 | CIRCUIT BREAKER 230V 6KA,1+N-POLE B, 16A, D=70MM | 12.32
6SL3710-1GE37-5AA3 | SINAMICS G150 CONVERTER CABINET UNIT, AC/AC WITH CIM+CU320-2 3AC 380-480 V, 50/60 HZ NOM. POWER RATI | 55214.95
3WL9111-1BA41-0AA0 | 3WL9-NAFTA-ACCESSORY WLLKNP BREAKER LOCK FRONT PANEL MOUNT, 4 PADLOCKS | 177.07
5SU1354-7KK08 | FI/LS-PROTECTOR TYPE A (PSE/SSF), D=70MM IFN 30MA,10KA, 1+N-POLEE C 8A | 98.05
4EU3622-5CA00-0AA0 | COMMUTATING CHOKE FOR CONVERTER; PHASES:3; UN1(V):500; ITHMAX 1(A) / F1(HZ):450 /50; I LN (A):405; U | 9441.51
5UB1943 | I-SYSTEM SCHUKO SOCKET OUTLET W. INCREASED TOUCH PROTECTION W. LABELING FIELD CARBON METALLIC, 55MM | 19.77
5SJ4340-7HG41 | CIRCUIT BREAKER 240V 14KA, 3-POLE, C, 40A, D=70MM ACC. TO UL 489 | 234.72
6SE7027-2ES87-1FE0 | SIMOVERT MASTERDRIVES OUTPUT REACTOR FMAX = 120HZ, FP = 3KHZ 3 380-460V AC 72A | 738.82
3NP1963-1GB30 | ACCES.F.FUSE SWI. DISCONNECTOR FOR NH3 FUSE CARRIER WITH FUSE MONITORING ELECTRONIC, EFM 20 | 326.86
3NY4031 | SPARE PART FOR FUSE SWITCH DISCONNECTORS 3NP50 ARC CHUTE F. RATED CURRENT 160A ARC CHUTE | 30.65
8MF6888-4R | STANDARD CUBICLE 8MF6 HXWXD=1800X800X800 SIDE-BY-SIDE MOUNTING NON-VENT., ASSEM., WELDED IP40 | 2646.59
3NJ4915-2JB20 | ACCESSORIES F. STRIPS 3NJ41 IN-LINE FUSE SW.DISC. S.NH1-3 INTEGRAT. CURR. TRANSFORMER 500/5A,CL.1 | 65.6
5TG2552-8 | DELTA I-SYSTEM, CARBON METALLIC FRAME, 2FOLD, 151X80MM VERTICAL, W.LABELING FIELD | 19.06
3SE5132-0CE05 | SIRIUS POSITION SWITCH PLASTIC ENCLOSURE 40MM, TO EN50041 DEVICE CONNECTION 1X (M20X1.5) 1NO/1NC SNA | 36.11
8HP1806 | RUBBER CABLE ENTRY FOR 2 CABLES 6-15MM | 3.55
8WH2004-0CE07 | PE TERMINAL WITH SPRING CONNECTION, 4 CONNECT. POINTS, SECTION: 0.14 - 1.5 MM2, WIDTH: 4,. MM, COLOR | 5.28
3UG4501-1AW30 | ANALOG MONITORING RELAY FILL LEVEL MONITORING RESISTANCE MONITORING FROM 2 TO 200 KOHM OVERSHOOT AND | 98.75
3LD9251-2A | TERMINAL COVER 1-POLE FOR SWITCH 3LD2, 63A | 1.48
5SY6602-7 | CIRCUIT BREAKER 400V 6KA,3+N-POLE C, 2A, D=70MM | 42.58
3RT1955-5NB31 | WITHDR. COIL FOR MOD. S6 FOR CONTACTORS 3RT105/3RT145 AC/DC ACTUATOR UC21-27,3V DRIVE: ELECTRONIC W | 130.58
3NP5060-0CB00 | FUSE-SWITCH-DISCONNECTOR I=160A, U=690V, 3-POLE WITH CLAMP CONNECTION FUSE SIZE NH00 | 214.77
3RT1975-5AR31 | WITHDR. COIL FOR SIZE S12 FOR CONTACTOR 3RT107/3RT127/3RT147 AC/DC OPERATION 440-480V UC DRIVE: CONV | 108.42
3TX7402-3L | SURGE SUPPRESSOR VARISTOR WITH LINE SPACER AC 400...600V FOR MOUNTING ONTO COIL TERMINAL FOR CONTACT | 11.81
5SY7232-8 | CIRCUIT BREAKER 400V 15KA, 2-POLE, D, 32A, D=70MM | 55.7
5SY8620-8 | CIRCUIT BREAKER 400V 25KA, 3+N-POLE, D, 20A, D=70M | 148.53
8MF2084-4EN | SICUBE 8MF2000 EMC-CUBICLE; WELDED, NI-PLATED H X W X D = 2000 X 800 X 400MM FOR INDIVIDUAL MOUNTING | 5776.15
3RT1276-6AP36 | VAC. CONTACTOR, 250KW/400V/AC-3 AC/DC OPERATION UC 220-240V AUXILIARY CONTACTS 2NO+2NC 3-POLE, SIZE | 2751.52
3VL9200-4TC30 | ACCESSORY FOR VL160, STEEL WRAP-AROUND TERMINAL SET OF 3 PCS 3 POLE | 33.95
5ST3600 | PIN BUSBAR, 10 SQMM CONNECTION: 2X1-PHASE SAFE-TO-TOUCH | 0.82
3UG4511-2BN20 | ANALOG MONITORING RELAY PHASE SEQUENCE MONITORING 3X 160 TO 260V AC 50 TO 60 HZ 2 CHANGEOVER CONTACT | 113.32
3TY7685-0QL7 | SOLENOID ACTUATOR WITH COIL FOR 3TF6844-.C.. CONTACTOR AC OPERATION AC 220...240 V 50/60 HZ | 2867.65
5SY6606-6 | CIRCUIT BREAKER 400V 6KA,3+N-POLE B, 6A, D=70MM | 75.23
6AG1340-1CH02-2AE0 | SIPLUS S7-300 CP340 RS422/485 -25 ... + 60 DEGREE C CONFORMAL COATING BASED ON 6ES7340-1CH02-0AE0 | 2115.48
6DL2804-1AD62 | EX-DEVICE MADE OF STAINLESS STEEL, IP65. WITH INSTALLATION OF ET200ISP- COMPONENTS (THEY HAVE TO ORD | 5640.38
3SE5232-0KK21 | SIRIUS POSITION SWITCH; PLASTIC HOUSING ACC. TO EN50047, 31MM DEVICE CONNECTION 1X (M20X1.5); 1NO/2N | 31.64
6RA8098-4DV62-0AA0 | SINAMICS DCM DC CONVERTER FOR FOUR-QUADRANT DRIVES CONNECTION (B6) A (B6) C INPUT: 3-PHASE AC 400V, | 48544.4
6ES7658-1EX00-2YL8 | SIMATIC CFC SOFTWARE UPDATE SERVICE WITHIN THE FRAMEWORK OF THIS CONTRACT, YOU WILL RECEIVE UPDATED | 738.61
3TX7500-0A | AUXILIARY CONDUCTOUR CONNECTION FOR BOX TERMINAL FOR 3TF46 TO 3TF50 | 15.87
BVP:261513 | BD2A-3-1000-SB-3 STANDARD LENGTH 3,25M 1000A, N + PE, 12 TAP OFFS | 2776.96
6SL3700-0LE42-5BA3 | SINAMICS S120 CABINET MODULE LINE CONNECTION MODULE 3AC 380-480V, 50/60HZ RATED CURRENT: 2500 A CABI | 39235.82
BVP:203184 | BD2-AK2X/OGB63 TAP-OFF UNIT | 302.29
3RT1055-2AR36 | CONTACTOR, 75 KW / 400 V / AC-3 AC/DC OPERATION UC 440-480 V AUXILIARY CONTACTS 2NO+2NC 3-POLE, SIZE | 446.38
BVP:261766 | BD2C-3-630-WB-2W* OPTIONAL LENGTH 1,26M-2,24M 630 A, N + PE, 4-8 TAP OFFS | 3295.88
3VL9400-1UT00 | ACCESSORY FOR VL160X, VL160, VL250, VL400, UNDERVOLTAGE RELEASE 600 V AC RIGHT POLE ONLY | 215.86
3VL9400-3HN00 | ACCESSORY FOR VL400, TOGGLE HANDLE EXTENSION WITH SCREWS PACKED IN BAG | 33.35
3LD2305-3VK13 | MAIN SWITCH 6-POLE FRONT MOUNTING IU=160A, P/AC-23A AT 400V=75KW ROTARY ACTUATOR RED/YELLOW (EMERG. | 611.89
3NA6232 | LV HRC FUSE LINK GL/GG WITH INSULATED GRIP LUGS WITH COMBINATION INDICATOR SIZE 2, 125A, AC 500V/DC | 19.06
3RV1011-1BA15 | CIRCUIT-BREAKER, SIZE S00, FOR MOTOR PROTECTION, CLASS 10, A REL. 1.4...2A, N REL. 26A, SCREW CONNEC | 70.99
3RA1943-3E | WIRING MODULE BOTTOM FOR CONTACTOR COMBINAT. S3...S3 W. 10 MM DISTANCE BETWEEN THE CONTACTORS | 24.88
3RA1962-2F | BASE PLATE FOR YD-STARTER MOD. S10-S10-S10 | 105.04
5SH4363 | NEOZED SCREW CAP PORCELAIN SIZE D02, 63A | 2.82
8GK9601-4KK20 | ALPHA 630 DIN, COVER HEIGHT = 600MM, WIDTH = 500MM, CLOSED MINIMUM ORDER QTY 10 UNITS | 92.31
5SH5004 | NEOZED ADAPTER SIZE D01 4A | 0.38
4AM5242-4TT10-0FA0 | TRANSFORMER SITAS; PHASES:1; PN/PN(S6)(KVA):0,63 /2,35; UPRI(V):230+/-5%; USEC(V):230; ISEC(A):2,74; | 381.09
3RW4427-3BC34 | SIRIUS SOFT STARTER, VALUES WITH 460 V, 50 DEG., STANDARD: 82A, 60HP, INSIDE-DELTA CIRCUIT 3: 142A, | 6018.05
6RA8081-6DV62-0AA0 | SINAMICS DCM DC CONVERTER FOR FOUR-QUADRANT DRIVES CONNECTION (B6) A (B6) C INPUT: 3-PHASE AC 400V, | 8905.06
3RT1056-1AB36 | CONTACTOR, 90KW/400V/AC-3 AC(40...60HZ)/DC OPERATION UC 23-26V AUX. CONTACTS 2NO+2NC 3-POLE, SIZE S6 | 629.1
3SE5112-0QV10-1AA7 | SAFETY POS. WITH SEPARATE ACTUATOR, METAL ENCLOSURE,40MM, 1X(M20X1.5) SLOW-ACTION CONTACTS 1NO/2NC 5 | 79.38
3RW4038-1BB14 | SIRIUS SOFT STARTER, S2, 72A, 37KW/400V, 40 DEGR., AC 200-480V, AC/DC 110-230V, SCREW TERMINALS | 1269.3
6SL3710-1GH31-0AA3 | SINAMICS G150 CONVERTER CABINET UNIT, AC/AC WITH CIM+CU320-2 3AC 660-690 V, 50/60 HZ NOM. POWER RATI | 14618.52
3TF6944-0CQ7-ZA02 | CONTACTOR SIZE 14, 3-POLE AC-3, 450KW, 400/380V (690V) AUXILIARY CONTACTS 44 (4NO+4NC) AC OPERATION | 4766.76
3RA6120-1BP33 | SIRIUS, COMPACT STARTER, DIRECT STARTER 690 V, 110 ... 240 V AC/DC, 50 ... 60 HZ, 0.32 ... 1.25 A, I | 555.29
3RA6120-1DB33 | SIRIUS, COMPACT STARTER, DIRECT STARTER 690 V, 24 V AC/DC, 50 ... 60 HZ, 3 ... 12 A, IP20, CONNECTIO | 632.78
3RA6120-1DP32 | SIRIUS, COMPACT STARTER, DIRECT STARTER 690 V, 110 ... 240 V AC/DC, 50 ... 60 HZ, 3 ... 12 A, IP20, | 651.43
5TG1203-2 | DELTA MIRO GLASS FRAME 3-FOLD REAL GLASS BLACK 232X90MM | 124.66
4AM3442-5AT10-0FA0 | TRANSFORMER SITAS; PHASES:1; PN/PN(S6)(KVA):0,1 /0,31; UPRI(V):400+/-5%; USEC(V):230; ISEC(A):0,43; | 120.69
4AM6142-5CT10-0FA0 | TRANSFORMER SITAS; PHASES:1; PN/PN(S6)(KVA):1,6 /7,3; UPRI(V):440+/-5%; USEC(V):230; ISEC(A):6,96; F | 834.42
4AM6142-5FJ10-0FA0 | TRANSFORMER SITAS; PHASES:1; PN/PN(S6)(KVA):1,6 /7,3; UPRI(V):500+/-5%; USEC(V):110; ISEC(A):14,5; F | 834.42
6AG1972-0DA00-2AA0 | SIPLUS DP TERMINATOR RS485 -25...+60 DEGREES C BASED ON 6ES7972-0DA00-0AA0 | 338.88
6SL3710-1GE33-8AA3 | SINAMICS G150 CONVERTER CABINET UNIT, AC/AC WITH CIM+CU320-2 3AC 380-480 V, 50/60 HZ NOM. POWER RATI | 28794.04
5TG7144 | DELTA STYLE, TITANIUM WHITE ROCKER W. BELL SYMBOL FOR PUSHB., 68X68MM | 7.63
8MF5284-4E | STANDARD CUBICLE 8MF5 HXWXD=2200X800X400 INDIVIDUAL MOUNTING NON-VENT., NOT ASSEM., SCREWED IP40 | 3052.28
3NA6805-6 | LV HRC FUSE LINK GL/GG WITH INSULATED GRIP LUGS WITH COMBINATION INDICATOR SIZE 000, 16A, AC 690V/DC | 29.63
3NA6824-4KK | LV HRC FUSE LINK GL/GG WITH INSULATED GRIP LUGS WITH COMBINATION INDICATOR SIZE 00, 80A, AC 400V | 7.33
3LD2405-3VK11 | MAIN SWITCHES 6-POLE ROT. OP. MECH. BLACK 4-HOLE MOUNTING FLOOR MOUNTING IU=250A P/AC-23A AT 400V=13 | 736.77
4AT3912-8DD40-0FA0 | TRANSFORMER SITAS; PHASES:1; PN/PN(S6)(KVA):8 /28,5; UPRI(V):550-525-500-480-460- 440-415-400-380-23 | 3371.7
4RB2146-3GA50 | POWER CAPACITOR PHICAP MKP 600V 14.6KVAR | 191.94
5SY4420-6 | CIRCUIT BREAKER 400V 10KA, 4-POLE, B, 20A, D=70MM | 57.13
3RV1011-1DA10-ZX95 | CIRCUIT-BREAKER, 2.2...3.2 A, N-RELEASE 42 A, SIZE S00, MOTOR PROTECTION, CLASS 10, SCREW CONNECTION | 64.57
BVP:261998 | BD2A-1000-EE BD2A END FEEDER UNIT WITH ACC. 1000A | 1440.49
6RA8075-6DV62-0AA0 | SINAMICS DCM DC CONVERTER FOR FOUR-QUADRANT DRIVES CONNECTION (B6) A (B6) C INPUT: 3-PHASE AC 400V, | 5815.89
5SY7416-7 | CIRCUIT BREAKER 400V 15KA, 4-POLE, C, 16A, D=70MM | 114.74
6ES7870-1AB01-0YA0 | SIMATIC S7, MODBUS SLAVE V3.1 SINGLE LICENSE F.1 INSTALLATION R-SW, SW AND DOCU. ON CD, HW-DONGLE, C | 2327.26
6AG1322-5HF00-4AB0 | SIPLUS S7-300 SM322 8RO 40PIN FOR MEDIAL STRESS BASED ON 6ES7322-5HF00-0AB0 | 760.4
4AM5542-5AT10-0FC0 | TRANSFORMER SITAS; PHASES:1; PN/PN(S6)(KVA):0,68 /3,4; UPRI(V):400+/-5%; USEC(V):230; ISEC(A):2,96; | 660.15
3RV1011-1BA10-ZX95 | CIRCUIT-BREAKER, 1.4...2 A, N-RELEASE 26 A, SIZE S00, MOTOR PROTECTION, CLASS 10, SCREW CONNECTION S | 64.57
6RA8093-4LS22-0AA0 | SINAMICS DCM DC CONVERTER FOR TWO-QUADRANT DRIVES CONNECTION B6C INPUT: 3-PHASE AC 830V, 1245A CONTR | 30891.9
3RA6120-2DB33 | SIRIUS, COMPACT STARTER, DIRECT STARTER 690 V, 24 V AC/DC, 50 ... 60 HZ, 3 ... 12 A, IP20, CONNECTIO | 632.78
3RT1275-6LA06 | VAC. CONTACTOR, 200KW/400V/AC-3 WITHOUT COIL AUXILIARY CONTACTS 2NO+2NC 3-POLE, SIZE S12 RAIL CONNEC | 1963.8
8WD4408-0AE | SIGNALLING COLUMN CONNECT. ELEMENT FOR WITH BASE MOUNT./ANGLE MOUNT. COVER LID AND SEAL, CAGE CLAMP | 42.85
6SE6400-0GP00-0AA0 | MICROMASTER 4 GLAND PLATE CABLE SCREENING KIT (FSA) | 47.53
8UC7220-3BD | HANDLE RED/BLUE GREEN BASIC MASKING FRAME YELLOW SPARE PART FOR DOOR DRIVES 8UC6222-3BD22/8UC6220-3B | 66.92
5SV8703-0KK | CURRENT TRANSFORMER 70MM | 217.72
3SE5232-0CC05-1CA0 | SIRIUS POSITION SWITCH W. INCREASED CORROSION PROT. PLASTIC HOUSING ACC. TO EN50047, 31MM DEVICE CON | 22.8
3NW7121 | BUILT-IN FUSE BASE FOR CYLINDRICAL FUSES SIZE 14X51MM 50A, 2POLE | 47.05
3VL9324-4TD30 | ACCESSORY FOR VL250, CIRCULAR COND. TERMINAL COMPRISES 3 CIRC. CONDUCTOR TERMINALS AND TERMINAL COVE | 98.12
6SL3720-1TE32-1AA3 | SINAMICS S120 CABINET MODULE SINGLE MOTOR MODULE WITH CIM+CU320-2 INPUT: DC 510 - 720V OUTPUT: 3AC 0 | 15757.62
5TG1333-1 | DELTA STYLE, PLATINUM METALLIC COVER PLATE 68X68MM F.FLUSH-MOUNTING CONTROL DEVICE FOR DIAMETER 22.5 | 17.52
3SE5112-0CA00-1CA0 | BASIC SWITCH W. INCREASED CORROSION PROTECTION FOR POSITION SWITCH METAL ENCLOSURE, TO EN50041 DEVIC | 33.24
5TG1205-4 | DELTA MIRO GLASS FRAME 5-FOLD REAL GLASS ARENA 374X90MM | 257.56
3VL9400-4PC30 | ACCESSORY FOR VL400, PLUG IN SOCKET KIT ASSEMBLY FRONT CONNECTORS 3 POLE | 961.58
5TG1342 | DELTA STYLE, TITANIUM WHITE COVER PLATE 68X68MM FOR TELECOMMUNICATION CONNECTION UNITS (TAE) | 9.55
4AT3032-8ED40-0FC0 | TRANSFORMER SITAS; PHASES:1; PN/PN(S6)(KVA):3,6 /16; UPRI(V):600-575-550-525-500- 480-460-440-415-40 | 2841.06
5SH318 | D-TYPE ADAPTOR SCREW SIZE DIII/THREAD E33, 50A | 1.6
3RT1055-6AF36-3PA0 | CONTACTOR, 75KW/400V/AC-3, AC(40...60HZ)/DC OPERATION UC 110...127V AUXIL. CONTACTS 2NO+2NC LATERAL, | 464.42
6SE6400-3CC02-2CD3 | MICROMASTER 4 AC COMMUTATION CHOKE 200V-480V 3AC 25A FOOTPRINT FSC - 1MH | 539.18
8MR2172-1AB | NO CONTACT+NO CONTACT, 50DEGR.,122DEGR.F FTD011, 01164.0-00, | 42.15
8GK9910-0KK30 | ALPHA 160/400 DIN, SUPPORT F. FIELD COVER (4 PCS) 1 SET = 4 SUPPORTS | 13.06
3TY7693-0QL7 | SOLENOID COIL FOR 3TF6933-.Q.. CONTACTOR WITH RECTIFIER BRIDGE AC 220 TO 240 V 50/60HZ | 755.01
4AV3801-2EB00-0A | CURRENT SUPPLY (UNSCREENED); PHASES:3; PN(KW):3,6; UPRI(V):500-400(415); USEC(V DC):24 DC; ISEC(A DC | 3300.23
3TF6933-1QL7 | CONTACTOR SIZE 14 3-POLE AC-3 450KW, 400/380V (690V) AUX. SWITCHES 33 (3NO+3NC) BRIDGE RECTIFIER INT | 4728.58
5SP3820-2 | MAIN CONDUCTOR CIRCUIT-BREAKER (SHU),3X1-POLE,E 20 A,230/400 V FOR MOUNTING ONTO 40MM BUSBAR | 162.67
3NP1123-1JC20 | FUSE-SWITCH-DISCONNECTOR 3-POLE, NH000, 160A 60MM BUSBAR SYSTEM COVERS FOR RITTAL BOX TERMINAL | 83.92
5SY4425-5 | CIRCUIT BREAKER 400V 10KA, 4-POLE, A, 25A, D=70MM | 168.79
8MF4322 | MULTI PURPOSE STRIPS FOR CUBICLE HEIGHT 2200MM | 124.99
3RV1917-5C | CABLE CONNECTOR, FOR CIRCUIT-BREAKER SIZE S00 WITH SCREW TERMINAL (MULTI-UNIT PACKING) | 3.27
4EP3701-3US00 | OUTPUT CHOKE; PHASES:3; UN1(V):460; ITHMAX 1(A) / F1(HZ):6,1 /120; F TAKT(KHZ):3; I LN (A):5,5; LN(M | 480.69
8MF4910 | EARTHING PLATE | 18.49
5SM2632-6 | FI-BLOCK F.LS-SWITCH 5SY TYPE A (PSE/SSF), D=70MM 6-40A 3POLE IFN 0.3A 400V | 52.28
6FX8002-2YW13-1BB6 | SIGNAL CABLE EXTENSION 19 P. VEAM M. 011,6 | 460.76
6XV1822-5BE50 | SIMATIC NET, 7/8" CONN. CABLE FOR POWER SUPPLY OF ET200, PREASSEMBLED CABLE WITH 2 7/8" CONNECTORS, | 65.07
3RK1325-6LS41-0AA0 | SIRIUS MOTOR STARTER M200D AS-I COMMUNICATION: AS-INTERFACE DIRECT ON-LINE STARTER STANDARD MECHANIC | 878.13
5TG2485 | DELTA INSERT ANTENNA SPUR LINE BOX ALSO F. BROADBAND | 31.44
6AV6381-1AB06-2AV4 | SIMATIC WINCC RC UPGRADE V6.2, FROM V5.X TO V6.2 ASIA, FOR SIMATIC WINCC RUNTIME & CONFIGURATION (RC | 4525.04
5SG7230 | BUS MOUNTING FUSE BASE DISCONNECTOR D02 63A 3POLE 400V FOR BUS BAR 5MM AND 10MM | 123.11
5SJ4108-7HG42 | CIRCUIT BREAKER 10KA, 1POLE, C, 8A ACC. TO UL 489 - 277V | 46.34
3SX3261 | SPACER FOR 3SE6606-3BA | 10.99
4AM3442-5AT10-0FD0 | TRANSFORMER SITAS; PHASES:1; PN/PN(S6)(KVA):0,08 /0,31; UPRI(V):400+/-5%; USEC(V):230; ISEC(A):0,35; | 323.02
3SE5000-0AF10-1AJ0 | ACTUATOR HEAD FOR POSITION SWITCH 3SE52 ANGULAR ROLLER LEVER METAL LEVER WITH PLASTIC ROLLER 13MM | 11.44
3LD2222-0TK11 | MAIN CONTROL SWITCH 3-POLE IU=32, P/AC-23A AT 400V=11,5KW FRONT MOUNTING FOUR-HOLE MOUNTING KNOB BLA | 31.23
3VL9600-3HL00 | ACCESSORY FOR VL630, VL800, HANDLE PAD-LOCKING DEV. | 166.15
3LD2022-1TL13 | MAIN/EMERG. STOP SWITCH 4-POLE IU=16, P/AC-23A AT 400V=7.5KW FRONT MOUNTING FOUR-HOLE MOUNTING KNOB- | 30.21
5SY7502-7 | CIRCUIT BREAKER 230V 15KA, 1+N-POLE, C, 2A, D=70MM | 50.71
3RS1800-2AP00 | COUPLING RELAY IM INDUSTRY-STANDARD ENCLOSURE 1 CHANGEOVER CONTACT COMBIVOLTAGE 24 V AND 220 V TO 24 | 62.41
3NE1438-1 | SITOR SET OF FUSES DUTY CLASS GR, DIN 43620 800A, 600V AC | 271.43
4AM3842-5AJ10-0FA0 | TRANSFORMER SITAS; PHASES:1; PN/PN(S6)(KVA):0,16 /0,49; UPRI(V):400+/-5%; USEC(V):110; ISEC(A):1,45; | 158.68
5TG7817 | DELTA PROFIL, TITANIUM WHITE ROCKER W. WINDOW, W. LAB. PLATE F.2-CIRCUIT/DUAL 2-WAY SWITCH F. PUSHB. | 18.82
6DD1660-0BG0 | SIMATIC TDC COMMUNICATION MODULE CP52IO INTERFACE MODULE FOR GLOBAL DATA MEMORY (GDM) WITH 4 INTERFA | 22698.32
3TH4355-0AK2 | CONTACTOR RELAY 55E EN 50 011 5NO+5NC, SCREW TERMINALS AC OPERATION AC 50/60HZ 120V | 91.96
4AM5742-4TN00-0EA0 | TRANSFORMER SITAS; PHASES:1; PN/PN(S6)(KVA):1 /5; UPRI(V):230+/-5%; USEC(V):24; ISEC(A):41,67; F(HZ) | 555.34
3RV2926-0C | DOOR-COUPLING ROTARY OPERATING MECHANISM, IP55, EMERGENCY STOP, SIZE S0...S3 | 68.36
6SL3730-7TG41-3BC3 | SINAMICS S120 CABINET MODULE ACTIVE LINE MODULE INKL. WITH CIM+CU320-2 ACTIVE INTERFACE MODULE 3AC | 191432.85
8WD4220-5BC | SIGNAL COLUMN DIAMETER 50 MM; SINGLE ELEMENT IP54; FLASHING LIGHT ELEMENT, LED GREEN 24 V AC/DC | 93.06
3RA6500-2EB42 | SIRIUS, COMPACT STARTER, REVERSING STARTER W/SYSTEM INTERFACE, 400 V, 32 A, 24 V DC, 8 ... 32 A, IP2 | 1793.6
5TG1252-2 | I-SYSTEM COVER PLATE TV/RF/SAT 3 HOLES ALUMINUM METALLIC | 15.23
3SE5212-1RV40 | SAFETY POS. SWITCH W. SEPARATE ACTUATOR, METAL ENCLOSURE, 31MM; 1X(M20X1.5) SLOW-ACTION CONTACTS 1NO | 67.01
3SE5232-0AC05-1CA0 | HOUSING FOR POSITION SWITCH W. INCREASED CORROSION PROT. PLASTIC HOUSING ACC. TO EN50047, 31MM M20X1 | 7.42
3SE5122-0AA00-1CA0 | ENCLOSURE W. INCREASED CORROSION PROTECTION FOR POSITION SWITCH 3SE51. 56MM WIDE, METAL W. COVER, TU | 18.1
6AG1305-1BA80-2AA0 | SIPLUS S7-300 PS305 -25...+60 DGR C WITH CONFORMAL COATING ACCORD. EN50155 T1 KAT 1 KL A/B BASED ON | 792.9
3WL9111-0AT32-0AA0 | ACCESSORIES CIRCUIT BREAKER 3WL TESTING DEVICE F. ELECTRONIC RELEASE FOR ETU RELEASE 2 | 1270.9
3SE5112-0CR01 | SIRIUS POSITION SWITCH METAL ENCLOSURE 40MM ACC. TO EN50041 DEVICE CONNECTION 1X (M20X1.5) 1NO/1NC S | 46.24
5TG1326 | DELTA STYLE, TITANIUM WHITE INTERMED. FRAME 68X68MM FOR INSTALLING DEVICES W. CENTRAL PLATE 51X51MM | 4.8
5TG2557 | DELTA LINE, TITANIUM WHITE INTERMED. FRAME 55X55MM FOR DEVICES W. CENTRAL PLATE 51X51MM | 2.8
3TK2826-1CW30 | SIRIUS SAFETY RELAY WITH RELAY RELEASE CIRCUITS (RC), UC 24...240V, 45.0MM, SCREW TERMINAL, RC INS | 807.76
3TH4382-0AK6 | CONTACTOR RELAY 82E EN 50 011 8NO+2NC, SCREW TERMINALS AC OPERATION AC 120V 60HZ/AC 110V 50HZ | 86.38
3TX4210-0J | PACKAGE OF 100 LABEL HOLDERS FOR UNIVERSAL FITTING | 0.08
3SE5122-0BA00-1CA0 | BASIC SWITCH W. INCREASED CORROSION PROTECTION FOR POSITION SWITCH METAL ENCLOSURE 56MM WIDE DEVICE | 34.26
6SL3211-0KB17-5BA1 | SINAMICS G110 - CPM110 AC-DRIVE,BUILT IN CL. B FILTER 1AC200-240V +10/-10% 47-63HZ ANALOG INPUT CT: | 447.76
3RK1315-6KS71-1AA0 | SIRIUS MOTOR STARTER M200D AS-I COMMUNICATION: AS-INTERFACE REVERSING STARTER, BASIC ELECTR. SWITCHI | 984.37
6ES7292-1BC30-0XA0 | SIMATIC S7-1200, SPARE PART I/O TERMINAL BLOCK GOLD ANALOG CPU INPUTS (4 PIECES W. 3 SCREWS EACH) | 37.23
3RF2450-3AC55 | SEMI-CONDUCTOR CONTAC.3-PH.3RF2 AC51 50A 40 DEG. C 48-600V / 230V AC 3-PHASE CONTROLLED RING TERMINA | 266.5
BVP:261852 | BD2A-400-LR-X* ELBOW RIGHT X 0,36M-1,25M / Y 0 ,36M 160A-400A | 1129.63
5SY4404-7 | CIRCUIT BREAKER 400V 10KA, 4-POLE, C, 4A, D=70MM | 66.71
8MF4881 | 19 INCH SWING FRAME 6 HM | 1133.97
3RF2900-2TA88 | CONTROL CONNECTOR FOR 3RF20/21/3RF23/24 SPRING-TYPE | 2.82
3RF2330-1BA44 | SEMI-COND. CONTACTOR 3RF2,1-PH. AC51 30 A / AC15 15A 40 DEG. C 48-460V / 4-30V DC SCREW TERMINAL IN | 67.1
3NP5060-0CA10 | FUSE-SWITCH-DISCONNECTOR I=160A, U=690V, AUXILIARY SWITCH 1NO+1NC FOR CABLE-LUG CONNECTION FUSE SIZE | 232.7
3TC4417-0AV4 | CONTACTOR, SIZE 2, 2-POLE DC-3 AND 5,RATD.OPERAT.CURR.32A AUXILIARY CONTACTS 22 (2NO+2NC) DC OPERATI | 212.32
6FX5008-1BB11-6AA0 | POWER CABLE, SOLD BY THE METER 4 X 1.5 C UL/CSA, DESINA MOTION-CONNECT 500 DELIVERY FORM: ON DISPOS. | 2813.67
3VL9200-4PC40 | ACCESSORY FOR VL160, PLUG IN SOCKET KIT ASSEMBLY FRONT CONNECTORS 4 POLE | 480.14
LZS:RT170R8 | FANNING STRIP FOR RT SCREW TERMINAL SOCKET | 6.52
5TG1815 | DELTA PROFILE, TITANIUM WHITE QUINTUPLE FRAME, 80MM | 28.59
3SE5112-0CH60 | SIRIUS POSITION SWITCH METAL ENCLOSURE 40MM TO EN50041 DEVICE CONNECTION 1X (M20X1.5) 1NO/ 1NC SNAP- | 57.78
5TG1204-0 | DELTA MIRO QUADRUPLE FRAME GENUINE GLASS CRYSTAL GREEN WITHOUT SIEMENS LOGO DIMENSION 303X90 MM | 162.8
3SE5112-0LU22 | HINGED SWITCH METAL HOUSING,40MM, 1X(M20X1.5) WITH SOLID SHAFT D=10MM; ACTUATING ANGLE 10 DEG; SNAP- | 58.77
5TG6224 | I-SYSTEM, CARBON METALLIC ROCKER W. WINDOW F.2-CIRCUIT/DUAL 2-WAY SWITCH 55X55MM | 17.52
5SY5415-7 | CIRCUIT BREAKER CURR.SENS.DC 880V AC 400V 10KA, 4POLE, C, 1.6A MAX. DC 1000V | 168.37
8MR2171-2BA | NC CONTACT,25DEGR.C,77DEGR.F FT011, 01160.0-01, | 22.33
3RT1965-5AM32 | WITHDRAWABLE COIL FOR SIZE S10 FOR CONTACTORS 3RT106/3RT146 AC/DC OPERATION UC200-220V DRIVE: CONVEN | 105.04
8GK9510-8KK38 | ALPHA 400DIN DOOR AS SPARE PART RIGHT DOOR H=1400 MM, W=275 MM FOR CABINET WIDTH 750 MM INCL. CLOSIN | 139.62
3NJ6900-4HD21 | ACCESSORY FOR SWITCH DISCONNECTOR W/FUSE, IN-LINE, PLUG-IN, AMPEREMETER, MOVING IRON 100/5A, CL.1, 0 | 64.31
3SF1314-1SD11-1BA1 | SAFETY POSITION SWITCHES WITH SOLENOID INTERLOCKING LOCKING FORCE 2600N, 5 DIR. OF APPROACH METAL EN | 747.57
3SE5212-0LU21 | HINGED SWITCH METAL HOUSING, 31MM; 1X(M20X1.5) WITH HOLLOW SHAFT D=8MM; ACTUATING ANGLE 10 DEG; SNAP | 48.43
6XV1860-3PN30 | SIMATIC NET, PROFIBUS ECOFAST HYBRID CABLE GP, 2XCU 0.64 MM, 4XCU 1.5 SQMM, CABLE PREASSEMBLED WITH | 634.8
8GS4007-6 | ALPHA-ZS, METER SUPPORT PLATE 375MM BOTTOM | 81.07
8MF5868-4E | STANDARD CUBICLE 8MF5 HXWXD=1800X600X800 INDIVIDUAL MOUNTING NON-VENT., NOT ASSEM., SCREWED IP40 | 2994.33
5TE9101 | 2 PHASE BAR 12TE 32A FOR TERMINALS 6QMM (FOR 5TE8 1+2,5TE4 8,5TE5 8, 5TE7 1+2+3,5TE4 7,5TE5 7,5TT55) | 11.13
3SE5212-0LK21 | SIRIUS POSITION SWITCH; METAL HOUSING ACC. TO EN50047, 31MM DEVICE CONNECTION 1X (M20X1.5); 1NO/2NC | 39.06
3RF2320-3AA02 | SEMI-COND. CONTACTOR 3RF2,1-PH. AC 51 20 A 40 DEGREES C 24-230 V / 24 V DC RING TERMINAL | 57.23
6RA8090-6KV62-0AA0 | SINAMICS DCM DC CONVERTER FOR FOUR-QUADRANT DRIVES CONNECTION (B6) A (B6) C INPUT: 3-PHASE AC 690V, | 28212.51
6RA8091-6DV62-0AA0 | SINAMICS DCM DC CONVERTER FOR FOUR-QUADRANT DRIVES CONNECTION (B6) A (B6) C INPUT: 3-PHASE AC 400V, | 21435.19
3RT1054-2NF36 | CONTACTOR, 55 KW / 400 V / AC-3 AC(40...60HZ)/DC OPERATION UC 96-127V AUXILIARY CONTACTS 2NO+2NC 3-P | 425.04
3LD2254-0TK53 | MAIN/EMERG. STOP SWITCH 3-POLE IU=32, P/AC-23A AT 400V=11.5KW FRONT MOUNTING CENTER HOLE MOUNTING RO | 34.08
3NE3636-0C | SITOR FUSE-LINK FOR SEMICONDUCTOR PROTECTION 630A AR 1000V SIZE 3 CONNECTION CONTACT INDICATOR 130MM | 271.43
8UC7420-3BB | HANDLE 8UC7 WITH MASKING FRAME SPARE PART FOR 8UC6524-3BB44/8UC7424-3BB44 8UC6520-3BB HANDLE RED / B | 132.94
6ES7652-5CX17-0YH5 | SIMATIC PCS 7, SOFTWARE, UPGRADE PACKAGE CLIENT, SFC VISUALIZATION FROM V7.0 TO V7.1 FLOATING LICENS | 2320.6
3SE5322-1SE21 | SAFETY POSITION SWITCHES WITH SOLENOID INTERLOCKING LOCK. FORCE 1300N,5 APPR. DIR. PLASTIC ENCLOSURE | 266.76
3RF2450-3AB45 | SEMI-CONDUCTOR CONTAC.3-PH.3RF2 AC51 50A 40 DEG. C 48-600V / 4-30V DC 2-PHASE CONTROLLED RING TERMIN | 205.1
5UB1101-0KK | DELTA SCHUKO SOCK.OUTL. INSERT 10/16A 250V SCREWLESS TERMINALS WITHOUT CLAWS | 3.06
4RB2150-3GG50 | POWER CAPACITOR PHICAP MKP 660V 15.0KVAR | 229.52
5ST3735 | PIN BUSBAR SHOCKPROOF, 10 SQMM 2-PHASE, 1016 MM LONG WITHOUT END CAPS | 24.23
6ES7652-5DX17-0YJ0 | SIMATIC PCS 7, SOFTWARE UPGRADE PACKAGE WEB SERVER FROM V7.0 TO V7.1 SINGLE LICENSE F.1 INSTALLATION | 3826.8
6SL3760-2AL86-0AA0 | PT100 EVALUATION UNIT SPARE PART FOR CABINET UNIT SINAMICS G150 / S150 NMA: A5E00112534 | 5023.54
3RV1011-1JA10-ZX95 | CIRCUIT-BREAKER, 7...10 A, N-RELEASE 130 A, SIZE S00, MOTOR PROTECTION, CLASS 10, SCREW CONNECTION S | 72.17
3SE5122-0KE01 | SIRIUS POSITION SWITCH METAL ENCLOSURE 56MM WIDE DEVICE CONNECTION 3X (M20X1.5) 1NO/ 2NC SLOW-ACTION | 49.56
3SE5132-0BB01 | SIRIUS POSITION SWITCH PLASTIC ENCLOSURE 40MM, TO EN50041 DEVICE CONNECTION 1X (M20X1.5) 1NO/1NC SLO | 29.71
6AG1343-1EX30-7XE0 | SIPLUS NET CP343-1 -25 ... +70 DEGREES C WITH CONFORMAL COATING BASED ON 6GK7343-1EX30-0XE0 . COMMUN | 4853.26
3RF2150-3AA04 | SEMICONDUCTOR RELAY 3RF2, 1-PH. WIDTH 22.5MM, 50 A 48-460 V / 24 V DC RING TERMINAL | 46.84
3TH4280-0BB4 | CONTACTOR RELAY 80E EN 50 011 8NO, SCREW TERMINALS DC OPERATION DC SOLENOID SYSTEM DC 24V | 99.96
5TG7304 | DELTA SPARE GLOW LAMP 1.5MA FOR SCHUKO SOCKET OUTL. W. STATUS DISPLAY | 8.8
3SE5250-0PC05 | SIRIUS POSITION SWITCH; PLASTIC HOUSING OPEN TYPE 30MM 2NO/1NC SLOW-ACTION CONTACTS TEFLON PLUNGER, | 21.43
6SL3710-1GH37-4CA3 | SINAMICS G150 CONVERTER CABINET UNIT, AC/AC WITH CIM+CU320-2 3AC 660-690 V, 50/60 HZ NOM. POWER RATI | 99197.06
3SE5242-0HK21 | SIRIUS POSITION SWITCH; PLASTIC HOUSING ACC. TO EN50047, 50MM DEVICE CONNECTION 2X(M20X1.5); 1NO/1NC | 33.95
3NW6105-1 | CYLINDRICAL FUSE GG ACC. TO FRENCH STANDARD (NFC) WITHOUT INDICATOR SIZE 14X51MM, 500V 16A | 4.62
3VL9800-4PS40 | ACCESSORIES FOR CIRCUIT-BREAKER VL 1250/1600 KIT MEAS. CONTACT 4P (8 CONNECTION CONTACTS, 1 TRIGGER | 1589.56
3SE5413-0CC21-1EA2 | COMPACT SWITCH 30MM WIDE W. CONNECTING CABLE 2M SNAP-ACTION CONTACTS 1NO+1NC ROUNDED PLUNGER, WITH C | 52.04
3RF2350-1BA22 | SEMI-COND. CONTACTOR 3RF2,1-PH. AC 51 50A / AC15 25A 40 DEG. C 24-230 V / 110-230 V AC INSTANTANEOU | 89.9
5UB1847 | DELTA STYLE, TITANIUM WHITE SCHUKO SOCKET OUTL. 10/16A 250V STATUS DISPLAY, LABELING FIELD HINGED CO | 33.73
5UB4722 | DELTA FLAT IP44, SM DARK GRAY/LIGHT GRAY SCHUKO OUTLET 2FOLD HORIZONTAL, 10/16A 250V W. SCREWLESS TE | 28.17
5SY6463-6 | CIRCUIT BREAKER 400V 6KA, 4-POLE, B,63A, D=70MM | 104.31
3RW4047-1BB04 | SIRIUS SOFT STARTER, S3, 106A, 55KW/400V, 40 DEGR., AC 200-480V, AC/DC 24V, SCREW TERMINALS | 1565.75
5SM2627-0 | RCCB MODULE F. MCB 5SX6+7 FOR AC FAULT CURRENTS 80/100A 2POLE IFN 0.3A 230V | 107.58
4AV2401-2EB00-0B | POWER SUPPLY; PHASES:1; PN(KW):0,24; UPRI(V):400-230(240)-115(120); USEC(V DC):24; ISEC(A DC):10/12 | 724.62
3RP1527-2EC30 | MULTIFUNCTION TIME RELAY IN CAGE-CLAMP TECH. 2 NO CONTACTS ON-DELAY 0.05S...240V AC/DC 24...66V | 140.53
3TF6844-0CQ7-ZA02 | CONTACTOR SIZE 14, 3-POLE AC-3, 335KW, 400/380V (690V) AUXILIARY CONTACTS 44 (4NO+4NC) AC OPERATION | 3722.25
3RK1304-5KS70-3AA0 | ET 200PRO ERSE/RSSE HF ELECTRONIC REVERSING STARTER ELECTRONIC (SOFT) SWITCHING FULL MOTOR PROTECTIO | 1030.07
6FX2001-5WP24 | ABSOLUTE ENCODER MT 27 BIT WITH PROFIBUS DP CLOCK SYNCHRONIZED OPERATING VOLTAGE 10-30 V WITH HOLLOW | 1524.16
6FX2001-7KP01 | SINUMERIK (ACCESSORIES) CLAMP FOR POSITION ENCODER | 2.17
5UB1840 | DELTA STYLE SCHUKO OUTLET 10/16A 250V WITH HINGED LID ORANGE COVER PLATE 68X68MM | 21.44
5SY7310-8 | CIRCUIT BREAKER 400V 15KA, 3-POLE, D, 10A, D=70MM | 67.03
5TA2112 | DELTA SWITCH INSERT FM OFF SWITCH 2POLE 10A 250V | 14.12
6SE6440-2UD41-6GA1 | MICROMASTER 440 WITHOUT FILTER 3AC 380-480 V +10/-10% 47-63 HZ CONSTANT TORQUE POWER 160 KW OVERLOAD | 37607.41
3TH4244-0BC4 | CONTACTOR RELAY 44E EN 50 011 4NO+4NC, SCREW TERMINALS DC OPERATION DC SOLENOID SYSTEM DC 30V | 103.04
5SJ4106-8HG40 | CIRCUIT BREAKER 240V 14KA, 1-POLE, D, 6A, D=70MM ACC. TO UL 489, SAME POLARITY | 45.05
5UB1581 | DELTA LINE SCHUKO SOCKET OUTL. 250V AC 16A W. SCREWLESS TERMINALS COMPLETE COVER 80X80MM ELECTRIC WH | 6.61
5TT4121-0 | REMOTE SWITCH WITH 1NO WITH CENTRAL ON-OFF FUNCTION CONTACT FOR AC 230,400V 16A CONTROL AC 230V | 35.7
5TT4204-0 | RELAY, N-TYPE WITH 4 NO CONTACT FOR AC 230V 16A CONTROL AC 230V | 50.84
5SE2325 | NEOZED FUSE LINK 400V GL, SIZE D02, 25A IN FOLDING BOX | 0.91
4RB2005-3CD50 | POWER CAPACITOR PHICAP MKP 230V 0.5KVAR | 32.41
6SE6400-4BC05-0AA0 | MICROMASTER 4 BRAKING RESISTOR 200-240 V 180R 1000 W PK 50 W CONT 230 X 72 X 43.5 MM H X W X D IP20 | 183.75
5SY7316-6 | CIRCUIT BREAKER 400V 15KA, 3-POLE, B, 16A, D=70MM | 56.67
5SY7463-8 | CIRCUIT BREAKER 400V 15KA, 4-POLE, D, 63A, D=70MM | 195.24
6SE6440-2UC22-2BA1 | MICROMASTER 440 WITHOUT FILTER 1/3AC 200-240V +10/-10% 47-63HZ CONSTANT TORQUE POWER 2.2 KW OVERLOA | 1631.63
3WL9111-0BB24-0AA0 | ACCESSORIES CIRCUIT BREAKER 3WL MUTUAL MECHANICAL INTERLOCK W. C.PULL 2M FOR WITHD.CIR.BR. WITH GUID | 1082.5
5SY4405-8 | CIRCUIT BREAKER 400V 10KA, 4-POLE, D, 0.5A, D=70MM | 151.23
5ST3655 | PROTECTION AGAINST ELEC. SHOCK FOR FREE CONNECTIONS YELLOW | 1.65
6SE6440-2AB15-5AA1 | MICROMASTER 440 WITH BUILT-IN CLASS A FILTER 1AC 200-240 V +10/-10% 47-63 HZ CONSTANT TORQUE POWER | 1134.49
8MF6894-4ES | EMC CUBICLE IP40 HXWXD=1800X900X400 | 3747.76
3RS1101-1CK40 | TEMPERATURE MONITORING RELAY THERMOCOUPLE TYP K, EXCEEDING 1 THRESH. VAL., WIDTH 22ND5 MM 500 -1000 | 200.04
3RF2950-0GA16 | LOAD MONITORING CURRENT RANGE 50 A 40 DEGREES C 400-600 V / 24 V AC/DC TO SEMICON. RELAY/CONTACT. 3R | 130.4
3RW4434-2BC36 | SIRIUS SOFT STARTER, VALUES WITH 575 V, 50 DEG., STANDARD: 100A, 75HP, INSIDE-DELTA CIRCUIT 3: 173A, | 8726.18
5SY8150-7 | CIRCUIT BREAKER 230/400V 25KA, 1POLE, C, 50A, D=70MM | 29.54
5TC1526 | I-SYSTEM SHUTTER/BLIND CONTR. SUN SENSOR FOR SHUTTER/BLIND CONTROL KOMFO | 75.86
5TE9100 | 1 PHASE BAR 12TE 32A FOR TERMINALS 6QMM (FOR 5TE8 1+2,5TE4 8,5TE5 8, 5TE7 1+2+3,5TE4 7,5TE5 7,5TT55) | 5.67
6ES7390-1AJ30-0AA0 | SIMATIC S7-300, RAIL L=830MM | 128.36
8MF4674 | MOUNTING PLATE HXW=2000X1200 | 467.5
6AV6613-2CD01-3AD5 | WINCC FLEXIBLE 2008 ADVANCED POWERPACK FOR WINCC FLEXIBLE 2008 STANDARD ENGINEERING SW, FLOATING LIC | 2924.62
5SY4320-8 | CIRCUIT BREAKER 400V 10KA, 3-POLE, D, 20A, D=70MM | 31
3NW3020-0HG | FUSE LINK CLASS CC ACC. TO UL STANDARD 248-4 SLOW-BLOW, CURRENT-LIMITING RATED CURRENT 2 A RATED VOL | 20
5SY6263-7 | CIRCUIT BREAKER 400V 6KA, 2-POLE, C, 63A, D=70MM | 31.49
5SY5406-6 | CIRCUIT BREAKER CURR.SENS.DC 880V AC 400V 10KA, 4POLE, B, 6A MAX. DC 1000V | 144.55
7MF9006-6LA | MOUNTING BRACKET FOR VALVE MANIFOLD 7MF9412-1B. AND -1C., MADE OF STAINLESS STEEL, MAT. NO. 14301 FO | 105.08
3NW8008-1 | CYLINDRICAL FUSE A.M. ACC. TO FRENCH STANDARD (NFC) WITHOUT INDICATOR SIZE 10X38MM, 500V 8A | 5.75
3RW4426-3BC35 | SIRIUS SOFT STARTER, VALUES WITH 575 V, 50 DEG., STANDARD: 68A, 50HP, INSIDE-DELTA CIRCUIT 3: 118A, | 6332.04
3NA6240 | LV HRC FUSE LINK GL/GG WITH INSULATED GRIP LUGS WITH COMBINATION INDICATOR SIZE 2, 200A, AC 500V/DC | 19.06
8MF4875 | PERFORATED STEEL STRIP FOR THREADED GROOVED NUTS FOR CUBICLE HEIGHT 2000MM | 175.03
6XV1873-6DN20 | SIMATIC NET FO TRAILING CABLE GP 50/125, PREASSEMBLED WITH 2X2 SC CONNECTORS, LENGTH 20 M | 393.11
5SU1356-7KK13 | FI/LS-PROTECTOR TYPE A (PSE/SSF), D=70MM IFN 30MA,6KA, 1+N-POLEE C 13A | 81.84
8MF2824-4E | CUBICLESYSTEM 8MF2000 HXWXD = 1800 X 1200 X 400MM FOR INDIVIDUAL MOUNTING WITH SIDE PANELS, IP 40 | 3245.47
3NA6803-4 | LV HRC FUSE LINK GL/GG WITH INSULATED GRIP LUGS WITH COMBINATION INDICATOR SIZE 000, 10A, AC 400V | 6.77
6SL3710-1GF31-8CA3 | SINAMICS G150 CONVERTER CABINET UNIT, AC/AC WITH CIM+CU320-2 3AC 500-600V, 50/60HZ NOM. POWER RATING | 17244.77
3VL9500-4RH30 | ACCESSORY FOR VL630, SET FLAT BUS SET OF 3 PCS 3 POLE | 194.29
CQO:1012FP-PB | MOUNTING FRAMES FOR PORTABLE UNIVERSAL TRANSDUCER SIZE B (FOR PIPES > 125MM (5 IN.) LEGACY PART NUM | 1086.29
3NE4334-0B | SITOR FUSE-LINK 500A, AC 800V, SIZE 2 | 192
3SE5000-0AT01 | FORK LEVER FOR POSITION SWITCH 3SE51 2XLEVER MADE OF METAL WITH ONE PLASTIC ROLLER 19MM EACH FOR ACT | 19.33
3RK1100-1CQ00-0AA3 | AS-INTERFACE COMPACT MOD. IP67 DIGITAL, 4A 4 X 1 OUTP.,ELECTR., 2A, DC 24V 4 X M12 STANDARD SOCKET | 268.32
3RF2430-1AC35 | SOLID-STATE CONTACT.3PHASE 3RF2 AC51 30A 40 DEG. C 48-600V / 110V AC 3-PHASE CONTROLLED SCREW TERM | 209.54
5TG2564 | I-SYSTEM, TITANIUM WHITE DUAL EQUIPOT. BONDING BOX 55X55MM, DIN 42801 LINE CONNECTION 1X6SQMM AND 4X | 32.69
3RK1301-0FB00-1AA2 | RS1-X FOR ET 200S ELECTRO-MECH. REVERS. STARTER, EXPANDABLE SETTING RANGE 0.35...0.50A AC-3, 0.12KW/ | 627.04
3TC4417-0BG1 | CONTACTOR, SIZE 2, 2-POLE DC-3 AND 5,RATD.OPERAT.CURR.32A AUXILIARY CONTACTS 22 (2NO+2NC) AC OPERATI | 149.3
3TC4817-0AP4 | CONTACTOR, SIZE 4, 2-POLE DC-3 AND 5,RATD.OPERAT.CURR.75A AUXILIARY CONTACTS 22 (2NO+2NC) DC OPERATI | 737.97
5SY8415-8 | CIRCUIT BREAKER 400V 25KA, 4POLE, D, 1.6A, D=70MM | 199.75
6SE6440-2UC25-5CA1 | MICROMASTER 440 WITHOUT FILTER 3AC 200-240 V +10/-10% 47-63 HZ CONSTANT TORQUE POWER 5.5 KW OVERLOA | 2927.15
5SY7320-8 | CIRCUIT BREAKER 400V 15KA, 3-POLE, D, 20A, D=70MM | 67.03
6AV6574-1AA00-2BX0 | SERVICE PACK FOR MP370-12"KEY 2 X SLIDES MP370 6 X CLAMPS MP370 1 X 24V DC 2 PIN CONECTOR 1 X CF-CAR | 285.48
6FX2001-2GB25 | SINUMERIK (ACCESSORIES) INCR. POS. ENCODER, WITH LED, AXIAL FLANGE CONNECTOR, 1250 PULSES/REV | 366.56
8GK9511-8KK52 | ALPHA 400DIN DOOR AS SPARE PART RIGHT DOOR H=1250 MM, W=525 MM FOR CABINET WIDTH 1000/1250 MM UP, IP | 176.8
5TT4901 | AUXILIARY SWITCH WITH 1 NO AND 1 NC CONTACT FOR ACDC 60V FOR 5TT41 OR 5TT42 | 18.02
6FX2003-0LA10 | POWER CONNECTOR 6-POL SIZE 1.5 PINS, EXTERNAL THREAD, 1 X 6-WAY INSULATOR 5 X PIN CONTACT (1.5-4 MM2 | 194.66
6FX2003-0SU17 | SIGNAL CONNECTOR 17 PINS SCREW CAP SOCKET 1 MAL 17 POLE INSULATOR 17 CONTACTS (0.08-0.22 MM2) 17 CON | 53.11
3VL9500-4EC40 | ACCESSORY FOR VL630, FRONT CONNECTION BAR COMPRISES 4 CONNECTIONS 4-POLE | 126.25
6SL3710-2GH41-1AA3 | SINAMICS G150 CONVERTER CABINET UNIT, AC/AC WITH CIM+CU320-2 3AC 660-690V, 50/60HZ NOM. POWER RATING | 137641.81
6ES7392-2CX00-0AA0 | SIMATIC S7-300, 10 DIN A4 LABELLING SHEETS COLOR: YELLOW, 10 LABELLING STRIPS/SHEETS FOR SIGNAL MODU | 142.98
6SE6430-2UD32-2DA0 | MICROMASTER 430 WITHOUT FILTER 3AC 380-480 V +10/-10% 47-63 HZ SQUARED TORQUE POWER 22 KW OVERLOAD 1 | 7703.05
3SE5132-0LJ01 | SIRIUS POSITION SWITCH PLASTIC ENCLOSURE 40MM, TWIST LEVER, TO EN50041, DEVICE CONNECTION 1X (M20X1. | 40.4
5SU1154-7KK06 | FI/LS-PROTECTOR TYPE A (PSE/SSF), D=70MM IFN 10MA, 10KA, 1+N-POLEE C 6A | 99.38
5SY8306-8 | CIRCUIT BREAKER 400V 25KA, 3POLE, D, 6A, D=70MM | 152.86
5TG1103-2 | DELTA MIRO FRAME 3-FOLD GENUINE MATERIAL WOOD TYPE OF WOOD RED MAPLE DIMENSIONS 232X90MM | 85.39
6FX2008-1DC00-1FA0 | SIGNAL CABLE, SOLD BY THE METER (DRIVE CLIQ) 2X2X0.22 C, NON-TRAILING TYPE, DELIVERED IN COILS DMAX= | 385.25
3NA7242-6 | LV HRC FUSE LINK GL/GG WITH NON-INSULATED GRIP LUGS WITH COMBINATION INDICATOR SIZE 2, 224A, AC 690V | 50.58
3RA6400-1CB43 | SIRIUS, COMPACT STARTER, DIRECT STARTER W/SYSTEM INTERFACE, 690 V, 32 A, 24 V DC, 1 ... 4 A, IP20, C | 862.36
8JH404 | TERMINAL 1POLE INSULATED, 143A INC./OUTG. FEEDER 1X4-35 SQMM EACH | 33.27
3RW4047-1BB05 | SIRIUS SOFT STARTER, S3, 106A, 75KW/500V, 40 DEGR., AC 400-600V, AC/DC 24V, SCREW TERMINALS | 1783.94
5SP4491-8 | CIRCUIT BREAKER 400V 10KA, 4-POLE, D, 100A, D=70MM | 401.13
3RW4465-2BC35 | SIRIUS SOFT STARTER, VALUES AT 575V, 50DEGREES, STANDARD: 885A, 1000HP, INSIDE DELTA: 1533A, 1750HP, | 50237.7
3RX9014-0AA00 | AS-I CABLE TRAPEZOIDAL YELLOW, TPE, OIL-RESISTANT, 2 X 1,5QMM, 1000M 1 PIECE = 1000M | 4749.45
3RW3037-1BB04 | SIRIUS SOFT STARTER, SIZE S2, 63A, 30KW/400V, 40 DEGREES, 200-480V AC, 24V AC/DC, SCREW TERMINALS | 895.83
5UB1468 | DELTA PROFIL, SILVER SCHUKO SOCKET OUTL. 10/16A 250V W. SCREWLESS TERMINALS W. INCREASED TOUCH PROTE | 16.79
3RK1301-0KB00-1AA2 | RS1-X FOR ET 200S ELECTRO-MECH. REVERS. STARTER, EXPANDABLE SETTING RANGE 0.90...1.25A AC-3, 0.37 K | 627.04
3RK1301-1GB00-1AA2 | RS1-X FOR ET 200S ELECTRO-MECH. REVERS. STARTER, EXPANDABLE SETTING RANGE 4.5...6.3A AC-3, 2.2KW/400 | 627.04
6SE6400-3TD04-8EE0 | MICROMASTER 4 OUTPUT LC FILTER 500-600V 3AC 53.0 / 41.0 A (40 / 50 GRD C) STAND ALONE FS E 345 X 300 | 4831.91
5SY7532-8 | CIRCUIT BREAKER 230V 15KA, 1+N-POLE, D, 32A, D=70MM | 59.9
3WL9111-0AL63-0AA0 | ACCESSORIES CIRCUIT BREAKER 3WL MAIN CONDUCTOR CONN. 1 OFF FIXED-MOUNTED CIRC.BR. SIZE II FRONT CONN | 194.04
4AM5242-5FJ10-0FA0 | TRANSFORMER SITAS; PHASES:1; PN/PN(S6)(KVA):0,63 /2,34; UPRI(V):500+/-5%; USEC(V):110; ISEC(A):5,72; | 381.09
5TG8058-4 | LED LAMP BLUE 230V | 3.97
4AM4842-4TN00-0EA0 | TRANSFORMER SITAS; PHASES:1; PN/PN(S6)(KVA):0,5 /2; UPRI(V):230+/-5%; USEC(V):24; ISEC(A):20,8; F(HZ | 321.57
5UB1523 | I-SYSTEM SCHUKO SOCKET OUTLET W. INCREASED TOUCH PROTECTION W. LABELING FIELD TITANIUM WHITE, 55MM X | 12.09
3TC7814-0EF | CONTACTOR SIZE 12, 2-POLE DC-3 AND 5,RATD.OPER.CURR. 400A AUXILIARY CONTACTS 44 (4NO+4NC) DC OPERATI | 3615.98
5SJ6120-7KS | CIRCUIT BREAKER 230/400V 6KA, 1-POLE, C, 20A, D=70MM WITH SCREWLESS TAP-OFF TERMINAL | 5.59
6FX2003-1CG10 | POWER CONNECTOR SIZE 1 8-PIN MALE CONNECTOR, EXTERNAL THREAD, FOR LINEAR MOTORS CABLE CLAMPING 7.7 - | 150.41
3RW4465-6BC46 | SIRIUS SOFT STARTER, VALUES AT 690V, 40DEGREES, STANDARD: 1076A, 1100KW, INSIDE DELTA: ONLY UP TO 60 | 57302.37
3SB2000-0AH01 | PUSHBUTTON, 16MM, ROUND, PLASTIC, TRANSPARENT, BUTTON, FLAT | 6.84
3RT1075-2AU36 | CONTACTOR, 200KW/400V/AC-3 AC(40...60HZ)/DC OPERATION UC 240-277V AUXILIARY CONTACTS 2NO+2NC 3-POLE, | 1351.16
3VL9100-3MA10 | ACCESSORY FOR VL160X MOTOR OPERATOR 24 VDC | 680.29
5SY6640-7 | CIRCUIT BREAKER 400V 6KA,3+N-POLE C, 40A, D=70MM | 53.17
5SY7120-7 | CIRCUIT BREAKER 230/400V 15KA, 1-POLE, C, 20A, D=70MM | 14.49
5TG1111-0 | DELTA MIRO FRAME 1-FOLD COLOUR TITANIUM WHITE DIMENSIONS 90X90MM | 5.17
6SE6400-3CC03-5CB3 | MICROMASTER 4 AC COMMUTATION CHOKE 200V-240V 1AC 29,5A FOOTPRINT FSC - 0.57MH | 151.4
LZS:RT17016 | FIXING/EJECTOR BRACKET FOR PLUG-IN RELAY OF RT SERIES SCREW TERMINAL BASE NO LOGIC AND PLUG-IN TERMI | 0.59
3NP5060-0EA26 | FUSE-SWITCH-DISCONNECTOR I=160A, U=690V, 3-POLE AUXILIARY SWITCH 1NO+1NC FOR CABLE-LUG CONNECTION WI | 508.37
3SB2901-4RG | INSCRIPTION PLATE FOR PUSHBUTTON AND ILLUMINATED PUSHBUTTON, FLAT, CLEAR WITH BLACK LETTERING, WITH | 0.72
5SM3645-0 | RES.CURRENT OP.CIRCUIT BREAKER TYPE AC WS 125A 3+N-POL IFN 300MA 400V 4MW | 586.07
6FX2003-0SA12 | SIGNAL CONNECTOR 12 PINS EXTERNAL THREAD PIN 1 12 POLE INSULATOR 12 PIN CONTACTS (0.08-0.22MM2) 12 | 54.31
6FX2003-0SA40 | SIGNAL CONNECTOR 17 PINS SPEED CONNECT EXTERNAL THREAD PIN 1 17 POLE INSULATOR 17 PIN CONTACTS (0.0 | 57.36
5SY4305-8 | CIRCUIT BREAKER 400V 10KA, 3-POLE, D, 0.5A, D=70MM | 83.09
5ST3733 | PIN BUSBAR SHOCKPROOF, 10 SQMM 1-PHASE+HS, 1016 MM LONG WITHOUT END CAPS | 14.88
3RW4465-2BC44 | SIRIUS SOFT STARTER, VALUES AT 400V, 40DEGREES, STANDARD: 1076A, 630KW, INSIDE DELTA: 1864A, 1100KW, | 43434.68
3WL9111-0BB68-0AA0 | CIRCUIT-BREAKER ACCESSOR. 3WL VOLTAGE TRANSFORMER 3-POLE FOR MEAS.FUNCTION AND MEAS.F. PLUS 380-690V | 297.65
3WL9111-0BC11-0AA0 | ACCESSORIES CIRCUIT-BREAKER 3WL KIT FOR CONV. FIXED-MOUNTED TO WITHDRAWABLE SIZE 1 3-POLE (AUX.CURRE | 696
3SB2901-4PB | INSCRIPTION PLATE FOR PUSHBUTTON AND ILLUMINATED PUSHBUTTON, FLAT, CLEAR WITH BLACK LETTERING, WITH | 0.72
3SB2901-5NA | INSERT CAP FOR PUSHBUTTON AND ILLUMINATED PUSHBUTTON RAISED CLEAR WITH BLACK LETTERING, WITH SYMBOL: | 0.93
5TT5910-1 | CONTROL SWITCH WITH 1 MAKE AND 1 BREAK CONTACT FOR AC 230V/400V FOR 5TT58 | 21.3
3VL9460-4TF31 | ACCESSORY FOR VL400, CIRCULAR COND. TERMINAL COMPRISES 3 CIRC. CONDUCTOR TERMINALS AND TERMINAL COVE | 427.14
5SJ4130-7HG41 | CIRCUIT BREAKER 240V 14KA, 1-POLE, C, 30A, D=70MM ACC. TO UL 489 | 46.87
5SY7616-8 | CIRCUIT BREAKER 400V 15KA, 3+N-POLE, D, 16A, D=70MM | 129.86
6SE6400-3CC00-3AC3 | MICROMASTER 4 AC COMMUTATION CHOKE 200V-240V 3AC 1,8A FOOTPRINT FSA - 9.5MH | 371.09
8MF4102 | BOTTOM PLATE MULTIPLE PARTITION FOR CUBICLE WXD = 600 X 800MM | 457.82
7MH7723-1EN | RBSS, WHEEL AND SHAFT, 152MM DIAMETER, SPARE | 217.83
3SB2206-0LF01 | ILLUMINATED PUSHBUTTON, 16MM, ROUND, PLASTIC, BLUE, BUTTON, RAISED, 1NO, LAMPHOLDER W2 X 4.6D, WITHO | 22.22
8MF4673 | MOUNTING PLATE HXW=2000X1000 | 421.13
5SJ4308-7HG42 | CIRCUIT BREAKER 10KA, 3POLE, C, 8A ACC. TO UL 489 - 480Y/277V | 183.83
5SJ4315-8HG41 | CIRCUIT BREAKER 240V 14KA, 3-POLE, D, 1,6A, D=70MM ACC. TO UL 489 | 218.01
5ST3011 | AUXILIARY SWITCH MOUNT. 2S, F. LS-SWITCH T=70MM | 12.43
5SU1154-7KK13 | FI/LS-PROTECTOR TYPE A (PSE/SSF), D=70MM IFN 10MA, 10KA, 1+N-POLEE C 13A | 99.38
3RW4027-2BB04 | SIRIUS SOFT STARTER, S0, 32A, 15KW/400V, 40 DEGR., AC 200-480V, AC/DC 24V, SPRING-LOADED TERMINALS | 645.56
8UC7320-3BD | HANDLE 8UC7 WITH MASKING FRAME HANDLE RED / BLUE GREEN BASIC MASKING FRAME YELLOW SPARE PART FOR ROT | 115.21
3NA7810-6 | LV HRC FUSE LINK GL/GG WITH NON-INSULATED GRIP LUGS WITH COMBINATION INDICATOR SIZE 000, 25A, AC 690 | 24.23
4AM5542-8DN00-0EA0 | TRANSFORMER SITAS; PHASES:1; PN/PN(S6)(KVA):0,8 /3,4; UPRI(V):550-525-500-480-460- 440-415-400-380-2 | 515.7
8WH8120-2AB45 | LABELS, LONGIT. 41 - 50 SIZE ZB5 | 0.11
6AV6618-7BB01-3AB0 | WINCC FLEXIBLE /SM@RTSERVICE FOR SIMATIC PANEL, RUNTIME SW, SINGLE LICENSE, LICENSE KEY ON USB STICK | 1153.6
3RT1076-2AM36 | CONTACTOR, 250KW/400V/AC-3 AC(40...60HZ)/DC OPERATION UC 200-220V AUXILIARY CONTACTS 2NO+2NC 3-POLE, | 1947.39
6AG1952-1AL00-4AA0 | SIPLUS S7-400 MEMORY CARD 2MB FOR MEDIAL STRESS BASED ON 6ES7952-1AL00-0AA0 | 2446.13
5SU1324-6KK82 | FI/LS-PROTECTOR TYP A (PSE), D=70MM IFN 30MA, 10KA, 2-POLEE B 125A | 526.41
3RW4027-1TB04 | SIRIUS SOFT STARTER, S0, 32A, 15KW/400V, 40 DEGR., AC 200-480V, AC/DC 24V, SCREW TERMINALS, THERMIST | 799.56
3SB2001-6BH06 | INDICATOR LIGHT, 16MM, ROUND, PLASTIC, TRANSPARENT, CONCENTRIC RINGS | 4.13
3VL9800-3MS00 | ACCESSORY FOR VL1250, VL1600, MOTOR OPERATOR 60V AC/DC | 3218.35
3RW4456-2BC46 | SIRIUS SOFT STARTER, VALUES AT 690V, 40DEG., STANDARD: 780A, 800KW, INSIDE-DELTA CIRCUIT 3: ONLY UP | 45004.61
3RK1325-6KS71-2AA5 | SIRIUS MOTOR STARTER M200D AS-I COMMUNICATION: AS-INTERFACE DIRECT ON-LINE STARTER STANDARD ELECTRON | 1245.25
3RK1325-6LS71-3AA0 | SIRIUS MOTOR STARTER M200D AS-I COMMUNICATION: AS-INTERFACE REVERSING STARTER STANDARD ELECTRONIC SW | 1188.75
3SE5112-0BH50 | SIRIUS POSITION SWITCH, METAL ENCLOSURE 40MM, TO EN50041 DEVICE CONNECTION 1X (M20X1.5) 1NO/1NC SLOW | 56.66
3SE5000-0AE02 | ACTUATOR HEAD FOR POSITION SWITCH 3SE51/52 ROLLER LEVER W. METAL LEVER AND STAINLESS STEEL ROLLER 22 | 25.64
5TT4217-3 | RELAY,N-TYPE W 2 CHANGEOV.CONT. CONTACT FOR AC 230, 400V 16A CONTROL DC 12V | 39.71
3RN1012-2BM00 | THERMISTOR MOTOR PROTECTION STANDARD EVALUATION UNIT, MANUAL/AUTO/REMOTE, 2 CC,AC230V, SPRING-LOADED | 262.08
4AM2642-4TN00-0EB0 | TRANSFORMER SITAS; PHASES:1; PN/PN(S6)(KVA):0,04 /0; UPRI(V):230+/-5%; USEC(V):24; ISEC(A):1,67; F(H | 108.93
5SY4306-5 | CIRCUIT BREAKER 400V 10KA, 3-POLE, A, 6A, D=70MM | 146.88
5ST3700 | PIN BUS BAR SHOCKHAZARD SAFETY, 16QMM 1 PHASE, L= 214MM WITH END CAPS | 4.04
3RW4444-2BC36 | SIRIUS SOFT STARTER, VALUES WITH 575 V, 50 DEG., STANDARD: 215A, 200HP, INSIDE-DELTA CIRCUIT 3: 372A | 16353.42
6SL3060-4AD00-0AA0 | SINAMICS DRIVE-CLIQ CABLE IP20/IP20 LENGTH: 0.16 M | 36.47
3WL9317-6AA00-0AA2 | ACCESSORIES CIRCUIT-BREAKER 3WL OVERCURRENT RELEASE ETU76B LSIN PROTECTION OPTION NO MEASUREMENT FUN | 5997.79
6DL2804-1DE42 | EX-DEVICE MADE OF STAINLESS STEEL, IP65. INCLUSIV INSTALLATION OF ET200I COMPONENTS (THEY HAVE TO OR | 6884.58
3NY1422 | SPARE PART FOR SWITCH DISCONNECTOR 3NP5360 FUSE CARRIER CIRCUIT-BREAKER 3RV16 F.VOLTG.UP TO AC 690V/ | 463.51
7MH5102-2GD00 | SIWAREX WL 260 LOAD CELL SP-S AA 20KG C3 - RATED LOAD 20KG - ACCURACY CLASS C3 - 3M CABLE LENGTH, 6 | 117.17
8WH9040-1DB01 | PLUG-IN COUPLING LEFT ELEMENT CAN BE JUMPERED, CAN BE SELF-PREASSEMBLED, WITH SPRING CONNECTION SECT | 1.69
3SE6605-3BA | CONTACT BLOCK, RECTANGULAR, SMALL, AMBER, NO: MAK-5236-STK | 61.05
8PQ3000-0BA10 | SIVACON S4 CROSS BAR (FOR SUPPORTING STRUCTURE) DEPTH 400MM (600,800MM) | 46.55
BVP:261487 | BD2A-3-400-SB-1 STANDARD LENGTH 1,25M 400A, N + PE, 4 TAP OFFS | 744.12
3RK1901-1KA00 | AS-INTERFACE, BLANK PLUG M12, FOR MODULES IP 67, | 1.83
4AM4342-5AV00-0EA0 | TRANSFORMER SITAS; PHASES:1; PN/PN(S6)(KVA):0,315 /1,12; UPRI(V):400+/-5%; USEC(V):42; ISEC(A):7,5; | 249.32
CQO:1012TW-3 | THERMOWELL STD.DUTY UNINSULATED PIPE: 292MM (11.5 IN) WITHOUT LAGGING LEGACY PART NUMBER: 1012TW-3 | 434.52
3WL9111-2AA58-0AA0 | ACCESSORIES CIRCUIT BREAKER 3WL RATED CURRENT REF. MODULE 1250A F. ETU25, 27, 45, 55, 75, 76 APPROVE | 255.11
3SE5322-2SF22 | SAFETY POSITION SWITCHES WITH SOLENOID INTERLOCKING LOCK. FORCE 1300N,5 APPR. DIR. PLASTIC ENCLOSURE | 283.67
3NP5260-0EB26 | FUSE-SWITCH-DISCONNECTOR I=250A, U=690V, AUXILIARY SWITCH 1NO+1NC WITH CLAMP CONNECTION FUSE SIZE NH | 891.08
5SJ4103-7HG42 | CIRCUIT BREAKER 10KA, 1POLE, C, 3A ACC. TO UL 489 - 277V | 46.34
A5E02611774 | FUE950 RS-232 3-WIRE CABLE FOR DATA ACQUISITION (D-SUB 9F PC-PLUG). | 225.91
6FX2001-2EB25 | SINUMERIK (ACCESSORIES) INCR. POS. ENCODER, WITH LED, RADIAL FLANGE CONNECTOR, 1250 PULSES/REV | 366.56
4AV9604-5CB00-2N | CURRENT SUPPLY (UNSCREENED); PHASES:3; PN(KW):0,36; UPRI(V):400+/-5%; USEC(V DC):30-27-24; ISEC(A DC | 1046.03
6ES7327-1BH00-0AB0 | SIMATIC S7-300, DIGITAL MODULE SM 327, OPTICALLY ISOLATED, 8 DI AND 8 DX, 24V DC, 0.5A 1 X 20 PIN, 8 | 778.28
5SM3646-4 | RES.CURR. OP.CIRC. BR. SIQUENCE TYPE B SENS. TO. UNIV. CURRENT 63A 3+N-POL IFN 300MA 400V 4MW SHORT- | 2725.21
5SY8620-7 | CIRCUIT BREAKER 400V 25KA, 3+N-POLE, C, 20A, D=70M | 125.36
3ZS1310-5CC10-0YA5 | SIRIUS; MOTOR STARTER ES 2007 STANDARD FLOATING LICENSE F. ONE USER E-SW, SW AND DOCUM. ON CD LICENS | 502.94
3WL9111-1AA73-0AA0 | 3WL9-NAFTA-ACCESSORY WLRP350 RATING PLUG, 350A | 118.28
3NA3832 | LV HRC FUSE LINK GL/GG WITH NON-INSULATED GRIP LUGS WITH FRONT INDICATOR SIZE 00, 125A, AC 500V/DC 2 | 5.02
8GK9901-0KK52 | ALPHA 630 DIN, BASE FRAME, H=100 W=1300 D=210 | 232.05
6FX7008-1BC11-3AA0 | POWER CABLE, SOLD BY THE METER 4 X 1.5 + 4 X 0.5 C FOR LINEAR MOTORS TRAILING TYPE UL/CSA DESINA MOT | 4999.67
8MF6868-5R | STANDARD CUBICLE 8MF6 HXWXD=1800X600X800 SIDE-BY-SIDE MOUNTING NON-VENT., ASSEM., WELDED IP54 | 2627.29
3RT1276-6NB36 | VAC. CONTACTOR, 250KW/400V/AC-3 AC/DC OPERATION UC 21-27.3V AUXILIARY CONTACTS 2NO+2NC 3-POLE, SIZE | 2948.44
3LD2154-2EP51 | MAIN CONTROL SWITCH 4-POLE IU=25, P/AC-23A AT 400V=9,5KW 1NO+1 NC, FRONT MOUNTING CENTRAL-HOLE MOUNT | 47.45
3LD2265-8VQ53-0AF6 | MAIN SWITCH 6-POLE IU=32, P/AC-23A AT 400V=11,5KW 2 N-TERMINAL MOULDED-PLASTIC ENCLOSURED, IP65 | 151.11
7MF9004-6AA | MOUNTING BRACKET FOR MULTI-WAY COCK, FOR WALL MOUNTING OR FOR SECURING ON RACK (GRID DIMENSIONS 72 X | 51.91
6SL3000-0CH31-6AA0 | SINAMICS LINE FILTER INPUT: 3-PH. 660-690 V, 50/60 HZ, 155 A | 1094.83
3LD2244-1TL53 | MAIN/EMERG. STOP SWITCH 4-POLE IU=32, P/AC-23A AT 400V=11.5KW FLOOR MOUNTING DIN RAIL/TWO-HOLE MOUNT | 63.04
3SB2901-4EB | INSCRIPTION PLATE FOR PUSHBUTTON AND ILLUMINATED PUSHBUTTON, FLAT, CLEAR WITH BLACK LETTERING, WITH | 0.72
3SB2908-2AK | BACKING PLATE, YELLOW, SELF-ADHESIVE, WITH INSCRIPTION: EMERGENCY STOP | 2.3
6ES7194-4BH00-0AA0 | SIMATIC DP, CONNECTING MODULE FOR POWER MODULES OUTPUT PM-O ET 200PRO, 2XPUSH PULL | 190.49
3RF2320-1DA04 | SEMI-COND. CONTACTOR 3RF2,1-PH. AC 51 20 A 40 DEGREES C 48-460 V / 24 V DC SHORT-CIRC. RESIST. WIT | 77.86
LZS:RT3D4T30 | PLUG-IN RELAY COMPACT UNIT 230V AC, 1 CO LED MODULE RED SOCKET W. LOGIC ISOLATION PLUG-IN TERMINAL ( | 21.85
6ES7321-7BH01-0AB0 | SIMATIC S7-300, DIGITAL INPUT SM 321, GALVANICALLY ISOLATED, 16 DI, DC 24V, 1 X 20 PIN, PROCESS INTE | 890.38
5TG1121-3 | DELTA MIRO ALUMINUM FRAME 1-FOLD REAL ALUMINUM OXIDE YELLOW DIMENSIONS 90X90MM | 41.52
5TG6275 | I-SYSTEM, ELECTRIC WHITE ROCKER F.2-CIRCUIT/DUAL 2-WAY SWITCH F. DOUBLE PUSHB., 55X55MM | 6.4
5TG1102-4 | DELTA MIRO FRAME 2-FOLD GENUINE MATERIAL WOOD TYPE OF WOOD BEECH TREE DIMENSIONS 161X90MM | 50.5
3RW4427-3BC36 | SIRIUS SOFT STARTER, VALUES WITH 575 V, 50 DEG., STANDARD: 82A, 75HP, INSIDE-DELTA CIRCUIT 3: 142A, | 7862.72
5SU1324-6FA13 | FI/LS-PROTECTOR TYPE A (PSE/SSF), D=70 MM IFN 30MA, 10KA,2-POLE B 13A 3MW | 117.87
3SB2202-2AE01 | TOGGLE SWITCH, 16MM, ROUND, PLASTIC, GREEN, 2 SWITCH POSITIONS O-I, LATCHING, 1NO | 23.11
3RW4037-2BB15 | SIRIUS SOFT STARTER, S2, 63A, 37KW/500V, 40 DEGR., AC 400-600V, AC/DC 110-230V, SPRING-LOADED TERMIN | 1253.9
3RW4453-2BC46 | SIRIUS SOFT STARTER, VALUES AT 690V, 40DEG., STANDARD: 551A, 560KW, INSIDE-DELTA CIRCUIT 3: ONLY UP | 32314.35
4AM6542-8DD40-0FA0 | TRANSFORMER SITAS; PHASES:1; PN/PN(S6)(KVA):2,5 /13,3; UPRI(V):550-525-500-480-460- 440-415-400-380- | 1303.33
BVP:034287 | BD01-GK1X/4SD163 TAP-OFF UNIT | 249.66
6XV1830-3DN10 | SIMATIC NET, PROFIBUS M12 CONNECTING CABLE, (ET200), PREASSEMBLED PB FC TRAILING CABLE WITH 2 M12 CO | 80.52
3LD9220-2B | N-/PE-TERMINAL CONTINUOUS FOR FRONT MOUNTING UP TO 32A (ACCESS. FOR SWITCH 3LD2) | 8.54
4AM3442-5CT10-0FA0 | TRANSFORMER SITAS; PHASES:1; PN/PN(S6)(KVA):0,1 /0,31; UPRI(V):440+/-5%; USEC(V):230; ISEC(A):0,43; | 120.69
4AM3442-8DN00-0EA0 | TRANSFORMER SITAS; PHASES:1; PN/PN(S6)(KVA):0,1 /0,31; UPRI(V):550-525-500-480-460- 440-415-400-380- | 179.93
6SE6440-2UE31-8DA1 | MICROMASTER 440 WITHOUT FILTER 3AC 500-600 V +10/-10% 47-63 HZ CONSTANT TORQUE POWER 18.5 KW OVERLOA | 9558.75
3RK1902-4CA00-4AA0 | ANGLED, 5-POLE, B CODING SCREW CONNECTION NO TERMINATING RESISTOR INTEGRATED | 17.21
3RP1525-1AQ30 | TIME RELAY, ON-DELAY, 1C, 15 RANGES (1,3,10,30,100) (S,MIN,H) AC 24,100...127 V AND DC 24 V, WITH LE | 176.62
3RP1525-1BP30-ZX95 | TIME RELAY, ON-DELAY, 2C, 15 RANGES (1,3,10,30,100) (S,MIN,H) AC 24,200...240 V AND DC 24 V, | 189.28
3VL9400-3JM01 | ACCESSORY F. VL400UL,VL400XUL (JG FRAME-LG FRAME) MAX-FLEX DRIVE, COMPLETE INCL. DRIVE, CABLE-OPERAT | 1098.95
6SL3056-4AA32-3AV0 | AMPEREMETER FOR SINAMICS V50 DISPLAY RANGE 0-230A INPUT 0-20MA | 83.22
7MH7723-1HN | LID, SPARE, BW500 TRADE APPROVAL | 628.3
3RT1466-6AT36 | CONTACTOR, 400A/AC-1 AC(40...60HZ)/DC OPERATION UC 575-600V AUXILIARY CONTACTS 2NO+2NC 3-POLE, SIZE | 913.51
3TY7693-0CP7 | COIL FOR 3TF69 CONTACTORS AC 230 TO 276V 50/60HZ | 635.81
3WL9111-1AB31-0AA0 | 3WL9-NAFTA-ACCESSORY WLOFLO2 OPEN FUSE TRIP KIT FS2 - | 358.51
6DL2804-1AD50 | EX-DEVICE MADE OF STAINLESS STEEL, IP65. WITH INSTALLATION OF ET200ISP- COMPONENTS (THEY HAVE TO ORD | 5640.38
3RT1054-2AS36 | CONTACTOR, 55 KW / 400 V / AC-3 AC(40...60HZ)/DC-BETAETIGUNG UC 500-550V AUXILIARY CONTACTS 2NO+2NC | 365.41
3RT1054-6AB36-ZX95 | CONTACTOR S6 55 KW 23-26V UC AC(40...60HZ)/DC OPERATION UC 23...26V AUX. CONTACTS 2NO+2NC 3-POLE, SI | 422.87
LZS:PT3A5R24 | PLUG-IN RELAY COMPLETE UNIT AC 24V, 3 CO CONTACT LED MODULE RED STANDARD PLUG-IN SOCKET SCREW TERMI | 17.67
3RF2030-1AA02 | SEMICOND. RELAY 3RF2, 1-PHASE WIDTH 45 MM, 30 A 24-230 V / 24 V DC SCREW TERMINAL | 37.16
7MH7723-1CB | RIBBON CABLE,BW500,SF500, COMPU-M,SPARE | 59.84
5TG2552-4 | DELTA LINE, ALUMINUM METALLIC FRAME, 2FOLD, 151X80MM HORIZONTAL, W.LABELING FIELD | 19.06
3WL9111-1AT21-0AA0 | 3WL9 NAFTA ACCESSORY WLZSIMD ZSI MODULE | 444.58
3TH4253-0LF4 | CONTACTOR RELAY 53E EN 50 011 FOR RAILWAY APPLICATIONS 5NO+3NC, SCREW TERMINAL SETTING RANGE 0.7 TO | 108.59
5TE8212 | SWITCH, D=70MM 32A 2NC, TERMINAL 6QMM | 22.75
3RT1054-2AM36 | CONTACTOR, 55 KW / 400 V / AC-3 AC(40...60HZ)/DC OPERATION UC 200-220V AUXILIARY CONTACTS 2NO+2NC 3- | 365.41
3RT1054-3AS36 | CONTACTOR, 55KW/400V/AC-3 AC(40...60HZ)/DC OPERATION UC 500-550V AUXILIARY CONTACTS 2NO+2NC 3-POLE, | 365.41
3SB2000-2AB01 | TOGGLE SWITCH, 16MM, ROUND, PLASTIC, BLACK, 2 SWITCH POSITIONS O-I, LATCHING, ACTUATING ANGLE 62 DEG | 13.16
3SB2000-2HE01 | TOGGLE SWITCH, 16MM, ROUND, PLASTIC, GREEN, 2 SWITCH POSITIONS O-I, LATCHING, ACTUATING ANGLE 90 DEG | 13.55
5SM2835-8 | FI-BLOCK F.LS-SWITCH 5SY TYPE A (PSE/SSF), D=70MM 6-63A 3POLE IFN 1.0A 400V FOR SELECTIVE SWITCH OFF | 142.81
3VL9800-4WC30 | ACCESSORY FOR VL1250, VL1600, DRAW OUT ASSEMBLY, ASSEMBLY KIT FRONT CONNECTOR 3-POLES | 2989.4
3RW4445-2BC44 | SIRIUS SOFT STARTER, VALUES WITH 400 V, 40 DEG., STANDARD: 313A, 160KW, INSIDE-DELTA CIRCUIT 3: 542A | 15306.8
3RW4447-2BC34 | SIRIUS SOFT STARTER, VALUES WITH 460 V, 50 DEG., STANDARD: 385A, 300HP, INSIDE-DELTA CIRCUIT 3: 667A | 20932.37
3VL9800-3HA00 | ACCESSORY FOR VL1250, VL1600, ROTARY DRIVE, DIRECT STANDARD | 305.48
PBD:51035816 | KIT,UNIVERSAL FLANGE 8"/200MM, NO PRESSURE | 1127.31
6SL3000-2AH35-8AA0 | SINAMICS MOTOR REACTOR FOR POWER MODULE/MOTOR MODULE 560KW, 3AC 500-690V | 3627.88
8WD4440-0CB | SIGNALLING COLUMN SINGLE-FLASH LIGHT ELEMENT RED, 115V AC | 129.14
3TY6523-0BF4 | COIL F.3TB52,3TC52 CONTACTORS DC 110V | 233.88
3TY6561-1B | AUXILIARY CONTACT BLOCK F.3TB52 TO 3TB56,3TC52, 3TC56 RIGHT | 21.88
3TX6446-1B | SURGE SUPPRESSOR VARISTOR AC 48 TO 115V/DC 70 TO 150V F. CONTACTORS SIZE 2 TO 6 | 23.92
BVP:034280 | BD01-AK2M1/CEE165A163 TAP-OFF UNIT | 342.68
5SY6210-6 | CIRCUIT BREAKER 400V 6KA, 2-POLE, B, 10A, D=70MM | 21.99
6ES7421-1FH20-0AA0 | SIMATIC S7-400, DIG.INPUT MOD. SM 421, OPTIC. ISOLATED, 16 DI, 120/230V UC INPUTS PER IEC1131-2 TYPE | 626.68
3RK1395-6KS41-2AD3 | SIRIUS MOTOR STARTER M200D TECHNOLOGY MODULE DIRECT ON-LINE STARTER MECHANICAL SWITCHING 3 400V AC/0 | 970.93
3RK1395-6KS41-3AD0 | SIRIUS MOTOR STARTER M200D TECHNOLOGIEMODUL REVERSING STARTER MECHANICAL SWITCHING 3 400V AC/0,9KW; | 958.82
3RN1062-1CW00 | THERMISTOR MOTOR PROTECTION FOR 6 SENSOR CIRCUITS, MULTI-MOTOR PROTECTION, 1NO+1NC, UC 24...240V, SC | 604.54
3RP1505-1BP30-ZW97 | TIME RELAY, MULTI-FUNCTION 15 TIME SETTING RANGES AC 24/200... 240 V AND DC 24V, WITH LED MULTI-PACK | 279.81
5SJ4113-7HG42 | CIRCUIT BREAKER 10KA, 1POLE, C, 13A ACC. TO UL 489 - 277V | 38.36
8MF2296-3RB | STANDARD CUBICLE 8MF2 HXWXD=2200X900X600 SIDE-BY-SIDE MOUNTING VENTIL., ASSEMBL., WELDED IP30 | 2646.59
3UG4632-1AW30 | DIGITAL MONITORING RELAY VOLTAGE MONITORING, 22.5MM FROM 10 TO 600V AC/DC OVERSHOOT AND UNDERSHOOT A | 146.23
3WL9111-0BA43-0AA0 | ACCESSORIES CIRCUIT BREAKER 3WL LOCKING DEVICE OFF-POSITION CES LOCK IN OPER.PANEL FUNCTION SAFE OFF | 946.18
3WL9111-0BB21-0AA0 | ACCESSORIES CIRCUIT BREAKER 3WL MUTUAL MECHANICAL INTERLOCK W. CABLE PULL 2M FOR FIXED- MOUNT. SWITC | 1082.5
3TX7680-1A | SET OF LINKS F. MAIN CIRCUIT FOR 3TD6804 | 590.4
3LD2305-0TK11 | MAIN SWITCHES 3-POLE FRONT MOUNTING FOUR-HOLE MOUNTING ROT. OPERAT. MECH. BLACK IU=160A P/AC-23A BEI | 275.35
6SL3760-0HF00-0AA1 | CHOPPERMODULE SPAREPART FOR SINAMICS S120 CENTRAL BREAKING MODULE INPUT: DC 1070-1115V; 1200KW | 27459.2
8MF2296-4R | CUBICLESYSTEM 8MF2000 HXWXD = 2200 X 900 X 600MM FOR SIDE-BY-SIDE MOUNTING WITHOUT SIDE PANELS, IP 4 | 2472.74
8WH9140-0DA00 | SUPPORT REST OF INSUL. MATERIAL WITH RETAINING SCREW, ALTERN. CAN BE USED FOR OR 6 X 6 MM, COLOR: GR | 2.82
8MF4226 | TRANSPORTING BARS | 500.33
3RK1405-1BE00-0AA2 | ASISAFE MODULE S22,5F TWO SAFE INPUTS 2FDI AND TWO STANDARD OUTPUTS 2DO WITH AUX. VOLTAGE SUPPLY UAU | 540.95
3RF2340-1DA04-0KN0 | SEMI-COND. CONTACTOR 3RF2,1-PH. AC51 40 A 40 DEG. C 48-460 V / 24V DC LOW POWER SHORT CIRC. PROOF | 108.88
8MF2866-4R | CUBICLESYSTEM 8MF2000 HXWXD = 1800 X 600 X 600MM FOR SIDE-BY-SIDE MOUNTING WITHOUT SIDE PANELS, IP 4 | 2009.1
8GK1102-5KK42 | ALPHA 400 DIN, WALL-MOUNTING DISTRIBUTOR, DELIVERY FORM FLAT PACK, AP-CUBICLE, RAL 9016, IP43, SK1, | 617.8
5SY7502-8 | CIRCUIT BREAKER 230V 15KA, 1+N-POLE, D, 2A, D=70MM | 59.9
5SY8104-7 | CIRCUIT BREAKER 230/400V 25KA, 1POLE, C, 4A, D=70MM | 29.97
3UG4651-1AW30 | DIGITAL MONITORING RELAY SPEED MONITORING FROM 0.1 TO 2200 REV/MIN OVERSHOOT AND UNDERSHOOT AC/DC 24 | 213.33
3WL9111-0AA66-0AA0 | ACCESSORIES CIRCUIT BREAKER 3WL RATED CURRENT REF. MODULE 5000A | 412.95
3VL9800-1UK00 | ACCESSORY FOR VL630, VL800, VL1250, VL1600, UNDERVOLTAGE RELEASE 440 - 480 V AC RIGHT POLE ONLY | 267.54
3SE5000-0AC30 | PROTECTIVE CAP, ACCESSORY FOR POSITION SWITCH ACC. TO EN50047 (METAL AND PLASTIC) FOR PROTECTION OF | 3.92
3WL9111-1AP08-0AA0 | 3WL9-NAFTA-ACCESSORY WLGSHUTM3 SHUTTER, 3-POLE FS3 M-CLASS ONLY, 150KA | 681.09
5SG7123 | MINIZED-SWITCH DISCONNECTOR FOR NEOZED FUSE LINKS D02, 2POLE DRAW-OUT ASSEMBLY | 61.28
8MF2004-5E | SICUBE 8MF2000 CUBICLE SYSTEM WELDED H X W X D = 2000 X 1000 X 400MM FOR INDIVIDUAL MOUNTING WITH 2 | 3631.85
6XV1440-4BH50 | CONNECTING CABLE PN FOR MOBILE PANELS (PROFINET), LENGTH: 5 M | 527.17
8MF2096-4RB | STANDARD CUBICLE 8MF2 HXWXD=2000X900X600 SIDE-BY-SIDE MOUNTING VENTIL., ASSEMBL., WELDED IP40 | 2627.29
BVP:261842 | BD2A-1000-LL-G* ELBOW LEFT X 0,36M / Y 0,36M 50 0A-1000A WINKEL 85 GRAD-175 GRA D | 1094.13
8GK1052-2KK41 | ALPHA 160 DIN, WALL-MOUNTED DB, SM PARTIALLY EQ. W. RAPID MOUNTING KIT FOR BUILT-IN DEV., RAL 9016, | 1044.74
3RN1000-2AB00 | THERMISTOR MOTOR PROTECTION COMPACT EVALUATION UNIT AUTO, 1W, DC 24V SPRING-LOADED TERMINAL | 110.79
3RK2200-0CQ30-0AA3 | AS-I COMPACT MODULE K20, IP67, A/B-SLAVE, DIGITAL, 4DI, 4 X INPUT FOR SENSOR(MECHAN./2- OR 3-WIRE) P | 213.8
3RK1903-1BC00 | PM-D F4 F. MOTOR STARTER POWER MODULE, FAILSAFE EXPANSION TO PM-D F 1/2 FOR FURTHER ET200S RAIL PLUG | 449.12
3SE5312-2SG12 | SAFETY POSITION SWITCHES WITH SOLENOID INTERLOCKING LOCK. FORCE 2600N;5 APPR. DIR. METAL HOUSING,3X( | 379.32
6SE6430-2AD34-5EA0 | MICROMASTER 430 WITH BUILT-IN CLASS A FILTER 3AC 380-480 V +10/-10% 47-63 HZ SQUARED TORQUE POWER 45 | 14355.66
3NA6240-4 | LV HRC FUSE LINK GL/GG WITH INSULATED GRIP LUGS WITH COMBINATION INDICATOR SIZE 2, 200A, AC 400V | 23.99
6FX8008-1BA21-1FA0 | POWER CABLE,SOLD BY THE METER, 4 X 2.5 + 2 X 1.5 C TRAILING CABLE, UL/CSA DESINA MOTION CONNECT 800 | 1019.42
3NA3230 | LV HRC FUSE LINK GL/GG WITH NON-INSULATED GRIP LUGS WITH FRONT INDICATOR SIZE 2, 100A, AC 500V/DC 44 | 13.34
3NA3344-6 | LV HRC FUSE LINK GL/GG WITH NON-INSULATED GRIP LUGS WITH FRONT INDICATOR SIZE 3, 250A, AC 690V/DC 44 | 89.74
3NJ6900-4HL22 | ACCESSORY FOR SWITCH DISCONNECTOR W/FUSE, IN-LINE, PLUG-IN, AMPEREMETER, BI-METAL 600/5A, CL.1, 1 VA | 190.07
6DL2804-1AD51 | EX-DEVICE MADE OF STAINLESS STEEL, IP65. WITH INSTALLATION OF ET200ISP- COMPONENTS (THEY HAVE TO ORD | 6303.95
3RF2120-3AA24 | SEMICONDUCTOR RELAY 3RF2, 1-PH. WIDTH 22.5MM, 20 A 48-460 V / 110-230 V AC RING TERMINAL | 44.24
3WL9111-0AN11-0AA0 | ACCESSORIES CIRCUIT BREAKER 3WL MAIN CONDUCTOR CONN. 1 OFF WITHDRAW. CIRC. BREAKER SZ II FRONT CONN. | 122.69
3TH4364-0BK4 | CONTACTOR RELAY 64E EN 50 011 6NO+4NC, SCREW TERMINALS DC OPERATION DC SOLENOID SYSTEM DC 180V | 135.75
6FX5008-1BB31-6AA0 | POWER CABLE, SOLD BY THE METER 4 X 4.0 C UL/CSA, DESINA MOTION CONNECT 500 DELIVERY FORM: ON DISPOS. | 5324.35
3WL9111-0AG03-0AA0 | ACCESSORIES CIRCUIT BREAKER 3WL AUX.SWITCH BLOCK 1NO+1NC | 202.86
7MH7726-1AN | SUPPLY VOLTAGE REGULATOR, 120VAC, 60HZ | 2808.86
3RK1395-6LS71-2AD0 | SIRIUS MOTOR STARTER M200D TECHNOLOGY MODULE DIRECT ON-LINE-STARTER ELECTRONICAL SWITCHING 3 400V AC | 1039.48
6SL3055-0AA00-6AB0 | SINAMICS DME20 DRIVE-CLIQ MODULE EXTERNAL IP67 WITHOUT 24V SUPPLY CABLE WITHOUT DRIVE-CLIQ CABLE | 673.84
3RT1066-6AF36 | CONTACTOR, 160KW/400V/AC-3 AC(40...60HZ)/DC OPERATION UC 110-127V AUXILIARY CONTACTS 2NO+2NC 3-POLE, | 1077.64
5UH1225 | DELTA PROFIL OUTLET COVER W/O INSERT W. INCREASED TOUCH PROTECTION BRONZE 65X65MM | 13.42
3LD2766-7UB01 | CHANGEOVER SWITCH 3-POLE IU=100, P/AC-23A AT 400V=37KW 2 N-TERMINAL MOULDED-PLASTIC ENCLOSURED, IP65 | 345.93
3NE1224-3 | SITOR FUSE-LINK FOR SEMICONDUCTOR PROTECTION 160A GR 690V SIZE 1 CONNECTION CONTACT INDICATOR 110MM | 139.86
3NJ4103-3BF12 | IN-LINE FUSE SW. DISCONNECTOR 3-POLE SWITCHING, S. 00 I=160A, U=690V M 8 SCREW CONNECTION NEW DESIGN | 90.68
3NJ4143-3BF01 | IN-LINE FUSE SWITCH DISCONNECTOR 3-POLE SWITCHABLE, SIZE 3, I=630A , U=690V, SCREW TERMINAL M 12 NEW | 314.14
3NJ4911-2BQ00 | ACCESSORIES FOR 3NJ41 DISCONNECT., SIZE NH1-3, BOX TERMINAL 95-240 MM2 1 SET = 3 UNITS | 63.04
8WD4240-0FA | BUZZER ELEMENT 115V UC (PULSAT./CONTIN. TONE ADJUST.) | 83.56
8WH8120-2AA15 | LABELS L1,L2,L3,PE,N SIZE ZB5 | 0.11
BVP:610410 | BD2-AK04/FS250IEC-4 TAP-OFF UNIT 250A / 1X 4 POLE WITH IEC FUSE SWITCH | 2964.21
BVP:261542 | BD2A-3-800-WO-3W* OPTIONAL LENGTH 2,26M-3,24M 800 A, N + PE, WITHOUT TAP OFFS | 2428.16
6SL3330-1TE41-2AA3 | SINAMICS S120 BASIC LINE MODULE 3AC 380-480V, 50/60HZ, 1200A OUTPUT: DC 510 - 650V RATED POWER: 560K | 14593.43
8GK1312-8KK42 | ALPHA 630 DIN, FLOOR-MOUNTED DB DELIVERED AS FLAT PACK RAL 7035 IP43, SK2, H=1900 W=1050 D=210 | 1727.8
5SY8514-7 | CIRCUIT BREAKER 230V 25KA, 1+N-POLE, C, 0.3A, D=70M | 57.16
3TC4417-0LW4 | CONTACTOR SIZE 2 2-POLE FOR RAILWAY APPLICATIONS DC-3 AND 5, 7.5A AT 750V AUXILIARY CONTACTS 22 (2NO | 278.16
3VL9600-8CE00 | ACCESSORY FOR VL400, VL630, VL800, INTERPHASE BARRIERS 1SET=2PIECES | 40.1
3NW7033 | BUILT-IN FUSE BASE FOR CYLINDRICAL FUSES SIZE 10X38MM 32A, 3POLE | 24.8
6SL3320-1TE32-6AA3 | SINAMICS S120 SINGLE MOTOR MODULES INPUT: 600 V DC OUTPUT: 3-PH 400 V, 260 A FRAME SIZE: CHASSIS INT | 19157.73
6SL3126-1TE32-0AA4 | SINAMICS S120 SINGLE MOTOR MODULE INPUT: DC 600V OUTPUT: 3AC 400V, 200A OUTPUT: AT 8 KHZ / 140A FRAM | 15533.76
6SL3252-0BB00-0AA0 | SINAMICS BRAKE RELAY FOR POWER MODULE | 101.39
4EP4001-3US00 | MAINS CHOKE F.FU; PHASES:3; UN1(V):480; ITHMAX 1(A) / F1(HZ):91 /60; I LN (A):81,9; UK(%):2; LN(MH): | 1056.06
A5E01191954 | ACC. MAG 3100 DN65 PN40 GROUND RING W1.4404 | 131.57
4AM4842-8EN00-0EA0 | TRANSFORMER SITAS; PHASES:1; PN/PN(S6)(KVA):0,5 /2; UPRI(V):600-575-550-525-500- 480-460-440-415-400 | 381.09
3RV1903-5C | INDICATOR LIGHT WITH GLOW LAMP AC/DC 220...240 V, W. COL. LENSES:RED,GREEN,CLEAR FOR 3RV19 HOUSINGS | 9.5
4AM6142-8DD40-0FA0 | TRANSFORMER SITAS; PHASES:1; PN/PN(S6)(KVA):1,6 /7,3; UPRI(V):550-525-500-480-460- 440-415-400-380-2 | 905.26
4AM6142-8ED40-0FC0 | TRANSFORMER SITAS; PHASES:1; PN/PN(S6)(KVA):1,36 /7,3; UPRI(V):600-575-550-525-500- 480-460-440-415- | 1434.88
3SE5110-1AA00-1AG0 | LED COVER YELLOW, FOR POSITION SWITCH METAL 3SE51, HOUSING TO EN50041, 2 LEDS, YELLOW/GREEN, 24 V DC | 21.46
3RT1056-6AB36-ZX95 | CONTACTOR, 90KW/400V/AC-3, AC(40...60HZ)/DC OPERATION UC 23...26V AUXIL. CONTACTS 2NO+2NC 3-POLE, SI | 652.03
3LD2714-0TK51 | MAIN CONTROL SWITCH 3-POLE IU=100, P/AC-23A AT 400V=37KW BASE MOUNTING MOUNTING RAIL/TWO-HOLE MOUNTI | 101.78
3RT1054-1NP36 | CONTACTOR, 55KW/400V/AC-3 AC(40...60HZ)/DC OPERATION UC 200...277V AUXIL. CONTACTS 2NO+2NC 3-POLE, S | 425.04
A5E01191980 | ACC. MAG 3100 DN300 PN10 GROUND RING HASTELLOY | 1427.26
7MH7724-1AE | CALIBRATION WEIGHT 100G, FOR MILLFLO, SENSING HEAD ILE 37/-ILE 61 | 64.63
3NP1133-1JB20 | FUSE-SWITCH-DISCONNECTOR 3-POLE, NH00, 160A 40MM BUSBAR SYSTEM COVERS FOR RITTAL BOX TERMINAL | 95.96
5SJ4111-7HG40 | CIRCUIT BREAKER 240V 14KA, 1-POLE, C, 5A, D=70MM ACC. TO UL 489, SAME POLARITY | 35.7
8WH2103-2BF00 | HYBRID FEED-THROUGH TERMINAL SCREW AND 2X SPRING CONNECTION SECTION: 0.08 - 2.5 MM2, WIDTH: 5.2 MM, | 1.75
6SL3315-1TE32-1AA3 | SINAMICS S120 CONVERTER POWER MODULE 3PH 380-480V, 50/60HZ, 210A (110 KW) FRAME SIZE: CHASSIS LIQUID | 20930.77
5SJ4205-8HG42 | CIRCUIT BREAKER 10KA, 2POLE, D, 0.5A ACC. TO UL 489 - 480Y/277V | 149.65
6FX2003-0SU30 | SIGNAL CONNECTOR 12 PINS SPEED CONNECT SCREW CAP SOCKET 1 12 POLE INSULATOR 12 CONTACTS (0.08-0.22 M | 51.34
3RK1395-6KS71-2AD3 | SIRIUS MOTOR STARTER M200D TECHNOLOGY MODULE DIRECT ON-LINE STARTER ELECTRONIC SWITCHING 3 400V AC/0 | 1109.43
3RN1012-2BG00 | THERMISTOR MOTOR PROTECTION STANDARD EVALUATION UNIT, MANUAL/AUTO/REMOTE, 2 CC,AC110V, SPRING-LOADED | 262.08
6SL3056-4AA31-4AV0 | AMPEREMETER F R SINAMICS V50 DISPLAY RANGE 0-140A EINGANG 0-20MA | 83.22
3RT1065-2AU36 | CONTACTOR, 132KW/400V/AC-3 AC(40...60HZ)/DC OPERATION UC 240-277V AUXILIARY CONTACTS 2NO+2NC 3-POLE, | 897.12
3NE1334-2 | SITOR FUSE-LINK UTILIZ. CATEGORY GR, DIN 43620 500A , AC 690 V ,(SIZE 2) | 188.45
3NA3140 | LV HRC FUSE LINK GL/GG WITH NON-INSULATED GRIP LUGS WITH FRONT INDICATOR SIZE 1, 200A, AC 500V/DC 44 | 11.1
3LD2203-1TP51 | MAIN CONTROL SWITCH 3-POLE IU=32, P/AC-23A AT 400V=11.5KW 1NO+1NC, FRONT MOUNTING FOUR-HOLE MOUNTING | 44.57
3RF2090-1AA04 | SEMICONDUCTOR RELAY 3RF2, 1-PH. WIDTH 45MM, 90 A 48-460 V / 24 V DC SCREW TERMINAL | 61.02
5SY4520-5 | CIRCUIT BREAKER 230V 10KA, 1+N-POLE, A, 20A, D=70MM | 57.71
3VL9500-4ED30 | ACCESSORY FOR VL630, FRONT CONNECTION BARS INCREASED POLE SPACING COMPRISES 3 TERMINALS 3-POLE | 156.35
5TG1765 | DELTA PROFIL, SILVER COVER PLATE UAE-CONNECTION BOX SUITABLE F.RUTENBECK CAT.3+5/ BTR CAT.6, 65X65MM | 20.1
6SL3056-4AA33-3AV0 | AMPEREMETER FOR SINAMICS V50 DISPLAY RANGE 0-330A INPUT 0-20MA | 83.22
6AV6618-7DB01-3AB0 | WINCC FLEXIBLE /PROAGENT FOR SIMATIC PANEL, RUNTIME SW, SINGLE LICENSE, LICENSE KEY ON USB STICK, TO | 1730.41
5SH310 | D-TYPE ADAPTER SCREW SIZE DII/THREAD E27, 2A | 0.8
3VL9600-3HF05 | ACCESSORY FOR VL630, VL800, DOOR OP.MECH. 8UC7 - NEW DESIGN HANDLE TI-GREY, MASKING FRAME LIGHT GREY | 270.81
3TH4364-0BE4 | CONTACTOR RELAY 64E EN 50 011 6NO+4NC, SCREW TERMINALS DC OPERATION DC SOLENOID SYSTEM DC 60V | 131.42
3RV1913-4C | MOULDED PLASTIC FRONT PLATE, IP 55, WITH ACTUATING MEMBRANE AND HOLDER FOR CIRCUIT-BREAKER, SIZE S00 | 21.93
3RV1923-2DA00 | MOULDED-PLASTIC ENCLOSURE FOR FLUSH MOUNTING WITH ROTARY OPERATING MECHANISM LOCKABLE | 19.33
4AM5742-8JD40-0FA1 | TRANSFORMER SITAS; PHASES:1; PN/PN(S6)(KVA):1 /5; UPRI(V):400-230+/-15; USEC(V):2X115; ISEC(A):4,35- | 697.34
5SJ4360-7HG41 | CIRCUIT BREAKER 240V 10KA, 3-POLE, C, 60A, D=70MM ACC. TO UL 489 | 328.93
3LD2418-0TK13 | MAIN SWITCH 3-POLE FLOOR MOUNTING IU=250A P/AC-23A AT 400V=132KW WITH DOOR COUPLING ROTARY MECHANISM | 367.78
3VL9500-4PA30 | ACCESSORY FOR VL630, PLUG IN SOCKET KIT ASSEMBLY REAR CONNECTORS 3 POLE | 1020.46
6XV1801-5DE50 | POWER CONNECTING CABLE M12-180/M12-180 FOR POWER SUPPLY OF ET200, PREASSEMBLED CABLE WITH M12 CONNEC | 52.83
3NA6820 | LV HRC FUSE LINK GL/GG WITH INSULATED GRIP LUGS WITH COMBINATION INDICATOR SIZE 000, 50A, AC 500V/DC | 4.6
3RA6400-1DB43 | SIRIUS, COMPACT STARTER, DIRECT STARTER W/SYSTEM INTERFACE, 690 V, 32 A, 24 V DC, 3 ... 12 A, IP20, | 888.19
5TC1270 | DELTA SHUTTER/BLIND CONTROL FM ISOL. RELAY 2-FOLD W. INDIV. CONTROL 230V AC, 8A (AC1) | 107.61
6RA8028-6FS22-0AA0 | SINAMICS DCM DC CONVERTER FOR TWO-QUADRANT DRIVES CONNECTION B6C INPUT: 3-PHASE AC 480V, 75A CONTROL | 3183.75
3RF2170-1AA02 | SEMICOND. RELAY 3RF2, 1-PHASE WIDTH 22.5 MM, 70 A 24-230 V / 24 V DC SCREW TERMINAL | 47.92
4AM4342-5AN00-0EA1 | TRANSFORMER SITAS; PHASES:1; PN/PN(S6)(KVA):0,315 /1,12; UPRI(V):400+/-5%; USEC(V):24; ISEC(A):13,1; | 264.93
4AM4842-8ED40-0FB0 | TRANSFORMER SITAS; PHASES:1; PN/PN(S6)(KVA):0,5 /2; UPRI(V):600-575-550-525-500- 480-460-440-415-400 | 463.46
3LD2566-3VB51 | MAIN SWITCH 6-POLE IU=63, P/AC-23A AT 400V=22KW 2 N-TERMINAL MOULDED-PLASTIC ENCLOSURED, IP65 | 175.47
8WD4200-1AC | STEADY-LIGHT ELEMENTS, GREEN 12V - 230V | 36.53
3TH4271-0AL2 | CONTACTOR RELAY 71E EN 50 011 7NO+1NC, SCREW TERMINALS AC OPERATION AC 50/60HZ 230V | 57.21
8GK9520-0KK20 | A630 BARRIER REAR WALL, HORIZ. W=500MM, D=250/320MM STEEL SHEET | 36.56
4AM5542-5AT10-0FA0 | TRANSFORMER SITAS; PHASES:1; PN/PN(S6)(KVA):0,8 /3,4; UPRI(V):400+/-5%; USEC(V):230; ISEC(A):3,48; F | 454.75
5TG1227 | I-SYSTEM, CARBON METALLIC COVER PLATE UAE OUTLET BOX SUITABLE F.RUTENBECK CAT.3+5/ BTR CAT.6, 55X55M | 14.31
5TG1343 | DELTA STYLE TITANIUM WHITE COVER PLATE 68X68MM WITH SHUTTER WITH INSCRIPTION LABEL FOR SUPPORT PLATE | 13.82
5TG4212 | DELTA FLAT IP44, SM CHANNEL ENTRY FOR CHANNELS 15X15MM AND 17X17MM | 2.74
3SE5214-0KC05-1AE1 | SIRIUS POSITION SWITCH; METAL ENCLOSURE ACC. TO EN50047, 31MM DEVICE CONNECTION 1X(M20X1.5); 1NO/2NC | 48.81
4RB2083-3GG50 | POWER CAPACITOR PHICAP MKP 600V 8.3KVAR | 166.91
5TG1328-1 | DELTA STYLE INTERMEDIATE FRAME, 68 X 68 MM FOR COVER PLATE 65 X 65 MM | 5.53
3SE5115-0LA00-1AD1 | BASIC SWITCH FOR POSITION SWITCH 3SE51, METAL ENCLOSURE 40MM TO EN50041 1NO/2NC SNAP-ACTION CONTACTS | 78.73
3TH4364-0BB4 | CONTACTOR RELAY 64E EN 50 011 6NO+4NC, SCREW TERMINALS DC OPERATION DC SOLENOID SYSTEM DC 24V | 131.42
3TH4373-0AN2 | CONTACTOR RELAY 73E EN 50 011 7NO+3NC, SCREW TERMINALS AC OPERATION AC 50/60HZ 220V | 86.38
3TH4373-4MF0 | CONTACTOR RELAY 73E EN 50 011 7NO+3NC, TAB CONNECTOR AC OPERATION AC 50HZ 110V/60HZ 132V | 109.83
3UF7102-1AA00-0 | CURRENT MEASURING MODULE; SET CURRENT 10...100A; OVERALL WIDTH 55MM; STRAIGHT-THROUGH CT | 156.93
3SE5232-0QV40 | SAFETY POS. SWITCH W. SEPARATE ACTUATOR,PLASTIC ENCLOSURE, 31MM; 1X(M20X1.5) SLOW-ACTION CONTACTS 1N | 42.92
5TG7146 | DELTA STYLE, TITANIUM WHITE ROCKER W.WINDOW W.LIGHT SYMBOL FOR PUSHB., 68X68MM | 8.9
3SE5242-0CC05 | SIRIUS POSITION SWITCH; PLASTIC HOUSING ACC. TO EN50047, 50MM DEVICE CONNECTION 2X(M20X1.5); 1NO/1NC | 24.26
3RF2320-1BA24 | SEMI-COND. CONTACTOR 3RF2,1-PH. AC 51 20A / AC15 12A 40 DEG. C 48-460 V / 110-230 V AC INSTANTANEOU | 69.01
5TG7801 | DELTA PROFIL, TITANIUM WHITE ROCKER, 65X65MM F.UNIVERSAL SWITCH CO/OFF F. INTERMEDIATE AND OFF SWITC | 6.34
3NC1003 | SITOR CYLINDRICAL FUSE LINK AR 3 A, 600 V AC/400V DC | 14.33
3SE5114-0BA00-1AC5 | BASIC SWITCH FOR POSITION SWITCH 3SE51, METAL ENCLOSURE 40MM TO EN50041 1NO/1NC SLOW-ACTION CONTACTS | 50.81
7MH7725-1EB | LOAD CELL, 1500 LB, STAINLESS STEEL SPARE | 2170.96
3RH1921-1EA02 | AUXILIARY SWITCH BLOCK, 2 NC, DIN EN50005, LATERALLY, 10 MM SCREW CONNECTION, SIZE S0...S12 FOR CONT | 10
3RF2330-3AA06 | SEMI-COND. CONTACTOR 3RF2,1-PH. AC 51 30 A 40 DEGREES C 48-600 V / 24 V DC RING TERMINAL | 82.93
8MR2110-3C | HEATER 110-120 V, 30 W;UL-APP. HGK 047-04702.9-00 | 69.75
3RA6500-2DB42 | SIRIUS, COMPACT STARTER, REVERSING STARTER W/SYSTEM INTERFACE, 690 V, 32 A, 24 V DC, 3 ... 12 A, IP2 | 1449.22
3RV1011-0JA10-ZW97 | CIRCUIT-BREAKER, 0.70...1 A, N-RELEASE 13 A, SIZE S00, MOTOR PROTECTION, CLASS 10, SCREW CONNECTION | 58.18
6SN1111-0AA00-0CV1 | SINAMICS / SIMODRIVE- SUBASSEMBLY WITH ELECTRICAL FILTER FUNCTION HFD PACKET 36 KW; 800 W; CONTAINS: | 2165.53
3SE5312-0SF11 | SAFETY POSITION SWITCHES WITH SOLENOID INTERLOCKING LOCK. FORCE 2600N,5 APPR. DIR. METAL HOUSING,3X( | 330.5
3SE5000-0AD02-1AJ0 | ACTUATOR HEAD FOR POSITION SWITCH 3SE51 ROLLER PLUNGER WITH 3MM OVERTRAVEL, STAINLESS STEEL ROLLER 1 | 27.45
3RP1505-2RW30 | MULTIFUNCTION TIME RELAY IN CAGE-CLAMP TECH. 2 CHANGEOVER, 8 FUNCTIONS, POSITIVELY DRIVEN, AC/DC 24V | 440.6
6SE6420-2AC23-0CA1 | MICROMASTER 420 WITH BUILT IN CLASS A FILTER 3AC 200-240V +10/-10% 47-63HZ CONSTANT TORQUE POWER 3 | 1736.67
3NE1802-0 | SITOR FUSE-LINK UTILIZ. CATEGORY GS, DIN 43620 40A , AC 690 V ,(SIZE 000) | 49.9
3NP1933-1BE10 | ACCES.F.FUSE SWI. DISCONNECTOR FOR NH00 TRIPLE TERMINAL FOR FLAT CONNECTOR | 23.63
7ME3960-3MC00 | TRANSDUCER MOUNTING HARDWARE MOUNTING HARDWARE FOR PORTABLE UNIVERSAL TRANSDUCER SIZE C LEGACY PART | 1084.64
5TT4103-0 | REMOTE SWITCH WITH 3 NO CONTACT FOR AC 230, 400V 16A CONTROL AC 230V | 35.83
BVP:262474 | BD2-AK02X/F2258-3N TAP-OFF UNIT 63A / 1X 4POLE FUS E SOCKET SP58 | 537.29
6SL3720-1TG41-0AA3 | SINAMICS S120 CABINET MODULE SINGLE MOTOR MODULE WITH CIM+CU320-2 OUTPUT: DC 675 - 1035V INPUT: 3AC | 100937.36
3NJ4918-0DB02 | ACCESSORY FOR IN-LINE FUSE SWITCH DISC.3NJ41 ADAPTER FOR COMB. 3NJ4103 WITH 3NJ412-4 ON BUSBAR SPACI | 93.98
4EU3921-7BA00-0A | COMMUTATING CHOKE FOR CONVERTER; PHASES:3; UN1(V):500; ITHMAX 1(A) / F1(HZ):800 /50; I LN (A):720; U | 11837.76
4RB5167-3FC50 | POWER CAPACITOR PHASECAP MKK 525V 16.7KVAR | 356.74
4RB5208-3EB50 | POWER CAPACITOR PHASECAP MKK 415V 20.8KVAR | 438.42
3SE5130-3AA00-1AG0 | LED COVER YELLOW FOR POSITION SWITCH PLASTIC 3SE5132, HOUSING TO EN50041, 2 LEDS, YELLOW/GREEN, 230 | 22.9
3RK1315-6LS41-0AA5 | SIRIUS MOTOR STARTER M200D AS-I COMMUNICATION: AS-INTERFACE DIRECT ON-LINE STARTER, BASIC MECHANICAL | 983.02
8MR2130-5A | HEATER 110-250 V, 150 W HG140 14008.0-00 | 156.35
3TY7693-0CF7 | COIL FOR 3TF69 CONTACTORS AC 110 TO 132V 50/60HZ | 635.81
BVP:090161 | BD01-125-2-0,5 BUSBAR TRUNKING 125A - BD01 | 299.84
5SY6604-7 | CIRCUIT BREAKER 400V 6KA,3+N-POLE C, 4A, D=70MM | 42.58
BVP:611112 | BD2A-1000-ME-MBAL BD2A CENTRAL FEEDER UNIT 1000A FOR SINGLE CORE CABLE | 2705.1
7MH7723-1GT | ENCLOSURE BEARING ASSEMBLY, STAINLESS STEEL | 939.49
6AV7672-0DA00-0AA0 | KEY LABELING STRIPS UNLABELED FOR PANEL PC477/577/67X/87X/IL77 PACK W. 10 SETS FOR SOFTKEY AND FUNCT | 116.85
5SV8702-0KK | CURRENT TRANSFORMER 35MM | 180.22
5SY4650-5 | CIRCUIT BREAKER 400V 10KA, 3+N-POLE, A, 50A, D=70MM | 270.59
7MC2998-1CA | SEALING RING (100 RINGS) FOR CONNECTION HEAD | 156.99
6SE6440-2AD27-5CA1 | MICROMASTER 440 WITH BUILT-IN CLASS A FILTER 3AC 380-480 V +10/-10% 47-63 HZ CONSTANT TORQUE POWER | 5217.03
3NE1436-3 | SITOR FUSE-LINK FOR SEMICONDUCTOR PROTECTION 630A GR 690V SIZE 3 CONNECTION CONTACT INDICATOR 110MM | 270.25
3NJ4915-2JA20 | ACCESSORIES F. STRIPS 3NJ41 IN-LINE FUSE SW.DISC. S.NH1-3 INTEGRAT. CURR. TRANSFORMER 500/1A,CL.1 | 65.6
3RK1911-2BG02 | ECOFAST POWER-T CLAMPING COUPLER FOR FEEDER 6MM2 2XQ4/2 SOCKET | 279.7
5TG2594 | I-SYSTEM, ELECTRIC WHITE DUAL EQUIPOT. BONDING BOX 55X55MM, DIN 42801 LINE CONNECTION 1X6SQMM AND 4X | 32.69
3SE5122-0LA00 | BASIC SWITCH FOR POSITION SWITCH 3SE51, MET. ENCLOSURE 56MM, DEVICE CONNECTION 3X(M20X1.5) 1NO/ 2NC | 31.51
3TF6933-1QV7-ZA02 | CONTACTOR SIZE 14, 3-POLE AC-3 450KW, 400/380V (690V) AUX. SWITCH 33 (3NO+3NC) MOUNTED RECTIFIER BRI | 5273.19
6XV1820-7BH50 | SIMATIC NET, INDOOR FIBER OPTIC (62.5/125), FREE OF HALOGEN, RESISANT TO TREADING, FLAME-RETARDANT G | 125.21
7ME3960-0CR11 | DEDICATED CLAMP-ON RTD CABLE CLAMP-ON RTD CABLE, SUBMERSIBLE -40 TO +200 DEGREES CEL (-40 TO +392 DE | 408.18
5SD611 | DIAZED FUSE-LINK 750V DC RAILROAD PROPERTY PROTECTION CHARACTERISTICS FAST ACTING SIZE DIII, E33, 63 | 36.11
5SY4101-5 | CIRCUIT BREAKER 230/400V 10KA, 1-POLE, A, 1A, D=70MM | 36.21
4AM4342-5MT10-0FA0 | TRANSFORMER SITAS; PHASES:1; PN/PN(S6)(KVA):0,315 /1,12; UPRI(V):690+/-5%; USEC(V):230; ISEC(A):1,37 | 249.32
5TG9874-1AM | DELTA M-SYSTEM MODULAR-JACK SOCKET OUTLET CAT3 RJ11 6/4 W. SHUTTER ALUMINUM METALLIC | 12.46
3RW4457-6BC44 | SIRIUS SOFT STARTER, VALUES AT 400V, 40DEG., STANDARD: 880A, 500KW, INSIDE-DELTA CIRCUIT 3: 1524A, 9 | 37809.1
5SY4416-8 | CIRCUIT BREAKER 400V 10KA, 4-POLE, D, 16A, D=70MM | 50.57
5SJ4211-8HG42 | CIRCUIT BREAKER 10KA, 2POLE, D, 5A ACC. TO UL 489 - 480Y/277V | 149.65
3SB2901-4AK | INSCRIPTION PLATE FOR PUSHBUTTON AND ILLUMINATED PUSHBUTTON, FLAT, CLEAR WITH BLACK LETTERING, WITH | 0.72
3TY2522-0A | F. 3TC52 CONTACTORS, SIZE 8 ARC CHUTE | 93.42
5TG1392-1 | DELTA STYLE PLATINUM METALLIC MODULE CARRIER 2-FOLD INCL. INTERMEDIATE FRAME INCL. MODULE CARRIER | 11.13
5TG7148 | DELTA STYLE, TITANIUM WHITE ROCKER W. DOOR OPENER SYMBOL FOR PUSHB., 68X68MM | 7.63
FDK:085U1013 | DN65 INCLUDING 2 EPDM GASKETS WITH COLLAR | 62.8
7MH7723-1FL | RANGE SPRING ASSEMBLY, C14, ILE-37, SPARE | 704.93
7ND4801-8BC | FIRMWARE OPTIONS FOR SIREC D300 / SIREC D400, 20 CREDITS | 1737.72
8GK9532-8KK20 | ALPHA 400/630 DIN, UNIVERS. DISTRIBUT. ACCESSORIES MOUNT. PLATE WITH MOUNT. SCRWES STEEL, SENDZIMIR | 157.71
8GK4301-4KK21 | ALPHA 160 DIN, ASSEMBLY KIT F. MODULAR INSTALLATION DEVICES, TIER SPACING 125MM H=600 W=250 | 165.78
5SY5150-6 | CIRCUIT BREAKER CURR. SENS DC 220V AC 230/400V 10KA, 1-POLE, B, 50A | 38.65
3NW6217-1 | CYLINDRICAL FUSE GG ACC. TO FRENCH STANDARD (NFC) WITHOUT INDICATOR SIZE 22X58MM, 500V 40A | 8.46
5SY4505-8 | CIRCUIT BREAKER 230V 10KA, 1+N-POLE, D,0.5A, D=70MM | 56.27
7MH7726-1AT | ROLL PRINTER, EPSON TMU220B, 100-240V | 2588.65
7ME3951-0LC00 | TRANSDUCER, PORTABLE, NO APPROV TRANSDUCER FOR PORTABLE METER VERSION, NO APPROVAL LIQUID FLOW: B3 U | 1994.82
3SE5232-0KC05-1AJ0 | SIRIUS POSITION SWITCH; PLASTIC ENCLOSURE ACC.TO EN50047, 31MM DEVICE CONNECTION 1X(M20X1.5); 1NO/2N | 34.8
5ST3645 | PIN BUSBAR, 16 SQMM CONNECTION: 4X3-PHASE SAFE-TO-TOUCH | 7.2
6FX2001-3EB02 | SIMODRIVE (ACCESSORIES) INCR.ROTARY ENCODER W.1-V-SINUS 1024 PULSES, SYNCHRON. FLANGE, 6 MM SHAFT, V | 366.56
7MH4702-8CB | SIWAREX FTA, FTC, MS AND M CONNECTING CABLE 9-PIN - FOR SERIAL LINKING OF SIWAREX FTA, FTC, MS AND M | 96.14
3RF2310-3AA02 | SEMI-COND. CONTACTOR 3RF2,1-PH. AC 51 10 A 40 DEGREES C 24-230 V / 24 V DC RING TERMINAL | 54.5
3RF2340-1AA14 | SEMI-COND. CONTACTOR 3RF2,1-PH. AC51 40A 40 DEGREES C 48-460V / 24V AC/DC SCREW TERMINAL | 79.14
3RK1200-0CG03-0AA2 | AS-INTERFACE MODULE SLIMLINE S22.5, DIGITAL, 1I,COUNTER,IP20 1 X 1 COUNTER INPUT, 90MA, PNP CAGE-CLA | 249.66
3SE7310-1AE04 | BELT UNBALANCE PROT.DEV. METAL HOUSING,2X M25X1.5 2NO+2NC, LATCHES ACC. TO EN418 BUTTON RESET WITH L | 676.63
6SL3710-7LE33-1AA3 | SINAMICS S150 CONVERTER CABINET UNIT, AC/AC WITH CIM+CU320-2 3-PH. 380-480 V, 50/60 HZ UNIT RATING: | 58960.12
FDK:087L4204 | MAG8000 ADVANCED TRANSM.REMOTE REPLACEMENT KIT WITH DEFAULT SETTINGS | 2792.5
5SP4480-6 | CIRCUIT BREAKER 400V 10KA, 4-POLE, B, 80A, D=70MM | 177.66
3VL9400-4ED40 | ACCESSORY FOR VL400, FRONT BUS-BAR CONNECTION (FLARED) SET OF 4 PCS 4 POLE | 210.64
6SL3310-1GE32-6AA3 | SINAMICS G130 POWER MODULE IP20 3AC 380-480V, 50/60HZ, 260A UNIT RATING: 132KW 6-PULSE SUPPLY WITHO | 14328.84
3SE5112-0BE01 | SIRIUS POSITION SWITCH, METAL ENCLOSURE 40MM ACC. TO EN50041 DEVICE CONNECTION 1X (M20X1.5) 1NO/1NC | 47.91
3SE5413-0CD20-1EA2 | COMPACT SWITCH 30MM WIDE W. CONNECTING CABLE 2M SNAP-ACTION CONTACTS 1NO+1NC ROLLER PLUNGER, SPECIAL | 48.6
6ES7833-1SM62-0YA5 | SAFETY MATRIX VIEWER V6.2 FOR PCS7, FLOAT. LICENSE F.1 INSTALLATION R-SW, SW AND DOCU. ON CD, CLASS | 3063.79
7NG3212-0BN00 | TEMPERATURE TRANSMITTER SITRANS TH300 FOR INSTALLATION IN SENSOR HEAD 2-WIRE SYSTEM, 4-20 MA, WITH G | 536.82
8MF2084-4ES | SICUBE 8MF2000 EMC-CUBICLE; WELDED, GALVANISED H X W X D = 2000 X 800 X 400MM FOR INDIVIDUAL MOUNTIN | 3245.47
7ND4800-8EA | SIREC D SOFTWARE: UPGRADING OF SIREC D-MANAGER TO SIREC D SERVER | 902.96
7ND4801-7CK | INTERNAL MEMORY 512MB FOR SIREC D300/400 | 859.9
5SU1674-7FK81 | RCBO SIQUENCE TYPE B,UNIVERS.CURRENT SENSITIV IFN 300MA, 10KA, 4POLIG C 100A 480V, SHORT-TIME DELAYE | 3015.78
6ED1057-4CA00-0AA0 | LOGO! CONTACT 24 SWITCHING MODULE FOR DIRECT SWITCHING OF RESISTIVE CONS. UPTO 20A AND MOTORS UPTO 4 | 26.29
8UC7310-1BB | HANDLE TI-GREY/BLUE GREEN BASIC MASKING FRAME LIGHT GRAY SPARE PART FOR DOOR DRIVE 8UC7313-1BB30/8UC | 109.9
3RP1512-1AQ30 | TIME RELAY, ON-DELAY, 1C, RANGE 1.5 S...30 S, AC 24,100...127 V AND DC 24 V, WITH LED | 137.37
6FX2003-8LS16 | SET OF PIN CONTACTS (POWER CONNECTOR SIZE 3) 5X POWER CONTACTS 16 SQMM, 3X BRAKE CONTACTS 1-2.5 SQMM | 170.98
3SE5112-0KA00-1CA0 | BASIC SWITCH W. INCREASED CORROSION PROTECTION FOR POSITION SWITCH METAL ENCLOSURE, TO EN50041 DEVIC | 36.35
3SE5132-3LA00 | BASIC SWITCH FOR POSITION SWITCH 3SE51. PLASTIC ENCLOSURE 40MM TO EN50041 DEVICE CONNECTION 1X (M20X | 43.16
3VL9200-4RA00 | ACCESSORY FOR VL160, REAR TERMINAL SHORT, ROUND COMPRISES 1 TERMINAL | 22.71
6ES7657-0XX00-2YL8 | SIMATIC PCS7 SIMATIC BATCH CLIENT SOFTWARE UPDATE SERVICE WITHIN THE FRAMEWORK OF THIS CONTRACT, YOU | 531.86
5ST3718 | END CAP FOR PIN BUSBARS 4-PHASE | 1.14
8GD9084 | NAMEPLATE ACC. TO SN 66322 | 21.51
8GK9601-2KK21 | ALPHA 630 DIN, COVER HEIGHT = 300MM, WIDTH = 500MM, CUTOUT 4X12MW MINIMUM ORDER QTY 10 UNITS | 36.95
8MF4524 | MOUNTING PLATE FOR CUBICLE HXW = 2200 X 1200MM | 494.55
6XV1830-3DH10 | SIMATIC NET, PROFIBUS M12 CONNECTING CABLE, (ET200), PREASSEMBLED PB FC TRAILING CABLE WITH 2 M12 CO | 35.54
5SY4135-7 | CIRCUIT BREAKER 230/400V 10KA, 1-POLE, C, 35A, D=70MM | 21.02
6SE6420-2AB21-1BA1 | MICROMASTER 420 WITH BUILT IN CLASS A FILTER 1AC 200-240V +10/-10% 47-63HZ CONSTANT TORQUE POWER 1 | 1095.92
5SY5416-6 | CIRCUIT BREAKER CURR.SENS.DC 880V AC 400V 10KA, 4POLE, B, 16A MAX. DC 1000V | 119.75
6GK5798-8MB00-0AM1 | IWLAN RCOAX CABLE CLIP 1/2" 100 PIECES, HOLDER FOR RCOAX CABLE | 159.51
5TG7988 | DELTA PROFIL, SILVER ROCKER W. SYMBOLS I0 F.PUSHB. 2FOLD CENTER POSITION 65X65MM | 23.92
8WH2000-0AF08 | FEED-THROUGH TERMINAL WITH SPRING CONNECTION, SECTION: 2,5 SQMM, WIDTH: 5,2 MM, COLOR:BLACK | 1.27
A5E02218295 | ACCESSORIES THREADED CONNECTION (DIN 11851, ISO 2853 AND BS 4825-4) DN20, (P GASKET) | 467.29
7ML1930-1CH | PLASTIC ENCLOSURE FOR 2 RD DISPLAY | 421.26
3VL9440-5GH40 | ACCESSORY FOR VL400, RCD MODULE IN=400A UE=230...690V 4 POLE | 2904.36
6SL3000-0BE36-0AA0 | SINAMICS/MICROMASTER PX LINE FILTER INPUT: 3AC 380-480 V, 50/60 HZ 600 A | 3332.01
8MF2266-4RL2 | SICUBE 8MF2000 SWITCH GEARS CUBICLE H X W X D = 2200 X 600 X 600MM FOR SIDE-BY-SIDE MOUNTING WITHOUT | 3573.88
3RT1266-6AV36 | VAC. CONTACTOR, 160KW/400V/AC-3 AC(40...60HZ)/DC OPERATION UC 380-420V AUXILIARY CONTACTS 2NO+2NC 3- | 1673.87
5SY6340-6 | CIRCUIT BREAKER 400V 6KA, 3-POLE, B,40A, D=70MM | 52.62
3NY1513-3 | SPARE PART FOR FUSE SWITCH DISCONNECTORS 3NP53 INSERT WITH HANDLE WITH EFM WITHOUT CONTROL CABLE U=4 | 1249.6
5WG1588-8EB01 | INSTABUS EIB TOUCH PANEL FM BOX VISION FOR FLUSH-MOUNTING | 145.39
8MF9083 | ACTIVATING BOLT TWO-WAY KEY 5MM | 37.29
6SL3730-6TG41-7BC3 | SINAMICS S120 CABINET MODULE SMART LINE MODULE WITH CIM+CU320-2 3AC 500-690V, 50/60HZ OUTPUT: DC 67 | 87173.18
BVP:262439 | BD2-AK02X/S27 TAP-OFF UNIT 25A / 1X 3POLE FUS E SOCKET S27 | 376.95
8GK1383-0KK34 | ALPHA 630 DIN, MARSHALLING BOX HEIGHT = 350MM, WIDTH=800MM, DEPTH =320MM, SK1, IP55 | 814.68
8GK9910-0KK12 | N/PE BAR AS PLUG-IN TERMINAL W. 6XSCREWS EACH 2.5-16SQMM AND 21 X CONNECTOR 1.5-4SQMM W. PE AND ONE | 66.71
8US1921-2BB00 | BUSBAR ADAPTER SYSTEM TERMINALS FOR 10MM BUSBAR THICKNESS 1,5-35MM2 | 5.96
4EM4912-1CB00 | COMMUTATING CHOKE FOR CONVERTER; PHASES:1; UN1(V):400; ITHMAX 1(A) / F1(HZ):14 /50; I LN (A):12,6; U | 278.37
5TE8214 | SWITCH, D=70MM 32A 3NC+N, TERMINAL 6QMM | 42.25
5SY4213-5 | CIRCUIT BREAKER 400V 10KA, 2-POLE, A, 13A, D=70MM | 83.76
3NW2100-0HG | FUSE LINK CLASS CC ACC. TO UL STANDARD 248-4 QUICK-RESPONSE, CURRENT-LIMIT. RATED CURRENT 10 A RATED | 20.1
3NW6010-1 | CYLINDRICAL FUSE GG ACC. TO FRENCH STANDARD (NFC) WITHOUT INDICATOR SIZE 10X38MM, 500V 25A | 4.2
6SL3211-0AB21-5UB1 | SINAMICS G110 - CPM110 AC-DRIVE, WITHOUT FILTER 1AC200-240V +10/-10% 47-63HZ RS485-INTERFACE (USS-PR | 518.08
6SL3056-4AA35-8AV0 | AMPEREMETER FOR SINAMICS V50 DISPLAY RANGE 0-580A INPUT 0-20MA | 83.22
6SL3163-8LD00-0AA0 | SINAMICS S120 ACCESSORIES KIT FOR BASIC LINE MODULE 100 MM CONNECTOR; DQ DUSTCOVER DRIVE-CLIQ CABLES | 101.13
3SE5122-0CH02 | SIRIUS POSITION SWITCH METAL ENCLOSURE 56MM WIDE DEVICE CONNECTION 3X (M20X1.5) 1NO/ 1NC SNAP-ACTION | 61.23
3RW4457-6BC35 | SIRIUS SOFT STARTER, VALUES AT 575V, 50DEG., STANDARD: 780A, 850HP, INSIDE-DELTA CIRCUIT 3: 1351A, 1 | 43434.68
4AM6442-5FT10-0FA0 | TRANSFORMER SITAS; PHASES:1; PN/PN(S6)(KVA):2 /9,7; UPRI(V):500+/-5%; USEC(V):230; ISEC(A):8,7; F(HZ | 980.35
3SE5162-0EC02 | SIRIUS POSITION SWITSCH METAL ENCLOSURE XL,WIDTH 56MM WITH ROUNDED PLUNGER, MADE OF HIGH-GRADE STEEL | 109.93
3SE5212-0LC05-1CA0 | SIRIUS POSITION SWITCH W. INCREASED CORROSION PROTECTION METAL ENCLOSURE TO EN50047, 31MM DEVICE CON | 32.75
3RF2320-2CA04 | SEMI-COND. CONTACTOR 3RF2,1-PH. AC 51 20 A 40 DEGREES C 48-460 V / 24 V DC LOW NOISE | 77.86
3RK1301-0BB13-1AA4 | F-RS1E-X FOR ET 200S FAILSAFE REVERSING STARTER SETTING RANGE 2.4...8A MECHANICAL SWITCHING ELECTRON | 1607.06
5UB1408 | DELTA PROFIL PROGRAM TITANIUM WHITE SOCKET WITH EARTHING ROD CEE7 10/16A 250V,+COVER PLATE 65X65 | 12.35
5TG9880-3 | DELTA M-SYSTEM LIGHT SIGNAL SINGLE 1W 90-240V WHITE COLOR OF LIGHT | 42.77
8MF2086-4ES | SICUBE 8MF2000 EMC-CUBICLE; WELDED, GALVANISED H X W X D = 2000 X 800 X 600MM FOR INDIVIDUAL MOUNTIN | 3477.29
8GK4707-3KK17 | ASSEMBLY KIT 3KA SWITCH DISC. FOR 3KA 50 / 51 ON SUPPORT PLATE | 53.66
8GK1052-2KK11 | ALPHA 160 DIN, WALL-MOUNTED DB, SM PARTIALLY EQ. W. RAPID MOUNTING KIT FOR BUILT-IN DEV., RAL 9016, | 354.6
8GK4501-2KK33 | ALPHA 400/630 DIN PANEL INSTALLATION KIT W. SUPPORT,40MM DEEP-DRAWN H=300 W=750 | 114.53
8ME1464 | BEARING RUNNER FOR CUBICLE WIDTH 600MM | 75.9
5SY4532-5 | CIRCUIT BREAKER 230V 10KA, 1+N-POLE, A, 32A, D=70MM | 68.96
3NX3114 | MOULDED PLASTIC PUSH-ON COVERS FOR LV HRC FUSE BASE,SIZE 0 | 5.15
3RT1966-5AP31 | WITHDR. COIL FOR SIZE S10 FOR VAC. CONTACTOR 3RT126 AC/DC OPERATION 220-240V UC DRIVE: CONVENTIONAL | 90.27
3RT1955-5AT31 | WITHDR. COIL FOR MOD. S6 FOR CONTACTORS 3RT105/3RT145 AC/DC ACTUATOR UC575-600V DRIVE: CONVENTIONAL | 69.27
6FX2001-2MB00 | SIMODRIVE (ACCESSORIES) INCR. ROTARY ENCODER W. RS 422 (TTL), 1000 PULSES, CLAMP FLANGE, 10 MM SHAFT | 366.56
3RT1966-5NB31 | WITHDR. COIL FOR SIZE S10 FOR VAC. CONTACTOR 3RT126 AC/DC OPERATION 21-27.3V UC DRIVE: ELECTRONIC WI | 177.69
3RF2340-3AA26 | SEMI-COND. CONTACTOR 3RF2,1-PH. AC 51 40 A 40 DEGREES C 48-600 V / 110-230 V AC RING TERMINAL | 108.24
3RK1200-0CT20-0AA3 | AS-INTERFACE COMPACT MOD. K45, IP67, DIGITAL, 4 INPUTS 4 X 1 INPUT, 200MA MAX., PNP 4 X M8 SOCKET | 206.62
3SE7910-3AA | STEEL CABLE 4MM (LENGTH 10M) | 61.12
3RF2420-1AB45 | SEMI-CONDUCTOR CONTAC.3-PH.3RF2 AC51 20A 40 DEG. C 48-600V / 4-30V DC 2-PHASE CONTROLLED SCREW TERMI | 145.6
8WH3003-0CE07 | PE TERMINAL WITH QUICK CONNECTION, 3 CONNECT. POINTS, SECTION: 0.25 - 1.5 MM2, WIDTH:5.2MM, COLOR: G | 9.03
8MF4060 | BOTTOM PLATE FOR CUBICLE WXD = 600 X 400MM | 188.35
3SE5242-0LC05-1CA0 | SIRIUS POSITION SWITCH W. INCREASED CORROSION PROT. PLASTIC HOUSING WIDE ACC. TO EN50047, 50MM DEVIC | 29.67
3TC4417-0BN1 | CONTACTOR, SIZE 2, 2-POLE DC-3 AND 5,RATD.OPERAT.CURR.32A AUXILIARY CONTACTS 22 (2NO+2NC) AC OPERATI | 149.3
3RA6250-0DB30 | SIRIUS, COMPACT STARTER, REVERSING STARTER 690 V, 24 V AC/DC, 50 ... 60 HZ, 3 ... 12 A, IP20, MAIN C | 1113.47
BVP:261841 | BD2A-1000-LR-X*/Y*-G* ELBOW RIGHT X/Y 0,36M-1,25M 500 A-1000A WINKEL 85 GRAD-175 GRAD | 2532.19
5SY7605-8 | CIRCUIT BREAKER 400V 15KA, 3+N-POLE, D,0.5A, D=70MM | 158.24
8WH9140-0BA00 | SUPPORT REST, TO MOUNT ON TOP-HAT RAIL, FOR 10X3 MM BUSBARS | 4.67
5SJ4214-8HG41 | CIRCUIT BREAKER 240V 14KA, 2-POLE, D, 0,3A, D=70MM ACC. TO UL 489 | 148.89
5SU1356-7KK40 | FI/LS-PROTECTOR TYPE A (PSE/SSF), D=70MM IFN 30MA,6KA, 1+N-POLEE C 40A | 81.84
5SM2622-6 | FI-BLOCK F.LS-SWITCH 5SY TYPE A (PSE/SSF), T=70MM 6-40A 2POLE IFN 0,3A 230V | 49.75
4EU4321-0AW00-0A | COMMUTATING CHOKE FOR CONVERTER; PHASES:3; UN1(V):400; ITHMAX 1(A) / F1(HZ):1310 /50; I LN (A):1179; | 12569.55
3RN1013-2BB00 | THERMISTOR MOTOR PROTECTION MULTIFUNCTION EVALUATION UNIT MANUAL/AUTO/REMOTE, SHORT-CIRC.DETECT.,2W, | 319.68
5TG1102-0 | DELTA MIRO FRAME 2-FOLD GENUINE MATERIAL WOOD TYPE OF WOOD WENGE DIMENSIONS 161X90MM | 59.33
BVP:203244 | BD01-AK2M1/2SD/F TAP-OFF UNIT | 181.13
3TY7403-0AF0 | COIL FOR CONTACTORS: 3TF30 TO 3TF33, 3TF40 TO 3TF43 3TH3, 3TH4 3TB40 TO 3TB44, 3TC44, 3TH8 AC 110V 5 | 15.45
3NJ4915-2KA10 | ACCESSORIES F. STRIPS 3NJ41 IN-LINE FUSE SW.DISC. S.NH1-3 INTEGRAT. CURR. TRANSFORMER 600/1A,CL.0.5 | 91.34
8MF4664 | MOUNTING PLATE HXW=1800X1200 | 444.32
5TG2554-2 | DELTA LINE, TITANIUM WHITE FRAME, 4FOLD, 293X80MM VERTICAL, W.LABELING FIELD | 25.83
5SJ4316-8HG42 | CIRCUIT BREAKER 10KA, 3POLE, D, 16A ACC. TO UL 489 - 480Y/277V | 176.99
3RW4046-1BB15 | SIRIUS SOFT STARTER, S3, 80A, 55KW/500V, 40 DEGR., AC 400-600V, AC/DC 110-230V, SCREW TERMINALS | 1655.6
5ST3031-0HG | SHUNT TRIP DC 24-60V FOR MCB ACC.UL489 | 61
3RW3028-1BB04 | SIRIUS SOFT STARTER, SIZE S0, 38A, 18.5KW/400V, 40 DEGREES, 200-480V AC, 24V AC/DC, SCREW TERMINALS | 596.78
3VL9800-8BC01 | ACCESSORY FOR VL1200UL,VL1600UL (NG FRAME - PG FRAME) COVER FRAME FOR DOOR CUTOUT IP40, FOR FIXED/PL | 53.17
3VL9600-8CB31 | ACCESSORIES FOR VL800UL, (MG FRAME) TERMINAL COVER IP30 STANDARD CONSISTING OF 2 COVERS 3-POLE | 132.13
3SB2908-2AG | BACKING PLATE, YELLOW, SELF-ADHESIVE, WITH INSCRIPTION: EMERGENCY-STOP | 2.3
3TG1001-0AL20-0AA0 | MOTOR CONTACTOR EKS 3NO+1NC AC ACTUATION 230 V AC, 45...450 HZ WITH SCREW TERMINAL MULTI-UNIT PACKIN | 26.71
3NP1123-1JC22 | FUSE-SWITCH-DISCONNECTOR 3-POLE, NH000, 160A 60MM BUSBAR SYSTEM COVERS FOR RITTAL BOX TERMINAL FUSE | 256.16
3VL9800-3MS01 | ACCESSORY FOR VL1200UL,VL1600UL (NG FRAME - PG FRAME) MOTOR-OPER. MECHANISM 60V AC/DC | 2943.61
6ES7338-4BC01-0AB0 | SIMATIC S7-300, SIGNAL. MODULE FOR 3 SSI SENSORS FOR READ-IN OF POSITIONING VALUE WITH 2 FREEZE INPU | 841.65
3NE4333-0B | SITOR FUSE-LINK 450A, AC 800V, SIZE 2 | 187.27
5TG7316 | DELTA SWITCH A. PUSHBUTTON LED INSERT F. CONTROL FUNCTION 12V/50HZ, RED | 5.66
6AG1654-7HY00-7XA0 | SIPLUS S7 BUS MODULE FOR Y-COUPLER;-25 ... +70 DGR C BASED ON 6ES7654-7HY00-0XA0 | 246.46
8MF2026-4RB | STANDARD CUBICLE 8MF2 HXWXD=2000X1200X600 SIDE-BY-SIDE MOUNTING VENTIL., ASSEMBL., WELDED IP40 | 3361.38
8GK9911-0KK20 | ALPHA 630 DIN, CABLE PROPPING BAR, W=500 | 17.31
3RT1956-1CF00 | SURGE SUPPRESSOR./RC ELEMENT FOR CONTACTOR MOD.S6/S10/S12 FOR US = AC 400-600 V | 25.93
3NE1438-0 | SITOR SET OF FUSES DUTY CLASS GS, DIN 43620 800A, 690V AC | 240.59
3NA6220 | LV HRC FUSE LINK GL/GG WITH INSULATED GRIP LUGS WITH COMBINATION INDICATOR SIZE 2, 50A, AC 500V/DC 4 | 19.06
6FX2001-2RC50 | SIMODRIVE ACCESSORY INCR. SHAFT ENCODER WITH RS-422 (TTL), 2500 IMPULSE, SUPPORTED FLANGE JOINT; SHA | 366.56
6FX2003-0SA20 | SIGNAL CONNECTOR 17 PINS M17 MALE THREAD PIN 1 X 17 POLE INSULATOR 20 PIN CONTACTS (0.14-0.50 MM2 | 96.2
5SJ4216-7HG42 | CIRCUIT BREAKER 10KA, 2POLE, C, 16A ACC. TO UL 489 - 480Y/277V | 107.87
5SJ4318-7HG42 | CIRCUIT BREAKER 10KA, 3POLE, C, 15A ACC. TO UL 489 - 480Y/277V | 153.45
3RV1935-1C | 3-PHASE BUSBAR, F. 4 CIRCUIT-BREAKERS, SIZE S2 MODULAR SPACING: 50 MM | 22.84
8UC7310-1BD | HANDLE TI-GREY/BL.GREEN BASIC MASKING FRAME LIGHT GRAY HANDLE IS IN 8UC7 DESIGN SPARE PART FOR DOOR | 122.3
3RK1205-0BQ21-0AA3 | ASISAFE COMPACT MODULE K45F LS, TYPE 2 (LIGHT SENSOR), FOR TESTING SEMI-CONDUCTOR OUTPUTS SENSOR POW | 363.03
3LD9284-3B | ROTARY ACTUATOR RED/YELLOW F. SWITCH 3LD2, 63 UP TO 125A FOR FRONT MOUNTING FOUR-HOLE MOUNTING | 14.93
8US1921-2BF00 | BUSBAR SYSTEM, ACCESSORIES CENTER-CENTER DISTANCE 40.60 MM BUSBAR CONNECTING PIECE RAIL THICKNESS: 5 | 20.84
8WH9050-0LB00 | PLUG-IN COUPLING CAN BE SELF-PREASSEMBLED, WITH SPRING CONNECTION SECTION: 0.08-2.5 MM2, WIDTH:5.2 M | 1.31
8MF4114 | BOTTOM PLATE MULTIPLE PARTITION FOR CUBICLE WXD = 1000 X 600MM | 513.88
8WH8121-2AB35 | LABELS, FLAT, LONGIT. 31 - 40 SIZE ZBF5 | 0.08
3RA6936-0A | ENABLING MODULE FOR OPERATOR PANEL 3RA69350A | 95.85
6SL3136-7TE25-5AA3 | SINAMICS S120 ACTIVE LINE MODULE INPUT: 3AC 380-480V, 50/60HZ OUTPUT: DC 600V, 92A, 55KW FRAME SIZE: | 7074.21
3SE5242-0MC05 | SIRIUS POSITION SWITCH; PLASTIC ENCLOSURE ACC TO EN 50047, 50MM CONNECTION 2X (M20X1.5); 1NO/2NC SLO | 27.39
8MF9270 | MOUNTING PLATE H X W = 2000 X 600 MM FOR 8MF SYSTEM CUBICLE | 318.75
6FX2003-1CG20 | POWER CONNECTOR SIZE 1.5 8-PIN MALE CONNECTOR, EXTERNAL THREAD, FOR LINEAR MOTORS, CABLE CLAMPING 7. | 238.06
5ST2134 | END PLATE FOR TERMINAL COVER CAN BE SNAPPED ON STANDARD MOUNTING RAIL | 4.26
5SP4380-8 | CIRCUIT BREAKER 400V 10KA, 3-POLE, D, 80A, D=70MM | 255.03
3RW4424-3BC45 | SIRIUS SOFT STARTER, VALUES WITH 500 V, 40 DEG., STANDARD: 47A, 30KW, INSIDE-DELTA CIRCUIT 3: 81A, 4 | 5206.94
3SB2901-2EC | INSCRIPTION LABEL FOR GLUING ONTO LABEL HOLDER, LABEL SIZE 9.5 X 18.5MM, SILVER-COLORED, BLACK LETTE | 0.72
3SB2901-4QB | INSCRIPTION PLATE FOR PUSHBUTTON AND ILLUMINATED PUSHBUTTON, FLAT, CLEAR WITH BLACK LETTERING, WITH | 0.72
8WH2000-0AF01 | FEED-THROUGH TERMINAL WITH SPRING CONNECTION, SECTION: 0.08 - 2.5 MM2, WIDTH: 5.2 MM, COLOR:BLUE | 1.24
6SL3000-2DH34-1CA0 | SINAMICS DU/DT INDUCTOR SPARE PART FOR POWER MODULE/MOTOR MODULE 400KW, 3AC 500-690V MAX. CABEL LENG | 4255.29
A5E00915784 | ASS. BAG FKM/FPM GASKET MAG1100F DN100 | 123.4
A5E02055287 | 2 PCS. P GASKETS DN15, 1/2 INCH EPMD RUBBER (FDA) FOR PFA LINED SENSOR | 40.82
3VL9300-3HR31 | SIDE ROTARY OPER. MECHANISM 3VL1-3 WITH 1500MM BOWDEN WIRE ROTARY HANDLE RED/YELLOW | 281.28
3RW4423-3BC36 | SIRIUS SOFT STARTER, VALUES WITH 575 V, 50 DEG., STANDARD: 32A, 25HP, INSIDE-DELTA CIRCUIT 3: 55A, 5 | 5154.6
5SU1656-7KK20 | FI/LS-PROTECTOR TYPE A (PSE/SSF), D=70MM IFN 300MA,6KA, 1+N-POLEE C 20A | 81.41
3NP1953-1GB20 | ACCES.F.FUSE SWI. DISCONNECTOR FOR NH2 FUSE CARRIER WITH FUSE MONITORING ELECTRONIC, EFM 10 | 257.31
3NY1995 | ACCESSORIES FOR FUSE SWITCH DISCONNECTORS 3NP3530 /3NP4080/3NP5060 QUICK-RETAINING PLATE CENTRE-LINE | 16.56
5SP3850-2 | MAIN CONDUCTOR CIRCUIT-BREAKER (SHU),3X1-POLE,E 50 A,230/400 V FOR MOUNTING ONTO 40MM BUSBAR | 174.14
3NE5633-0C | SITOR FUSE-LINK FOR SEMICONDUCTOR PROTECTION 450A AR 1500V SIZE 3 CONNECTION CONTACT INDICATOR 170MM | 346.08
6SL3055-0AA00-3BA0 | SINAMICS S120 TERMINAL MODULE CABINET TM54F WITHOUT DRIVE-CLIQ CABLE ADD ON BOARD FOR SINAMICS CONVE | 1124.25
3NA7122-6 | LV HRC FUSE LINK GL/GG WITH NON-INSULATED GRIP LUGS WITH COMBINATION INDICATOR SIZE 1, 63A, AC 690V/ | 38.65
5TT4121-2 | REMOTE SWITCH WITH 1NO WITH CENTRAL ON-OFF FUNCTION CONTACT FOR AC 230,400V 16A CONTROL AC 24V | 35.7
5SM3345-6 | RES.CURRENT OP.CIRCUIT BREAKER TYPE A PSE/SSF 125A 3+N-POL IFN 30MA 400V 4MW | 1914.29
6ES7658-7BB00-2YB0 | SIMATIC LOGON, SOFTWARE REMOTE ACCESS FOR 10 WINCC FLEXIBLE CLIENTS (AS OF 2007), SINGLE LICENSE F.1 | 3521.89
A5E01163719 | KIT, 316L STAINLESS STEEL ROD 180 MM (7.09") | 410.78
6SL3126-1TE26-0AA3 | SINAMICS S120 SINGLE MOTOR MODULE INPUT: DC 600V OUTPUT: 3AC 400V, 60A FRAME SIZE: BOOKSIZE COLD-PLA | 7481.08
3VL9400-4TC40 | ACCESSORY FOR VL400, STEEL WRAP-AROUND TERMINAL SET OF 4 PCS 4 POLE | 222.41
4AM4342-5AJ10-0FA0 | TRANSFORMER SITAS; PHASES:1; PN/PN(S6)(KVA):0,315 /1,12; UPRI(V):400+/-5%; USEC(V):110; ISEC(A):2,86 | 249.32
8ME8468 | GIB LOCK ACCESSORIES FOR SINGLE WINGE DOOR | 36.11
8MF4112 | BOTTOM PLATE MULTIPLE PARTITION FOR CUBICLE WXD = 900 X 800MM | 531.24
6AG1800-3BA00-7AA0 | SIPLUS ST7 TIM 3V-IE -25 ... +70 DEGREES C WITH CONFORMAL COATING BASED ON 6NH7800-3BA00 . COMMUNICA | 3397.44
6AG1931-2BA00-3AA0 | SIPLUS PS 24V/0.375A DEW ALLOWABLE IN: 48 ... 220 VDC OUT: 24VDC/0.375A BASED ON 6EP1731-2BA00 | 394.57
4AM4342-5AT10-0FA1 | TRANSFORMER SITAS; PHASES:1; PN/PN(S6)(KVA):0,315 /1,12; UPRI(V):400+/-5%; USEC(V):230; ISEC(A):1,37 | 264.93
5SY4432-8 | CIRCUIT BREAKER 400V 10KA, 4-POLE, D, 32A, D=70MM | 80.06
3RW4073-2BB44 | SIRIUS SOFT STARTER, S12, 230 A, 132 KW/400 V, 40 DEG., 200-460 V AC, 230 V AC, CAGE CLAMP TERMINALS | 3780.9
6FX2003-7GX00 | HF CLAMP FOR POWER CONNECTOR AND POWER CONNECTOR SIZE 1.5 | 41.59
5ST3043 | UNDER-VOLTAGE RELEASE F.MOUNT., F. LS-SWITCH T=70MM AC 230V, WITH 2TERMINALS | 53.4
3SB2900-0XZK3Y | LABEL HOLDER WITH INSCRIPTION LABEL, LABEL SIZE 9.5 X 18.5MM, SILVER-COLORED, BLACK LETTERING, CUSTO | 3.1
A5E01163679 | KIT, SENSOR FOR CABLE UNITS, PP STANDARD, FFKM | 1617.85
8WH9020-6BL10 | PLUG-IN JUMPER 5 DIVISIONS, AS TRANSVERSE JUMPER IN TERM. MIDDLE, 10-POLE, COLOR: SIEMENS COLOR | 4.54
BVP:261478 | BD2A-3-160-SB-1 STANDARD LENGTH 1,25M 160A, N + PE, 4 TAP OFFS | 514.03
3VL9400-1SJ00 | ACCESSORY FOR VL160X, VL160, VL250, VL400, SHUNT RELEASE 48 - 60 V DC RIGHT POLE ONLY | 160.92
3VL9215-4TD40 | ACCESSORY FOR VL160, CIRCULAR COND. TERMINAL COMPRISES 4 CIRC. CONDUCTOR TERMINALS AND TERMINAL COVE | 121.66
8MF6898-4ES | EMC CUBICLE IP40 HXWXD=1800X900X800 | 4308
5SY7305-7 | CIRCUIT BREAKER 400V 15KA, 3-POLE, C, 0.5A, D=70MM | 69.43
8WH9040-1AB01 | PLUG-IN COUPLING LEFT ELEMENT CAN BE SELF-PREASSEMBLED, WITH SPRING CONNECTION SECTION: 0.08-2.5 MM2 | 1.67
3VL9700-4RG00 | ACCESSORY FOR VL1250, FLAT BUS 1 PIECE | 79.8
6SL3211-0KB15-5UB1 | SINAMICS G110 - CPM110 AC-DRIVE, WITHOUT FILTER 1AC200-240V +10/-10% 47-63HZ RS485-INTERFACE (USS-PR | 364.52
6SL3320-1TE33-1AA3 | SINAMICS S120 SINGLE MOTOR MODULES INPUT: 600 V DC OUTPUT: 3-PH 400 V, 310 A FRAME SIZE: CHASSIS INT | 22795.89
6SL3000-0DE31-2AA1 | SIMODRIVE 611/ SINAMICS 120 HFD LINE REACTOR WITH CONNECTORS FOR 120 KW E/R MODULE FOR FUNCTION DUMP | 4401.2
5TG1124-0 | DELTA MIRO ALUMINUM FRAME 4-FOLD REAL ALUMINUM UNPAINTED DIMENSIONS 303X90MM | 162.8
3WL9312-5AA00-0AA2 | ACCESSORIES CIRCUIT-BREAKER 3WL OVERCURRENT RELEASE ETU25B LSI PROTECTION OPTION W/O RATED CURRENT I | 2309.32
5TT3407 | VOLTAGE RELAY, N-TYPE AC 230/400V 2CO SHORT-TIME 20MS | 281.3
6GK5992-1AQ00-8AA0 | SCALANCE X ACCESSORY, SFP992-1ELH 1 X 1000MBIT/S LC-PORT, OPTICAL SINGLEMODE GLASS OPTICAL SINGLEMOD | 2545.12
3RK1901-0CB01 | AS-INTERFACE MOUNTING PLATE K60 FOR COMPACT MODULE K60, MOUNT. ON RAIL WITHOUT ADAPTER FOR 2 RIBBON | 29.56
3VL9800-3ML00 | ACCESSORY FOR VL1250, VL1600, MOTOR OPERATOR 42-48V AC/DC | 3218.35
3VL9600-3HG05 | ACCESSORY FOR VL630, VL800, FOR INSTALLAT. IN DOORS, COMPL. DOOR DRIVE 8UC7 HANDLE RED, MASKING FRAM | 301.56
3RW4036-1TB05 | SIRIUS SOFT STARTER, S2, 45A, 30KW/500V, 40 DEGR., AC 400-600V, AC/DC 24V, SCREW TERMINALS, THERMIST | 1200
3RK1911-2BE10 | 5 CONTACT SOCKETS 4MM2 CONNECTOR SET POWER SUPPLY F. CONNECTION TO MS, RSM OF ET 200PRO W. SLEEVE HO | 70.87
4AP2142-8CC40-0HD0 | TRANSFORMER SITAS; PHASES:3; PN/PN(S6)(KVA):0,8 /3,5; UPRI(V):Y500-440-380+/-20/D289- 254-220+/-11; | 2094.93
A5E02055292 | 2 PCS. P GASKETS DN50, 2 INCH EPMD RUBBER (FDA) FOR PFA LINED SENSOR | 62.61
3SX3234 | DUST PROTECTION + SLOT COVERS FOR 3SE.243/257, WITH SEPARATE ACTUATOR | 26.6
5ST3640 | PIN BUSBAR, 16 SQMM CONNECTION: 2X(2-PHASE+HS/FS) SAFE-TO-TOUCH | 2.79
3ZS2791-1CC10-6YH0 | LIBRARY SENTRON PAC3200 V1.0 FOR SIMATIC WINCC AS MODULES FOR INTEGRATING PAC3200 INTO WINCC RUNTIME | 876.87
6AV6671-3CC00-0AX5 | PROTECTIVE MEMBRANE MP 277 8" MP 277 8"T/K FROM ES15 10 PIECES PER PACKAGING UNIT | 203.17
3TY7470-0A | MAIN CONTACTS FOR 3TF47 | 324.12
6ES7392-1BJ00-1AB0 | SIMATIC S7-300, FRONT CONNECTOR FOR SIGNAL MODULES WITH SPRING CONTACTS, 20-PIN 100 PIECES PER PACKA | 6286.32
3NA3803 | LV HRC FUSE LINK GL/GG WITH NON-INSULATED GRIP LUGS WITH FRONT INDICATOR SIZE 000, 10A, AC 500V/DC 2 | 4.59
6RA8085-6GV62-0AA0 | SINAMICS DCM DC CONVERTER FOR FOUR-QUADRANT DRIVES CONNECTION (B6) A (B6) C INPUT: 3-PHASE AC 575V, | 14642.13
3RK1902-0CQ00 | MOTOR SUPPLY CABLE JZHF 10M, 4X1.5 MM2, PLUG 9-POLE | 104.34
BVP:233567 | BD01-160-2-1 TRUNKING UNIT 160A | 414.89
6SE6420-2UD15-5AA1 | MICROMASTER 420 UNFILTERED 3AC 380-480V +10/-10% 47-63HZ CONSTANT TORQUE POWER 0.55 KW OVERLOAD 1 | 1390.04
5TG1204-4 | DELTA MIRO GLASS FRAME 4-FOLD REAL GLASS ARENA 303X90MM | 173.09
3RW4454-6BC44 | SIRIUS SOFT STARTER, VALUES AT 400V, 40DEG., STANDARD: 615A, 355KW, INSIDE-DELTA CIRCUIT 3: 1065A, 6 | 28912.83
6SL3000-2CE34-1AA0 | SINAMICS/MICROMASTER PX LC-MOTOR FILTER FOR 3-PH. 380-480V, 50/60 HZ, 490 A AC DRIVE/POWER MODULE/ M | 7616.05
6DD1661-0AE1 | SIMATIC TDC COMMUNICATION MODULE CP51M1 FOR INDUSTRIAL ETHERNET WITH TCP/IP AND/OR UDP | 8481.41
3RP1574-2NP30 | MULTIFUNCTION TIME RELAY IN CAGE-CLAMP TECH. 1 NO CONTACT DELAYED, 1 NO CONTACT NON-DELAYED, 1S...20 | 170.92
3RT1054-2NB36 | CONTACTOR, 55 KW / 400 V / AC-3 AC(40...60HZ)/DC-BETAETIGUNG UC 21-27.3V AUXILIARY CONTACTS 2NO+2NC | 425.04
3NA6814-4 | LV HRC FUSE LINK GL/GG WITH INSULATED GRIP LUGS WITH COMBINATION INDICATOR SIZE 000, 35A, AC 400V | 6.48
3NA6830-7 | LV HRC FUSE LINK GL/GG WITH INSULATED GRIP LUGS WITH COMBINATION INDICATOR SIZE 00, 100A, AC 500V/DC | 5.64
3LD2730-0TK13 | MAIN/EMERG. STOP SWITCH 3-POLE IU=100, P/AC-23A AT 400V=37KW FLOOR MOUNTING DIN RAIL/TWO-HOLE MOUNTI | 80.55
6XV1873-3DN20 | SIMATIC NET FO TRAILING CABLE GP 50/125, PREASSEMBLED WITH 2X2 BFOC CONNECTORS, LENGTH 20 M | 385.83
4AM4842-5FT10-0FB0 | TRANSFORMER SITAS; PHASES:1; PN/PN(S6)(KVA):0,5 /2; UPRI(V):500+/-5%; USEC(V):230; ISEC(A):2,17; F(H | 377.37
CQO:1012TW-2 | THERMOWELL STD.DUTY UNINSULATED PIPE: 216MM (8.5 IN), WITHOUT LAGGING LEGACY PART NUMBER: 1012TW-2 | 410.14
6ES7194-4CA50-0AA0 | SIMATIC DP, CONNECTING MODULE FOR DIGITAL (4DO UND 4 DO HF) ELECTRONIC MODULES ET 200PRO 4 X M12 WIT | 60.5
3UG4631-2AW30 | DIGITAL MONITORING RELAY VOLTAGE MONITORING, 22.5MM FROM 0.1 TO 60V AC/DC OVERSHOOT AND UNDERSHOOT A | 154.47
5TT5830-1 | INSTA CONTACTOR WITH 4 MAKE CONTACTS CONTACT FOR 230, 400 V AC, 25 A TRIGGERING 115 V AC | 37.68
5SM3321-4 | RES.CURR. OP.CIRC. BR. SIQUENCE TYPE B SENS. TO. UNIV. CURRENT 16A 1+N POL IFN 30MA 230V 4MW SHORT-T | 1488.9
5UB1851 | DELTA STYLE SCHUKO SOCKET OUTL. 10/16A 250V BEZEL GREEN (SV) COVER PLATE 68X68MM | 14.31
6GK5201-3BH00-2BA3 | SCALANCE X201-3PIRT MANAGED IE IRT SWITCH, 1 X 10/100MBIT/S RJ45 PORTS, 3 X 100MBIT/S POF SC RJ PORT | 1946.67
6FX2003-1AA25 | SIGNAL CONNECTOR, 25-PIN SUB D MALE CONNECTOR, SBM HOUSING, SCREW-TYPE LOCKING, CABLE CLAMPING 5.5 - | 110.59
BVP:262009 | BD2C-1250-EE BD2C END FEEDER UNIT WITH ACC. 1250A | 2271.5
3NA3342 | LV HRC FUSE LINK GL/GG WITH NON-INSULATED GRIP LUGS WITH FRONT INDICATOR SIZE 3, 224A, AC 500V/DC 44 | 23.78
3RT1966-5AD31 | WITHDR. COIL FOR SIZE S10 FOR VAC. CONTACTOR 3RT126 AC/DC OPERATION 42-48V UC DRIVE: CONVENTIONAL | 90.27
5TG1136 | I-SYSTEM SHEET OF PICTOG. FOR ROCKER OFF | 3.01
8UC7120-3BB | HANDLE 8UC7 WITH MASKING FRAME HANDLE RED/BL.GREEN BASIC MASKING FRAME YELLOW SPARE PART FOR 8UC7121 | 63.98
3SE5162-0CA00 | BASIC SWITCH FOR POSITION SWITCH 3SE5162, METAL ENCLOSURE XL,56MM WIDE DEVICE CONNECTION 3X(M20X1.5) | 84.57
3RT1936-6A | EQUIV. CONTACTS F. CONTACTOR SIZE S2, 3-POLE, AC-3, 22 KW, 3 NO, MAIN CONTACTS, CONSISTS OF 3 MOVABL | 141.79
3RS1020-2DW20 | TEMPERATURE MONITORING RELAY FOR PT100, EXCEEDING OF 2 THRESH. VAL., WIDTH 22ND5 MM 0 C-200 C, 110-1 | 343.75
6AV6671-6AP00-0AX0 | IP65-CLAMP-SET FOR SIMATIC THIN CLIENT 6AV6646-0AA21-2AX0 6AV6646-0AB21-2AX0 | 89.36
3RT1456-2AP36 | CONTACTOR, 275A/AC-1, AC(40...60HZ)/DC OPERATION AUX. CONTACTS 2NO+2NC 3-POLE, SIZE S6 BAR CONNECTIO | 413
3RW4076-2BB34 | SIRIUS SOFT STARTER, S12, 385 A, 300 HP/460 V, 50 DEG., 200-460 V AC, 115 V AC, CAGE CLAMP TERMINALS | 6606.78
3TK2810-0JA02 | SIRIUS SAFETY RELAY FOR SAFETY-ORIENTED STANDSTILL MONITORING, 400V AC, 45.0MM, SPRING-LOADED TERMIN | 813.29
PBD:22475K2A | KIT,HORN ANTENNA, LONG, FOR SITRANS LR,STAINLESS STEEL | 519.78
8WD5300-1AF | BUILT-IN LUMINAIRE STEADY BURNING LIGHT, 12...230 V UC, BLUE | 50.84
A5E01150381 | ACC. MAG 3100 DN25 CL300 GROUND RING TANTALUM | 1568.81
A5E01151577 | 100 MM (4") HORN ANTENNA EXTENSION KIT, 50 MM (2"), 75 MM (3") AND 100 MM (4") PROCESS CONNECTION | 959.81
BVP:034263 | BD01-K CODING SET | 2.45
BVP:034274 | BD01-AK2X/S27 TAP-OFF UNIT | 253.34
BVP:090164 | BD01-160-3-0,5 BUSBAR TRUNKING 160A - BD01 | 615.61
BVP:261904 | BD2C-400-ZL-Z* Z UNIT LEFT X/Y 0,36M, Z 0,14M- 1,25M 160-400A | 1571.45
BVP:261912 | BD2C-400-ZL-X*/Y*/Z* Z UNIT LEFT X/Y 0,36M-0,60M, Z 0,14M-1,25M 160-400A | 1960.64
3VL9300-3ME10 | ACCESSORY FOR VL160; VL250 MOTOR OPERATOR 220-250 V AC/DC | 732.63
6SL3310-1GE35-0AA3 | SINAMICS G130 POWER MODULE IP20 3AC 380-480V, 50/60HZ, 490A UNIT RATING: 250KW 6-PULSE SUPPLY WITHO | 21423.7
3RV1011-1CA10-ZW97 | CIRCUIT-BREAKER, 1.8...2.5 A, N-RELEASE 33 A, SIZE S00, MOTOR PROTECTION, CLASS 10, SCREW CONNECTION | 64.57
3WL9111-0AT23-0AA0 | ACCESSORIES CIRCUIT BREAKER 3WL ANALOG OUTPUT MODULE CAN BE CONNECTED TO CUBICLE BUS | 668.74
6SL3225-0BH31-5UA1 | SINAMICS G120 POWER MODULE PM260 WITHOUT FILTER POSSIBILITY OF REGENERATION 3AC660-690V +10/-10% 47- | 17902.89
6SL3325-1TG41-0AA3 | SINAMICS S120 MOTOR MODULE 3AC 500-690V, 50/60HZ OUTPUT: DC 675 - 1080V, 1025A RATED POWER: 1000KW L | 84999.14
FDK:083N8075 | MAG 3100 C FLANGE 200MM PN40 | 226.85
BVP:611349 | BD2-SONDTRANSPORT | 881.19
3WL9111-0AT15-0AA0 | ACCESSORIES CIRCUIT BREAKER 3WL PROFIBUS GATEWAY WITH COM15 MODULE | 1467.37
3RW4455-2BC36 | SIRIUS SOFT STARTER, VALUES AT 575V, 50DEG., STANDARD: 615A, 700HP, INSIDE-DELTA CIRCUIT 3: 1065A, 1 | 41733.92
6SL3366-2NG00-0AA0 | SINAMICS S120 POWER CABLING FOR THE INSTALLATION OF ONE BRAKING MODULE 50 KW INTO ONE BASIC LINE MOD | 73.03
8HP4314 | FUSE SWITCH DISCONNECTOR FOR BUSBARS 400/630A OPEN, DTL 250 TSW, 225A (NH1) W. COVER F. BOX SZ.2 | 1336.07
6AG1322-8BF00-2AB0 | SIPLUS S7-300 SM322 - 20-POLE -25 ... +60 DGR C EN50155 CONFORMITY BASED ON 6ES7322-8BF00-0AB0 | 1392.45
8WC5054 | FLAT COPPER BAR 25 X 5MM APPROX. 2 METERS LONG TINNED | 208.48
A5E01623511 | KIT,LR460,HORN 3",NO PURGE, NO EMITTER | 316.39
A5E02083914 | LR260/LR460 PURGE CONVERSION, 2" HORN | 1043.55
5SY6114-7 | CIRCUIT BREAKER 230/400V 6KA, 1-POLE, C, 0.3A, D=70MM | 8.51
3NP5065-1CF00 | FUSE-SWITCH-DISCONNECTOR I=160A, U=690V, 3-POLE WITH ADAPTER FOR 40MM SYSTEM FOR CABLE-LUG CONNECTIO | 307.09
3RK1325-6LS71-0AA5 | SIRIUS MOTOR STARTER M200D AS-I COMMUNICATION: AS-INTERFACE DIRECT ON-LINE STARTER STANDARD ELECTRON | 1215.67
PBD:51002K0200CAA | KIT,LR,ROD,SHLD,2G,200MM, 316,PTFE,VITON PTFE ROD ANTENNA SHIELDED KIT, 2"G 316 STAINLESS STEEL PROC | 1834.54
7ME3960-0SM10 | MOUNTING STRAP FOR DEDICATED TRANSDUCERS DN50 TO DN300 (LEG. NR. 1012MS-1) | 169.52
6XV1801-5DH30 | POWER CONNECTING CABLE M12-180/M12-180 FOR POWER SUPPLY OF ET200, PREASSEMBLED CABLE WITH M12 CONNEC | 70.45
7MH5105-5AD01 | SIWAREX WL 250 LOAD CELL ST-S SA 10T C3 EX - RATED LOAD 10T - ACCURACY CLASS C3 - CONNECTION CABLE 6 | 1474.42
7MH7723-1DU | CARD,MFA 4P,AC,CE,SPARE | 639.81
3RK1405-0BG00-0AA2 | ASISAFE MODULE S22,5F TWO SAFE INPUTS 2FDI AND TWO STANDARD OUTPUTS 2DO SPRINGLOADED TERMINAL | 545.26
8WH9004-2JA00 | COVER, FOR COMPACT TERMINALS WITH SECTION: 6 MM2, 3 CONNECT. POINTS, WIDTH 2.2 MM, COLOR: GRAY | 0.74
6SL3211-0KB12-5BA1 | SINAMICS G110 - CPM110 AC-DRIVE,BUILT IN CL. B FILTER 1AC200-240V +10/-10% 47-63HZ ANALOG INPUT CT: | 351.46
6SL3330-7TE32-6AA3 | SINAMICS S120 ACTIVE LINE MODULE INPUT: 3-PH 380-480V, 50/60HZ OUTPUT: 600 V DC, 291 A, 160 KW INTER | 19157.73
6XV1830-0ET10 | SIMATIC NET, PB FC STANDARD, BUS CABLE, 2-WIRE, SHIELDED, SPEC. DESIGN FOR RAPID INSTALL. 100 M | 247.51
A5E02211148 | ACCESSORIES CLAMP CONNECTION (DIN 32676) DN 50, (P GASKET) | 681.41
A5E01191947 | ACC. MAG 3100 DN300 PN16 GROUND RING W1.4404 | 361.12
6SL3224-0BE33-7UA0 | SINAMICS G120 POWER MODULE PM240 WITHOUT FILTER WITH BULT IN BRAKING CHOPPER 3AC380-480V +10/-10% 47 | 13791.57
3RK1902-4DA00-5AA0 | ANGLED, 5-POLE, B CODING SCREW CONNECTION NO TERMINATING RESISTOR INTEGRATED | 22.07
3RN1010-2GB00 | THERMISTOR MOTOR PROTECTION STANDARD EVALUATION UNIT, AUTORESET, 2W, HARD GOLD-PLATED,24V AC/DC, SPR | 169.65
7ML1930-1BQ | RD100 PIPE MOUNTING KIT FOR STAINLESS | 127.68
A5E02611781 | FUE950 STAINLESS STEEL POCKET G1/2B, 85 MM (PN25) FOR PT500 SENSOR, 6 MM TYPE (1 PCS.). | 119.67
3TH4262-0AP6 | CONTACTOR RELAY 62E EN 50 011 6NO+2NC, SCREW TERMINALS AC OPERATION AC 240V 60HZ/AC 220V 50HZ | 59.12
6XV1830-8AH10 | SIMATIC NET ENERGY CABLE, 5-WIRE ENERGY CABLE, LITZ WIRE, 5 X 1.5 SQMM, TRAILING TYPE MAX. CONSIGNME | 6.42
7MH7723-1BJ | CARD,BW500,SF500, ANALOG I/O,SPARE | 1338.01
7ML1830-1KH | PLS200 BOOT SHAPED 35X102MM, REINFORCED | 57.91
BVP:611108 | BD2C-1250-EE-EBAL BD2C FEEDER UNIT 1250A FOR SINGLE CORE CABLE | 2271.5
6XV1821-1BT30 | SIMATIC NET, PROFIBUS PCF FIBER OPTIC, WITH 4 PCF BFOC CONNECTORS L = 300 M | 2344.13
6SL3710-1GE33-1AA3 | SINAMICS G150 CONVERTER CABINET UNIT, AC/AC WITH CIM+CU320-2 3AC 380-480 V, 50/60 HZ NOM. POWER RATI | 23731.34
7ML1830-1DP | LOCKNUT,1 1/2"BSP,FLANGED (XPS30) | 12.51
CQO:1012Z-1 | EZ CLAMP HARDWARE SET FOR DN25 TO DN600 (1 TO 24 IN.) LEGACY PART NUMBER: 1012Z-1 | 492.57
FDK:083N8505 | MAG 3100 E FLANGE 100MM, PN 40 HAST C | 1855.53
FDK:087L4080 | MAG8000 ACCESSORIES DEMO AND TRAINING PACKAGE | 2351.86
3VL9200-4PD30 | ACCESSORY FOR VL160, PLUG IN SOCKET KIT ASSEMBLY FRONT CONNECTORS RCD 3 POLE | 574.98
3VL9200-4RM30 | ACCESSORY FOR VL160, REAR TERMINAL, SHORT, FLAT COMPRISES 3 TERMINALS SHORT-LONG-SHORT 3-POLE | 80.47
5TT4105-3 | REMOTE SWITCH WITH 1 NO AND 1 NC CONTACT FOR AC 230, 400V 16A CONTROL AC 12V | 33.39
3RN1011-2CK00 | THERMISTOR MOTOR PROTECTION STANDARD EVALUATION UNIT MANUAL, 1NO+1NC, AC 230/110V SPRING-LOADED TERM | 176.62
3TF6844-0CP7 | CONTACTOR SIZE 14, 3-POLE AC-3, 335KW, 400/380V (690V) AUXILIARY CONTACTS 44 (4NO+4NC) AC OPERATION | 3337.83
8WD4420-5DC | SIGNALLING COLUMN ROTATING-BEACON GREEN, 24V AC/DC | 102.56
5UB4714 | DELTA FLAT IP44, SM DARK GRAY/LIGHT GRAY SCHUKO OUTLET 10/16A 250V W. SCREWLESS TERMINALS W. HINGED | 54.89
8MF4513 | MOUNTING PLATE FOR CUBICLE HXW = 2000 X 1000MM | 421.13
3RP1540-2AJ31 | TIMING RELAY, PROCESSOR BASIS OFF-DELAY, WITHOUT AUXILIARY VOLTAGE, 1 CO CONTACT, 0.05S...600S, 100. | 307.02
3RK4353-3HR58-1BA0 | SIRIUS MCU MOTOR STARTER EN.DEGR. OF PROTEC.IP55 PLASTIC COMMUNICATION WITHOUT ELECTROMECHANICAL SWI | 750.84
LZS:RT3B6L24-A | PLUG-IN RELAY, COMPLETE UNIT DC 24V, 1 CHANGEOVER CONT. LED-MODULE GREEN PLUG-IN BASE W. SAFE ISOLAT | 17.97
6SL3310-1GE37-5AA3 | SINAMICS G130 POWER MODULE IP00 3-PH. 380-480 V, 50/60HZ, 745A UNIT RATING: 400 KW (VT) 6-PULSE SUP | 37282.79
3RK2200-1DQ00-1AA3 | AS-INTERFACE COMP. MODULE K60, A/B SLAVE, DIGITAL, 8E, IP 67, 8 X 1 INPUT 8 X M12 SOCK. W. Y-II ASSI | 413.24
3RK1903-1AB00 | TM-X15 S27-01 TERMINAL MODULE F. CONNECTION MODULE PM-X | 76.63
A5E01151124 | ACC. MAG 3100 DN50 CL150 GROUND RING HASTELLOY | 188.73
A5E01151571 | 75 MM (3") STAINLESS STEEL HORN ANTENNA KIT | 783
A5E01159076 | ACC. MAG 3100 DN100 PN40 GROUND RING TANTALUM | 4862.49
6SL3710-1GH38-1AA3 | SINAMICS G150 CONVERTER CABINET UNIT, AC/AC WITH CIM+CU320-2 3AC 660-690 V, 50/60 HZ NOM. POWER RATI | 112170.19
6SL3060-4AW00-0AA0 | SINAMICS DRIVE-CLIQ CABLE IP20/IP20 LENGTH: 1.20 M | 45.72
6SL3211-0AB23-0AB1 | SINAMICS G110 - CPM110 AC-DRIVE,BUILT IN CL. A FILTER 1AC200-240V +10/-10% 47-63HZ RS485-INTERFACE ( | 822.72
6SL3000-0BG36-0AA0 | SINAMICS LINE FILTER CL. A1 INPUT: 3AC 500-690V, 50/60HZ 600A NMA: A5E00105351 | 3218.72
3RP1574-2NM20 | TIME RELAY SOLID-STATE, WITH STAR-DELTA FUNCTION, 1 NO CONTACT DELAYED, 1 NO CONTACT DELAYED 1 TIME | 195.62
7MH7725-1CW | LOAD CELL,WITH HARDWARE,MUS, HD,150KG,PLATED,SPARE | 974.17
4AV2200-2EB00-0B | POWER SUPPLY; PHASES:1; PN(KW):0,12; UPRI(V):400-230+/-15; USEC(V DC):24; ISEC(A DC):5/6 (60/40 CEL) | 497.26
7ME5933-0AB10 | ELECTRONIC MODUL EEX, 24 V UC, HART, 2 DIGITAL OUTPUTS | 1603.28
7ME6910-1AA30-0AA0 | MAG 5000, IP67 / NEMA 4X/6, POLYAMID ENCLOSURE, NO DISPLAY, 11-30V DC/11-24V AC 50/60 HZ | 1096.08
7ML1830-1BN | CHANNEL BRACKET,FLOOR MOUNT FMS-310 | 323.36
6XV1830-1CH15 | SIMATIC NET, 830-1T CONNECTING CABLE FOR PROFIBUS,FOR CONNECT. OF DATA TERMINALS W. OLM A. OBT ASSEM | 90.27
6XV1830-7BN15 | SIMATIC NET,PROFIBUS ECOFAST HYBRID CABLE, 2XCU 0.64 MM, 4XCU 1.5 SQMM, CABLE PREASSEMBLED WITH ECOF | 267.9
6SL3310-1GF34-7AA3 | SINAMICS G130 POWER MODULE IP00 3-PH. 500-600 V, 50/60HZ, 465A UNIT RATING: 315 KW (VT) 6-PULSE SUP | 26988.28
7ME5933-0AC05 | MOUNTINGBRACKET FOR WALL- AND PIPE MOUNTING, FOR INTERMAG 2 AND F US | 167.55
7ME6920-2CA10-1AA0 | MAG 6000, 19 INCH INSERT, IP20 / NEMA 2, ALUMINIUM, 115-230V AC 50/60 HZ | 1780.23
7ML1830-1DL | SENSGUARD,3/4" NPT (PPS) FOR POINTEK CLS100 | 130.32
6SL3000-0HE21-0AA0 | SINAMICS LINE FILTER FOR 10 KW SMART LINE MODULE INPUT: 3-PH. 380-480 V 50/60 HZ | 319.99
3RT1956-4EA3 | TERMINAL COVER FOR RAIL CONNECTIONS BETWEEN CONTACTOR/OVERLOAD RELAY S6, FOR OVERLOAD RELAY 3RB105 | 10.63
3RK1395-6KS41-1AD0 | SIRIUS MOTOR STARTER M200D TECHNOLOGIEMODUL REVERSING STARTER MECHANICAL SWITCHING 3 400V AC/0,9KW; | 886.2
3RV1611-1AG14 | CIRCUIT-BREAKER FOR VOLTAGE TRANSFORMER, 1CO, S00, 1.4A | 244.67
A5E00836868 | TERMINALBOX, STAINLESS STEEL, INCL.LID, 1/2 NPT CABLE GLANDS | 981.2
4AT3612-5CT10-0FA0 | TRANSFORMER SITAS; PHASES:1; PN/PN(S6)(KVA):5 /18,5; UPRI(V):440+/-5%; USEC(V):230; ISEC(A):21,7; F( | 2683.22
8WH8120-1AC05 | LABELS, LONGIT. 91 - 100 SIZE ZB4 | 0.11
3NA3130 | LV HRC FUSE LINK GL/GG WITH NON-INSULATED GRIP LUGS WITH FRONT INDICATOR SIZE 1, 100A, AC 500V/DC 44 | 9.5
3ND1836 | LV HRC FUSE LINK A.M. W.NON-INSULATED GRIPPING LUGS SIZE 00, 160A, 500V | 14.04
3LD2203-0TK51 | MAIN CONTROL SWITCH 3-POLE IU=32, P/AC-23A AT 400V=11,5KW FRONT MOUNTING FOUR-HOLE MOUNTING ROTARY A | 32.36
3TH4355-0BV4 | CONTACTOR RELAY 55E EN 50 011 5NO+5NC, SCREW TERMINALS DC OPERATION DC SOLENOID SYSTEM DC 36V | 135.75
5UB1855 | DELTA STYLE, TITANIUM WHITE SCHUKO SOCKET OUTL. 10/16A 250V W. INCREASED TOUCH PROTECTION COVER PLAT | 12.09
3NP1143-1JC21 | FUSE-SWITCH-DISCONNECTOR 3-POLE, NH1, 250A 60MM BUSBAR SYSTEM COVERS FOR RITTAL BOX TERMINAL FUSE MO | 461.34
5SJ4311-8HG42 | CIRCUIT BREAKER 10KA, 3POLE, D, 5A ACC. TO UL 489 - 480Y/277V | 211.17
7MC2027-2AA30 | INSULATED THERMOCOUPLE WITH COMPENSATION LEAD NOM. LENGTH 300 MM,COMPENS LEAD L2SS; SHEATH DIAMETER | 81.03
3NA6136 | LV HRC FUSE LINK GL/GG WITH INSULATED GRIP LUGS WITH COMBINATION INDICATOR SIZE 1, 160A, AC 500V/DC | 13.44
4RB4200-3EA50 | POWER CAPACITOR PHASECAP COMPACT MKK 400V 20.0KVAR | 411.75
8MF2884-3RB | STANDARD CUBICLE 8MF2 HXWXD=1800X800X400 SIDE-BY-SIDE MOUNTING VENTIL., ASSEMBL., WELDED IP30 | 2337.5
6SL3000-0CH33-4AA0 | SINAMICS LINE REACTOR INPUT: 3AC 660-690V, 50/60HZ 342A NMA: A5E00125764 | 1459.35
6SL3000-1BF32-5AA0 | SINAMICS BREAK RESISTOR INPUT: DC 860V OUPUT: 250KW/15S 3.4 OHM | 3532.44
6SL3070-0AA00-0AG0 | SINAMICS MICROMASTER SIZER CONFIGURING TOOL DVD FOR WINDOWS XP PROFESSIONAL SP3, WINDOWS XP HOME SP3 | 69.27
6SL3162-6FD00-0AA0 | SINAMICS THERMAL CONDUCTION FILM FOR 100 MM COLD-PLATE LINE/MOTOR MODULE | 21.04
4EU2452-0EF00-4BA0 | OUTPUT CHOKE; PHASES:3; UN1(V):500; ITHMAX 1(A) / F1(HZ):72 /200; F TAKT(KHZ):4; I LN (A):64,8; LN(M | 2381.91
4RB6560-3EE50 | POWER CAPACITOR PHASECAP HD MKK 440V 56.0KVAR | 866.83
4AM3442-5AT10-0FA1 | TRANSFORMER SITAS; PHASES:1; PN/PN(S6)(KVA):0,1 /0,31; UPRI(V):400+/-5%; USEC(V):230; ISEC(A):0,43; | 128.76
3VL9800-1UM00 | ACCESSORY FOR VL630, VL800, VL1250, VL1600, UNDERVOLTAGE RELEASE 208 V AC RIGHT POLE ONLY | 267.54
3RB2056-1FW2 | OVERLOAD RELAY 50...200 A FOR MOTOR PROTECTION SIZE S6, CLASS 10 MOUNT. ONTO CONT./ STAND-ALONE MAIN | 222.83
3SB2901-7AQ | INSERT CAP FOR INDICATOR LIGHT, CLEAR WITH BLACK LETTERING, WITH INSCRIPTION: FAULT | 0.93
LZS:PTMU0524 | RC ELEMENT, AC 24 TO 48V | 5.32
6XV1820-6BN15 | SIMATIC NET, FLEXIBLE FIBER OPTIC CABLE (62.5/125), TRAILING CABLE, SPLITTABLE, PREASSEMBLED WITH 4 | 451.36
8MF2066-3RB | STANDARD CUBICLE 8MF2 HXWXD=2000X600X600 SIDE-BY-SIDE MOUNTING VENTIL., ASSEMBL., WELDED IP30 | 2221.59
A5E02457069 | E-40 SOLIDS FLOWMETER, SQ. 10" PLATE MIILTRONICS E SERIES FLOWMETERS LOW- TO MEDIUM-CAPACITY SOLIDS | 1068.98
7MH7724-1AN | MLC CALIBRATION WEIGHT, (STAINLESS STEEL 304(1.4301)) FOR SCALES WITH BELT WIDTH OF 18", 450MM OR 50 | 180.74
6ES5728-8MA11 | SIMATIC S5, GROUND TERMINAL 10 PIECES PER PACKAGING UNIT | 139.73
A5E00822490 | M20 CABLE GLANDS (2PCS) | 27.23
6SL3000-2DH35-8BA0 | SINAMICS VOLTAGE PEAK LIMITER SPARE PART FOR POWER MODULE/MOTOR MODULE 560KW, 3AC 500-690V | 5250.92
5SY7432-6 | CIRCUIT BREAKER 400V 15KA, 4-POLE, B, 32A, D=70MM | 74.11
6GK1905-6AA00 | PROFIBUS FAST CONNECT STRIPPING TOOL, TOOL FOR FAST STRIPPING OF THE PROFIBUS FAST CONNECT BUS CABLE | 106.95
8MF5086-5E | STANDARD CUBICLE 8MF5 HXWXD=2000X800X600 INDIVIDUAL MOUNTING NON-VENT., NOT ASSEM., SCREWED IP54 | 3457.98
8MF5228-5E | STANDARD CUBICLE 8MF5 HXWXD=2200X1200X800 INDIVIDUAL MOUNTING NON-VENT., NOT ASSEM., SCREWED IP54 | 4945.49
BVP:270886 | BD01-RAL* BD01: EXTRA CHARGE FOR SPECIAL COLOUR | 2703.53
6SL3126-1TE24-5AA3 | SINAMICS S120 SINGLE MOTOR MODULE INPUT: DC 600V OUTPUT: 3AC 400V, 45A FRAME SIZE: BOOKSIZE COLD-PLA | 5890.42
8GK1112-4KK12 | ALPHA 400 DIN, WALL-MOUNTING DISTRIBUTOR, DELIVERY FORM FLAT PACK, AP-CUBICLE, RAL 9016, IP43, SK2, | 353.6
8MF2028-5R | STANDARD CUBICLE 8MF2 HXWXD=2000X1200X800 SIDE-BY-SIDE MOUNTING NON-VENTIL., ASSEMBL., WELDED IP54 | 3631.85
8MF2206-3RB | STANDARD CUBICLE 8MF2 HXWXD=2200X1000X600 SIDE-BY-SIDE MOUNTING VENTIL., ASSEMBL., WELDED IP30 | 3187.53
7ME3951-0LL00 | TRANSDUCER FOR PORTABLE METER VERSION, NO APPROVAL LIQUID FLOW:B2H(HIGH PRECISION) LEGACY PART NUMBE | 2332.23
7ND4801-7BH | 8 CH DIGITAL I/O FOR SIREC D300/400 | 2121.92
7MH4900-2AA01 | SIWAREX FTA WEIGHING ELECTRONIC WITH VERIFICATION CAPABILITY.FOR AUTOMATIC AND NON AUTOMATIC | 2739.9
8WH2020-5AF00 | TWO-TIER DIODE TERMINAL PASSAGE FROM TOP TO BOT., WITH SPRING CONNECTION, SECTION: 0.08 - 2.5 MM2, W | 6.87
8WD5350-0CF | BUILT-IN LUMINAIRE FLASHLIGHT, 230V, BLUE | 144.97
7MH5104-3GD00 | SIWAREX WL 260 LOAD CELL SP-S SA 200KG C3 - RATED LOAD 200KG - ACCURACY CLASS C3 - 1M CABLE LENGTH, | 601.61
7MH5105-4AD01 | SIWAREX WL 250 LOAD CELL ST-S SA 1T C3 EX - RATED LOAD 1T - ACCURACY CLASS C3 - 6M CABLE LENGTH, 6 C | 572.67
8US1250-5AT10 | DEVICE HOLDER,45X260MM LONG FOR 60MM BUSBAR SYSTEM SPACER ENCLOSED 2 CONNECTING ELEMENTS ENCLOSED MO | 32.09
8US1923-5AA00 | BUSBAR SYSTEM, ACCESSORIES CENTER-CENTER DISTANCE 60 MM BUSBAR HOLDER 3-POLE FOR RAILS 12X5(10)-30X5 | 19.08
8WH8121-1AC05 | LABELS, FLAT, LONGIT. 91 - 100 SIZE ZBF4 | 0.11
3RS1800-2BP00 | COUPLING RELAY IM INDUSTRY-STANDARD ENCLOSURE 2 CHANGEOVER CONTACTS COMBIVOLTAGE 24 V AND 220 V TO 2 | 74.7
8GK9520-0KK05 | ALPHA AS SIDE PLATE D=400MM 2 PIECES | 229.03
8GK9602-3KK10 | ALPHA DIN/ZS ACCESSORY SECTION COVER CLOSED H=450MM,W=250MM,W/O SUPPORT | 39.29
8GK1032-2KK41 | ALPHA 160 DIN, WALL-MOUNTED DB, SM UNEQ. DISTR. BOARD RAL 9016 IP43 SK2, H=650 W=1050 D=140 | 622.83
8GK9731-0KK30 | ALPHA DIN, COPPER BUSBARS 12X5MM, 250A, W=750 | 28.72
8GK1112-3KK42 | ALPHA 400 DIN, WALL-MOUNTING DISTRIBUTOR, DELIVERY FORM FLAT PACK, AP-CUBICLE, RAL 9016, IP43 SK2, H | 679.08
8MF2098-5E | STANDARD CUBICLE 8MF2 HXWXD=2000X900X800 INDIVIDUAL MOUNTING NON-VENTIL., ASSEMBL., WELDED IP54 | 3477.29
BVP:203242 | BD01-AK2X/CEE/F TAP-OFF UNIT | 182.36
3SE7150-1BD04 | SIGUARD CABLE-OPER. SWITCH METAL HOUSING,2X M20X1.5 1NO+1NC, LATCHES ACC. TO EN418 BUTTON RESET WITH | 280.44
3RF2120-1AA02 | SEMICOND. RELAY 3RF2, 1-PHASE WIDTH 22.5 MM, 20 A 24-230 V / 24 V DC SCREW TERMINAL | 34.24
A5E01151553 | KIT,100MM (4") HORN EXTENSION 1.5" PROCESS CONNECTION, LR250 | 704.57
6SL3211-0KB11-2UB1 | SINAMICS G110 - CPM110 AC-DRIVE, WITHOUT FILTER 1AC200-240V +10/-10% 47-63HZ RS485-INTERFACE (USS-PR | 288.97
6SL3330-7TE41-4AA3 | SINAMICS ACTIVE LINE MODULE 3AC 380-480V, 50/60HZ, 1405A OUTPUT: DC 510 - 720V RATED POWER: 900KW BU | 67511.63
6SL3000-0JH35-8AA0 | SINAMICS LINE HARMONICS FILTER INPUT 3AC 500-600V, 50/60HZ 400 KW INPUT 3AC 660-690V, 50/60HZ 560 K | 21412.79
7MH7725-1CU | LOAD CELL,WITH HARDWARE,MUS, HD,50KG,PLATED,SPARE | 974.17
6ES7193-4JB00-0AA0 | SIMATIC DP, SPARE PART DC 24V PLUG FOR ET 200S INTERFACE MODULES UND PN/PN-COUPLER 2 X 2-POLES, PUSH | 36.04
8MF6068-4E | STANDARD CUBICLE 8MF6 HXWXD=2000X600X800 INDIVIDUAL MOUNTING NON-VENT., ASSEM., WELDED IP40 | 3090.92
8WA1905-0X | TERMINAL STRIP 24POLE M. INSCRIPTION 1 TO 24 | 83.48
8WA2011-3KE31 | ACTUATOR TERMINAL(L-,S,A) W/O LED, PNP SPRING-L. TERM. SZ1.5SQMM, 5MM | 6.09
8MF5288-4E | STANDARD CUBICLE 8MF5 HXWXD=2200X800X800 INDIVIDUAL MOUNTING NON-VENT., NOT ASSEM., SCREWED IP40 | 3400.03
6SL3224-0BE21-5UA0 | SINAMICS G120 POWER MODULE PM240 WITHOUT FILTER WITH BULT IN BRAKING CHOPPER 3AC380-480V +10/-10% 47 | 1262.93
BVP:262485 | BD2-AK03M2/A1253 TAP-OFF UNIT 125A / 1X 3POLE MC B 125A C-CHAR. | 693.94
6XV1830-0LH10 | SIMATIC NET, PB FC FRNC CABLE GP, BUS CABLE FLAME-RETARDANT AND HALOGEN-FREE BUS CABLE WITH COPOLYME | 2.92
4EP3701-5DS00 | COMMUTATING CHOKE FOR CONVERTER; PHASES:3; UN1(V):400; ITHMAX 1(A) / F1(HZ):25 /50; I LN (A):22,5; U | 1549.67
7MH7725-1BJ | LOAD CELL,WITH HARDWARE, MTS,1500 LB, STAINLESS STEEL, SPARE | 2170.96
7MH7725-1DB | LOAD CELL, MSI, 100 LB, STAINLESS STEEL,NTEP, OIML/MID,SAPRE | 3616.66
8GK1323-8KN14 | ALPHA 630 DIN FLOOR-MOUNTED DB IP55, SK I, RAL 7035 H=1950 W=300 D=320 INCL. BASE AND SHEET STEEL DO | 1125.07
8GK1323-8KP34 | ALPHA 630 DIN FLOOR-MOUNTED DB IP55, SK I, RAL 7035 H=1950 W=800 D=320 INCL. BASE AND SHEET STEEL DO | 1396.32
BVP:262453 | BD2-AK02M2/A633 TAP-OFF UNIT 63A / 1X 3POLE MCB 63A C-CHAR. | 685.37
8GK4001-8KK12 | ALPHA 400 DIN, RAPID MOUNTING KIT FOR INSTALLATION MOUNT. DEVICE WITH ROW DISTANCE 125 MM WITH LONGI | 492.57
4AM5542-5CT10-0FA0 | TRANSFORMER SITAS; PHASES:1; PN/PN(S6)(KVA):0,8 /3,4; UPRI(V):440+/-5%; USEC(V):230; ISEC(A):3,48; F | 454.75
5SD450 | SILIZED FUSE LINK 500V F.SEMICONDUCTOR PROTECTION EXTRA FAST, SIZE DIII THREAD E33, 35A | 10.62
3NW2080-0HG | FUSE LINK CLASS CC ACC. TO UL STANDARD 248-4 QUICK-RESPONSE, CURRENT-LIMIT. RATED CURRENT 8 A RATED | 20.1
6FX2001-2HC00 | SIMODRIVE (ACCESSORIES) INCR. ROTARY ENCODER W. RS 422 (TTL), 2000 PULSES, SYNCHRON. FLANGE, 6 MM SH | 366.56
8WD4308-0CB | SIGNAL COLUMNS, DIAMETER 70MM ACCESSORIES ANGLE FOR WALL MOUNTING FOR TWO-SIDED FITTING | 25.83
6XV1440-4AH80 | CONNECTING CABLE FOR MOBILE PANELS (MPI/PROFIBUS), SPECIAL LENGTH 8 M | 751.34
6XV1440-4BN20 | CONNECTING CABLE PN FOR MOBILE PANELS (PROFINET), SPECIAL LENGTH 20 M | 1196.2
8MF2806-4RB | STANDARD CUBICLE 8MF2 HXWXD=1800X1000X600 SIDE-BY-SIDE MOUNTING VENTIL., ASSEMBL., WELDED IP40 | 3032.98
8WH6020-0AF01 | TWO TIER TERMINALS TERMINAL SIZE 2,5 MM2 WIDTH 5,2 MM COLOUR BLUE CLAMPING POINTS 4 | 5.19
8WH8110-5AA05 | EMPTY LABELS SIZE ZB10 | 0.06
8WH8110-7AA05 | EMPTY LABELS SIZE ZB15 | 0.06
8GK9601-3KK11 | ALPHA 630 DIN, COVER HEIGHT = 450MM, WIDTH = 250MM, CUTOUT 3X12MW MINIMUM ORDER QTY 10 UNITS | 40.87
8GB2052-1 | SIMBOX UNIVERSAL WP N/PE TERMINAL STRIP 2X3X25SQMM+2X10X10SQMM | 26.69
8GK9601-2KK31 | ALPHA 630 DIN, COVER HEIGHT = 300MM, WIDTH = 750MM, CUTOUT 6X12MW MINIMUM ORDER QTY 10 UNITS | 67.79
8GK9731-0KK10 | ALPHA DIN, COPPER BUSBARS 12X5MM, 250A, W=250 | 9.45
8MF2026-5E | CUBICLESYSTEM 8MF2000 HXWXD = 2000 X 1200 X 600MM FOR INDIVIDUAL MOUNTING WITH SIDE PANELS, IP 54 | 4211.37
8GK9910-1KK30 | ALPHA 630 DIN, RAIL, WIDTH = 750MM MINIMUM ORDER QTY 10 UNITS | 10.18
8MR2122-4A | COMPACT HEATER BLOWER HGL 046 230V, 250W (UL APPROVED) | 223.33
A5E02212424 | LR460 ENCLOSURE WITH BOARD STACK, PROFIBUS PA COMMUNICATION, AC POWER, NPT CABLE INLET, APPROVAL OPT | 6459.42
A5E01163721 | KIT, 316L STAINLESS STEEL ROD 580 MM (22.83") | 549.04
A5E01191944 | ACC. MAG 3100 DN200 PN16 GROUND RING W1.4404 | 298.51
3VL9200-4WB30 | ACCESSORY FOR VL160, DRAW OUT ASSEMBLY REAR CONNECTORS RCD 3 POLES | 804.58
BVP:261880 | BD2A-1000-LR-X* ELBOW RIGHT X 0,36M-1,25M / Y 0 ,36M 500A-1000A | 1747.69
6ES7658-2AX00-0YL8 | SIMATIC PCS7, OS SINGLE STATION, SOFTWARE UPDATE SERVICE WITHIN THE FRAMEWORK OF THIS CONTRACT, YOU | 1206.04
3NA6142 | LV HRC FUSE LINK GL/GG WITH INSULATED GRIP LUGS WITH COMBINATION INDICATOR SIZE 1, 224A, AC 500V/DC | 16.04
6FX2003-7MA00 | CLAMP RING ADAPTER FOR CONNECTOR SIZE 0,5 | 39.17
3RK1395-6KS41-1AD5 | SIRIUS MOTOR STARTER M200D TECHNOLOGY MODULE REVERSING STARTER MECHANICAL SWITCHING 3 400V AC/0,9KW; | 1087.91
LZX:PT270524 | PLUG-IN RELAY 2 CHANGEOVER CONT. AC 24V | 7.03
7MH5104-3GD01 | SIWAREX WL 260 LOAD CELL SP-S SA 200KG C3 EX - RATED LOAD 200KG - ACCURACY CLASS C3 - 1M CABLE LENGT | 693.78
7MH7723-1EW | DAMPING FLUID,E37/61,5000CS, 1LB BOTTLE | 102.93
7MH7723-1FV | ARRESTOR ROD | 96.93
7MH7723-1HW | BELT CONTACT REPLACEMENT KIT (INCLUDES 1 BELT SCRAPER BLADE, 2 BELT PLOW BLADES, 2 BELT GUIDE ROLLER | 1193.21
7MH7723-1JA | WW100 START STOP CONTROLLER | 939.49
3RS1000-1CK10 | TEMPERATURE MONITORING RELAY FOR PT100, EXCEEDING OF 1 THRESH. VAL., WIDTH 22ND5 MM 0 C-100 C, 110-1 | 191.81
4RB2033-1EE50 | POWER CAPACITOR PHICAP MKP 440V 3.3KVAR | 40.61
4RB2083-3EE50 | POWER CAPACITOR PHICAP MKP 440V 8.3KVAR | 110
6SL3055-8AK00-0AV0 | ISOLATING AMPLIFIER FOR ANALOGUE INPUT | 1099.55
6SL3056-2AA00-0HV0 | INDICATION LIGHT GREEN DC/AC 24V | 5.72
A5E01087872 | 100 MM (4") HORN EXTENSION KIT, NO PURGE | 409.45
A5E01191975 | ACC. MAG 3100 DN200 PN16 GROUND RING HASTELLOY | 864.71
6SL3224-0BE24-0UA0 | SINAMICS G120 POWER MODULE PM240 WITHOUT FILTER WITH BULT IN BRAKING CHOPPER 3AC380-480V +10/-10% 47 | 2213.06
6SL3225-0BH33-0UA1 | SINAMICS G120 POWER MODULE PM260 WITHOUT FILTER POSSIBILITY OF REGENERATION 3AC660-690V +10/-10% 47- | 30863.28
6SL3330-6TE35-5AA3 | SINAMICS S120 SMART LINE MODULE 3-PHASE AC 380-480V, 50/60HZ OUTPUT: 510-650V DC, 550A RATED OUTPUT: | 11115.53
8GF9318-2 | ISO SUPPORT LOW N/PE F. MOUNTING ON RAIL 35MM (1 SET = 2 UNITS) | 5.85
3TF6844-0CM7-ZA02 | CONTACTOR SIZE 14, 3-POLE AC-3, 335KW, 400/380V (690V) AUXILIARY CONTACTS 44 (4NO+4NC) AC OPERATION | 3722.25
7ME3960-3CM20 | MOUNTING CHAIN FOR PORTABLE TRANSDUCERS: 2X 760MM AND 2X 1500MM LENGTHS LEGACY PART NUMBER: 1012ML-2 | 557.95
6XV1440-4AN10 | CONNECTING CABLE FOR MOBILE PANELS (MPI/PROFIBUS), LENGTH: 10 M | 751.34
6XV1820-5BN30 | SIMATIC NET, FIBER OPTIC CABLE (62.5/125)STANDARD CABLE, SPLITTABLE, PREASSEMBLED WITH 4 BFOC CONNEC | 385.83
6XV1820-7BH30 | SIMATIC NET, INDOOR FIBER OPTIC (62.5/125), FREE OF HALOGEN, RESISANT TO, TREADING, FLAME-RETARDANT | 116.04
8US1998-1DA00 | BUSBAR ADAPTER SYSTEM VERTICAL BUSBAR RUN INSERT FOR STANDARD MOUNT. RAIL SIRIUS 3R ADAPTER S. S00 A | 2.03
8MF4245 | TRIM STRIP W.O. SIEMENS LETTER. UMBER FOR CUBICLE WIDTH 1200MM | 161.29
8MF4304 | POCKET FOR CIRCUIT DIAGRAMS SHEET STEEL A3 HORIZONTAL SIZE | 124.99
6SL3000-2AE38-4AA0 | SINAMICS MOTOR REACTOR FOR POWER MODULE/MOTOR MODULE 400/450KW, 3AC 380-480V | 5278.18
6SL3462-8SC00-0AA0 | SINAMICS S120 ACCESSORIES KIT FOR MOTOR MODULE COMPACT 75 MM 2-A CONNECTOR X21/X22; JUMPER 24 V-LINK | 80.14
8GK9910-0KK32 | ALPHA 630 DIN, CONN. SHEET STEEL F. STAYS, DEPTH = 250/320MM (1 SET = 2 UNITS) | 14.38
8GK4558-3KK13 | ALPHA 630 DIN, ASSEMBLY KIT F. FUSE SWITCH DISCONNECTOR 3NP4470 1XNH3 F. MOUNTING ON SUPPORT PLATE, | 257.07
8MF4130 | SIDE PANEL FOR CUBICLE HXD = 2000 X 400MM DEGREE OF PROTECTION IP40 | 188.35
7MH4710-5CA | SIWAREX IS INTERMEDIATE BOX FOR INTRINSIC SAFE CONNECTION OF LOAD CELLS, LOW-CURRENT WITH ATEX APPRO | 1538.94
7ML1830-1AS | EASY AIMER II, 304, FLANGE WITH BSP THREAD | 595.81
6SE6440-2UC33-0FA1 | MICROMASTER 440 WITHOUT FILTER 3AC 200-240 V +10/-10% 47-63 HZ CONSTANT TORQUE POWER 30 KW OVERLOAD | 12289.88
8MF4723 | MOUNTING KIT FOR CIRCUIT BREAKER FOR CUBICLE WXD = 1000 X 800MM | 587.28
8WH9040-1EB07 | PLUG-IN COUPLING MIDDLE ELEMENT CAN BE JUMPERED, CAN BE SELF-PREASSEMBLED, WITH SPRING CONNECTION SE | 1.69
4AM5542-5MT10-0FA0 | TRANSFORMER SITAS; PHASES:1; PN/PN(S6)(KVA):0,8 /3,4; UPRI(V):690+/-5%; USEC(V):230; ISEC(A):3,478; | 454.75
3WL9111-0AN32-0AA0 | ACCESSORIES CIRCUIT BREAKER 3WL MAIN CONDUCTOR CONN. 1 OFF WITHDRAW. CIRC. BREAKER SZ I HORIZONTAL C | 99.43
8GK1312-8KK12 | ALPHA 630 DIN, FLOOR-MOUNTED DB DELIVERED AS FLAT PACK RAL 7035 IP43, SK2, H=1900 W=300 D=210 | 1044.74
8GK1031-2KK11 | ALPHA 160 DIN, WALL-MOUNTED DB, FM UNEQ. DISTR. BOARD RAL 9016 IP31 SK2, H=650 W=300 D=140 | 541.63
8GK9735-0KK30 | ALPHA 400/630/1600 DIN, COPPER BUSBARS 30X5MM, 450A, L=750 | 72.23
6AV6612-0AA51-3CE5 | WINCC FLEXIBLE 2008 STANDARD, UPGRADE FOR WINCC FLEXIBLE 2004/2005/2007 STANDARD, INCL. CHANGE CONTR | 963.51
4RB2068-3CE50 | POWER CAPACITOR PHICAP MKP 240V 6.9KVAR | 164.14
5SY4210-5 | CIRCUIT BREAKER 400V 10KA, 2-POLE, A, 10A, D=70MM | 83.76
5SY4502-7 | CIRCUIT BREAKER 230V 10KA, 1+N-POLE, C, 2A, D=70MM | 17.28
8WH8141-1AB75 | LABELS, FLAT, TRANSV. 71 - 80 SIZE ZBF4 | 0.11
3LD2030-0TK13 | MAIN/EMERG. STOP SWITCH 3-POLE IU=16, P/AC-23A AT 400V=7.5KW FLOOR MOUNTING DIN RAIL/TWO-HOLE MOUNTI | 23.05
6AV6574-1AG04-4AA0 | SECOND KEY FOR KEY SWITCH MOBILE PANELS, PACK OF 10 PIECES | 450.11
6ES7392-1AM00-0AA0 | SIMATIC S7-300,FRONT CONNECTOR 392 WITH SCREW CONTACTS, 40-PIN | 99.1
8GK9901-0KK22 | ALPHA 630 DIN, BASE FRAME, H=100 W=550 D=210 | 163.75
3VL9400-3AW10 | ACCESSORY FOR VL400, KIT F. LEADING AUXILIARY SWITCHES 2 CO CONTACTS, FROM OFF TO ON 1.5 METER CONNE | 68.04
3SE5322-0SG21 | SAFETY POSITION SWITCHES WITH SOLENOID INTERLOCKING LOCK. FORCE 1300N,5 APPR. DIR. PLASTIC ENCLOSURE | 297.98
3SE5322-1SF21 | SAFETY POSITION SWITCHES WITH SOLENOID INTERLOCKING LOCK. FORCE 1300N,5 APPR. DIR. PLASTIC ENCLOSURE | 283.67
3SE7930-1AC | ROPE EYE 3MM | 2.07
8MF9055 | ACTUATION KEY TWO-WAY KEY 3 MM | 10.29
LZS:PT5B5S15 | PLUG-IN RELAY COMPLETE UNIT AC 115V, 4 CO CONTACT LED MODULE RED SOCKET W. LOGIC ISOLATION SCREW TER | 18.8
8GK4662-2KK12 | A400/630 MOUNT. SET H=300 W=250 2 X 3NP4015/3NP4016 ON BUSBAR 40/60MM (WITHOUT BUSBAR HOLDER) INCL. | 169.17
8MF2228-4RB | STANDARD CUBICLE 8MF2 HXWXD=2200X1200X800 SIDE-BY-SIDE MOUNTING VENTIL., ASSEMBL., WELDED IP40 | 3477.29
8GK4801-3KK12 | ALPHA 400/630 DIN, KIT FOR BUS BAR ADAPT. DEVICES ON BUS BAR SYSTEM 60MM, 3 POLE, H=450 W=250 | 207.95
8GK9510-8KK41 | ALPHA 400DIN DOOR AS SPARE PART LEFT DOOR H=1250 MM, W=775 MM FOR CABINET WIDTH 1000/1250 MM AP, IP4 | 192.86
8MF2886-5R | CUBICLESYSTEM 8MF2000 HXWXD = 1800 X 800 X 600MM FOR SIDE-BY-SIDE MOUNTING WITHOUT SIDE PANELS, IP 5 | 2492.08
5SY4515-8 | CIRCUIT BREAKER 230V 10KA, 1+N-POLE, D,1.6A, D=70MM | 56.27
3NP1163-1JC22 | FUSE-SWITCH-DISCONNECTOR 3-POLE, NH3, 630A 60MM BUSBAR SYSTEM COVERS FOR RITTAL BOX TERMINAL FUSE MO | 673.44
3RT1476-6AR36 | CONTACTOR, 690A/AC-1 AC(40...60HZ)/DC OPERATION UC 440-480V AUXILIARY CONTACTS 2NO+2NC 3-POLE, SIZE | 1526.19
5SY8416-8BB08 | CIRCUIT BREAKER 400V 25KA, 4-POLE, 16A, D=70MM ONLY MAGNETIC TRIPPING | 113.48
BVP:261826 | BD2A-1000-ZH-X*/Y*/Z* Z UNIT BACKSIDE X/Y 0,36M-0,60M , Z 0,26M-1,25M 500-1000A | 2737.79
A5E02196077 | ACCESSORIES WELD-IN CONNECTION (ISO 2037 (SMS3008)) DN 51, FOR SENSOR SIZE DN50, (P GASKET) | 499.95
3RK1315-6LS41-1AA0 | SIRIUS MOTOR STARTER M200D AS-I COMMUNICATION: AS-INTERFACE REVERSING STARTER, BASIC MECHANICAL SWIT | 882.15
A5E02213599 | ACCESSORIES CLAMP CONNECTION TRI-CLAMP DN 38, FOR SENSOR SIZE 1 1/2 INCH, DN40 (P GASKET) | 630.6
7MH7723-1FW | KIT, CALIBRATION, WEIGHT BRACKET, MWL/MSI, SPARE | 543.33
7ND4801-7BC | POWER SUPPLY 20-50V DC FOR SIREC D300 | 2877.65
8US1211-4TM00 | BUSBAR ADAPTER SYSTEM BUSBAR ADAPTER 72MM WIDE 60MM SYSTEM, 5+10MM RAIL WIDTH ADAPTER LENGTH 182MM F | 118.36
5SY8603-7 | CIRCUIT BREAKER 400V 25KA, 3+N-POLE, C, 3A, D=70M | 150.79
5SY8625-7 | CIRCUIT BREAKER 400V 25KA, 3+N-POLE, C, 25A, D=70M | 125.36
8ME8441 | HINGE PARTS FOR 1 HINGE | 11.34
8MF6068-4ES | EMC CUBICLE IP40 HXWXD=2000X600X800 | 3960.25
BVP:610421 | BD2-AK04/SNH1 TAP-OFF UNIT 250A / NH-FUSE SOC KET SIZE 1 | 1884.76
6SL3700-0LE38-0AA3 | SINAMICS S120 CABINET MODULE LINE CONNECTION MODULE 3AC 380-480V, 50/60HZ RATED CURRENT: 770 A CABIN | 12545.98
8GK9912-0KK40 | ALPHA 160/400 DIN, WALL-MOUNTING RAIL L=1000MM | 23.6
8MF2226-4R | CUBICLESYSTEM 8MF2000 HXWXD = 2200 X 1200 X 600MM FOR SIDE-BY-SIDE MOUNTING WITHOUT SIDE PANELS, IP | 3187.53
8MF2886-4E | CUBICLESYSTEM 8MF2000 HXWXD = 1800 X 800 X 600MM FOR INDIVIDUAL MOUNTING WITH SIDE PANELS, IP 40 | 2743.2
8MF2888-4RB | STANDARD CUBICLE 8MF2 HXWXD=1800X800X800 SIDE-BY-SIDE MOUNTING VENTIL., ASSEMBL., WELDED IP40 | 2492.08
FDK:083N8503 | MAG 3100 E FLANGE 100MM, PN6 HAST C | 1511.65
5SY6616-6 | CIRCUIT BREAKER 400V 6KA,3+N-POLE B, 16A, D=70MM | 62.31
8WH8121-3AB65 | LABELS, FLAT, LONGIT. 61 - 70 SIZE ZBF6 | 0.08
8WH8121-3AB75 | LABELS, FLAT, LONGIT. 71 - 80 SIZE ZBF6 | 0.08
8WH8121-4AB15 | LABELS, FLAT, LONGIT. 11 - 20 SIZE ZBF8 | 0.08
8MF2094-5R | CUBICLESYSTEM 8MF2000 HXWXD = 2000 X 900 X 400MM FOR SIDE-BY-SIDE MOUNTING WITHOUT SIDE PANELS, IP 5 | 2646.59
3NJ4912-2BA00 | ACCESSORIES FOR IN-LINE FUSE SWITCH DISCONNECTORS 3NJ41 BLANKING COVER, 100MM WIDE | 44.29
3NW3120-0HG | FUSE LINK CLASS CC ACC. TO UL STANDARD 248-4 SLOW-BLOW, CURRENT-LIMITING RATED CURRENT 12 A RATED VO | 20
3VL9300-3MF00 | ACCESSORY FOR VL160X, VL160, VL250 STORED ENERGY OPERATOR 24V DC WITH AUXILIARY SWITCH | 1282.12
7MH7725-1DP | LOAD CELL,MCS, 500LBS, STAINLESS STEEL, CSA/FM/ATEX, SPARE | 2293.03
8GK1333-8KN13 | ALPHA 630 DIN FLOOR DISTR.BOARD IP55, SK II, RAL 7035 H=1950 W=300 D=250 INCL. BASE AND SHEET-STEEL | 1295.89
8US1260-5AM00 | BUSBAR ADAPTER SYSTEM DEVICE HOLDER 55MM WIDE 60MM SYSTEM, 5 + 10MM BUSBAR THICKNESS FOR LATERAL FIT | 44.86
8US1903-3AB00 | BUSBAR HOLDER 40 MM SYSTEM 1 X 12 X 5 MM, 2 X 12 X 5 MM EN END AND INTERMEDIATE HOLDER CONSISTS OF 2 | 38.69
8US1903-5AA00 | BUSBAR HOLDER BUSBAR ADAPTER, WIDTH 15MM 40MM SYSTEM, 5-POLE FOR 5 RAILS 12X5(10) AS END AND INTERME | 31.15
8WH8121-3AB05 | LABELS, FLAT, LONGIT. 1 - 10 SIZE ZBF6 | 0.08
6DL5101-8BX00-0XB0 | SIMATIC PCS 7 TELECONTROL, SOFTWARE, MODBUS DRIVER, SINGLE LICENSE F.1 INSTALLATION R-SW, WITHOUT SW | 2452.29
BVP:034253 | BD01-40-3-0,5 3M 40A BUSBAR TRUNKING | 264.35
8WD4208-0CD | BRACKET FOR WALL MOUNTING, FOR SINGLE-SIDED MOUNTING, ACCESS.FOR 8WD42, SIGN.COLUMNS, DIAMETER 50MM, | 17.84
3RF2150-1AA26 | SEMICOND. RELAY 3RF2, 1-PHASE WIDTH 22.5MM, 50A 48-600V / 110-230VAC SCREW CONNECTION | 69.64
3RV1011-0FA10 | CIRCUIT-BREAKER SIZE S00, FOR MOTOR PROTECTION, CLASS 10, A-REL.0.35...0.5A, N-REL.6.5A SCREW TERMIN | 48.75
4AM5742-8DN00-0EA0 | TRANSFORMER SITAS; PHASES:1; PN/PN(S6)(KVA):1 /5; UPRI(V):550-525-500-480-460- 440-415-400-380-230-2 | 610.59
3RG9002-0DB00 | ACTUATOR SENSOR INTERFACE F90 4I/40 APPLICATION MODULE, IP20 4X1 INPUT 200MA PNP,4X1 OUTPUT ELECTRON | 243.93
BVP:261882 | BD2A-1000-LR-X*/Y* ELBOW RIGHT X/Y 0,36M-1,25M 50 0A-1000A | 2390.22
BVP:261512 | BD2A-3-1000-SB-2 STANDARD LENGTH 2,25M 1000A, N + PE, 8 TAP OFFS | 2196.84
BVP:261995 | BD2A-400-EE BD2A END FEEDER UNIT WITH ACC. 400A | 864.05
5SY7250-8 | CIRCUIT BREAKER 400V 15KA, 2-POLE, D, 50A, D=70MM | 131.13
5SY7604-8 | CIRCUIT BREAKER 400V 15KA, 3+N-POLE, D, 4A, D=70MM | 158.24
6SE6440-2UC12-5AA1 | MICROMASTER 440 WITHOUT FILTER 1/3AC 200-240V +10/-10% 47-63HZ CONSTANT TORQUE POWER 0.25 KW OVERLO | 850.77
8MF2224-3RB | STANDARD CUBICLE 8MF2 HXWXD=2200X1200X400 SIDE-BY-SIDE MOUNTING VENTIL., ASSEMBL., WELDED IP30 | 3361.38
8MF2264-4R | CUBICLESYSTEM 8MF2000 HXWXD = 2200 X 600 X 400MM FOR SIDE-BY-SIDE MOUNTING WITHOUT SIDE PANELS, IP 4 | 2067.07
BVP:661180 | BD2A-1-800-WO-2W1,50-WKA OPTIONAL LENGTH 1,50M 800 A 0,5PE, WITHOUT TAP OFFS | 4902.82
8MF2284-4RB | STANDARD CUBICLE 8MF2 HXWXD=2200X800X400 SIDE-BY-SIDE MOUNTING VENTIL., ASSEMBL., WELDED IP40 | 2492.08
8WA1011-0DG21 | THROUGH-TYPE TERMINAL THERMOPL. SCREW TERMINAL ON BOTH ENDS TERMINAL BLOCK 10POLE, BEIGE W/O INSCRIP | 21.59
BVP:611096 | BD2C-400-EE-KR BD2C FEEDER UNIT 400A FOR MULTI CORE CABLE WITH CABLING BOX | 1114.94
7ML1830-1JD | CABLE GLAND,M20 X 1.5 HF,(EP) | 59.25
BVP:261508 | BD2A-3-800-SO-1 STANDARD LENGTH 1,25M 800A, N + PE, WITHOUT TAP OFFS | 1182.25
6SE6440-2UE31-5DA1 | MICROMASTER 440 WITHOUT FILTER 3AC 500-600 V +10/-10% 47-63 HZ CONSTANT TORQUE POWER 15 KW OVERLOAD | 8333.31
8WH9040-1LB00 | PLUG-IN COUPLING MIDDLE ELEMENT CAN BE SELF-PREASSEMBLED, WITH SPRING CONNECTION SECTION: 0.08-4 MM2 | 2.61
8WH8140-3AB65 | LABELS, TRANSV. 61 - 70 SIZE ZB6 | 0.11
8WH8140-4AB05 | LABELS, TRANSV. 1 - 10 SIZE ZB8 | 0.11
8US1211-4SL01 | BUSBAR ADAPTER 60 MM BUSBAR SYSTEM FOR CIRCUIT-BREAKERS 3VL1/2 UP TO 160A WITH TERMINAL COVER WIDTH: | 237.28
BVP:034266 | BD01-AK1M1/A161 TAP-OFF UNIT | 296.18
BVP:084836 | BD2-SK-K2 CODING PIN T-O UNITS | 1236.1
8GK9601-1KK20 | ALPHA 630 DIN, COVER HEIGHT = 150MM, WIDTH = 500MM, CLOSED MINIMUM ORDER QTY 10 UNITS | 29.63
8UC7121-3BB10 | DOOR DRIVE 8UC7 HANDLE RED/BL.GREEN BASIC DOOR DRIVE 8UC7 FOR SWITCH DISCONNECTOR 3KL50, 3KM50, 3KA5 | 69.74
8US1921-2AB00 | BUSBAR SYSTEM, ACCESSORY FOR 40 AND 60 MM SYSTEM ONLY FOR 5MM BUSBAR THICKNESS | 2.32
8WH8121-2AC05 | LABELS, FLAT, LONGIT. 91 - 100 SIZE ZBF5 | 0.08
C79000-G5277-C216 | MANUAL, ULTRAMAT 23 (FRENCH) | 192.57
BVP:261806 | BD2A-1000-LV KNEE FRONTSIDE X 0,36M / Y 0,36 M 500A-1000A | 1032.95
5TD2115 | DELTA PUSHB. INSERT, FM DOUBLE PUSHB., 1NO CONTACT 1NC CONTACT/1NO CONTACT 10A 250V | 20.47
6SL3710-1GF34-7AA3 | SINAMICS G150 CONVERTER CABINET UNIT, AC/AC WITH CIM+CU320-2 3AC 500-600V, 50/60HZ NOM. POWER RATING | 43349.3
BVP:233551 | BD01-40-3-1 TRUNKING UNIT BD01 40A | 230.09
7VV3002-3GD20 | OVERVOLTAGE PROTECTION MODULE FOR MAXIMUM PERMISSIBLE SUPPLY VOLTAGE 540V AND RATED TRANSFORMER OPER | 12235.38
3VL9300-3MY10 | ACCESSORY FOR VL160 / VL250 FOR MOTORIZED OPERATING MECHANISM SEO | 44.81
8MF4842 | SHELF WITH TELESC.RAIL EXTENS. FOR CUBICLE WXD = 600 X 800MM | 403.74
8GB4563 | SIMBOX 63 INTERMEDIATE FRAME 3-ROW FOR 70MM DEVICES IN >N< SDB | 89.28
8GK4551-3KK22 | A400/630 MOUNTINGKIT H=450 W=50 1 X 3NP1163 (NH3) AT MOUNTING PLATE | 172.78
8GK9911-0KK10 | ALPHA 630 DIN, CABLE PROPPING BAR, W=250 | 13.63
8GK4723-4KK10 | ALPHA 630 DIN MCCB-ASSEMBLY KIT 1 X 3VL 630, 3 POLE, VERTICAL MOUNTING, WITH DIRECT ROTARY OPERATIN | 213.96
3TX7402-3T | SURGE SUPPRESSOR RC ELEMENT WITH WIRE SPACER AC 127 TO 240V/DC 150 TO 250V F.MOUNTING TO THE COIL TE | 9.06
BVP:045507 | BD2-400-EBAL CABLE ENTRY PLATE 160-400A | 35.49
BVP:203532 | BD2-DSB SPACER FOR 40MM DISTANCE | 8.57
BVP:261970 | BD2C-1250-LV-Y* KNEE FRONTSIDE X 0,36M / Y 0,36 M-1,25M 1250A | 2873.65
FDK:083F5032 | 21TE BACK PANEL | 205.97
3LD9286-1A | ADD. PLATE GERMAN/ENGLISH 47MM X 17MM (ACCESS. FOR SWITCH 3LD2) | 2.46
6FX2001-5WP12 | ABSOLUTE ENCODER ST 13 BIT WITH PROFIBUS DP CLOCK SYNCHRONIZED OPERATING VOLTAGE 10-30 V WITH HOLLOW | 1184.31
3TC7414-0EM | CONTACTOR SIZE 12, 1-POLE DC-3 AND 5,RATD.OPER.CURR. 400A AUXILIARY CONTACTS 44 (4NO+4NC) DC OPERATI | 1685.94
6FX2003-0SU07 | SIGNAL AND POWER CONNECTOR SCREW CAP SOCKET SIZE 0,5 ( M17 ) 1 7 POLE INSULATOR 9 CONTACTS (0.5-1.5 | 57.7
6XV1830-7AH10 | SIMATIC NET,PROFIBUS ECOFAST HYBRID CABLE, TRAILING TYPE CABLE WITH 4XCU (1.5 SQMM) AND 2XCU (0.64 M | 9.84
6XV1440-4AN25 | CONNECTING CABLE FOR MOBILE PANELS (MPI/PROFIBUS), LENGTH 25 M | 1362.58
8WA1822-7VG00 | LINK F. LINK RAIL FOR TERMINALS SZ 4 F. TWO-TIER TERMINALS, 2-POLE UPPER TIER 1PCK = 10 UNITS 1 BULK | 2.93
8WH8121-1AB85 | LABELS, FLAT, LONGIT. 81 - 90 SIZE ZBF4 | 0.11
8WH8140-3XA05 | LABELS, TRANSV. SPECIAL LABELLING ZB6 | 0.25
4AM3842-4TN00-0ED0 | TRANSFORMER SITAS; PHASES:1; PN/PN(S6)(KVA):0,128 /0,49; UPRI(V):230+/-5%; USEC(V):24; ISEC(A):5,42; | 381.09
4AM3842-5AT10-0FA0 | TRANSFORMER SITAS; PHASES:1; PN/PN(S6)(KVA):0,16 /0,49; UPRI(V):400+/-5%; USEC(V):230; ISEC(A):0,7; | 158.68
BVP:274300 | BD01NB-RAL* EXTRA CHARGE FOR SPECIAL COLOUR | 190.92
8MF2008-5E | SICUBE 8MF2000 CUBICLE SYSTEM WELDED H X W X D = 2000 X 1000 X 800MM FOR INDIVIDUAL MOUNTING WITH 2 | 4134.13
PBD:61009732 | LOAD CELL ASSEMBLY, TENSION, 250 LB (113.4 KG) | 3062.04
3VL9500-4PF00 | ACCESSORIES FOR VL630, TRIGGER PIN + SPRING | 57.7
3SB2000-0AF01 | PUSHBUTTON, 16MM, ROUND, PLASTIC, BLUE, BUTTON, FLAT | 6.84
3RW3026-2BB14 | SIRIUS SOFT STARTER, SIZE S0, 25A, 11KW/400V, 40 DEGREES, 200-480V AC, 110-230V AC/DC, SPRING-LOADED | 417.11
3RW4425-3BC46 | SIRIUS SOFT STARTER, VALUES WITH 690 V, 40 DEG., STANDARD: 57A, 55KW, INSIDE-DELTA CIRCUIT 3: ONLY U | 6606.78
3SB2901-2AF | INSCRIPTION LABEL FOR GLUING ONTO LABEL HOLDER, LABEL SIZE 9.5 X 18.5MM, SILVER-COLORED, BLACK LETTE | 0.72
BVP:203522 | BD01-BAP FIXING BRACKETS | 31.81
BVP:261936 | BD2C-1250-LL-Y*-G* ELBOW LEFT X 0,36M / Y 0,36M-1, 25M 1250A WINKEL 85 GRAD-175 GR AD | 3348.51
BVP:261982 | BD2-1250-EBAL CABLE ENTRY PLATE FOR ONE CONDU CTOR CABLE 1250A | 56.3
3VL9300-8SA40 | ACCESSORY FOR VL160X, VL160, VL250, MOUNTING SCREW KIT CONSISTS OF 4 SCREWS | 34.93
4AM4042-5AT10-0FA0 | TRANSFORMER SITAS; PHASES:1; PN/PN(S6)(KVA):0,25 /0,85; UPRI(V):400+/-5%; USEC(V):230; ISEC(A):1,09; | 216.75
3VL9400-1UH01 | ACCESSORY FOR VL150XUL, VL150UL VL250UL,VL400UL,VL400XUL (CG-FRAME - LG-FRAME) UNDERVOLTAGE RELEASE | 239.41
3RK1301-0CB13-1AA2 | F-RS1E-X FOR ET 200S FAILSAFE REVERSING STARTER SETTING RANGE 2.4...16A, MECHANICAL SWITCHING, ELECT | 1764.9
8GK4501-3KK33 | ALPHA 400/630 DIN PANEL INSTALLATION KIT W. SUPPORT,40MM DEEP-DRAWN H=450 W=750 | 124.58
3RW4447-2BC46 | SIRIUS SOFT STARTER, VALUES WITH 690 V, 40 DEG., STANDARD: 432A, 400KW, INSIDE-DELTA CIRCUIT 3: ONLY | 27212.08
6SL3224-0BE31-1UA0 | SINAMICS G120 POWER MODULE PM240 WITHOUT FILTER WITH BULT IN BRAKING CHOPPER 3AC380-480V +10/-10% 47 | 5388.34
6SL3335-1TE41-2AA3 | SINAMICS S120 BASIC LINE MODULE 3AC 380-480V, 50/60HZ OUTPUT: DC 510 - 650V, 1220A RATED POWER: 600 | 15859.08
6SL3501-0BE08-6AA0 | SINAMICS G110D BRAKING RESISTOR 0,75 KW / 1,5 KW, 390 OHM, IP65 | 1096.99
BVP:261503 | BD2A-3-630-SO-2 STANDARD LENGTH 2,25M 630A, N + PE, WITHOUT TAP OFFS | 1747.69
3VL9400-4WG40 | ACCESSORY FOR VL400, DRAW OUT CONVERSION KIT RCD 4 POLES | 693.39
3VL9400-8BJ00 | ACCESSORY FOR VL400, COVER FRAME IP40 FOR CIRCUIT BREAKER FIXED/PLUG IN MOUNTED W. RCD+STORED ENERGY | 85.04
3RF2320-3DA22 | SEMI-COND. CONTACTOR 3RF2,1-PH. AC 51 20 A 40 DEGREES C 24-230 V / 110-230 V AC SHORT-CIRC. RESIST | 77.86
8MF2066-5R | CUBICLESYSTEM 8MF2000 HXWXD = 2000 X 600 X 600MM FOR SIDE-BY-SIDE MOUNTING WITHOUT SIDE PANELS, IP 5 | 2376.17
8GK9511-6KK52 | ALPHA 400DIN DOOR AS SPARE PART RIGHT DOOR H=950 MM,W=525 MM FOR CABINET WIDTH 1000/1250 MM INCL. CL | 179.8
8GK1333-8KN53 | ALPHA 630 DIN FLOOR DISTR.BOARD IP55, SK II, RAL 7035 H=1950 W=1300 D=250 INCL. BASE AND SHEET-STEEL | 2461.16
7ME3960-3MC01 | TRANSDUCER MOUNTING HARDWARE MOUNTING HARDWARE FOR PORTABLE UNIVERSAL TRANSDUCER SIZE D LEGACY PART | 1083
7ME3960-0DM50 | PIPE DAMPING FILM FOR FUG CHECK METER KIT | 2355.28
8GK9531-6KK20 | ALPHA 400/630 DIN, UNIVERS. DISTRIBUT. ACCESSORIES MOUNT. PLATE WITH MOUNT. SCRWES STEEL, SENDZIMIR | 78.46
7ME3960-0SM40 | MOUNTING STRAP FOR DEDICATED TRANSDUCERS DN1200 TO DN1500 (LEG. NR. 1012MS-4) | 474.01
6SL3710-1GE32-6AA3 | SINAMICS G150 CONVERTER CABINET UNIT, AC/AC WITH CIM+CU320-2 3AC 380-480 V, 50/60 HZ NOM. POWER RATI | 19776.13
7ME5933-0AC02 | COVER FOR CONNECTION BOARD (ON SIDE OF SENSOR), INCLUSIVE GASKET | 211.09
8UC6032 | SPARE PART FOR ROTARY OPERATING MECHANISM 8UC6 EXTENSION SHAFT 300MM LONG 8 X 8MM | 14.02
8UC6272-8BD22 | DOOR COUPLING ROTARY ACTUATOR COMPLETE RED/YELLOW FOR 3VL | 154.21
8WH9130-0BA00 | TERMINAL ELEMENT, FOR DIRECT SHIELD CONNECTION ON CONDUCTIVE MOUNTING PLATES, DIAMETER 3 - 14 MM | 7.83
8GK4003-7KK11 | ALPHA 160/400 DIN, RMK F. MODULAR INSTALLATION DEVICES W. TIER SPACING 125MM AND 2 N/PE PLUG-IN TERM | 535.73
8GK4501-1KK12 | ALPHA 400/630 DIN, KIT SPACE COVER WITH SUPPORT | 34.46
8GK9736-0KK20 | ALPHA 630/1600 DIN, COPPER BUSBARS 30X10MM, 630A, L=500 | 96.92
8GK9900-0KK44 | A630 SOCKET, H=100MM A630 SOCKET D=320MM, W=1050MM MOUNT. AT EXISTING SOCKET | 268.19
8MF2208-5E | SICUBE 8MF2000 CUBICLE SYSTEM WELDED H X W X D = 2200 X 1000 X 800MM FOR INDIVIDUAL MOUNTING WITH 2 | 4230.71
6FX2003-7MA10 | CLAMP RING ADAPTER FOR SIGNAL CONNECTOR | 46.03
5SD7413-1 | LIGHTNING ARRESTER TYPE 1 REQUIREMENT CATEGORY B, UC 350V PLUG-IN PROTECTION BLOCKS 3-POLE, 3+0 CIRC | 673.15
A5E01002957 | EARTHINGRINGS SS316 TWO PIECES FOR MAG5100 DN200 / PN16 | 322.11
6SL3325-1TE33-1AA3 | SINAMICS S120 SINGLE MOTOR MODULES INPUT: 600 V DC OUTPUT: 3-PH 400 V, 310 A FRAME SIZE: CHASSIS LIQ | 26226.76
A5E02296498 | 2X50M(164FT)CABLE KIT WITH STANDARD COIL CABLE, 3 X 1.5 MM2/ 18 GAGE WITH SHIELD PVC AND ELECTROD | 809.36
8GK4051-4KK11 | ALPHA 160/400 DIN, RAPID KIT F. MODULAR INSTALLATION DEVICES W. TIER SPACING 150MM, H=600 W=250 | 266.89
BVP:233553 | BD01-63-3-1 TRUNKING UNIT BD01 63A | 247.22
5SY8420-7 | CIRCUIT BREAKER 400V 25KA, 4POLE, C, 20A, D=70MM | 92.17
6SE6440-2AB23-0CA1 | MICROMASTER 440 WITH BUILT-IN CLASS A FILTER 1AC 200-240V +10/-10% 47-63 HZ CONSTANT TORQUE POWER 3 | 2142.84
5SY7602-8 | CIRCUIT BREAKER 400V 15KA, 3+N-POLE, D, 2A, D=70MM | 158.24
8MF2088-4EN | SICUBE 8MF2000 EMC-CUBICLE; WELDED, NI-PLATED H X W X D = 2000 X 800 X 800MM FOR INDIVIDUAL MOUNTING | 6355.72
8MF2206-4E | SICUBE 8MF2000 CUBICLE SYSTEM WELDED H X W X D = 2200 X 1000 X 600MM FOR INDIVIDUAL MOUNTING WITH 2 | 3457.98
8MF2868-5E | STANDARD CUBICLE 8MF2 HXWXD=1800X600X800 INDIVIDUAL MOUNTING NON-VENTIL., ASSEMBL., WELDED IP54 | 3052.28
8ME1461 | BEARING RUNNER FOR CUBICLE HEIGHT 1800MM | 126.33
6SL3136-1TE31-0AA0 | SINAMICS S120 BASIC LINE MODULE INPUT: 3PH 380-480V, 50/60HZ OUTPUT: DC 600V, 167 A, 100KW FRAME SIZ | 5854.82
8MF2868-3RB | STANDARD CUBICLE 8MF2 HXWXD=1800X600X800 SIDE-BY-SIDE MOUNTING VENTIL., ASSEMBL., WELDED IP30 | 2240.92
8US1250-5AM00 | BUSBAR ADAPTER SYSTEM CENTER-TO-CENTER CLEARANCE 60 MM DEVICE HOLDER, WIDTH 45MM RAIL WIDTH: 5+10MM | 39.11
6SL3202-0AE22-0SA0 | SINAMICS SINE-WAVE FILTER FOR POWER MODULE FSC FOOT PRINT 3AC 380-480V 20,0A | 741.82
7MH5108-5KD01 | SIWAREX WL 270 LOAD CELL CP-S SA 30T C3 EX - RATED LOAD 30T - ACCURACY CLASS C3 - 15M CABLE LENGTH, | 826.74
8MF2204-3RB | STANDARD CUBICLE 8MF2 HXWXD=2200X1000X400 SIDE-BY-SIDE MOUNTING VENTIL., ASSEMBL., WELDED IP30 | 3090.92
8MF2224-5E | CUBICLESYSTEM 8MF2000 HXWXD = 2200 X 1200 X 400MM FOR INDIVIDUAL MOUNTING WITH SIDE PANELS, IP 54 | 4153.43
3TY7563-0AW5 | COIL FOR CONTACTORS 3TF56 AND 3TK56 FOR MINING 500/1000V AC, 50HZ, RECONNECTABLE | 175.36
3UG4616-1CR20 | DIGITAL MONITORING RELAY FOR THREE-PH. VOLT. W. N COND. REVERSIBLE PHASE SEQUENCE PHASE FAILURE 3X | 215.23
8WH9000-1MA00 | COVER, FOR TWO-TIER TERMINALS WITH PLUG CONNECTION, WIDTH: 2.2 MM, LENGTH: 71.5 MM,COLOR: GRAY | 0.78
BVP:034256 | BD01-63-2-0,5 2M 63A BUSBAR TRUNKING | 219.07
BVP:034277 | BD01-AK2X/4SD163S14 TAP-OFF UNIT | 331.67
3NJ4123-3BF11 | IN-LINE FUSE SWITCH DISCONN. 3-POLE SWITCHING, SIZE 1 I=250A, U=690V SCREW CONNECTION M 10 NEW DESIG | 328.04
3NW8107-1 | CYLINDRICAL FUSE A.M. ACC. TO FRENCH STANDARD (NFC) WITHOUT INDICATOR SIZE 14X51MM, 500V 20A | 6.35
3NE8024-1 | SITOR FUSE LINKS 160A, AC 690V (DIN 43620, SIZE 00) | 67.19
8GK9510-6KK51 | ALPHA 400DIN DOOR AS SPARE PART LEFT DOOR H=950 MM, W=500 MM FOR CABINET WIDTH 1000/1250 MM AP, IP43 | 163.75
8MF2868-4E | STANDARD CUBICLE 8MF2 HXWXD=1800X600X800 INDIVIDUAL MOUNTING NON-VENTIL., ASSEMBL., WELDED IP40 | 2685.25
8MF2894-4R | CUBICLESYSTEM 8MF2000 HXWXD = 1800 X 900 X 400MM FOR SIDE-BY-SIDE MOUNTING WITHOUT SIDE PANELS, IP 4 | 2279.56
8MF2828-4E | STANDARD CUBICLE 8MF2 HXWXD=1800X1200X800 INDIVIDUAL MOUNTING NON-VENTIL., ASSEMBL., WELDED IP40 | 3612.52
3TY2744-5A | FOR CONTACTOR 3TC74, REPAIR KIT | 220.28
3TY4803-0BA4 | COIL FOR CONTACTORS 3TF30-33, 3TF40-43, 3TH3, 3TH4 3TB40-43, 3TH8 DC 12V | 37.03
3RF2030-1AA04 | SEMICONDUCTOR RELAY 3RF2, 1-PH. WIDTH 45 MM, 30 A 48-460 V / 24 V DC SCREW TERMINAL | 42.35
FDK:083N8470 | MAG 3100 C FLANGE 54 INCH , AWWA C207, S/STEEL | 5066.65
LZX:RT424024 | PLUG-IN RELAY 2CO RELAY 15MM, 24V DC | 5.61
M56340-A0045 | WATER TRAP D TO DIN 16282 120 CEL/100 BAR, 400 CEL/63 BAR MAT. NO. 1.0305 | 18.44
6SL3710-7LE36-1AA3 | SINAMICS S150 CONVERTER CABINET UNIT, AC/AC WITH CIM+CU320-2 3-PH. 380-480 V, 50/60 HZ UNIT RATING: | 98867.01
3VL9600-4EC30 | ACCESSORY FOR VL800, FRONT CONNECTION BARS COMPRISES 3 TERMINALS 3-POLE | 152.41
3VL9600-4PJ00 | ACCESSORY FOR VL630, VL800, ACCESSORY CONDUCTOR FOR PLUG IN SOCKET | 113.82
6GT2810-2EC00 | SIMATIC RF630T SCREW-TAG; ACCORDING ISO 18000 6C; FREQUENCY 868 MHZ (EUROPE); 96 / 240 BIT EPC, ADD | 35.85
8MF4683 | MOUNTING PLATE HXW=2200X1000 | 444.32
S79220-B1456-F888 | SIMATIC PCS 7, SOFTWARE, RUNTIME LICENSE AS (PO 200), FLOATING LICENSE F.1 USER R-SW, WITHOUT SW AND | 235.21
6ES7658-2BX17-0YH0 | SIMATIC PCS 7, SOFTWARE, UPGRADE PACKAGE OS SERVER FROM V7.0 TO V7.1 R-SW, WITHOUT SW AND DOKU. LICE | 4802.33
3RK1903-1AC00 | TM-PF 30 S47-C1 FOR ET 200S PM-D F 3/4 TERMINAL MODULE FOR POTENTIAL GROUP, WITH SUPPLY U 1/2 AND SE | 179.36
3RP1505-1RW30 | MULTIFUNCTION TIME RELAY 15 TIME RANGES MIT SCREW CONNECTION 2 CHANGEOVER, 8 FUNCTIONS POSITIVELY DR | 431.1
3RV1011-0GA10-ZW97 | CIRCUIT-BREAKER, 0.45...0.63A N-RELEASE 8.2 A, SIZE S00, MOTOR PROTECTION, CLASS 10, SCREW CONNECTIO | 54.63
8WH8121-3AB25 | LABELS, FLAT, LONGIT. 21 - 30 SIZE ZBF6 | 0.08
8WH8121-3AB85 | LABELS, FLAT, LONGIT. 81 - 90 SIZE ZBF6 | 0.08
BVP:203240 | BD01-AK1X/CEE/F TAP-OFF UNIT | 149.31
8WH2004-6CF00 | ISOLATING BLADE TERMINAL WITH SPRING CONNECTION, 4 CONNECT. POINTS SECTION: 0.08 - 2.5 MM2, WIDTH: 5 | 5.12
BVP:261866 | BD2A-400-LR-G* ELBOW RIGHT X 0,36M / Y 0,36M 1 60A-400A WINKEL 85 GRAD-175 GRA D | 740.44
6ES7657-0SA00-0YL8 | SIMATIC PCS7 SIMATIC BATCH SERVER SOFTWARE UPDATE SERVICE WITHIN THE FRAMEWORK OF THIS CONTRACT, YOU | 1872.74
5SY8313-8 | CIRCUIT BREAKER 400V 25KA, 3POLE, D, 13A, D=70MM | 127.04
8WH2000-0AE02 | FEED-THROUGH TERMINAL WITH SPRING CONNECTION, SECTION: 1,5 SQMM, WIDTH: 4,2 MM, COLOR:RED | 1.2
5SY8425-7 | CIRCUIT BREAKER 400V 25KA, 4POLE, C, 25A, D=70MM | 92.17
5WG1190-8AD01 | OVERVOLTAGE PROTECTION | 213.57
3NP5060-0EB86 | FUSE-SWITCH-DISCONNECTOR I=160A, U=690V, 3-POLE AUXILIARY SWITCH 1NO+1NC WITH CLAMP CONNECTION WITH | 530.17
3WL9111-0AJ06-0AA0 | ACCESSORIES CIRCUIT BREAKER 3WL MOTOR LOCKING SWITCH IN OPERATING PANEL (S25) | 489.93
3RK1395-6KS71-1AD5 | SIRIUS MOTOR STARTER M200D TECHNOLOGY MODULE REVERSING STARTER ELECTRONIC SWITCHING 3 400V AC/0,9KW; | 1225.07
3RK1395-6LS71-0AD3 | SIRIUS MOTOR STARTER M200D TECHNOLOGY MODULE DIRECT ON-LINE-STARTER ELECTRONICAL SWITCHING 3 400V AC | 1081.18
FDK:087L4202 | MAG8000 TRANSMITTER REMOTE REPLACEMENT KIT MLFB CODE AND SYSTEM SERIALNO. TO BE GIVEN | 2725.78
6XV1830-3DE50 | SIMATIC NET, PROFIBUS M12 CONNECTING CABLE, (ET200), PREASSEMBLED PB FC TRAILING CABLE WITH 2 M12 CO | 32.02
6XV1812-8A | SIMATIC NET ENERGY CABLE, 2-WIRE ENERGY CABLE, LITZ WIRE, 2 X 0.75 SQMM, TRAILING TYPE MAX. CONSIGNM | 3.84
3RK1911-0DF13 | POWER CONNECTION CABLE PREASS. ON ONE SIDE OPEN ON ONE SIDE - HAN Q4/2 ANGLED, FOR RSM 4X4 MM2 LENGT | 166.77
8MF2088-4RB | STANDARD CUBICLE 8MF2 HXWXD=2000X800X800 SIDE-BY-SIDE MOUNTING VENTIL., ASSEMBL., WELDED IP40 | 2569.32
6GF9001-1BV | DOUBLER FOR FOCAL DISTANCE LENGTH:17.9 MM, DIAMETER:30.5MM WITH C-THREAD TO BE SCREWED IN BETWEEN LE | 203.75
3RK1405-1BQ00-0AA3 | SAFE MODULE K60F, WITH TWO SECURE INPUTS 2FE AND TWO STANDARD OUTPUTS 2A AND AUX. VOLTAGE SUPPLY U A | 298.45
A5E01002953 | EARTHINGRINGS SS316 TWO PIECES FOR MAG5100 DN100 / PN16 | 298.51
6SL3203-0CJ28-6AA0 | SINAMICS LINE REACTOR FOR POWER MODULE FSE 37 AND 45 KW, RATED POWER BASED ON I_L FOOT PRINT | 634.85
A5E02226423 | CONNECTION BOARD FOR SITRANS TF WITHOUT/WITH TH200/300 | 143.15
6SL3330-7TE33-8AA3 | SINAMICS S120 ACTIVE LINE MODULE INPUT: 3-PH 380-480V, 50/60HZ OUTPUT: 600 V DC, 425 A, 235 KW INTER | 27861.65
6XV1830-0NH10 | SIMATIC NET, SIENOPYR FO CABLE SHIPBOARD CABLE, FO CABLE FOR INSTALLATION ON SHIPS AND OFFSHORE UNIT | 21.99
A5E01163678 | KIT, SENSOR FOR CABLE UNITS, PPS, DIGITAL, VITION | 820.22
6SL3225-0BE31-5UA0 | SINAMICS G120 POWER MODULE PM250 WITHOUT FILTER POSSIBILITY OF REGENERATION 3AC380-480V +10/-10% 47- | 3806.96
6SL3710-1GH37-4AA3 | SINAMICS G150 CONVERTER CABINET UNIT, AC/AC WITH CIM+CU320-2 3AC 660-690 V, 50/60 HZ NOM. POWER RATI | 99197.06
3RK1903-0AH00 | 15 MM POWER BUS BRIDGE PE/N FOR ET 200S | 25.98
4AT3632-5FT10-0FD0 | TRANSFORMER SITAS; PHASES:1; PN/PN(S6)(KVA):5 /22,5; UPRI(V):500+/-5%; USEC(V):230; ISEC(A):21,7; F( | 3501.11
6SL3315-1TE32-6AA3 | SINAMICS S120 CONVERTER POWER MODULE 3PH 380-480V, 50/60HZ, 260A (132 KW) FRAME SIZE: CHASSIS LIQUID | 24591.94
7ME3951-0LR00 | TRANSDUCER FOR PORTABLE METER VERSION, NO APPROVAL LIQUID FLOW:D4H(HIGH PRECISION) LEGACY PART NUMBE | 3635.77
3TG1010-0AL2 | CONTACTOR SCREW TERMINALS, 4NO FOR SNAPPING ONTO STANDARD MOUNTING RAIL AC OPERATION AC 230V,45...45 | 26.71
3TH4355-0AC2 | CONTACTOR RELAY 55E EN 50 011 5NO+5NC, SCREW TERMINALS AC OPERATION AC 50/60HZ 24V | 86.38
6XV1850-2LN10 | SIMATIC NET, IND. ETHERNET TP CORD 15/RJ45, TP CORD PREASSEMBLED WITH 1 RJ45 CONNECTOR AND 1 15-PI | 98.86
7ML1830-1BT | UNIVERSAL MOUNTING ADAPTER, 2 INCH NPT | 131.52
7ML1830-1CH | ANTENNA EXTENSION PTFE, 2 INCH, 50 MM, IQ RADAR 300, SITRANS LR 300, SITRANS LR200 | 104.13
6XV1821-0BN20 | SIMATIC NET, PROFIBUS PLASTIC FIBER OPTIC, STANDARD CABLE WITH 4 BFOC CONNECTORS L = 20 M | 232.96
6XV1850-2HN10 | SIMATIC NET, IND. ETHERNET TP XP CORD RJ45/RJ45, TP CABLE PREASS. WITH 2 RJ45 CONNECTORS, CROSSED S | 39.01
BVP:261749 | BD2C-3-1250-SB-1 STANDARD LENGTH 1,25M 1250A, N + PE, 4 TAP OFFS | 2504.04
BVP:261774 | BD2C-3-400-WO-2W* OPTIONAL LENGTH 1,26M-2,24M 400 A, N + PE, WITHOUT TAP OFFS | 1660.79
8MF2896-4RB | STANDARD CUBICLE 8MF2 HXWXD=1800X900X600 SIDE-BY-SIDE MOUNTING VENTIL., ASSEMBL., WELDED IP40 | 2550.02
FDK:085U0236 | ADD-ON MODULE PROFIBUS PA PROFILE 3 | 448.23
4AM4842-5AT10-0FA1 | TRANSFORMER SITAS; PHASES:1; PN/PN(S6)(KVA):0,5/2 UPRI(V):400+/-5%; USEC(V):230; ISEC(A):2,17; F(HZ) | 341.4
3WL9111-0AJ03-0AA0 | ACCESSORIES CIRCUIT BREAKER 3WL ELECTR. ON-PUSHBUT. IN OP.PANEL WITH CES LOCK INCL. CONNECTION CABLE | 308.71
8WH1000-0AU01 | HIGH-CURRENT TERMINAL WITH SCREW CONNECTION, SECTION: 70 - 240 MM2, WIDTH: 36 MM, COLOR: BLUE | 51.91
BVP:261810 | BD2A-1000-TV JUNCTION UNIT T UNIT FRONTSIDE 500-1000A | 1261.81
PBD:51006K050AJBA | KIT,IQ HORN 4",22452,50/16, 316,PTFE,FKM,NP | 1621.84
M56340-A0047 | INSTRUMENT BRACKET, DESIGN H TO DIN 16281, MADE OF ALUMINUM ALLOY, PROJECTION LENGTH 100 MM | 15.23
3RA6250-2EB33 | SIRIUS, COMPACT STARTER, REVERSING STARTER 400 V, 24 V AC/DC, 50 ... 60 HZ, 8 ... 32 A, IP20, MAIN C | 1477.93
3RF2130-1AA45 | SEMICONDUCTOR RELAY 3RF2, 1-PH. WIDTH 22.5MM, 30A 48-600V / 4-30V DC SCREW-TYPE TERMINAL BLOCKING VO | 44.57
3RV1011-0JA10-ZX95 | CIRCUIT-BREAKER, 0.70...1 A, N-RELEASE 13 A, SIZE S00, MOTOR PROTECTION, CLASS 10, SCREW CONNECTION | 58.18
BVP:034276 | BD01-AK2M1/2SD163FIA161 TAP-OFF UNIT | 456.5
BVP:261837 | BD2A-1000-LV-X*/Y*-G* KNEE FRONTSIDE X/Y 0,36M-1,25M 500A-1000A WINKEL 85 GRAD-175 G RAD | 2840.6
M56340-A0032 | SINGLE SHUT-OFF VALVE TYPE A TO DIN 16271 W/ TEST PEG MAX.OP.RESS.400BAR STAINL. STEEL | 76.17
3RK4353-3FR58-0BA0 | SIRIUS MCU MOTOR STARTER EN.DEGR. OF PROTEC.IP55 PLASTIC COMMUNICATION WITHOUT ELECTROMECHANICAL SWI | 634.04
6SL3760-0HE00-0AA1 | CHOPPERMODULE SPAREPART FOR SINAMICS S120 CENTRAL BREAKING MODULE INPUT: DC 840-960V;1050KW | 28177.76
3TH4244-5KB4 | CONT. RELAY, 2 LEVELS, DC 24V, SIZE 0, 4NO + 4NC, INTEGRATED VARISTOR | 110.45
3RA6920-1A | MAIN CIRCUIT TERMINALS (INTEGRATION AND CONNECTION OF MAIN CIRCUIT: SCREW TERMINAL, 2 MAIN CIRCUIT T | 70.01
BVP:261920 | BD2C-1250-LL-Y* ELBOW LEFT X 0,36M / Y 0,36M-1, 25M 1250A | 2674.15
BVP:261518 | BD2A-3-160-WB-2W* OPTIONAL LENGTH 1,26M-2,24M 160 A, N + PE, 4-8 TAP OFFS | 832.23
FDK:083N8488 | MAG 3100 E FLANGE 25MM PN6 ETC HAST C | 812.98
PBD:51110KC4 | KIT,HORN ANTENNA,4"/100,SOLID | 608.85
6SL3310-1GH31-0AA3 | SINAMICS G130 POWER MODULE IP20 3AC 660-690V, 50/60HZ, 100 A UNIT RATING: 90 KW 6-PULSE SUPPLY WITH | 10558.84
6ES7922-4BD20-5AD0 | FRONT CONNECTOR FOR S7-400 48-POLE (6ES7492-1AL00-0AA0), WITH 46 SINGLE CORES 0.5 MM2, H05V-K SINGLE | 955.84
6ES7326-2BF41-0AB0 | SIMATIC S7, DIGITAL OUTPUT SM 326, F-DO 8 X DC 24V/2A PM FAILSAFE DIGITAL OUTPUT P-M SWITCHING UP TO | 2219.47
3NA7240 | LV HRC FUSE LINK GL/GG WITH NON-INSULATED GRIP LUGS WITH COMBINATION INDICATOR SIZE 2, 200A, AC 500V | 14.04
3NE1225-0 | SITOR FUSE-LINK UTILIZ. CATEGORY GS, DIN 43620 200A , AC 690 V ,(SIZE 1) | 103.82
3NJ6920-3FE00 | ACCESSORIES FOR SWITCH DISCONNECTORS W. FUSES IN-LINE DESIGN, PLUG-IN NH00, ELECTRICAL FUSE MONITORI | 426.55
3TK1910-3A | 1ST AUXILIARY CONTACT BLOCK FOR SIDE-MOUNTING TO CONTACTORS, LEFT OR RIGHT 1 NO + 1 NC | 19.58
5TG6210 | I-SYSTEM, TITANIUM WHITE ROCKER W. LAB. PLATE, 55X55MM F.UNIVERSAL SWITCH CO/OFF F. INTERMEDIATE AND | 6.73
3SE5232-0FD03 | SIRIUS POSITION SWITCH PLASTIC HOUSING ACC. TO EN50047, 31MM DEVICE CONNECTION 1X(M20X1.5); 1NO/1NC | 26.27
3SE5122-0LD02 | SIRIUS POSITION SWITCH METAL ENCLOSURE 56MM WIDE DEVICE CONNECTION 3X (M20X1.5) 1NO/ 2NC SNAP-ACTION | 56.06
3SE5132-0CJ60 | SIRIUS POSITION SWITCH PLASTIC ENCLOSURE 40MM, TWIST LEVER, LENGTH ADJUSTABLE METAL LEVER WITH HOLE | 44.02
3RK1315-6KS71-3AA5 | SIRIUS MOTOR STARTER M200D AS-I COMMUNICATION: AS-INTERFACE REVERSING STARTER, BASIC ELECTR. SWITCHI | 1257.35
8MF5068-4E | STANDARD CUBICLE 8MF5 HXWXD=2000X600X800 INDIVIDUAL MOUNTING NON-VENT., NOT ASSEM., SCREWED IP40 | 3090.92
8WA1854 | TEST SOCKET 2.3MM | 0.46
6SL3720-1TE41-4AA3 | SINAMICS S120 CABINET MODULE SINGLE MOTOR MODULE WITH CIM+CU320-2 INPUT: DC 510 - 720V OUTPUT: 3AC 0 | 87173.18
6SL3130-1TE22-0AA0 | SINAMICS S120 BASIC LINE MODULE INPUT: 3PH 380-480V, 50/60HZ OUTPUT: DC 600V, 34 A, 20KW FRAME SIZE: | 1754.59
8MF2294-3RB | STANDARD CUBICLE 8MF2 HXWXD=2200X900X400 SIDE-BY-SIDE MOUNTING VENTIL., ASSEMBL., WELDED IP30 | 2569.32
7MH7726-1AD | MBS CALIBRATION ARM COMES WITH IDLER CLIP (HOLDS UP TO TWO 8.2 KG (18 LB) WEIGHTS | 305.19
A5E02611798 | FUE950 PT500 PAIR, 2-WIRE, 10 M CABLE, 6 MM TYPE (2 PCS. - MATCH PAIRED, EN-APPROVAL). | 485.38
7ML5740-2AA01-0A | THE SITRANS RD200 IS A UNIVERSAL INPUT, PANEL MOUNT REMOTE DIGITAL DISPLAY FOR PROCESS INSTRUMENTATI | 501.55
3NC5840 | SITOR FUSE-LINK 600A,AC 1000V,F.CHEMICAL PLANTS | 526.25
3SB2000-4PC01 | KEYSWITCH, 16MM, ROUND, PLASTIC, CES, 3 SWITCH POSITIONS I-O-II, LATCHING ACTUATING ANGLE 2X62 DEGRE | 56.22
8WH2030-4EF00 | THREE-TIER TERM.2,5 MM2 PE,L,N | 7.78
8WH3000-0AE01 | FEED-THROUGH TERMINAL WITH QUICK CONNECTION, SECTION: 0.25 - 1.5 MM2, WIDTH: 5.2 MM, COLOR: BLUE | 2.14
8WD5340-0CD | BUILT-IN LUMINAIRE FLASHLIGHT, 115V, YELLOW | 144.97
8WH1000-0AN01 | HIGH-CURRENT TERMINAL WITH SCREW CONNECTION, SECTION: 25 - 50 MM2, AWG: 6 - 1/0, WIDTH: 20 MM, COLOR | 17.42
7MH5104-3AD01 | SIWAREX WL 260 LOAD CELL SP-S SA 100KG C3 EX - RATED LOAD 100KG - ACCURACY CLASS C3 - 1M CABLE LENGT | 693.78
BVP:611103 | BD2A-1000-EE-EBAL BD2A FEEDER UNIT 1000A FOR SINGLE CORE CABLE | 1250.79
6XV1850-2HH20 | SIMATIC NET, IND. ETHERNET TP XP CORD RJ45/RJ45, TP CABLE PREASS. WITH 2 RJ45 CONNECTORS, CROSSED S | 22.71
7ME6920-2CA30-1AA0 | MAG 6000, 19 INCH INSERT, IP20 / NEMA 2, ALUMINIUM, 11-30V DC/11-24V AC 50/60 HZ | 1780.23
7MH7723-1CL | MC-256,ENCODER,SPARE | 382.97
8WH8112-1AA05 | EMPTY SIZE 4 DIVISIONS LABELS FOR PLOTTER | 0.13
6RA8025-6DS22-0AA0 | SINAMICS DCM DC CONVERTER FOR TWO-QUADRANT DRIVES CONNECTION B6C INPUT: 3-PHASE AC 400V, 50A CONTROL | 2600.6
6RA8093-4KV62-0AA0 | SINAMICS DCM DC CONVERTER FOR FOUR-QUADRANT DRIVES CONNECTION (B6) A (B6) C INPUT: 3-PHASE AC 690V, | 35777.85
3RS1800-2HP00 | COUPLING RELAY IM INDUSTRY-STANDARD ENCLOSURE 3 CHANGEOVER CONTACTS COMBIVOLTAGE 24 V AND 220 V TO 2 | 87.99
7ML5740-1AB01-0A | THE SITRANS RD200 IS A UNIVERSAL INPUT, PANEL MOUNT REMOTE DIGITAL DISPLAY FOR PROCESS INSTRUMENTATI | 516.06
7NG3212-0AN00 | TEMPERATURE TRANSMITTER SITRANS TH300 FOR INSTALLATION IN SENSOR HEAD 2-WIRE SYSTEM, 4-20 MA, HART, | 536.82
8GK9601-2KK11 | ALPHA 630 DIN, COVER HEIGHT = 300MM, WIDTH = 250MM, CUTOUT 2X12MW MINIMUM ORDER QTY 10 UNITS | 27.81
8GK9735-0KK20 | ALPHA 400/630/1600 DIN, COPPER BUSBARS 30X5MM, 450A, L=500 | 48.02
8GK4667-3KK12 | A400/630 MOUNT. SET H=450 W=250 1 X 3NP4075/3NP4076 ON BUSBAR 40/60MM (WITHOUT BUSBAR HOLDER) INCL. | 96.64
8GK1112-2KK12 | ALPHA 400 DIN, WALL-MOUNTING DISTRIBUTOR, DELIVERY FORM FLAT PACK, AP-CUBICLE, RAL 9016, IP43 SK2, H | 315.45
8GK9910-0KK20 | ALPHA 160 DIN, SUPPORT F. SECTION COVER (1SET=4 SUPPORTS) MINIMUM ORDERING QTY 5 SETS | 9.01
8MF2096-4E | CUBICLESYSTEM 8MF2000 HXWXD = 2000 X 900 X 600MM FOR INDIVIDUAL MOUNTING WITH SIDE PANELS, IP 40 | 2917.07
A5E01150918 | ACC. MAG 3100 DN50 PN40 GROUND RING W1.4404 | 124.31
6SL3335-7TE38-4AA3 | SINAMICS S120 ACTIVE LINE MODULE 3AC 380-480V, 50/60HZ OUTPUT: DC 570 - 720V, 840A RATED POWER: 500 | 40482.42
8GK4301-2KK12 | ALPHA 400/630 DIN, KIT F. INSTALL. MOUNTING DEVICE WITH ROW DISTANCE 125 MM H=300 W=250 | 62.77
7ME3950-1TB00 | SUBMERSIBLE CLAMP-ON RTD SUBMERSIBLE CLAMP-ON RTD FOR DEDICATED METER VERSION, FM/CSA LEGACY PART NU | 1295.32
7MH7723-1CG | CARD,MD-256,SPEED SENSOR, UPDATE KIT | 901.19
8MF2298-4EN | SICUBE 8MF2000 EMC-CUBICLE; WELDED, NI-PLATED H X W X D = 2200 X 900 X 800MM FOR INDIVIDUAL MOUNTING | 6645.49
8PQ2197-6BA11 | SIVACON S4 CUBICLE PANELLING DEGREE OF PROTECTION IP3X HEIGHT 1975MM WIDTH 600MM | 236.93
CQO:1012TW-2L | RTD MOUNTING HARDWARE THERMOWELL, STANDARD DUTY WITH LAGGING 216MM (8.5 INCH) (LEG.-NR. 1012TW-2L) | 410.14
5SY8232-8 | CIRCUIT BREAKER 400V 25KA, 2POLE, D, 32A, D=70MM | 66.89
8MF4117 | BOTTOM PLATE MULTIPLE PARTITION FOR CUBICLE WXD = 1200 X 600MM | 564.08
8MF4121 | SIDE PANEL FOR CUBICLE HXD = 1800 X 600MM DEGREE OF PROTECTION IP40 | 249.21
8WH8140-4AB15 | LABELS, TRANSV. 11 - 20 SIZE ZB8 | 0.11
8US1210-4AG00 | BUSBAR ADAPTER SYSTEM BUSBAR ADAPTER 250MM WIDE FOR SWITCHING UNITS UP TO 630A (3KA55/57,3KE42/43,3K | 323.7
8MF4560 | MOUNTING PLATE, LATERAL H X W = 2200 X 400 MM FOR 8MF SYSTEM CUBICLE | 303.31
7MH7723-1HM | MWL CRANK HANDLE ASSEMBLY GALVANIZED | 359.04
8MF2004-4RB | STANDARD CUBICLE 8MF2 HXWXD=2000X1000X400 SIDE-BY-SIDE MOUNTING VENTIL., ASSEMBL., WELDED IP40 | 3052.28
4RB2017-3CC50 | POWER CAPACITOR PHICAP MKP 220V 1.7KVAR | 87.76
8MF4662 | MOUNTING PLATE HXW=1800X900 | 368.98
BVP:610366 | BD01-AK02X-IP55 UPGRADING IP55 TAP-OFF UNIT | 51.41
6SL3000-0JE36-1AA0 | SINAMICS LINE HARMONICS FILTER INPUT 3AC 380-480V, 50/60HZ 160 / 200 / 250 / 315KW FOR REDUCTION OF | 15957.29
BVP:261821 | BD2A-400-ZV-X*/Y*/Z* Z UNIT FRONTSIDE X/Y 0,36M-0,60 M, Z 0,14M-1,25M 160-400A | 1675.47
8GB1371-0 | SIMBOX UNIVERSAL WP WALL-MOUNTED DB SM, IP 65 1ROW, 4MW, W/O TERMINAL STRIP | 34.68
8MF2068-4EN | SICUBE 8MF2000 EMC-CUBICLE; WELDED, NI-PLATED H X W X D = 2000 X 600 X 800MM FOR INDIVIDUAL MOUNTING | 6046.62
3TY7403-0AK2 | COIL FOR CONTACTORS: 3TF30 TO 3TF33, 3TF40 TO 3TF43 3TH3, 3TH4 3TB40 TO 3TB44, 3TC44, 3TH8 AC 120V 5 | 20.7
6EP1961-3BA21 | SITOP PSE202U REDUNDANCY MODULE INPUT/OUTPUT: 24 V/40 A DC CAN BE USED FOR DECOUPLING OF 2 SITOP POW | 143.19
8WH9020-0DC10 | REDUCING JUMPER, TO CONNECT SPRING CONNECTIONS 35MM2 WITH 16MM2, SIEMENS COLOR | 3.31
BVP:261899 | BD2C-1250-TH JUNCTION UNIT T UNIT BACKSIDE 1 250A | 1673.02
FDK:083N8504 | MAG 3100 E FLANGE 100MM PN16 HAST C | 1647.76
FDK:085U1020 | MATING PART FOR HYGIENIC FITTING DN32 DIN11851 | 100.71
BVP:261795 | BD2A-400-LR ELBOW RIGHT X 0,36M / Y 0,36M 1 60A-400A | 649.87
BVP:261870 | BD2A-400-LL-G* ELBOW LEFT X 0,36M / Y 0,36M 16 0A-400A WINKEL 85 GRAD-175 GRAD | 756.35
3SE5212-0AC05-1CA0 | EMPTY ENCL. FOR POSITION SWITCH METAL, W. INCREASED CORROSION PROTECTION TO EN50047, 31MM M20X1.5; M | 15.49
8WH8120-3AB75 | LABELS, LONGIT. 71 - 80 SIZE ZB6 | 0.11
8WH8120-4AB75 | LABELS, LONGIT. 71 - 80 SIZE ZB8 | 0.11
4AM3242-5FT10-0FA0 | TRANSFORMER SITAS; PHASES:1; PN/PN(S6)(KVA):0,063 /0,19; UPRI(V):500+/-5%; USEC(V):230; ISEC(A):0,27 | 111.94
4AM3242-8DD40-0FA0 | TRANSFORMER SITAS; PHASES:1; PN/PN(S6)(KVA):0,063 /0,19; UPRI(V):550-525-500-480-460- 440-415-400-38 | 189.85
3NA3830-6 | LV HRC FUSE LINK GL/GG WITH NON-INSULATED GRIP LUGS WITH FRONT INDICATOR SIZE 00, 100A, AC 690V/DC 2 | 21.85
BVP:611345 | BD2C-400-EESC END FEEDER UNIT WITH DISCONNECTOR | 4894.24
BVP:611348 | BD2-BVC FIXING BRACKETS | 25.7
3VL9100-4RM31 | ACCESSORY FOR VL150XUL CG-FRAME REAR TERMINAL, SHORT, FLAT COMPRISES 3 TERMINALS SHORT-LONG-SHORT 3 | 90.27
6SL3730-1TG41-4BA3 | SINAMICS S120 CABINET MODULE BASIC LINE MODULE 3AC 500-690V, 50/60HZ, 1400A OUTPUT: DC 675 - 930V UN | 36546.29
6SL3730-6TE41-3BC3 | SINAMICS S120 CABINET MODULE SMART LINE MODULE WITH CIM+CU320-2 3AC 380-480V, 50/60HZ OUTPUT: DC 51 | 43665.69
BVP:611454 | BD2A-1-800-WO-3W*-WKA OPTIONAL LENGTH 2,26M-3,24M 800 0,5PE, WITHOUT TAP OFFS | 6417.97
6ES7862-0AC01-0YA0 | SIMATIC S7, SW REDUNDANZ V1.2 SINGLE LICENSE F.1 INSTALLATION R-SW (FOR TWO CPU), SW AND DOCU. ON CD | 1645.91
6ES7952-1AP00-0AA0 | SIMATIC S7, RAM MEMORY CARD FOR S7-400, LONG VERSION, 8 MBYTES | 3831.24
A5E01002946 | EARTHINGRINGS SS316 TWO PIECES FOR MAG5100 DN25 / PN40 | 268.58
6SL3211-0KB17-5UA1 | SINAMICS G110 - CPM110 AC-DRIVE, WITHOUT FILTER 1AC200-240V +10/-10% 47-63HZ ANALOG INPUT CT: 0.75KW | 398.33
6SL3335-7TG41-3AA3 | SINAMICS S120 ACTIVE LINE MODULE 3AC 500-690V, 50/60HZ OUTPUT: DC 750 - 1035V, 1270A RATED POWER: 14 | 93346.05
6SL3525-0PE25-5AA1 | SINAMICS G120D POWER MODULE PM250D WITH BUILT IN CL. A FILTER POSSIBILITY OF REGENERATION 3AC380-480 | 2327.65
6XV1873-2B | SIMATIC NET FO FRNC CABLE (50/125),CABLE FREE OF HALOGEN, SPLITTABLE, FOR FIXED INSTALLATION,MAX. LE | 7.75
3NJ6930-3DD00 | ACCESSORY FOR DISCONNECTOR-FUSE IN-LINE TYPE, CAN BE PLUGGED IN,NH1 CURRENT TRANSFORMER RAILS FOR 4 | 202.84
6AV6618-7XX01-3AF0 | WINCC FLEXIBLE 2008 PANEL OPTIONS, UPGRADE FOR 2004/2005/2007 PANEL OPTIONS, INCLUDING SM@RTACCESS/ | 94.24
3SE5132-0LJ60 | SIRIUS POSITION SWITCH PLASTIC ENCLOSURE 40MM, TWIST LEVER, LENGTH ADJUSTABLE METAL LEVER WITH HOLE | 45.67
3SE5162-0CE01 | SIRIUS POSITION SWITCH 3SE5162, METAL ENCLOSURE XL,56MM WIDE WITH ROLLER LEVER, FROM METAL AND PLAST | 100.84
3RF2330-1BA26 | SEMI-COND. CONTACTOR 3RF2,1-PH. AC 51 30A / AC15 15A 40 DEG. C 48-600 V / 110-230 V AC INSTANTANEOU | 93.06
3RH1921-1KA02 | AUXILIARY SWITCH BLOCK, 2 NC, DIN EN50005, LATERALLY, 10 MM SCREW CONNECTION, SIZE S3...S12 FOR CONT | 10
3SE5000-0KA00 | CONTACT BLOCK FOR POSITION SWITCH 3SE51/52 1NO/2NC SLOW-ACTION CONTACT | 18.1
7KT1200 | CURRENT TRANSFORMER AC 3X60/5A, DEPTH=70MM | 166.62
7MH5110-6AD01 | SIWAREX WL 270 LOAD CELL CP-S SB 100T C3 EX - RATED LOAD 100T - ACCURACY CLASS C3 - 20M CABLE LENGTH | 1625.83
7KT5603 | TIME COUNTER 72X72MM AC 115V 50HZ WITHOUT TERMINAL COVER | 47.79
7MC2028-2AC42 | INSULATED THERMOCOUPLE WITH COUPLING SOCKET LENGTH L = 0.5 M 1 THERMOCOUPLE ELEMENT NICR/NI SHEATH D | 132.94
4EP4000-8US00 | MAINS CHOKE F.FU; PHASES:3; UN1(V):500; ITHMAX 1(A) / F1(HZ):112 /50; I LN (A):100,8; UK(%):2; LN(MH | 1520.97
4RB5050-3CD50 | POWER CAPACITOR PHASECAP MKK 230V 5.0KVAR | 333.41
5UB1464 | DELTA PROFIL PROGRAM SILVER SCHUKO SOCKET OUTLET 10/16A 250V, WITH SCREWLESS TERMINALS AND COVER PLA | 21.85
3TC4817-0AB4 | CONTACTOR, SIZE 4, 2-POLE DC-3 AND 5,RATD.OPERAT.CURR.75A AUXILIARY CONTACTS 22 (2NO+2NC) DC OPERATI | 737.97
3TC5214-0BP0 | CONTACTOR SIZE 8 2-POLE DC4, NOM. OPER. CURRENT 220 A AUX. SWITCHES 44 E (4NO+4NC) ALT. CURRENT ACTU | 1118.3
5UB1853-1 | DELTA STYLE, PLATINUM METALLIC SCHUKO OUTLET 10/16A 250V COVER PLATE 68X68MM | 15.04
7MF8997-1BG | NBR HOUSING GASKET FOR P300 | 7.6
7ME3951-0LB00 | TRANSDUCER, PORTABLE, NO APPROV TRANSDUCER FOR PORTABLE METER VERSION, NO APPROVAL LIQUID FLOW: A2 U | 1994.82
8GK1323-8KP33 | ALPHA 630 DIN FLOOR-MOUNTED DB IP55, SK I, RAL 7035 H=1950 W=800 D=250 INCL. BASE AND SHEET STEEL DO | 1336.07
8GK1112-6KK12 | ALPHA 400 DIN, WALL-MOUNTING DISTRIBUTOR, DELIVERY FORM FLAT PACK, AP-CUBICLE, RAL 9016, IP43, SK2, | 401.83
5UB1924 | I-SYSTEM, CARBON METALLIC SCHUKO SOCKET OUTL. 10/16A 250V W. SCREWLESS TERMINALS W. INCREASED TOUCH | 15.77
4RB2017-1CD50 | POWER CAPACITOR PHICAP MKP 230V 1.7KVAR | 40.61
5SY8450-7 | CIRCUIT BREAKER 400V 25KA, 4POLE, C, 50A, D=70MM | 165.89
5SJ4240-8HG41 | CIRCUIT BREAKER 240V 10KA, 2-POLE, D, 40A, D=70MM ACC. TO UL 489 | 189.91
5SJ4315-7HG42 | CIRCUIT BREAKER 10KA, 3POLE, C, 1.6A ACC. TO UL 489 - 480Y/277V | 183.83
6ES7803-0CC03-0YA5 | SIMATIC S7, DOCPRO V5.4 FLOATING LICENSE F.1 USER E-SW, SW AND DOCU. ON CD, LICENSE KEY ON USB STICK | 2118.72
6ES7807-3BA01-0YA1 | SIMATIC S7,PRODAVE MPI MINIV6.0 SINGLE LICENSE F.1 INSTALLATION R-SW, WITHOUT SW AND DOCU., CLASS A, | 412.7
3RW3013-2BB04 | SIRIUS SOFT STARTER, SIZE S00, 3.6A, 1.5KW/400V, 40 DEGREES, 200-480V AC, 24V AC/DC, SPRING-LOADED T | 220.77
7MH7724-1AW | MLC CALIBRATION WEIGHT, (STAINLESS STEEL 304(1.4301)) FOR SCALES WITH BELT WIDTH OF 30", 800MM, 3.85 | 219.03
8MF2226-3RB | STANDARD CUBICLE 8MF2 HXWXD=2200X1200X600 SIDE-BY-SIDE MOUNTING VENTIL., ASSEMBL., WELDED IP30 | 3400.03
3NA7132-6 | LV HRC FUSE LINK GL/GG WITH NON-INSULATED GRIP LUGS WITH COMBINATION INDICATOR SIZE 1, 125A, AC 690V | 38.65
6ES7922-3BF00-5AB0 | FRONT CONNECTOR FOR S7-300 20-POLE (6ES7392-1AJ00-0AA0), WITH 20 SINGLE CORES 0.5 MM2, H05V-K SINGLE | 684.14
3NE4117 | SITOR FUSE-LINK 50A,AC 1000V (DIN 43620,SIZE 0) | 60.92
3RT1066-2NB36 | CONTACTOR, 160KW/400V/AC-3 AC(40...60HZ)/DC OPERATION UC 21-27.3V AUXILIARY CONTACTS 2NO+2NC 3-POLE, | 1170.63
3NE8021-1 | SITOR FUSE LINKS 100A, AC 690V (DIN 43620, SIZE 00) | 62.82
3NJ6900-4HL12 | ACCESSORY FOR SWITCH DISCONNECTOR W/FUSE, IN-LINE, PLUG-IN, AMPEREMETER, BI-METAL 600/1A, CL.1, 1 VA | 190.07
5TG1201-2 | DELTA MIRO GLASS FRAME 1-FOLD REAL GLASS BLACK 90X90MM | 44.1
5TG1340-1 | DELTA STYLE, PLATINUM METALLIC COVER PLATE 68X68MM WITH HINGED LID, FOR CONVERSION OF SCHUKO OUTLETS | 24.6
6SL3000-0CH38-4AA0 | SINAMICS LINE REACTOR INPUT: 3AC 660-690V, 50/60HZ 840A NMA: A5E00125804 | 3423.33
6SL3320-1TG38-8AA3 | SINAMICS S120 SINGLE MOTOR MODULE INPUT: DC 675 - 1035V OUTPUT: 3AC 0 - 690V, 910A RATED POWER: 900K | 73376.26
LZX:RT314730 | PLUG-IN RELAY 1CO RELAY 15MM, 230V AC | 7.91
3SE5242-3KC05 | SIRIUS POSITION SWITCH; PLASTIC HOUSING ACC. TO EN50047, 50MM DEVICE CONNECTION 2X(M20X1.5); 1NO/2NC | 47.05
3SE5312-0SG11 | SAFETY POSITION SWITCHES WITH SOLENOID INTERLOCKING LOCK. FORCE 2600N,5 APPR. DIR. METAL HOUSING,3X( | 364.33
3SE5312-3SD13 | SAFETY POSITION SWITCHES WITH SOLENOID INTERLOCKING LOCK. FORCE 2600N;5 APPR. DIR. METAL HOUSING,3X( | 297.33
3SE5413-0CN20-1EA5 | COMPACT SWITCH 30MM WIDE W. CONNECTING CABLE 5M SNAP-ACTION CONTACTS 1NO+1NC TWIST LEVER, SPECIAL CU | 63.32
3SE5423-0CC21-1EA2 | COMPACT SWITCH 40MM WIDE W. CONNECTING CABLE 2M SNAP-ACTION CONTACTS 1NO+1NC ROUNDED PLUNGER, WITH C | 64.42
7ML1830-1BR | SANITARY 4 INCH MOUNTING CLAMP | 66.56
5SH311 | D-TYPE ADAPTER SCREW SIZE DII/THREAD E27, 4A | 0.8
6RA8095-4GS22-0AA0 | SINAMICS DCM DC CONVERTER FOR TWO-QUADRANT DRIVES CONNECTION B6C INPUT: 3-PHASE AC 575V, 1660A CONTR | 31679.96
3SE7910-3AC | STEEL CABLE 4MM (LENGTH 20M) | 121.66
7MB8000-6BB | FLAME BARRIER, HASTELLOY, INCLUDING MOUNTING ANGLE | 5643.77
7MC2905-1AA | CONNECTION HEAD, FORM A FOR STRAIGHT THERMOCOUPLE LIGHT CAST METAL, 1 CABLE ENTRY WITH SCREW COVER D | 37.99
7MC2905-1BA | CONNECTION HEAD, FORM A FOR STRAIGHT THERMOCOUPLE LIGHT CAST METAL, 1 CABLE ENTRY WITH SCREW COVER D | 37.99
7ME3960-0MD01 | TRANSDUCER MOUNTING HARDWARE MOUNTING HARDWARE FOR DEDICATED HIGH PRECISION TRANSDUCER SIZE D LEGACY | 872.33
8GK1323-8KN33 | ALPHA 630 DIN FLOOR-MOUNTED DB IP55, SK I, RAL 7035 H=1950 W=800 D=250 INCL. BASE AND SHEET STEEL DO | 1336.07
5SW3330 | AUXILIARY SWITCH ATTACHABLE F. RES.CURRENT OP.CIRC. BREAKER F. 100+125A, 1NO+1NC | 75.47
5SY7232-7 | CIRCUIT BREAKER 400V 15KA, 2-POLE, C, 32A, D=70MM | 74.91
5SY7410-6 | CIRCUIT BREAKER 400V 15KA, 4-POLE, B, 10A, D=70MM | 61.2
5SJ4302-7HG41 | CIRCUIT BREAKER 240V 14KA, 3-POLE, C, 2A, D=70MM ACC. TO UL 489 | 189.15
5SU1374-7AK82 | FI/LS-PROTECTOR TYPE B UNIV. CURRENT SENSIT. IFN 30MA, 10KA, 4-POLEE C 125A SHORT-TIME DELAYED | 2804.2
8GK4501-4KK22 | ALPHA 400/630 DIN, KIT SPACE COVER WITH SUPPORT H=600 W=500 | 117.53
BVP:261924 | BD2C-1250-LH-Y*-G* KNEE BACKSIDE X 0,36M / Y 0,36M -1,25M 1250A WINKEL 85 GRAD-175 GRAD | 3348.51
5SY7416-6 | CIRCUIT BREAKER 400V 15KA, 4-POLE, B, 16A, D=70MM | 61.2
5SY8320-7 | CIRCUIT BREAKER 400V 25KA, 3POLE, C, 20A, D=70MM | 100.38
8MF2228-5R | STANDARD CUBICLE 8MF2 HXWXD=2200X1200X800 SIDE-BY-SIDE MOUNTING NON-VENTIL., ASSEMBL., WELDED IP54 | 3786.38
PBD:25501K0200A | 200 MM (8") HORN ANTENNA EXTENSION KIT | 622.14
8WD4308-0EE | SIGNAL COLUMN, DIAMETER 70 MM ACCESSORIES TUBE, 150 MM | 35.83
3RB2163-4MC2 | OVERLOAD RELAY 160...630 A FOR MOTOR PROTECTION SIZE S10/S12, CLASS 5...30 MOUNT. ONTO CONT./ STAND- | 539.34
8PQ3000-1BA56 | SIVACON S4 MOUNTING PLATE MODULAR BLANK HEIGHT 200MM WIDTH 600MM | 79.93
6SL3300-1AE32-5AA0 | SINAMICS BRAKING MODULE INPUT: 600 V DC OUTPUT: 250 KW/15 S FOR CHASSIS UNIT GX | 3350.32
6SL3310-1GH28-5AA3 | SINAMICS G130 POWER MODULE IP20 3AC 660-690V, 50/60HZ, 85 A UNIT RATING: 75 KW 6-PULSE SUPPLY WITHO | 8903.35
A5E02475650 | ENCODER INTERFACE MODUL WITH SENSUS PROTOCOL FOR ITRON 200WP RADIO | 307.91
7ME6920-1AB30-1AA0 | MAG 6000 SV, IP67 / NEMA 4X/6, POLYAMID ENCLOSURE, WITH DISPLAY, 44 HZ EXCITATION FREQUENCY, 11-30V | 1842.84
7ML1830-1JE | TEST MAGNET | 67.13
7ML1830-1KJ | PLS200, HINGED 65X200MM, REINFORCED | 119.78
8GK9910-0KK31 | ALPHA 630 DIN SUPPORT, LONG MINIMUM ORDER QTY 100 UNITS | 2.37
8GK1032-2KK31 | ALPHA 160 DIN, WALL-MOUNTED DB, SM UNEQ. DISTR. BOARD RAL 9016 IP43 SK2, H=650 W=800 D=140 | 490.22
8MF2228-3RB | STANDARD CUBICLE 8MF2 HXWXD=2200X1200X800 SIDE-BY-SIDE MOUNTING VENTIL., ASSEMBL., WELDED IP30 | 3477.29
BVP:261483 | BD2A-3-250-SB-3 STANDARD LENGTH 3,25M 250A, N + PE, 12 TAP OFFS | 1047.64
BVP:611373 | BD01-S90-ZUL-D FIRE BARRIER APPROVAL D | 72.2
5TC8283 | LV DIMMER F.SOLENOID TRANS. R,L W. PRESSURE ON/OFF SWITCH FM, 230V 50-60HZ 60-600W, 25-500VA SCREW T | 119.22
8WH5100-2KF00 | HYBRID FEED-THROUGH TERMINAL, PLUG AND SPRING CONNECTION, SECTION 0.08 - 2.5 MM2, WIDTH 5.2 MM, COLO | 2.53
8WA1822-7VF02 | CONNECTING BAR FOR 2 TERMINALS, FOR INSTALLATION | 2.35
7MH7724-1AC | CALIBRATION WEIGHT 20G, FOR MILLFLO, SENSING HEAD ILE 37/-ILE 61 | 34.71
8UC7050 | REDUCER 12MM/8MM SPARE PART FOR DOOR-COUPLING OPERATING MECHANISM 8UC7 FOR EXTENSION SHAFTS 8X8MM | 47.24
8WH8121-1AB65 | LABELS, FLAT, LONGIT. 61 - 70 SIZE ZBF4 | 0.08
5TD2116 | DELTA PUSHB. INSERT, FM W. CONTIN. LIGHT ILLUMINATION 1NO CONTACT, W. N TERMINAL 10A 250V | 8.93
5TD2862 | DELTA STYLE TITANIUM WHITE LED LIGHT SIGNAL RED/GREEN LABELED ENGLISH INCL. MODULE CARRIER | 105.08
8WH9020-3EA00 | INSERTABLE JUMPER, 2-POLE, FULLY INSULATED, INSERTED IN LOCKING SLEEVE AND LATCHED FOR 240 MM2 TERMI | 23.5
8WH9020-6AE10 | PLUG-IN JUMPER 4 DIVISIONS, AS TRANSVERSE JUMPER IN TERM. MIDDLE, 4-POLE, COLOR: SIEMENS COLOR | 1.6
8WH9030-6AL00 | PERMANENT LINKS 16MM2 10POL WITH SCREWS | 10.62
BVP:261941 | BD2C-400-LV-X* KNEE FRONTSIDE X 0,36M-1,25M / Y 0,36M 160A-400A | 1349.92
FDK:085U1016 | MATING PART FOR HYGIENIC FITTIN DN10 DIN11851 | 104.34
8GK4301-2KK21 | ALPHA 160 DIN, ASSEMBLY KIT F. MODULAR INSTALLATION DEVICES, TIER SPACING 125MM H=300 W=500 | 86.5
8GK4662-3KK22 | A400/630 MOUNT. SET H=450 W=500 4 X 3NP4015/3NP4016 ON BUSBAR 40/60MM (WITHOUT BUSBAR HOLDER) INCL. | 155.73
8GK9911-0KK50 | ALPHA 630 DIN, CABLE PROPPING BAR, W=1250 | 36.95
3WL9111-1AS36-0AA0 | 3WL9-NAFTA-ACCESSORY WLGARC2 ARC CHUTE COVER FS2, EXCEPT F-CLASS | 399.38
BVP:047283 | BD2-AK1/CEE165A163 TAP-OFF UNIT 16A / 1X3P MCB(C)+ 1X5P.CEE | 340.23
BVP:261756 | BD2C-3-160-WB-2W* OPTIONAL LENGTH 1,26M-2,24M 160 A, N + PE, 4-8 TAP OFFS | 1122.28
5ST3630 | PIN BUSBAR, 16 SQMM CONNECTION: 2X1-PHASE SAFE-TO-TOUCH | 0.99
3RW4076-6BB44 | SIRIUS SOFT STARTER, S12, 432 A, 250 KW/400 V, 40 DEG., 200-460 V AC, 230 V AC, SCREW TERMINALS | 6606.78
8GK1121-4KK32 | ALPHA 400 DIN, WALL-MOUNTING DISTRIBUTOR, UP-CUBICLE, RAL 9016, IP31, SK1, H=950 W=800 D=210 | 608.77
7MH3110-2CA1 | SET OF 2 ROUND-HEAD BOLT GUIDES MAX. LOAD IN AXIAL DIRECTION 250 KN, WITH INNER AND 2 OUTER BEARING | 4658.95
8GK9711-0KK03 | ALPHA 400/630 DIN BUSBAR SUPPORT,3-POLE CENTER-L. SPACING 60MM F. MOUNT. ON STAY SS12X5(10),20X5(10) | 44.7
8GK9902-0KK00 | ADJUSTABLE FEET F. INSTALLATION IN BASE | 300.36
8GK9902-0KK53 | ALPHA AS SOCKET, H=100MM SOCKET D=400MM, W=1300MM MOUNT. AT EXISTING SOCKET SHADES ALL SIDE REMOVEA | 291.35
8GK9510-6KK10 | ALPHA 400DIN DOOR AS SPARE PART SINGLE DOOR H=950 MM, W=250 MM INCL. CLOSING EQUIPMENT AP, IP43,55, | 123.58
8MF2806-4R | SICUBE 8MF2000 CUBICLE SYSTEM WELDED H X W X D = 1800 X 1000 X 600MM FOR SIDE-BY-SIDE MOUNTING WITHO | 2743.2
3RW4435-2BC36 | SIRIUS SOFT STARTER, VALUES WITH 575 V, 50 DEG., STANDARD: 117A, 100HP, INSIDE-DELTA CIRCUIT 3: 203A | 10361.52
3VL9600-3HN00 | ACCESSORY FOR VL630, VL800, TOGGLE HANDLE EXTENSION WITH SCREWS PACKED IN BAG | 33.35
3VL9600-3JM01 | ACCESSORY F. VL800UL (MG FRAME) MAX-FLEX DRIVE, COMPLETE INCL. DRIVE, CABLE-OPERATED AND LEVER | 1033.54
5SY7120-6 | CIRCUIT BREAKER 230/400V 15KA, 1-POLE, B, 20A, D=70MM | 10.84
3LD2013-0TK53 | MAIN/EMERG. STOP SWITCH 3-POLE IU=16, P/AC-23A AT 400V=7.5KW FLOOR MOUNTING DIN RAIL/TWO-HOLE MOUNTI | 42.22
3LD2030-1TL13 | MAIN/EMERG. STOP SWITCH 4-POLE IU=16, P/AC-23A AT 400V=7.5KW FLOOR MOUNTING DIN RAIL/TWO-HOLE MOUNTI | 29.09
5SY4463-5 | CIRCUIT BREAKER 400V 10KA, 4-POLE, A, 63A, D=70MM | 357.55
3VL9600-4PS30 | ACCESSORIES FOR CIRCUIT-BREAKER VL 800 KIT MEAS. CONTACT 3P COMPRISING 8 CONNECTION, CONTACTS AND 1 | 830.76
6FX8008-1BD81-1FA0 | SIGNAL CABLE,SOLD BY THE METER 12 X 0.22 C TRAILING CABLE, UL/CSA DESINA MOTION CONNECT 800, DELIVER | 352.79
8MF2884-4ES | SICUBE 8MF2000 EMC-CUBICLE; WELDED, GALVANISED H X W X D = 1800 X 800 X 400MM FOR INDIVIDUAL MOUNTIN | 3148.89
8MF2824-5E | CUBICLESYSTEM 8MF2000 HXWXD = 1800 X 1200 X 400MM FOR INDIVIDUAL MOUNTING WITH SIDE PANELS, IP 54 | 3902.28
8US1250-5AS10 | DEVICE HOLDER,45X200MM FOR 60MM BUSBAR SYSTEM SPACER ENCLOSED 2 CONNECTING ELEMENTS ENCLOSED MOUNTIN | 30.6
6FX2001-2RC00 | SIMODRIVE (ACCESSORIES) INCR. ROTARY ENCODER W. RS 422 (TTL) 2000 PULSES, CLAMP FLANGE 10 MM SHAFT, | 366.56
6GK1901-1BE00-0AA3 | INDUSTRIAL ETHERNET FASTCONNECT RJ45 MODULAR OUTLET WITH POWER INSERT, REPL. INSERT FOR 1 X 24 V DC | 97.06
8MF6866-5R | STANDARD CUBICLE 8MF6 HXWXD=1800X600X600 SIDE-BY-SIDE MOUNTING NON-VENT., ASSEM., WELDED IP54 | 2550.02
8MF9074 | LATCH HANDLE WITH LOCK | 193.18
3WL9111-0AP01-0AA0 | ACCESSORIES CIRCUIT BREAKER 3WL DOOR SEALING FRAME IP41 FOR INST. IN CONTR.CABINET DOOR | 331.17
3NY3034 | ACCESSORIES FOR FUSE SWITCH DISCONNECTORS 3NP526 UP TO 3NP546 AUXILIARY SWITCH 1NO+1NC WITH FIXING B | 17.63
3RT1965-5AR32 | WITHDRAWABLE COIL FOR SIZE S10 FOR CONTACTORS 3RT106/3RT146 AC/DC OPERATION UC440-480V DRIVE: CONVEN | 105.04
3NP5460-0CA10 | FUSE-SWITCH-DISCONNECTOR I=630A, U=690V, AUXILIARY SWITCH 1NO+1NC FOR CABLE-LUG CONNECTION FUSE SIZE | 679.55
3RA6250-2CB33 | SIRIUS, COMPACT STARTER, REVERSING STARTER 690 V, 24 V AC/DC, 50 ... 60 HZ, 1 ... 4 A, IP20, MAIN CI | 1025.94
8WH8140-3AC05 | LABELS, TRANSV. 91 - 100 SIZE ZB6 | 0.11
8WH8203-3AA05 | LABELS, WITHOUT INSCRIPTION FRONT WIDTH 6,2 MM | 0.08
8WH9020-6AC10 | PLUG-IN JUMPER 4 DIVISIONS, AS TRANSVERSE JUMPER IN TERM. MIDDLE, 2-POLE, COLOR: SIEMENS COLOR | 0.59
8WH9020-6BD10 | PLUG-IN JUMPER 5 DIVISIONS, AS TRANSVERSE JUMPER IN TERM. MIDDLE, 3-POLE, COLOR: SIEMENS COLOR | 0.99
3SB2901-4QL | INSCRIPTION PLATE FOR PUSHBUTTON AND ILLUMINATED PUSHBUTTON, FLAT, CLEAR WITH BLACK LETTERING, WITH | 0.72
FDK:087L4162 | MAG8000 SERVICETOOL KIT | 592.65
PBD:25500K03A | KIT,SPARE,RADAR,ANTENNA HORN, 100MM,316SS | 813.58
3RK1903-0AC00 | TERMINAL MODULE FOR ET 200S RS FOR REVERSING STARTER, WITH FEEDER CONNECTION | 295.58
3VL3720-1DC36-0AA0 | CIRCUIT-BREAKER VL 250N STANDARD SWITCHING CAPACITY ICU=55KA / 415 V AC 3 POLE | 1308.27
4AM4842-5MT10-0FA0 | TRANSFORMER SITAS; PHASES:1; PN/PN(S6)(KVA):0,5 /2; UPRI(V):690+/-5%; USEC(V):230; ISEC(A):2,17; F(H | 321.57
8WH8120-5AB05 | LABELS, LONGIT. 1 - 10 SIZE ZB10 | 0.11
8WH8121-1AB15 | LABELS, FLAT, LONGIT. 11 - 20 SIZE ZBF4 | 0.08
6ES7157-0AD82-0XA0 | SIMATIC DP, DISTRIBUTED I/O FIELD DEVICE LINK DP/PA COUPLER EX-VERSION EX(IA) 110MA FIELD BUS COUPLE | 1867.54
6ES7193-4BD00-0AA0 | 10 DIN A4 LABELLING SHEETS COLOR: RED 60 LABELLING STRIPS/SHEETS FOR I/O MODULES AND 20 LABELLING ST | 155.97
3RA6120-1AP33 | SIRIUS, COMPACT STARTER, DIRECT STARTER 690 V, 110 ... 240 V AC/DC, 50 ... 60 HZ, 0.1 ... 0.4 A, IP2 | 553.87
3RA6120-1CP33 | SIRIUS, COMPACT STARTER, DIRECT STARTER 690 V, 110 ... 240 V AC/DC, 50 ... 60 HZ, 1 ... 4 A, IP20, C | 594.04
5TG2584-2 | DELTA LINE, ELECTRIC WHITE FRAME, 4FOLD, 293X80MM VERTICAL, W.LABELING FIELD | 25.83
S79220-B1454-P | SIMATIC PCS 7, SOFTWARE UPDATE PACKAGE MAINTENANCE STATION RUNTIME FROM V7.0 TO WITHOUT VERSION SING | 185.78
3NP4016-1CK01 | FUSE-SWITCH-DISCONNECTOR I = 100/160A, U = 500/400V FOR 60MM BUSBAR ADAPTOR FLAT, BOX TERMINAL AT TO | 420.08
3RV1011-0DA10-ZW96 | CIRCUIT-BREAKER, 0.22...0.32A N-RELEASE 4.2 A, SIZE S00, MOTOR PROTECTION, CLASS 10, SCREW CONNECTIO | 54.31
6ES7274-1XF30-0XA0 | SIMATIC S7-1200, SIMULATOR MODULE SIM1274, 8 CHANNEL SIMULATOR DC INPUT SWITCHES | 151.55
3NC1406 | SITOR CYLINDRICAL FUSE LINK AR 6 A, 660 V AC/700 V DC | 13.63
3LD9206-5A | SWITCHING DEVICE 2-POLE 16A MOULDED PLASTIC-SEALED SPECIAL VERSION WITH GRIP | 44.7
3NA3812 | LV HRC FUSE LINK GL/GG WITH NON-INSULATED GRIP LUGS WITH FRONT INDICATOR SIZE 000, 32A, AC 500V/DC 2 | 4.59
3SE5112-0LF01 | SIRIUS POSITION SWITCH METAL ENCLOSURE 40MM TO EN50041 DEVICE CONNECTION 1X (M20X1.5) 1NO/ 2NC SNAP- | 48.43
3SE5114-0LA00-1AE1 | BASIC SWITCH FOR POSITION SWITCH 3SE51. METAL ENCLOSURE 40MM TO EN50041 DEVICE CONNECTION 1X (M20X1. | 48.15
5TG7150-1 | DELTA STYLE, PLATINUM METALLIC ROCKER W. LABEL AND WINDOW WITH BELL SYMBOL FOR PUSHBUTTON, 68X68MM | 16.9
5TG7157 | DELTA STYLE, TITANIUM WHITE ROCKER W. WINDOW, W. LAB. PLATE F.2-CIRCUIT/DUAL 2-WAY SWITCH F.PUSHB. 2 | 26.16
6ES7923-0BC50-0DB0 | CONNECTING CABLE SHIELDED FOR SIMATIC S7-300/400 BETWEEN FRONT CONNECTOR MODULE A. TERMINAL BLOCK 16 | 42.22
A5E02196076 | ACCESSORIES WELD-IN CONNECTION (ISO 2037 (SMS3008)) DN 40, FOR SENSOR SIZE DN40, (P GASKET) | 415.57
A5E01159150 | ACC. MAG 3100 DN100 CL150 GROUND RING HASTELLOY | 454.58
A5E01181619 | ACC. MAG 1100 DN80 GROUNDING RING TANTALUM | 5487.65
6SL3300-1AE32-5BA0 | SINAMICS BRAKING MODULE INPUT: 600 V DC OUTPUT: 250 KW/15 S FOR CHASSIS UNITS H AND J | 3350.32
6XV1873-3CN10 | SIMATIC NET FO TRAILING CABLE 50/125, PREASSEMBLED WITH 2X2 BFOC CONNECTORS, LENGTH 10 M | 247.51
3RF2350-1AA22 | SEMI-COND. CONTACTOR 3RF2,1-PH. AC 51 50 A 40 DEGREES C 24-230 V / 110-230 V AC SCREW TERMINAL | 89.9
3SE5322-2SE22 | SAFETY POSITION SWITCHES WITH SOLENOID INTERLOCKING LOCK. FORCE 1300N,5 APPR. DIR. PLASTIC ENCLOSURE | 266.76
6XV1873-3CH50 | SIMATIC NET FO TRAILING CABLE 50/125, PREASSEMBLED WITH 2X2 BFOC CONNECTORS, LENGTH 5.0 M | 182
6XV1820-5BT30 | SIMATIC NET, FIBER OPTIC CABLE (62.5/125)STANDARD CABLE, SPLITTABLE PREASSEMBLED WITH 4 BFOC CONNECT | 2213.1
6FX2003-4AD00 | MALE CONTACTS 6.0-10.0 MM2 (FOR CONNECTORS SIZE 1.5 8-P.) POWER CONNECTION, UNIT PACK = 20 CONT. | 123.14
5ST3656 | PIN BUSBAR, 10 SQMM ASSORTMENT WITH: 20 X 5ST3613 + 10 X 5ST3614 + 50 X 5ST3615 + 50 X 5ST3655 | 331.4
7MH4115-5DC11 | SIWAREX R SELF-ALIGNING BOTTOM PART FOR LOAD CELLS SERIES RN - RATED LOAD 28T - MADE OF STAINLESS S | 608.22
8GK9601-2KK10 | ALPHA 630 DIN, COVER HEIGHT = 300MM, WIDTH = 250MM, CLOSED MINIMUM ORDER QTY 10 UNITS | 25.51
8GK4301-3KK22 | ALPHA 400/630 DIN, KIT F. INSTALL. MOUNTING DEVICE WITH ROW DISTANCE 125 MM H=450 W=500 | 121.55
8GK9910-0KK02 | ALPHA 400-ZS LOCKABLE BLANKING STRIP FOR 12 TE WITH 6 LOCKING-STRIPS | 7.76
6GK1704-5CW00-3AL0 | SIMATIC NET PB SOFTNET-S7 SW UPDATE SERVICE FOR 1 YEAR WITH AUTOM. EXTENSION REQUIRES ACTUAL SW-VER | 821.18
3RW3014-2BB14 | SIRIUS SOFT STARTER, SIZE S00, 6.5A, 3KW/400V, 40 DEGREES, 200-480V AC, 110-230V AC/DC, SPRING-LOADE | 249.02
3RW4458-2BC36 | SIRIUS SOFT STARTER, VALUES AT 575V, 50DEGREES, STANDARD: 850A, 950HP, INSIDE-DELTA CIRCUIT 3: 1472A | 52200.11
5SU1154-6KK10 | FI/LS-PROTECTOR TYPE A (PSE/SSF), D=70MM IFN 10MA, 10KA, 1+N-POLEE B 10A | 83.08
3SB2204-6BC06 | INDICATOR LIGHT, 16MM, ROUND, PLASTIC, RED, LAMPHOLDER W2 X 4.6D, WITHOUT LAMP | 9.63
3NW6001-4 | CYLINDRICAL FUSE-LINK 10X38MM 1000V 6A GPV FOR PHOTOVOLTAIC-APPLICATION | 12.74
3NW6304-1 | CYLINDRICAL FUSE GG ACC. TO FRENCH STANDARD (NFC) WITHOUT INDICATOR SIZE 8.5X31.5MM, 400V 4A | 4.81
3NP1143-1DA13 | FUSE-SWITCH-DISCONNECTOR 3-POLE, NH1, 250A MOUNTING PLATE CONSTRUCTION COVER LEVEL 70 MM FLAT CONNEC | 409.17
5SY6320-6 | CIRCUIT BREAKER 400V 6KA, 3-POLE, B,20A, D=70MM | 35.38
5SY6416-7 | CIRCUIT BREAKER 400V 6KA, 4-POLE, C, 16A, D=70MM | 28.28
5SY4550-8 | CIRCUIT BREAKER 230V 10KA, 1+N-POLE, D, 50A, D=70MM | 56.4
6ES7810-5CC04-0YE2 | SIMATIC S7, STEP7 PROF SOFTWARE UPDATE SERVICE WITHIN THE FRAMEWORK OF THIS CONTRACT, YOU WILL RECEI | 867.45
6FX8008-1BA31-6AA0 | POWER CABLE,SOLD BY THE METER, 4 X 4.0 + 2 X 1.5 C TRAILING CABLE, UL/CSA DESINA MOTION CONNECT 800, | 11446.14
6GK1905-0AA00 | PROFIBUS PA SPLITCONNECT TAP, FOR ASSEMBLING OF PROFIBUS PA SEGMENTS AND CONNECTION OF PA FIELD DEV. | 887.63
8MF4085 | BOTTOM PLATE SUBDIVIDED FOR CUBICLE WXD = 800 X 400MM | 303.31
8MF4220 | EYE BOLTS 1 PU CONSISTS OF 4 PIECES | 75.12
3RW4444-2BC46 | SIRIUS SOFT STARTER, VALUES WITH 690 V, 40 DEG., STANDARD: 250A, 250KW, INSIDE-DELTA CIRCUIT 3: ONLY | 16353.42
3VL9800-8LA01 | ACCESSORY FOR VL1200UL,VL1600UL (NG FRAME - PG FRAME) INTERLOCK WITH CABLE PULL | 524.61
3VL9800-1US01 | ACCESSORY FOR VL800UL, VL1200UL VL1600UL (MG-FRAME - PG-FRAME) UNDERCURRENT RELEASE 220...250V DC FO | 283.89
5TE5800 | LIGHT SIGNALL., D=70MM 1LAMP 230V ROT | 11.1
3RT1966-5NF31 | WITHDR. COIL FOR SIZE S10 FOR VAC. CONTACTOR 3RT126 AC/DC OPERATION 96-127V UC DRIVE: ELECTRONIC WIT | 177.69
A5E00102775 | OPERATING INSTRUCTIONS ENGLISH MAGNETOINDUCTIVE FLOWMETER SITRANS F M INTERMAG 2 | 42.54
8MF6088-5R | STANDARD CUBICLE 8MF6 HXWXD=2000X800X800 SIDE-BY-SIDE MOUNTING NON-VENT., ASSEM., WELDED IP54 | 3032.98
8MF6824-5R | STANDARD CUBICLE 8MF6 HXWXD=1800X1200X400 SIDE-BY-SIDE MOUNTING NON-VENT., ASSEM., WELDED IP54 | 3709.12
8MF9281 | MOUNTING PLATE H X W = 2200 X 800 MM FOR 8MF SYSTEM CUBICLE | 396.01
8MF5866-5E | STANDARD CUBICLE 8MF5 HXWXD=1800X600X600 INDIVIDUAL MOUNTING NON-VENT., NOT ASSEM., SCREWED IP54 | 3129.55
4AM6542-5AT10-0FD0 | TRANSFORMER SITAS; PHASES:1; PN/PN(S6)(KVA):1,875 /13,3; UPRI(V):400+/-5%; USEC(V):230; ISEC(A):8,15 | 1515.82
3RV1011-1FA10-ZW97 | CIRCUIT-BREAKER, 3.5...5 A, N-RELEASE 65 A, SIZE S00, MOTOR PROTECTION, CLASS 10, SCREW CONNECTION S | 64.57
BVP:261871 | BD2A-400-LL-X*-G* ELBOW LEFT X 0,36M-1,25M / Y 0, 36M 160A-400A WINKEL 85 GRAD-17 5 GRAD | 1237.34
6SE6440-2UC33-7FA1 | MICROMASTER 440 WITHOUT FILTER 3AC 200-240 V +10/-10% 47-63 HZ CONSTANT TORQUE POWER 37 KW OVERLOAD | 14985.94
3RK3931-0AA00 | MSS, MEMORY MODULE SPARE PART | 46.48
5TD2117 | DELTA PUSHB. INSERT, FM W. CONTIN. LIGHT ILLUMINATION 1CO CONTACT, W. N TERMINAL 10A 250V | 14.46
BVP:261740 | BD2C-3-800-SO-1 STANDARD LENGTH 1,25M 800A, N + PE, WITHOUT TAP OFFS | 1982.67
LZS:PTMU0730 | RC ELEMENT, AC 110 TO 230V | 5.32
8MF2266-5R | CUBICLESYSTEM 8MF2000 HXWXD = 2200 X 600 X 600MM FOR SIDE-BY-SIDE MOUNTING WITHOUT SIDE PANELS, IP 5 | 2472.74
8MF2294-5E | CUBICLESYSTEM 8MF2000 HXWXD = 2200 X 900 X 400MM FOR INDIVIDUAL MOUNTING WITH SIDE PANELS, IP 54 | 3245.47
3TX7522-3R | SURGE SUPPRESSOR RC ELEMENT FOR SNAPPING ON AC 24 TO 48V/DC 24 TO 70V FOR CONTACTORS SIZE 8 TO 12, A | 39.12
3RF2020-1AA24 | SEMICONDUCTOR RELAY 3RF2, 1-PH. WIDTH 45 MM, 20 A 48-460 V / 110-230 V AC SCREW TERMINAL | 45.51
BVP:261823 | BD2A-1000-ZR-X*/Y*/Z* Z UNIT RIGHT X/Y 0,36M-0,60M, Z 0,26M-1,25M 500-1000A | 2429.37
BVP:261968 | BD2C-1250-LH-X*/Y* KNEE BACKSIDE X/Y 0,36M-1,25M 1250A | 4141.57
BVP:261533 | BD2A-3-400-WO-3W* OPTIONAL LENGTH 2,26M-3,24M 400 A, N + PE, WITHOUT TAP OFFS | 1386.65
CQO:1012FPH-PB | MOUNTING FRAMES FOR PORTABLE HIGH PRECISION TRANSDUCER SIZE B (FOR PIPES > 125MM (5 IN.) LEGACY PAR | 1204.79
3VL9200-4WA30 | ACCESSORY FOR VL160, DRAW OUT ASSEMBLY REAR CONNECTORS 3 POLES | 563.22
3VL9320-6ME30 | OVERCURRENT RELEASE VL 250 3-POLE, SYSTEM PROTECTION ETU20, LSI IR= 80...200A, OVERLOAD PROTECTION, | 1412.94
3SE5212-0CB01 | SIRIUS POSITION SWITCH METAL ENCLOSURE 31MM TO EN50047 DEVICE CONNECTION 1X (M20X1.5) 1NO/ 1NC SNAP- | 33.24
3RK2207-1BQ50-0AA3 | AS-INTERFACE COMPACT MODULE K60, IP67, A/B-SLAVE (SPEC. 3.0), ANALOG, 2AI(1AI), 2(1)X INPUT CURRENT | 473.51
8WH8141-1AB65 | LABELS, FLAT, TRANSV. 61 - 70 SIZE ZBF4 | 0.11
BVP:034265 | BD01-AK1X/S18 TAP-OFF UNIT | 236.21
BVP:261779 | BD2C-3-630-WO-3W* OPTIONAL LENGTH 2,26M-3,24M 630 A, N + PE, WITHOUT TAP OFFS | 4172.17
M56340-A0001 | NIPPLE CONNECTION G 1/2 MAX. 400 BAR, MAT. NO.2.0401.26 | 11.23
M56340-A0053 | INSTRUMENT BRACKET, DESIGN A TO DIN 16281, MADE OF ANNEALED CAST IRON, PROJECTION LENGTH 100 MM | 31.28
3RP1511-1AP30 | TIME RELAY, SOLID-STATE, ON-DELAY, 1 CHANGEOVER CONTACT, 1 TIME RA 0.5S TO 10S, AC 24, 200 TO 240V A | 137.37
6ES7194-4DA00-0AA0 | SIMATIC DP, ET200PRO CONNECTING MODULE FOR FAILSAFE ELECTRONIC MODULE F-SWITCH PROFISAFE | 72.72
6ES7195-7HD80-0XA0 | SIMATIC DP, BUS UNIT BM IM 157 FOR EXPANDED TEMPERATURE RANGE SUBMODULE FOR IM157 DPV1 FOR INSERT/RE | 219.1
3RS1042-2GW70 | TEMPERATURE MONITORING RELAY PT100/1000 KTY83/84, NTC, 2 THRESHOLDS, DIGITAL, -50 DEGREES C TO 750 D | 465.28
3TH4262-0AP0 | CONTACTOR RELAY 62E EN 50 011 6NO+2NC, SCREW TERMINALS AC OPERATION AC 230/220V 50HZ, 276/264V 60HZ | 57.21
3RV1923-1GA00 | MOULDED-PLASTIC ENCLOSURE FOR WALL MOUNTING WITH EMERGENCY STOP ROTARY OPERATING MECHANISM 72MM | 18.46
4AM5742-5AJ10-0FA0 | TRANSFORMER SITAS; PHASES:1; PN/PN(S6)(KVA):1 /5; UPRI(V):400+/-5%; USEC(V):110; ISEC(A):9,09; F(HZ) | 555.34
3RA6120-2AP32 | SIRIUS, COMPACT STARTER, DIRECT STARTER 690 V, 110 ... 240 V AC/DC, 50 ... 60 HZ, 0.1 ... 0.4 A, IP2 | 555.29
BVP:261886 | BD2C-400-LL ELBOW LEFT X 0,36M / Y 0,36M 16 0A-400A | 731.88
BVP:261939 | BD2C-400-LH-Y* KNEE BACKSIDE X 0,36M / Y 0,36M -1,25M 160A-400A | 1349.92
FDK:083F3095 | MAG ACCESSORY 20M SPEC. CABLE | 185.1
6ES7193-4LD20-0AA0 | 200 COLOR CODING PLATES FOR TERMINAL MODULES OF THE ET 200S AND ET 200S COMPACT IN THE COLOR RED | 37.37
5ST2116 | PROTECTIVE CAP F. N-TYPE M.C.B., W/O SCREWS | 0.44
6ES7290-6AA30-0XA0 | SIMATIC S7-1200, EXPANSION CABLE TWO-ROW ARRANGEMENT FOR SM 12XX, 2.0 M | 85.09
6AU1810-0CA00-0XL0 | SIMOTION ENGINEERING SYSTEM SCOUT STAND ALONE SOFTWARE CARE SERVICE | 726.26
6AV6381-1AB06-2AX4 | SIMATIC WINCC RC UPGRADE V6.2, FROM V5.X TO V6.2 SP2, FOR SIMATIC WINCC RUNTIME & CONFIGURATION (RC) | 4525.04
5SJ4114-7HG41 | CIRCUIT BREAKER 240V 14KA, 1-POLE, C, 0,3A, D=70MM ACC. TO UL 489 | 46.87
6FX2001-4QB00 | BUILT-ON ENCODER 1000 RPM OPTICAL INCREMENTAL WITH HTL LEVEL, OPER. VOLTAGE 10-30V STRIP FLANGE RADI | 366.56
5UB1515 | I-SYSTEM, TITANIUM WHITE SCHUKO SOCKET OUTL. 10/16A 250V W. SCREWLESS TERMINALS W. LABELING FIELD CO | 9.3
7KT5504 | TIME COUNTER 48X48MM AC 230V 60HZ WITHOUT BLIND 55X55MM | 34
7MH7725-1DL | LOAD CELL, MCS, 50LBS, STAINLESS STEEL, CSA/FM/ATEX, SPARE | 2293.03
7ML5711-0AA | LPS RIGID EXTENSION KIT, 500, 400, 300MM | 214.03
8GK9520-0KK30 | ALPHA AS BARRIER, HORIZ. W=250MM, D=400MM STEEL SHEET | 30.73
8GK9533-0KK20 | ALPHA 630 DIN, CABINET HEIGHT MOUNTING PLATE WITH FIXING SCREWS, SHEET STEEL SENDZIMIR GALVAN., F. M | 166.77
4RB2050-3EB50 | POWER CAPACITOR PHICAP MKP 415V 5.0KVAR | 57.99
4RB2063-3EJ50 | POWER CAPACITOR PHICAP MKP 480V 6.3KVAR | 92.78
5SY5210-6 | CIRCUIT BREAKER CURR. SENS DC 440V AC 400V 10KA, 2-POLE, B, 10A | 61
5SY5213-6 | CIRCUIT BREAKER CURR. SENS DC 440V AC 400V 10KA, 2-POLE, B, 13A | 61
6SE6400-3TD02-3CE0 | MICROMASTER 4 OUTPUT LC FILTER 500-600V 3AC 22.4 / 17.0 A (40 / 50 GRD C) FOOTPRINT FSC 382 X 185 X | 1330.36
6SE6400-3TD04-8DD0 | MICROMASTER 4 OUTPUT LC FILTER 380-480V 3AC 45.9 / 38.0 A (40 / 50 GRD C) STAND ALONE FS D 290 X 240 | 2871.15
5SY8602-8 | CIRCUIT BREAKER 400V 25KA, 3+N-POLE, D, 2A, D=70M | 178.78
5SY8604-8 | CIRCUIT BREAKER 400V 25KA, 3+N-POLE, D, 4A, D=70M | 178.78
5SY8616-8 | CIRCUIT BREAKER 400V 25KA, 3+N-POLE, D, 16A, D=70M | 148.53
6FX2003-0CH12 | SIGNAL CONNECTOR,12-WAY SOCKET, UNION NUT, PG 13.5 THREAD, PACK = 3 UNITS, FOR LINEAR MOTORS, PG GLA | 150.41
6FX2003-0SA00 | SIGNAL CONNECTOR, SUB-D50 9-POLE SOCKET, SCREW INTERLOCK UNC 4-40, CABLE CLAMPING 12 - 13 MM, SBM HO | 35.49
8GK4665-3KK12 | A400/630 MOUNT. SET H=450 W=250 2 X 3NP4015/3NP4016 ON BUSBAR 40/60MM (WITHOUT BUSBAR HOLDER) INCL. | 96.64
8MF2098-3RB | STANDARD CUBICLE 8MF2 HXWXD=2000X900X800 SIDE-BY-SIDE MOUNTING VENTIL., ASSEMBL., WELDED IP30 | 2646.59
8GS4007-5 | ALPHA-ZS, METER SUPPORT PLATE 375MM TOP | 81.07
6GK1415-2AA10 | SIMATIC NET, DP/AS-INTERFACE LINK 20 E ; NETWORK TRANSITION PROFIBUS-DP / AS-INTERFACE ACC. TO AS-IN | 1005.86
6GK1500-0AB00 | RS 485 BUS TERMINAL FOR PROFIBUS TRANSMISSION RATE 9.6 KBIT/S TO 1500 KBIT/S WITH CONNECTING CABLE 3 | 247.62
6FX5008-2DC00-2AA0 | SIGNAL CABLE, SOLD BY THE METER (DRIVE CLIQ) 2X2X0,15+2X0.38 C UL/CSA DESINA MOTION-CONNECT 500, DEL | 844.13
6FX7008-1BC25-3AA0 | POWER CABLE,SOLD BY THE METER, 4 X 25 + 4 X 0.5 C FOR LINEAR MOTORS TRAILING TYPE UL/CSA DESINA MOTI | 20604.75
3RW3047-1BB04 | SIRIUS SOFT STARTER, SIZE S3, 106A, 55KW/400V, 40 DEGREES, 200-480V AC, 24V AC/DC, SCREW TERMINALS | 1360.41
5SY8106-7 | CIRCUIT BREAKER 230/400V 25KA, 1POLE, C, 6A, D=70MM | 29.97
5TG1111-1 | DELTA MIRO FRAME 1-FOLD COLOUR ALUMINIUM METALLIC DIMENSIONS 90X90MM | 7.84
3NP1133-1CA23 | FUSE-SWITCH-DISCONNECTOR 3-POLE, NH00, 160A MOUNTING PLATE CONSTRUCTION COVER LEVEL 45 MM BOX TERMIN | 309.47
3NP1133-1JC22 | FUSE-SWITCH-DISCONNECTOR 3-POLE, NH00, 160A 60MM BUSBAR SYSTEM COVERS FOR RITTAL BOX TERMINAL FUSE M | 268.89
5SY6110-6 | CIRCUIT BREAKER 230/400V 6KA, 1-POLE, B, 10A, D=70MM | 8.44
5SY6120-6 | CIRCUIT BREAKER 230/400V 6KA, 1-POLE, B, 20A, D=70MM | 8.52
3NP1163-1BC13 | FUSE-SWITCH-DISCONNECTOR 3-POLE, NH3, 630A 60MM BUSBAR SYSTEM COVER LEVEL 32/70 MM FLAT CONNECTOR FU | 708.22
8GS4010-7 | ALPHA-ZS RETROFIT KIT BUSBAR 1 SECTION, 12X5MM, 4 POLE | 74.75
8WH9020-6DD10 | PLUG-IN JUMPER 8 DIVISIONS, AS TRANSVERSE JUMPER IN TERM. MIDDLE, 3-POLE, COLOR: SIEMENS COLOR | 1.5
8WA1011-1NG31 | N-ISOL. TERMINAL THERMOPLASTIC SCREW TERMINAL BLUE, 6.5MM, SZ 4 | 4.8
8MF4233 | TRIM STRIP W. SIEMENS LETTERING UMBER FOR CUBICLE WIDTH 900MM | 103.16
8MF5294-4R | STANDARD CUBICLE 8MF5 HXWXD=2200X900X400 SIDE-BY-SIDE MOUNTING NON-VENT., NOT ASSEM., SCREWED IP40 | 2743.2
4AM6542-4TJ10-0FA0 | TRANSFORMER SITAS; PHASES:1; PN/PN(S6)(KVA):2,5 /13,3; UPRI(V):230+/-5%; USEC(V):110; ISEC(A):22,7; | 1228.26
3WL9111-0AM01-0AA0 | ACCESSORIES CIRCUIT BREAKER 3WL MAIN CONDUCTOR CONN. 1 OFF FIXED-MOUNTED CIRC.BR. SIZE I VERTICAL CO | 93.82
3WL9111-1AA53-0AA0 | 3WL9-NAFTA-ACCESSORY WLRP400 RATING PLUG, 400A | 118.28
3NW2050-0HG | FUSE LINK CLASS CC ACC. TO UL STANDARD 248-4 QUICK-RESPONSE, CURRENT-LIMIT. RATED CURRENT 5 A RATED | 20.1
6AG1322-1BF01-2XB0 | SIPLUS S7-300 SM322 (-1BF01) -25...+70 DEGREES C WITH CONFORMAL COATING BASED ON 6ES7322-1BF01-0AA0 | 651.54
FDK:085B5511 | SONO 3200 TRANSDUCER BODY, O-RING GASKET IN FKM 602, LIQUID TEMPERATURE: -20 TO +200DEG.C, PN 40 | 2093.9
8MR2140-0B | HEATER BLOWER, WITH FAN 230 V, 100 W HVL031 03102.0-00 | 261.41
8MR2140-1B | HEATER BLOWER, WITH FAN 230 V, 150 W HVL031 03103.0-00 | 273.25
8MF4824 | 19 INCH COMPARTMENT BOTTOM D=250 | 200.9
8WA1304 | THROUGH-TYPE TERMINAL THERMOPL. SCREW TERMINAL ON BOTH ENDS BLOCK 3 TERMINALS 30.2MM, SZ16 | 12.98
6GK1160-4AC00 | SIMATIC NET, CONNECTION BOARD FOR CP1604 | 294.74
8WH2020-0AE01 | TWO-TIER TERMINAL WITH SPRING CONNECTION, SECTION: 0,14 - 1.5 MM2, WIDTH: 4.2 MM, COLOR:BLUE | 2.17
3NA6107 | LV HRC FUSE LINK GL/GG WITH INSULATED GRIP LUGS WITH COMBINATION INDICATOR SIZE 1, 20A, AC 500V/DC 4 | 13.44
3RA6500-2CB43 | SIRIUS, COMPACT STARTER, REVERSING STARTER W/SYSTEM INTERFACE, 690 V, 32 A, 24 V DC, 1 ... 4 A, IP20 | 1305.75
3RA6812-8AC | FEEDER LEFH -HAND SIDE, CONNECTION MAIN CIRCUIT: INPUT: SCREW, OUTPUT: SPRING 3 SLOT FOR COMPACT LOA | 319.99
3RF2150-3AA06 | SEMICONDUCTOR RELAY 3RF2, 1-PH. WIDTH 22.5MM, 50 A 48-600 V / 24 V DC RING TERMINAL | 62.93
7MC2027-1AA20 | INSULATED THERMOCOUPLE WITH COMPENSATION LEAD NOM. LENGTH 100 MM,COMPENS.LEAD L2SS; SHEATH DIAMETER | 101.29
A5E02055291 | 2 PCS. P GASKETS DN40, 1 1/2 INCH, EPMD RUBBER (FDA) FOR PFA LINED SENSOR | 46.27
3RT1056-6AR36 | CONTACTOR, 90KW/400V/AC-3, AC(40...60HZ)/DC OPERATION UC 440...480V AUXIL. CONTACTS 2NO+2NC 3-POLE, | 563.43
3NE5424-0C | SITOR FUSE-LINK FOR SEMICONDUCTOR PROTECTION 160A AR 1500V SIZE 3 CONNECTION CONTACT INDICATOR 210MM | 302.24
6ES7921-3AG20-0AA0 | FRONT CONNECTOR WITH TWISTED RIBBON CABLE CONNECTION FOR ANALOG (40PINS) S7-300 MODULES, POWER SUPP | 106.35
3VL9400-4PA30 | ACCESSORY FOR VL400, PLUG IN SOCKET KIT ASSEMBLY REAR CONNECTORS 3 POLE | 961.58
3VL9400-4RB00 | ACCESSORY FOR VL400, REAR TERMINAL, LONG, ROUND COMPRISES 1 TERMINAL | 60
8GK1112-7KK42 | ALPHA 400 DIN, WALL-MOUNTING DISTRIBUTOR, DELIVERY FORM FLAT PACK, AP-CUBICLE, RAL 9016, IP43, SK2, | 935.23
3NJ6930-3BG21 | ACCESSORY FOR IN-LINE FUSE SWITCH DISCONNECT. PLUG-IN, CURRENT TRANSFORMER 250/5A, CL.1, 5 VA | 54.36
3NJ6930-3BG22 | ACCESSORY FOR IN-LINE FUSE SWITCH DISCONNECT. PLUG-IN, CURRENT TRANSFORMER 250/5A, CL.0.5, 5 VA | 133.3
3NJ4911-5BA00 | ACCESSORY FOR FUSE SWITCH DISCONN. SIZE NH1-3 FLAT CONNECTOR INSTALLATION KIT 2X300MM2, 3X120MM2 | 228.34
PBD:61010742 | KIT,4 IDLER CABLE SUSPENSION HEAVY DUTY | 855.18
3RT1075-6AM36 | CONTACTOR, 200KW/400V/AC-3 AC(40...60HZ)/DC OPERATION UC 200-220V AUXILIARY CONTACTS 2NO+2NC 3-POLE, | 1351.16
3NA3801-6 | LV HRC FUSE LINK GL/GG WITH NON-INSULATED GRIP LUGS WITH FRONT INDICATOR SIZE 000, 6A, AC 690V/DC 25 | 22.75
8WA1888 | CONNECTING BAR FOR 10 TERMINALS SIZE 6 | 9.27
8MF5868-4ES | EMC CUBICLE IP40 HXWXD=1800X600X800 | 3747.76
3TX7402-3A | SURGE SUPPRESSOR SUPPRESSION DIODE WITH WIRE SPACER DC 24 TO 250V F.MOUNTING TO THE COIL TERMINAL FO | 8.59
3RA6120-2EP33 | SIRIUS, COMPACT STARTER, DIRECT STARTER 400 V, 110 ... 240 V AC/DC, 50 ... 60 HZ, 8 ... 32 A, IP20, | 955.63
3RA6250-1BB33 | SIRIUS, COMPACT STARTER, REVERSING STARTER 690 V, 24 V AC/DC, 50 ... 60 HZ, 0.32 ... 1.25 A, IP20, M | 962.81
3RV1611-0BD10 | CIRCUIT-BREAKER SIZE S00, FOR FUSE MONITORING, SCREW TERMINAL, A-REL. 0.2A, N-REL. 1.2A | 46.42
3RV1011-0EA10-ZW95 | CIRCUIT-BREAKER, 0.28...0.40A N-RELEASE 5.2 A, SIZE S00, MOTOR PROTECTION, CLASS 10, SCREW CONNECTIO | 54.31
3RA1932-2D | MECHANICAL LINKS REVERSING, CONTACTOR DISTANCE 10MM CONSISTS OF 2 MECHANICAL LINKS FOR 1 COMBINATION | 2.58
3VL9335-4TN31 | ACCESSORY FOR VL250 BOX TERMINALS COMPRISES 3 BOX TERMINALS AND TERMINAL COVER 3-POLE | 132.13
3VL9400-2AD01 | ACCESSORY FOR VL150XUL, VL150UL VL250UL, VL400UL,VL400XUL (CG-FRAME - LG-FRAME) AUX./ALARM SWITCH AS | 120.37
6ES7194-4FB00-0AA0 | SIMATIC DP, CONNECTING MODULE FOR DIGITAL ELECTRONIC MODULES ET 200PRO 2XM12, 8-PIN; TO BE USED WITH | 70.79
6ES7223-3BD30-0XB0 | SIMATIC S7-1200, DIGITAL I/O SB 1223, 2DI/2DQ, 24VDC 200KHZ | 97.05
8WH2103-2BG00 | HYBRID FEED-THROUGH TERMINAL SCREW AND 2X SPRING CONNECTION SECTION: 0.08 - 4 MM2, WIDTH: 5.2 MM, CO | 2.32
6SL3000-2DE35-0AA0 | SINAMICS DU/DT-FILTER PLUS VOLTAGE PEAK LIMITER FOR POWER MODULE/MOTOR MODULE 250KW, 3AC 380-480V MA | 7542.2
A5E01151129 | ACC. MAG 3100 DN50 CL150 GROUND RING TANTALUM | 2194.88
3NA6230 | LV HRC FUSE LINK GL/GG WITH INSULATED GRIP LUGS WITH COMBINATION INDICATOR SIZE 2, 100A, AC 500V/DC | 19.06
3NA7822 | LV HRC FUSE LINK GL/GG WITH NON-INSULATED GRIP LUGS WITH COMBINATION INDICATOR SIZE 000, 63A, AC 500 | 4.15
3NE3225 | SITOR FUSE-LINK SIZE 1 200A, AC 1000V | 154.08
3RF2030-1BA04 | SEMICONDUCTOR RELAY 3RF2, 1-PH. WIDTH 45 MM, 30 A 48-460 V / 24 V DC SCREW CONNECTION INSTANTANEOUS | 42.35
4AM6142-5AT10-0FA0 | TRANSFORMER SITAS; PHASES:1; PN/PN(S6)(KVA):1,6 /7,3; UPRI(V):400+/-5%; USEC(V):230; ISEC(A):6,96; F | 834.42
6ES7431-1KF10-0AB0 | SIMATIC S7-400, SM 431 ANALOG INPUT MODULE OPTIC. ISOLATED, 8 AI, 14 BIT RESOLUTION, U/I/RESIST./ TH | 1784.87
6XV1870-3RH60 | SIMATIC NET INDUSTRIAL ETHERNET TP XP CORD RJ45/RJ45, CAT 6, CROSSED TP CABLE 4X2, PREASSEMBLED W. 2 | 46.45
3VL9400-4WB40 | ACCESSORY FOR VL400, DRAW OUT ASSEMBLY REAR CONNECTORS RCD 4 POLES | 2210.99
3VL9300-4WF30 | ACCESSORY FOR VL160, VL250, DRAW OUT CONVERSION KIT 3 POLES | 211.94
A5E02218310 | ACCESSORIES THREADED CONNECTION (SMS 1145) DN25, FOR SENSOR DN25 (P GASKET) | 616.99
M56340-A0063 | WATER TRAP D TO DIN 16282 120 CEL/100 BAR, 400 CEL/63 BAR MAT. NO. 1.4571 | 39.29
3ND2132 | LV HRC FUSE LINK A.M. W. NON-INSULATED GRIPPING LUGS SIZE 1, 125A, AC 690 V | 24.29
3SE5112-0CH03 | SIRIUS POSITION SWITCH METAL ENCLOSURES 40MM ACC. TO EN50041 DEVICE CONNECTION 1X (M20X1.5) 1NO/ 1NC | 68.98
3SE5232-0HK82 | SIRIUS POSITION SWITCH; PLASTIC HOUSING ACC. TO EN50047, 31MM DEVICE CONNECTION 1X(M20X1.5); 1NO/1NC | 36.35
3SE5122-0PA00-1CA0 | BASIC SWITCH FOR POSITION SWITCH 3SE5122, METAL ENCLOSURE, 56MM, INCREASED ANTI-CORROSION PROTECTION | 35.01
3SE5132-0KB01 | SIRIUS POSITION SWITCH PLASTIC ENCLOSURE 40MM, TO EN50041 DEVICE CONNECTION 1X (M20X1.5) 1NO/1NC SLO | 31.51
6ES7650-1BA02-0XX0 | SIMATIC PCS7, RED. POWER MON. POWER MONITOR BOARD FOR MARSHALLING TERMINATION ASSEMBLIES CONTACT RAT | 232.94
6AV6623-2BA00-0AA0 | WINCC FLEXIBLE RUNTIME SW PACKAGE FOR SIMATIC IPC 128 POWER TAGS, CONTAINS: WINCC FLEXIBLE RUNTIME, | 1225.1
6ES7468-3AH50-0AA0 | SIMATIC S7-400, IM CABLE WITH PS TRANSMISSION, W/O K BUS, 0.75 M | 307.31
3LD9256-0A | MOUNTING TOOLS FOR MAIN MOUNTING (ACCESSORIES FOR 3LD2 SWITCH) | 5.25
3NJ6920-3DD00 | ACCESSORY FOR DISCONNECTOR-FUSE IN-LINE TYPE, CAN BE PLUGGED IN, NH00 CURRENT TRANSF. BARS FOR 4 CUR | 200.53
3NJ6924-1BA00 | ACCESSORY FOR SWITCH DISCONNECTOR W. FUSES, IN-LINE TYPE, PLUG-IN TYPE,NH00 CONNECTING TERMINALS BAS | 104.19
3TK1542-0AF0 | AC-1 CONTACTOR, 4-POLE, 800 A, MAIN CONTACTS 4 NO, AUXILIARY CONTACTS 2NO+2NC, AC OPERATION AC 110V | 3479.73
3TH4271-0AC2 | CONTACTOR RELAY 71E EN 50 011 7NO+1NC, SCREW TERMINALS AC OPERATION AC 50/60HZ 24V | 57.21
3TH4346-0AD0 | CONTACTOR RELAY 73E EN 50 011 7NO+3NC, 1 OVERLAP CONTACT SCREW TERMINALS AC OPERATION AC 50HZ 42V/60 | 98.1
5TG6222 | I-SYSTEM, CARBON METALLIC ROCKER W. SYMBOLS I/O FOR OFF SWITCH 2POLE, 3-POLE 55X55MM | 10.92
5TG6253 | I-SYSTEM, ALUMIN.METALLIC ROCKER W. WINDOW, W. LAB. PLATE F.2-CIRCUIT/DUAL 2-WAY SWITCH F.PUSHB. 2FO | 24.33
3SE5122-0CT11 | SIRIUS POSITION SWITCH METAL ENCLOSURE 56MM WIDE DEVICE CONNECTION 3X (M20X1.5) 1NO/ 1NC SNAP-ACTION | 86.51
3TF6933-8DM4 | CONTACTOR SIZE 14, 3-POLE AC-3, 450KW, 400/380V (1000V) AUXILIARY SWITCH 33 (3NO+3NC) W.3TC44174A RE | 4944.31
BVP:261816 | BD2A-1000-ZL-Z* Z UNIT LEFT X/Y 0,36M, Z 0,26M- 1,25M 500-1000A | 2069.57
6ES7468-3BB50-0AA0 | SIMATIC S7-400, IM CABLE WITH PS TRANSMISSION, W/O K BUS, 1.5 M | 329.01
A5E01191971 | ACC. MAG 3100 DN65 PN16 GROUND RING HASTELLOY | 274.02
6SL3000-0CE33-3AA0 | SINAMICS/MICROMASTER PX LINE REACTOR INPUT: 3AC 380-480 V, 50/60 HZ 331 A | 1150.87
6SL3211-0KB17-5UB1 | SINAMICS G110 - CPM110 AC-DRIVE, WITHOUT FILTER 1AC200-240V +10/-10% 47-63HZ RS485-INTERFACE (USS-PR | 398.33
6SL3310-1GF32-2AA3 | SINAMICS G130 POWER MODULE IP20 3AC 500-600V, 50/60HZ, 215A UNIT RATING: 132 KW 6-PULSE SUPPLY WITH | 14328.84
6XV1871-5TN10 | IE CONNECTING CABLE M12-180/IE FC RJ45 PLUG-145; IE FC TRAILING CABLE GP PREASSEMBLED WITH M12 CONNE | 114.58
LZX:PT570730 | PLUG-IN RELAY, 4 CO CONTACTS, 230V AC, 6A, WIDTH 22.5MM | 8.17
3RF2310-1BA26 | SEMI-COND. CONTACTOR 3RF2, 1-PH AC 51 10 A / AC15 6A 40 DEG. C 48-600 V / 110-230 V AC INSTANTANEOU | 81.03
6XV1873-6AH50 | SIMATIC NET FO STANDARD CABLE GP (50/125), PREASSEMBLED WITH 2X2 SC CONNECTORS, LENGTH 5.0 M | 119.98
6XV1861-3CN75 | SIMATIC NET PCF TRAILING CABLE, PREASSEMBLEWITH 2X2 BFOC CONNECTORS, INSERTION GUIDE, LENGTH 75 M | 1448.7
7ML1830-1GM | CABLE GLAND KIT M20, CONSITS OF 6 PIECES CABLE GLAND M20, 6 PIECES NUT M20, 3 PIECES STOPPING PLUG | 26.63
7MC2021-4LC | JACKET THERMOCOUPLE CONNECTION HEAD FORM B JACKET DIAMETER 6 MM; INCONEL 1 THERMOCOUPLE ELEMENT NICR | 141.79
4RB5167-3EE50 | POWER CAPACITOR PHASECAP MKK 440V 16.7KVAR | 411.75
5SE2300 | NEOZED FUSE LINK 400V GL, SIZE D03, 100A | 6.73
5TG9880-4 | DELTA M SYSTEM LIGHT SIGNAL SINGLE 1W 90-240V BLUE COLOR OF LIGHT | 42.77
6FX2001-5FS12 | ABSOLUTE VALUE ENCODER RESOLUTION 13 BIT WITH SSI, OPERAT. VOLT. 10-30 V SYNCHRONOUS FLANGE RADIAL F | 589.18
5UB1845 | DELTA STYLE SCHUKO OUTLET 10/16A 250V STATUS DISPLAY GREEN COVER PLATE 68X68MM | 28.25
5SJ4211-7HG41 | CIRCUIT BREAKER 240V 14KA, 2-POLE, C, 5A, D=70MM ACC. TO UL 489 | 130.66
7ML1930-1DT | LOCK FITTING, UNPRESSURIZED, 1-1/2 NPT/316L | 214.58
7ND4801-8EC | FIRMWARE OPTIONS FOR SIREC D300 / SIREC D400, 50 CREDITS | 3373.13
8GK1112-7KK32 | ALPHA 400 DIN, WALL-MOUNTING DISTRIBUTOR, DELIVERY FORM FLAT PACK, AP-CUBICLE, RAL 9016, IP43, SK2, | 801.63
5UB1933 | I-SYSTEM, ALUMIN.METALLIC SCHUKO SOCKET OUTL. 10/16A 250V W. SCREWLESS TERMINALS W. LABELING FIELD C | 16.4
6EP1961-2BA00 | SITOP SELECT 4-CHANNEL DIAGNOSIS MODULE INPUT: 24 V DC OUTPUT: 24 V DC/10 A PER CHANNEL OUTPUT CURRE | 179.91
6GT2002-0GA10 | MOBY INTERFACE MODULE ASM 475 FOR SIMATIC S7 300 AND ET 200M CONFIGURABLE (W/O FRONT CONNECTORS) | 1647.24
8MF6088-4ES | EMC CUBICLE IP40 HXWXD=2000X800X800 | 4153.43
8MF4911 | EARTHING CABLE 6QMM | 12.92
3VL9800-8CE00 | ACCESSORY FOR VL1250, VL1600, INTERPHASE BARRIERS 1SET=2PIECES | 48.22
3WL9111-0AA61-0AA0 | ACCESSORIES CIRCUIT BREAKER 3WL RATED CURRENT REF. MODULE 1600A F. ETU25, 27, 45, 55, 75, 76 | 412.95
3VL9800-1UR01 | ACCESSORY FOR VL800UL, VL1200UL VL1600UL (MG-FRAME - PG-FRAME) UNDERCURRENT RELEASE 110...127V DC FO | 283.89
3NA6803 | LV HRC FUSE LINK GL/GG WITH INSULATED GRIP LUGS WITH COMBINATION INDICATOR SIZE 000, 10A, AC 500V/DC | 5.12
3NP4015-1CJ01 | FUSE-SWITCH-DISCONNECTOR I = 100/160A, U = 500/400V FOR 40MM BUSBAR FLAT ADAPTER BOX TERMINAL AT BOT | 420.08
3RT1926-4BA31 | PARALLEL CONNECTION W/O TERMINAL, 3-POLE FOR 3RT102., SCREW CONNECTION | 2.72
6ES7922-3BD20-5AB0 | FRONT CONNECTOR FOR S7-300 20-POLE (6ES7392-1AJ00-0AA0), WITH 20 SINGLE CORES 0.5 MM2, H05V-K SINGLE | 599.7
8WH9000-1VA00 | COVER FOR FEED-THROUGH TERM. WITH SPRING CONNECTION, SECTION: 2.5 MM2, WIDTH: 2.2 MM, COLOR: GRAY | 0.72
8WH9003-4GA00 | COVER FOR FEED-THROUGH TERM. WITH SPRING CONNECTION, 4 CONNECT. POINTS, SECTION: 4 MM2, | 0.7
BVP:034258 | BD01-100-2-0,5 2M 100A BUSBAR TRUNKING | 241.11
8MF6284-4ES | EMC CUBICLE IP40 HXWXD=2200X800X400 | 3689.79
8MF4835 | 19 INCH COVER PLATE FOR SWING FRAME 5 HM | 167.85
8MF5068-5E | STANDARD CUBICLE 8MF5 HXWXD=2000X600X800 INDIVIDUAL MOUNTING NON-VENT., NOT ASSEM., SCREWED IP54 | 3419.32
8MF4301 | POCKET FOR CIRCUIT DIAGRAMS PLASTICS | 46.93
6SE7032-6ES87-1FE0 | SIMOVERT MASTERDRIVES OUTPUT REACTOR FMAX = 120HZ, FP = 3KHZ 3 380-460V AC, 260A | 1438.49
8MF5896-5R | STANDARD CUBICLE 8MF5 HXWXD=1800X900X600 SIDE-BY-SIDE MOUNTING NON-VENT., NOT ASSEM., SCREWED IP54 | 2994.33
3RK1325-6LS71-1AA0 | SIRIUS MOTOR STARTER M200D AS-I COMMUNICATION: AS-INTERFACE REVERSING STARTER STANDARD ELECTRONIC SW | 1114.8
6DD1682-0DA1 | SIMATIC TDC SLOT COVER SR51 | 178.73
6DL2804-0AD51 | EX-DEVICE MADE OF STAINLESS STEEL, IP65. EMPTY CABINET READY FOR INSTALLATION OF ET200ISP. EQUIPMENT | 5972.19
6AG1332-5HB01-2AB0 | SIPLUS S7-300 SM332 - 20-POLE -25 ... +70 DGR C WITH CONFORMAL COATING EN50155 CONFORMITY BASED ON 6 | 1288.45
6AG1365-0BA01-2AA0 | SIPLUS S7-300 IM365 -25 ... +60 DGR C EN50155 CONFORMITY BASED ON 6ES7365-0BA01-0AA0 | 607.67
8MF5268-4R | STANDARD CUBICLE 8MF5 HXWXD=2200X600X800 SIDE-BY-SIDE MOUNTING NON-VENT., NOT ASSEM., SCREWED IP40 | 2492.08
6DL2804-0AD31 | EX-DEVICE MADE OF STAINLESS STEEL, IP65. EMPTY CABINET READY FOR INSTALLATION OF ET200ISP. EQUIPMENT | 5640.38
6DL2804-0AD52 | EX-DEVICE MADE OF STAINLESS STEEL, IP65. EMPTY CABINET READY FOR INSTALLATION OF ET200ISP. EQUIPMENT | 5308.6
6DL2804-0AE42 | EX-DEVICE MADE OF STAINLESS STEEL, IP65. EMPTY CABINET READY FOR INSTALLATION OF ET200ISP. EQUIPMENT | 6303.95
3TY6443-0LF4 | COIL FOR 3TC44 CONTACTORS WITH SERIES RESISTOR WITHOUT VARISTOR DC 110V | 65.83
3VL1704-1DD33-0AA0 | Jistic VL 160X N, 40 A | 466.4
3VL9216-8TC00 | ACCESSORY FOR VL160, CURRENT TRANSFORMER FOR OVERLOAD PROTECTION OF THE N-CONDUCTOR AND FOR EARTH-FA | 332.3
6ES7194-4GD00-0AA0 | SIMATIC DP, MODULE CARRIER COMPACT WIDE VERSION FOR IO MODULES AND MOTORSTARTERS ET 200PRO, LENGTH: | 90.11
6ES7195-0BF12-0XA0 | DP, ASIC DPC31 STEP C1 LEADFREE FOR PROFIBUS DP, SLAVE ASIC W. PROCESSOR KERNEL 66 PCS. SINGLE TRAY | 2086.8
BVP:611351 | BD2A-1000-WO-AL ADAPTABLE LENGTH | 1983.88
BVP:660866 | BD01-AK2M2/CEE165FIA163 TAP-OFF UNIT | 521.37
BVP:261750 | BD2C-3-1250-SB-2 STANDARD LENGTH 2,25M 1250A, N + PE, 8 TAP OFFS | 3634.9
LZS:PT5D5S15 | PLUG-IN RELAY COMPACT UNIT 115V AC, 4 CO LED MODULE RED SOCKET W. LOGIC ISOLATION PLUG-IN TERMINAL ( | 19.76
3SB3901-1RB | ACCESSORY / SPARE PART ROUND, 22MM/SQUARE, 26X26MM: LED SUPER-BRIGHT LAMPS, WEDGE-BASE WEDGE-BASE W2 | 8.85
7KT5500 | TIME COUNT. 48X48MM DC 10-80V | 60.87
3RF2330-3AA02 | SEMI-COND. CONTACTOR 3RF2,1-PH. AC 51 30 A 40 DEGREES C 24-230 V / 24 V DC RING TERMINAL | 61.54
6AV6381-1AA06-2AV4 | SIMATIC WINCC RT UPGRADE V6.2, FROM V5.X TO V6.2 ASIA, FOR SIMATIC WINCC RUNTIME (RT) INCL. DRIVER, | 2583.42
4RB6400-3EE50 | POWER CAPACITOR PHASECAP HD MKK 440V 40.0KVAR | 761.81
3TF6833-8QL7 | CONTACTOR SIZE 14, 3-POLE AC-3 335 KW, 400/380 V (1000 V) AUXILIARY SWITCH 33 (3NO+3NC) INTEGRATED R | 4376.63
6FX8008-1BA11-2AA0 | POWER CABLE,SOLD BY THE METER, 4 X 1.5 + 2 X 1.5 C TRAILING CABLE, DELIVERY: COILS UL/CSA DESINA MOT | 1733.64
6FX2001-2MD60 | SIMODRIVE (ACCESSORIES) INCR. ROTARY ENCODER W. RS 422 (TTL),3600 PULSES, CLAMP FLANGE 10 MM SHAFT, | 366.56
3TF6933-1DF4-ZA02 | CONTACTOR SIZE 14, 3-POLE, AC-3, 450KW, 400/380V (690V) AUX. SWITCH 33 (3NO+3NC) WITH REVERSING CONT | 5051.63
6AU1837-0EA10-0DX2 | PRESS SAFETY BLOCKS, F-LIBRARY SIMATIC S7-F/P V 2.0 (MACHINE LICENSE) | 663.84
5SD7464-1 | SURGE ARRESTER TYPE 2 REQUIREMENT CATEGORY C, UC 350V PLUG-IN PROTECTION BLOCKS 4POLE, 3+1 CIRCUIT F | 267.33
5SE1310 | SILIZED FUSE LINK 400 V GR,SEMICOND.PROTECT.GR.D01 10 A | 8.17
4RB2007-1EJ50 | POWER CAPACITOR PHICAP MKP 480V 0.7KVAR | 32.41
5UB4716 | DELTA FLAECHE IP44, SM DARK GRAY/LIGHT GRAY 2 SCHUKO SOCKET O. 10/16A 250V W. HINGED COVER, 66X75MM | 108.93
4RB2040-3GA50 | POWER CAPACITOR PHICAP MKP 600V 4.0KVAR | 115.17
5UB1912 | I-SYSTEM, TITANIUM WHITE SCHUKO SOCKET OUTL. 10/16A 250V W. SCREWLESS TERMINALS W. INCREASED TOUCH P | 18.82
5SU1654-7KK13 | FI/LS-PROTECTOR TYPE A (PSE/SSF), D=70MM IFN 300MA,10KA, 1+N-POLEE C 13A | 95.81
5SY4316-8 | CIRCUIT BREAKER 400V 10KA, 3-POLE, D, 16A, D=70MM | 33.68
6GT2800-4AC00 | SIMATIC RF300 TRANSPONDER RF360T EPOXY-CARD, 8 KBYTE FRAM, IP 67, -25 UP TO +70 DEGR/C, 85 X 54 X 2 | 89.53
6GK1900-0NB00-0AC0 | IE SC RJ PCF PLUG, SCREW CONNECTOR FOR ON-SITE MOUNTING OF PCF FOC CABLES (10 DUPLEX CONNECTORS PER | 1023.63
8MF6294-5E | STANDARD CUBICLE 8MF6 HXWXD=2200X900X400 INDIVIDUAL MOUNTING NON-VENT., ASSEM., WELDED IP54 | 3573.88
8MF9062 | LOCKING GIB FOR CUBICLE HEIGHT 2200MM | 27.05
3TH4373-0BB4 | CONTACTOR RELAY 73E EN 50 011 7NO+3NC, SCREW TERMINALS DC OPERATION DC SOLENOID SYSTEM DC 24V | 131.42
5WG1567-1AB22 | N 567/22 SWITCHING ACTUATOR 16X AC 230V, 10A | 1158.2
3NW6104-1 | CYLINDRICAL FUSE GG ACC. TO FRENCH STANDARD (NFC) WITHOUT INDICATOR SIZE 14X51MM, 500V 4A | 4.62
3NW7111 | BUILT-IN FUSE BASE FOR CYLINDRICAL FUSES SIZE 14X51MM 50A, 1POLE | 23.32
5ST2188 | FORK-TYPE BUSBAR SHOCK-PROOF, 3-PHASE 16 SQMM, 12 SPACING UNITS | 14.05
5SY6505-7 | CIRCUIT BREAKER 230V 6KA,1+N-POLE C,0.5A, D=70MM | 16.04
3NE1435-2 | SITOR FUSE-LINK UTILIZ. CATEGORY GR, DIN 43620 560A , AC 690 V ,(SIZE 3) | 233.49
3LD9250-0CA | N COND. LEADING SWITCH-ON FOR BOTTOM MOUNTING FOR 63 A (ACCESSORIES FOR SWITCH 3LD2) | 17.49
5SY4520-6 | CIRCUIT BREAKER 230V 10KA, 1+N-POLE, B, 20A, D=70MM | 18.33
3NW8101-1 | CYLINDRICAL FUSE A.M. ACC. TO FRENCH STANDARD (NFC) WITHOUT INDICATOR SIZE 14X51MM, 500V 6A | 6.35
5SY7450-7 | CIRCUIT BREAKER 400V 15KA, 4-POLE, C, 50A, D=70MM | 146.3
6SE6420-2UC15-5AA1 | MICROMASTER 420 UNFILTERED 1/3AC 200-240V +10/-10% 47-63HZ CONSTANT TORQUE POWER 0.55 KW OVERLOAD | 766.79
6SE6420-2UC25-5CA1 | MICROMASTER 420 UNFILTERED 3AC 200-240V +10/-10% 47-63HZ CONSTANT TORQUE POWER 5.5 KW OVERLOAD 15 | 2198.87
8MF4020 | BASE FOR CUBICLE WXD = 900 X 400MM HEIGHT 100MM | 341.93
8WA1501 | THROUGH-TYPE TERMINAL SECTIONALIZING FEATURE SCREW TERMINAL ON BOTH ENDS 6MM, SZ 2.5 | 6.61
8GK1052-3KK11 | ALPHA 160 DIN, WALL-MOUNTED DB, SM PARTIALLY EQ. W. RAPID MOUNTING KIT FOR BUILT-IN DEV., RAL 9016, | 370.66
6ES7658-2AX17-0CH0 | SIMATIC PCS 7, SOFTWARE, UPGRADE PACKAGE OS SINGLE STATION ASIA FROM V7.0 TO V7.1, R-SW, WITHOUT SW | 2483.49
3RK3111-1AA10 | SIRIUS,CENTRAL MOD. 3RK3 BASIC FOR MODULAR SAFETY SYSTEM 3RK3 4/8 F-DI, 1F-RO, 1 F-DO, 24V DC PARAME | 1535.33
3RS1020-1DW10 | TEMPERATURE MONITORING RELAY FOR PT100, EXCEEDING OF 2 THRESH. VAL., WIDTH 22ND5 MM 0 C-100 C, 110-1 | 336.78
6AV6371-1DQ17-0XV3 | SIMATIC WINCC /CAS UPGRADE CENTRAL ARCHIVE SERVER V6.2 -> V7.0 SP2 ASIA, OPTION FOR WINCC V7.0 SP2 A | 3202.47
6XV1873-6CH30 | SIMATIC NET FO TRAILING CABLE 50/125, PREASSEMBLED WITH 2X2 SC CONNECTORS, LENGTH 3 M | 182
3RF2310-3AA22 | SEMI-COND. CONTACTOR 3RF2,1-PH. AC 51 10 A 40 DEGREES C 24-230 V / 110-230 V AC RING TERMINAL | 60.58
3RF2320-1AA44 | SEMI-COND. CONTACTOR 3RF2,1-PH. AC51 20 A 40 DEG. C 48-460 V / 4-30 V DC SCREW CONNECTION | 61.84
3SE5000-0AT10 | ACTUATOR HEAD, METAL (W/O LEVER) RIGHT OR LEFT SWITCHING, ADJUSTABLE FOR FORK LEVER W. TWO PLASTIC R | 37.44
5SH3401 | MOULDED-PLASTIC COLLAR SIZE DII, THREAD E27 | 0.97
3TH4310-0AL2 | CONTACTOR RELAY 100E EN 50 011 10 NO, SCREW TERMINALS AC OPERATION AC 50/60HZ 230V | 86.38
6FX8008-1BA51-2AA0 | POWER CABLE, SOLD BY THE METER, 4 X 10.0 + 2 X 1.5 C TRAILING TYPE UL/CSA DESINA MOTION CONNECT 800, | 4501.46
6FX8008-1BB11-2AA0 | POWER CABLE,SOLD BY THE METER, 4 X 1.5 C TRAILING CABLE, UL/CSA DESINA MOTION CONNECT 800, DELIVERED | 1337.58
6FX8008-1BB21-2AA0 | POWER CABLE, SOLD BY THE METER, 4X2.5 C TRAILING CABLE, UL/CSA DESINA MOTION-CONNECT 800, DELIVERY F | 1525.87
6FX8008-1BD51-1FA0 | SIGNAL CABLE, SOLD BY THE METER 3X2X0.14+4X0.14+2X0.5+4X0.22 C TRAILING CABLE, UL/CSA DESINA MOTION- | 606.02
5SF6220 | DIAZED-BUSBAR-MOUNT. FUSEBASES SR60 3P, DIII, 63A, 500V FOR 5/10 MM BUSBARS GAUGE-SCREW VERSION | 24.73
5SY4614-8 | CIRCUIT BREAKER 400V 10KA, 3+N-POLE, D,0.3A, D=70MM | 146.18
5SY4640-6 | CIRCUIT BREAKER 400V 10KA, 3+N-POLE, B, 40A, D=70MM | 90.34
5SY4104-7 | CIRCUIT BREAKER 230/400V 10KA, 1-POLE, C, 4A, D=70MM | 10.75
3TH4382-0AL2 | CONTACTOR RELAY 82E EN 50 011 8NO+2NC, SCREW TERMINALS AC OPERATION AC 50/60HZ 230V | 86.38
3NP1133-1BC13 | FUSE-SWITCH-DISCONNECTOR 3-POLE, NH00, 160A 60MM BUSBAR SYSTEM COVER LEVEL 32/70 MM FLAT CONNECTOR F | 323.39
5SY4250-7 | CIRCUIT BREAKER 400V 10KA, 2-POLE, C, 50A, D=70MM | 51.13
3NW6112-1 | CYLINDRICAL FUSE GG ACC. TO FRENCH STANDARD (NFC) WITHOUT INDICATOR SIZE 14X51MM, 500V 32A | 5.45
3NW6302-1 | CYLINDRICAL FUSE GG ACC. TO FRENCH STANDARD (NFC) WITHOUT INDICATOR SIZE 8.5X31.5MM, 400V 2A | 4.81
3NW6307-1 | CYLINDRICAL FUSE GG ACC. TO FRENCH STANDARD (NFC) WITHOUT INDICATOR SIZE 8.5X31.5MM, 400V 20A | 4.81
3NP1143-1JC10 | FUSE-SWITCH-DISCONNECTOR 3-POLE, NH1, 250A 60MM BUSBAR SYSTEM COVERS FOR RITTAL FLAT CONNECTOR | 286.31
6FX2001-2HB00 | SIMODRIVE (ACCESSORIES) INCR. ROTARY ENCODER W. RS 422 (TTL), 1000 PULSES, SYNCHRON. FLANGE, 6 MM SH | 366.56
8MF6284-5R | STANDARD CUBICLE 8MF6 HXWXD=2200X800X400 SIDE-BY-SIDE MOUNTING NON-VENT., ASSEM., WELDED IP54 | 2994.33
5SJ4330-8HG42 | CIRCUIT BREAKER 10KA, 3POLE, D, 30A ACC. TO UL 489 - 480Y/277V | 211.17
5SJ4335-7HG42 | CIRCUIT BREAKER 10KA, 3POLE, C, 35A ACC. TO UL 489 - 480Y/277V | 230.93
5SJ4340-8HG41 | CIRCUIT BREAKER 240V 10KA, 3-POLE, D, 40A, D=70MM ACC. TO UL 489 | 269.68
5SY4604-5 | CIRCUIT BREAKER 400V 10KA, 3+N-POLE, A, 4A, D=70MM | 183.62
5SY6550-6 | CIRCUIT BREAKER 230V 6KA,1+N-POLE B, 50A, D=70MM | 42.98
3NX2030 | PHASE AND END BARRIERS FOR LV HRC FUSE BASE,SIZE 0 | 7.68
3NA7236 | LV HRC FUSE LINK GL/GG WITH NON-INSULATED GRIP LUGS WITH COMBINATION INDICATOR SIZE 2, 160A, AC 500V | 14.04
5SY5401-7 | CIRCUIT BREAKER CURR.SENS.DC 880V AC 400V 10KA, 4POLE, C, 1A MAX. DC 1000V | 168.37
6SE6430-2UD41-1FA0 | MICROMASTER 430 WITHOUT FILTER 3AC 380-480 V +10/-10% 47-63 HZ SQUARED TORQUE POWER 110 KW OVERLOAD | 24315.14
5SM3345-0 | RES.CURRENT OP.CIRCUIT BREAKER TYPE AC WS 125A 3+N-POL IFN 30MA 400V 4MW | 1004.35
5SJ6316-7KS | CIRCUIT BREAKER 400V 6KA, 3-POLE, C, 16A, D=70MM WITH SCREWLESS TAP-OFF TERMINAL | 22.35
8GK9910-1KK10 | ALPHA 630 DIN, RAIL, WIDTH = 250MM MINIMUM ORDER QTY 10 UNITS | 5.75
8MF2828-5R | STANDARD CUBICLE 8MF2 HXWXD=1800X1200X800 SIDE-BY-SIDE MOUNTING NON-VENTIL., ASSEMBL., WELDED IP54 | 3573.88
6FX8008-1BA11-6AA0 | POWER CABLE,SOLD BY THE METER, 4 X 1.5 + 2 X 1.5 C TRAILING CABLE, UL/CSA DESINA MOTION CONNECT 800 | 8505.96
5SJ4140-7HG41 | CIRCUIT BREAKER 240V 14KA, 1-POLE, C, 40A, D=70MM ACC. TO UL 489 | 58.49
5ST3768 | LINE-SIDE TERMINAL 25SQMM F.PIN BUSBARS 5ST3 76. | 3.84
3RW4426-3BC44 | SIRIUS SOFT STARTER, VALUES WITH 400 V, 40 DEG., STANDARD: 77A, 37KW, INSIDE-DELTA CIRCUIT 3: 133A, | 5507.83
3SB2001-6BD06 | INDICATOR LIGHT, 16MM, ROUND, PLASTIC, YELLOW, CONCENTRIC RINGS | 4.13
3SB2203-0AB01 | PUSHBUTTON, 16MM, ROUND, PLASTIC, BLACK, BUTTON, FLAT, 1NC | 16.08
2XV9450-1MB02 | S7- OPEN MODBUS/TCP PN-CPU V2 FUER SIMATIC PN-CPUS; MODBUS FUNCTIONALITY: CONFORMANCE CLASS 0, 1; CL | 1418.74
3NW6008-4 | CYLINDRICAL FUSE-LINK 10X38MM 1000V 8A GPV FOR PHOTOVOLTAIC-APPLICATION | 12.74
5SY6132-7 | CIRCUIT BREAKER 230/400V 6KA, 1-POLE, C, 32A, D=70MM | 7.46
3NP1143-1JC23 | FUSE-SWITCH-DISCONNECTOR 3-POLE, NH1, 250A 60MM BUSBAR SYSTEM COVERS FOR RITTAL BOX TERMINAL FUSE MO | 537.8
3RT1276-6AM36 | VAC. CONTACTOR, 250KW/400V/AC-3 AC/DC OPERATION UC 200-220V AUXILIARY CONTACTS 2NO+2NC 3-POLE, SIZE | 2751.52
3NW8006-1 | CYLINDRICAL FUSE A.M. ACC. TO FRENCH STANDARD (NFC) WITHOUT INDICATOR SIZE 10X38MM, 500V 12A | 5.75
5SY4606-5 | CIRCUIT BREAKER 400V 10KA, 3+N-POLE, A, 6A, D=70MM | 183.62
6ES7393-4AA10-0AA0 | SIMATIC S7-300, CABLE CELL LK 393 FOR F - MODULES L+ AND M FAILSAFE CONNECTIONS TO TERMINALS, 5 PIEC | 34.12
8WA1011-3DH21 | THROUGH-TYPE TERMINAL THERMOPL. SCREW TERMINAL ON BOTH ENDS TERMINAL BLOCK 3-POLE, BEIGE 24.5MM, SZ. | 9.01
8MF4888 | SWING FRAMES 44HE FOR CUBICLE HEIGHT 2200MM | 1394.78
3SB2901-2AQ | INSCRIPTION LABEL FOR GLUING ONTO LABEL HOLDER, LABEL SIZE 9.5 X 18.5MM, SILVER-COLORED, BLACK LETTE | 0.72
3SB2901-4AJ | INSCRIPTION PLATE FOR PUSHBUTTON AND ILLUMINATED PUSHBUTTON, FLAT, CLEAR WITH BLACK LETTERING, WITH | 0.72
3VL9700-4TG40 | ACCESSORY FOR VL1250, TERMINAL FOR CABLE (CU OR AL) SET OF 4 PCS 4 POLE | 550.79
3RW4456-6BC36 | SIRIUS SOFT STARTER, VALUES AT 575V, 50DEG., STANDARD: 693A, 750HP, INSIDE-DELTA CIRCUIT 3: 1200A, 1 | 45004.61
3VL9800-1UV00 | ACCESSORY FOR VL630, VL800, VL1250, VL1600, UNDERVOLTAGE RELEASE 60 V DC RIGHT POLE ONLY | 267.54
5TE6802 | SCHUKO SOCKET 16A WITH COVER, WITHOUT APPROVAL ACC.TO DIN VDE0620 AND CEI 23-5 FOR INSTALL. IN DISTR | 12.79
6AV7860-0BH30-0AA0 | SIMATIC FLAT PANEL CABLE INDUSTRIAL GRADE DVI-D 3M | 67.91
3RT1966-6D | SPARE CONTACTS F. SIZE S10 F. CONTACTOR 3RT1466,380A/AC-1 CONSISTS OF 3 MOVABLE AND 6 FIXED CONTACTS | 353.08
3NP5065-1EF26 | FUSE-SWITCH-DISCONNECTOR I=160A, U=690V, 3-POLE AUXILIARY SWITCH 1NO+1NC WITH ADAPTER FOR 40MM SYSTE | 625.69
6ES7864-0AC01-0YX0 | SIMATIC S7,EASY MOTION CTRL 2.1 SINGLE LICENSE F.1 INSTALLATION R-SW, SW AND DOCU. ON CD, CLASS A, 2 | 1181.23
6ES7321-1BH10-0AA0 | SIMATIC S7-300, DIGITAL INPUT SM 321, GALVANICALLY ISOLATED, 16DI, 24 V DC, 1 X 20 PIN, 0.05 MS INPU | 557.3
8WH9130-0PA00 | TERMINAL ELEMENT, FOR SHIELD CONNECTION ON BUSBARS, DIAMETER 20 - 35 MM | 11.44
8MF6068-4R | STANDARD CUBICLE 8MF6 HXWXD=2000X600X800 SIDE-BY-SIDE MOUNTING NON-VENT., ASSEM., WELDED IP40 | 2453.41
8WD4400-1AB | SIGNALLING COLUMN STEADY LIGHT RED, 12...240V AC/DC | 38.36
8WD4420-5DD | SIGNALLING COLUMN ROTATING-BEACON YELLOW, 24V AC/DC | 102.56
A5E01191974 | ACC. MAG 3100 DN150 PN16 GROUND RING HASTELLOY | 704.1
3RT1054-6AD36 | CONTACTOR, 55KW/400V/AC-3, AC(40...60HZ)/DC OPERATION UC 42...48V AUXIL. CONTACTS 2NO+2NC 3-POLE, SI | 365.41
3NA7822-6 | LV HRC FUSE LINK GL/GG WITH NON-INSULATED GRIP LUGS WITH COMBINATION INDICATOR SIZE 00, 63A, AC 690V | 23.01
3NC1403 | SITOR CYLINDRICAL FUSE LINK AR 3 A, 660 V AC/700 V DC | 11.39
3RT1065-6AP36 | CONTACTOR, 132KW/400V/AC-3 AC(40...60HZ)/DC OPERATION UC 220-240V AUXILIARY CONTACTS 2NO+2NC 3-POLE, | 897.12
3RA6120-1DB32 | SIRIUS, COMPACT STARTER, DIRECT STARTER 690 V, 24 V AC/DC, 50 ... 60 HZ, 3 ... 12 A, IP20, CONNECTIO | 651.43
3RB2066-1MC2 | OVERLOAD RELAY 160...630 A FOR MOTOR PROTECTION SIZE S10/S12, CLASS 10 MOUNT. ONTO CONT./ STAND-ALON | 434.26
6ES7492-1AL00-0AA0 | SIMATIC S7-400, FRONT CONNECTOR FOR SIGNAL MODULES WITH SCRE-TYPE CONTACT, 48-POLE | 73.51
7MF9007-4MA | UNION NUT G 1/2 DIN 16284, MAT. NO. 1.0501 PRESSURE EQUIPMENT DIREKTIVE F. GAS 1/LIQUIDS 1 ART. 3.3 | 6.34
7MH3110-2AA1 | SET OF 2 ROUND-HEAD BOLT GUIDES MAX. LOAD IN AXIAL DIRECTION 250 KN, WITH INNER BEARING BLOCK | 3164.76
6SL3211-0AB11-2UA1 | SINAMICS G110 - CPM110 AC-DRIVE, WITHOUT FILTER 1AC200-240V +10/-10% 47-63HZ ANALOG INPUT CT: 0.12KW | 288.97
6SL3000-0CE41-0AA0 | SINAMICS LINE REACTOR INPUT: 3AC 380-480V, 50/60HZ 1022A NMA: A5E00125737 | 2509.52
3NJ6953-4BC00 | ACCESSORY FOR DISCONNECTOR FUSES IN-LINE TYPE, CAN BE PLUGGED IN,NH3 FRONTPLATE FOR 3NJ6293-3, 3NJ62 | 105.94
3NJ6940-3ED00 | ACCESSORY FOR DISCONNECTOR-FUSE IN-LINE TYPE, CAN BE PLUGGED IN,NH2,3 MULTIFUNCTIONAL CONNECTOR 8 X | 105.94
3NJ4915-2FB10 | ACCESSORIES F. STRIPS 3NJ41 IN-LINE FUSE SW.DISC. S.NH1-3 INTEGRAT. CURR. TRANSFORMER 150/5A,CL.0.5 | 91.34
5TG4324 | I-SYSTEM SET OF SEALS IP44 F.SWITCH AND PUSHB. ROCKERS F.2-CIRCUIT SWITCH A.DOUBLE PUSHB. (1 SET = 4 | 5.8
3SE5130-1AA00-1AG0 | LED COVER YELLOW FOR POSITION SWITCH PLASTIC 3SE5132, HOUSING TO EN50041, 2 LEDS, YELLOW/GREEN, 24 V | 20.49
3SE5132-0KA00-1CA0 | BASIC SWITCH WITH INCREASED CORROSION PROTECTION FOR POSITION SWITCH 3SE513 PLASTIC ENCLOSURE, TO EN | 27.94
7KM2112-0BA00-3AA0 | SENTRON PAC3200; LCD; 96X96MM POWER MONITORING DEVICE PANEL MOUNT TYPE FOR MEASUREMENT OF ELECTR. VA | 1648.66
3TH4262-0BG8 | CONT. RELAY 62 E DIN EN 50011 6NO+2NC, SCREW CONNECTION DC OPERATION DC SOLENOID SYSTEM DC 90V-140V | 103.04
4AU3932-8CC40-0HD0 | TRANSFORMER SITAS; PHASES:3; PN/PN(S6)(KVA):11,2 /55; UPRI(V):Y500-440-380+/-20/D289- 254-220+/-11; | 7536.7
8GS4016-2 | ALPHA-ZS QUICK-MOUNTING SET FOR TELECOMMUNICATION, H=1050, W=250 WITH PERF. SHEET AND INSERT. NU | 212.96
6FX5008-1BA11-2AA0 | POWER CABLE, SOLD BY THE METER 4 X 1.5 + 2 X 1.5 C UL/CSA, DESINA MOTION-CONNECT 500 DELIVERY FORM: | 945.83
3TH4253-0AL0 | CONTACTOR RELAY 53E EN 50 011 5NO+3NC, SCREW TERMINALS AC OPERATION AC 125V, 127V 50HZ/ AC 150V, 152 | 59.12
6AG1961-3BA10-7AA0 | SIPLUS PS SIGN. MODULE MODULAR -25 ... +70 DEGREES C BASED ON 6EP1961-3BA10 | 262.08
4RB4200-3EJ50 | POWER CAPACITOR PHASECAP COMPACT MKK 480V 20.0KVAR | 396.74
7MF8997-1BD | LID WITH GLASS WINDOW FOR P300 GASKET NOT INCLUDED | 115.21
7MF9007-4NA | UNION NUT G 1/2 DIN 16284, MAT. NO. 1.0501, GREASE-FREE FOR OXYGEN PRESSURE EQUIPMENT DIREKTIVE F. G | 22.79
8GS4034-2 | ALPHA 400-ZS PE TERM. 16POLE 2 X 25SQMM SCREW TERMINAL, 14 X 6SQMM PLUG-IN TERMINAL, HORIZONTAL INST | 32.15
3RF2916-0JA13-1KK0 | HEATING CURRENT MONITORING CURRENT RANGE 16 A 40 DEG. C 110-230 V / 24 V AC/DC FOR SOLID STATE RELAY | 122.81
3RH1921-1EA02-ZX90 | AUX. SWITCH BLOCK, 2NC, DIN EN 50005, LATERAL, 10MM, SCREW TERMINAL, SIZE S0...S12 FOR MOTOR CONTACT | 11.13
8MF6224-5R | STANDARD CUBICLE 8MF6 HXWXD=2200X1200X400 SIDE-BY-SIDE MOUNTING NON-VENT., ASSEM., WELDED IP54 | 4095.46
8MF4141 | SIDE PANEL FOR CUBICLE HXD = 2200 X 600MM DEGREE OF PROTECTION IP40 | 274.32
8MF6888-5E | STANDARD CUBICLE 8MF6 HXWXD=1800X800X800 INDIVIDUAL MOUNTING NON-VENT., ASSEM., WELDED IP54 | 3573.88
8MF5226-4E | STANDARD CUBICLE 8MF5 HXWXD=2200X1200X600 INDIVIDUAL MOUNTING NON-VENT., NOT ASSEM., SCREWED IP40 | 4114.8
8WH2023-0CF07 | TWO-TIER PE TERMINAL WITH SPRING CONNECTION, 3 CONNECT. POINTS, SECTION: 0.08 - 2.5 MM2, WIDTH: 5.2 | 10.06
3RK4340-3ER51-0BA0 | SIRIUS MCU MOTOR STARTER EN.DEGR. OF PROTEC.IP55 PLASTIC COMMUNICATION WITHOUT ELECTROMECHANICAL SWI | 500.55
3WL9111-0BB12-0AA0 | ACCESSORIES CIRCUIT BREAKER 3WL LOCKING DEVICE AGAINST OPENING THE CABINET DOOR IN SETTING (OUTWITTA | 305.5
3SE5000-0AA22 | TWIST LEVER FOR POSITION SWITCH 3SE52 METAL LEVER 21MM LONG STAINLESS STEEL ROLLER 19MM | 12.35
6XV1873-6DH30 | SIMATIC NET FO TRAILING CABLE GP 50/125, PREASSEMBLED WITH 2X2 SC CONNECTORS, LENGTH 3 M | 160.16
FDK:085U1052 | TERMINALBOX WITH LID, POLYAMID, 1/2 NPT CABLE GLANDS | 260.99
8MF5084-4ES | EMC CUBICLE IP40 HXWXD=2000X800X400 | 3631.85
8MR2171-2BB | NO CONTACT,60DEGR.C,140DEGR.F FT0011, 01161.0-01, | 22.33
8WA1898 | CONNECTING BAR FOR 10 TERMINALS SIZE 2,5 | 6.73
6GF9002-7AD | FIXING SYSTEM TRI SHEET FOR VS100 SENSOR HEADS, VERY MASSIVE, LOW HEIGHT, 3 PARTS FRAME 165 X 175 X | 361.59
4AM3242-8JD40-0FA0 | TRANSFORMER SITAS; PHASES:1; PN/PN(S6)(KVA):0,063 /0,19; UPRI(V):400-230+/-15; USEC(V):2X115; ISEC(A | 148.75
3RB2163-4GC2 | OVERLOAD RELAY 55...250 A FOR MOTOR PROTECTION SIZE S10/S12, CLASS 5...30 MOUNT. ONTO CONT./ STAND-A | 338.67
4AM5542-5CJ10-0FA0 | TRANSFORMER SITAS; PHASES:1; PN/PN(S6)(KVA):0,8 /3,4; UPRI(V):440+/-5%; USEC(V):110; ISEC(A):7,273; | 454.75
3RV1011-0EA10-ZW96 | CIRCUIT-BREAKER, 0.28...0.40A N-RELEASE 5.2 A, SIZE S00, MOTOR PROTECTION, CLASS 10, SCREW CONNECTIO | 54.31
3RF2190-3AA24 | SEMICONDUCTOR RELAY 3RF2, 1-PH. WIDTH 22.5MM, 90 A 48-460 V / 110-230 V AC RING TERMINAL | 65.83
3RA1953-2A | CABLE SET FOR REVERSING STARTER MOD.S6 | 446.19
3VL9216-4ED30 | ACCESSORY FOR VL160X,VL160, CONNECTION BARS ON FRONT INCREASED POLE SPACING CONSISTS OF 3 CONNEC SWI | 88.31
3VL9400-2AB01 | ACCESSORY FOR VL150XUL, VL150UL VL250UL, VL400UL,VL400XUL (CG-FRAME - LG-FRAME) AUX. SWITCH ASSEMBLY | 90.27
3VL9400-3HC01 | ACCESSORY FOR VL400UL, VL400XUL (FG FRAME - LG FRAME) FRONT ROTARY OPERAT. MECHAN. EMERG. STOP, RED/ | 144.56
6SL3730-6TE41-1AA3 | SINAMICS S120 CABINET MODULE SMART LINE MODULE WITH CIM+CU320-2 3AC 380-480V, 50/60HZ OUTPUT: DC 51 | 33856.72
A5E01002950 | EARTHINGRINGS SS316 TWO PIECES FOR MAG5100 DN65 / PN16 | 298.51
3NA6244-4 | LV HRC FUSE LINK GL/GG WITH INSULATED GRIP LUGS WITH COMBINATION INDICATOR SIZE 2, 250A, AC 400V | 23.99
3RT1064-2AP36 | CONTACTOR, 110KW/400V/AC-3 AC(40...60HZ)/DC OPERATION UC 220-240V AUXILIARY CONTACTS 2NO+2NC 3-POLE, | 634.56
3NE1332-2 | SITOR FUSE-LINK FOR SEMICONDUCTOR PROTECTION 400A GR 690V SIZE 2 CONTACT INDICATOR ACCORDING DIN VDE | 175.42
3NE3222 | SITOR FUSE-LINK SIZE 1 125A, AC 1000V | 89.36
3RB1900-0B | PUSH-IN LUGS F. 3RB12 AND 3RB2906 SIZE S00...S3 | 0.32
3RF2050-1AA22 | SEMICOND. RELAY 3RF2, 1-PHASE WIDTH 45 MM, 50 A 24-230 V / 110-230 V AC SCREW TERMINAL | 45.96
6ES7193-7DA20-0AA0 | SIMATIC DP, TERMINAL MODULE TM-PS-A STANDARD FOR ET200ISP, FOR THE INTEGRATION OF ONE POWER SUPPLY M | 210.72
6ES7921-3AF20-0AA0 | FRONT CONNECTOR WITH TWISTED RIBBON CABLE CONNECTION FOR ANALOG (40PINS) S7-300 MODULES POWER SUPPL | 106.35
3VL9200-4PD40 | ACCESSORY FOR VL160, PLUG IN SOCKET KIT ASSEMBLY FRONT CONNECTORS RCD 4 POLE | 693.39
3LD9203-1A | KNOB BLACK WITHOUT COVER FOR 3LD2050-0TK13 | 8.05
3RT1926-2EC11 | SOLID-STATE, TIME-DELAYED AUXILIARY SWITCH BLOCK SETTING RANGE 0.05 S...1 NO, AC 100...127 V, 1NO + | 69.01
3NP1963-1GB20 | ACCES.F.FUSE SWI. DISCONNECTOR FOR NH3 FUSE CARRIER WITH FUSE MONITORING ELECTRONIC, EFM 10 | 268.89
5SY7306-8 | CIRCUIT BREAKER 400V 15KA, 3-POLE, D, 6A, D=70MM | 79.64
5SY7420-8 | CIRCUIT BREAKER 400V 15KA, 4-POLE, D, 20A, D=70MM | 92.98
6GK1901-1FC00-0AA0 | IE FC OUTLET RJ45 INDUSTRIAL ETHERNET FASTCONNECT OUTLET RJ45 F. TRANSITION FROM IE FC CABLES AND TP | 79.88
8MF6886-4ES | EMC CUBICLE IP40 HXWXD=1800X800X600 | 3902.28
8MF4876 | PERFORATED STEEL STRIP FOR THREADED GROOVED NUTS FOR CUBICLE HEIGHT 2200MM | 188.57
8WH2025-0AF01 | TWO-TIER TERMINAL NON-ISOLATED, WITH SPRING CONNECTION, SECTION: 0.08 - 2.5 MM2, WIDTH: 5.2 MM, COLO | 6.64
3RW4024-1TB04 | SIRIUS SOFT STARTER, S0, 12.5A, 5.5KW/400V, 40 DEGR., AC 200-480V, AC/DC 24V, SCREW TERMINALS, THERM | 608.35
3RW4426-1BC46 | SIRIUS SOFT STARTER, VALUES WITH 690 V, 40 DEG., STANDARD: 77A, 75KW, INSIDE-DELTA CIRCUIT 3: ONLY U | 7077.76
3RW4426-3BC45 | SIRIUS SOFT STARTER, VALUES WITH 500 V, 40 DEG., STANDARD: 77A, 45KW, INSIDE-DELTA CIRCUIT 3: 133A, | 6332.04
3VL9800-3MJ00 | ACCESSORY FOR VL1250, VL1600, MOTOR OPERATOR 24V DC | 3218.35
3VL9800-8SA40 | ACCESSORY FOR VL1250, VL1600, MOUNTING SCREW KIT, M 4 SCREWS | 64.96
3RT1926-2EC21 | SOLID-STATE, TIME-DELAYED AUXILIARY SWITCH BLOCK SETTING RANGE 0.5 S...10 S AC 100...127 V, 1NO + 1N | 69.01
3RT1476-6AF36 | CONTACTOR, 690A/AC-1 AC(40...60HZ)/DC OPERATION UC 110-127V AUXILIARY CONTACTS 2NO+2NC 3-POLE, SIZE | 1526.19
3RT1965-5AR31 | WITHDR. COIL FOR SIZE S10 FOR CONTACTORS 3RT106/3RT146 AC/DC OPERATION 440-480V UC DRIVE: CONVENTION | 85.72
3NJ4183-3BF01 | FUSE-SWITCH-DISCONNECTOR 3-POLE SWITCHABLE, NEW DESIGN FOR SECONDARY-SIDE PROTECTION OF TRANSFORMATO | 890.19
6AV6371-1DH06-2AX4 | WINCC/WEB NAVIGATOR UPGRADE V1.X -> V6.2 SP3 F. 3 CLIENTS, OPTION FOR WINCC V6.2 SP3, RUNTIME-SW, SI | 6377.31
6AG1503-3CB00-2AA0 | SIPLUS NET OLM/G12 V4.0 -25 ... +60 DEGREES C BASED ON 6GK1503-3CB00 | 2488.27
5SY7140-6 | CIRCUIT BREAKER 230/400V 15KA, 1-POLE, B, 40A, D=70MM | 18.86
8WD4458-6XF | SIGNALLING COLUMNS, ACCESSORIES LED 230V AC, BA 15D, BLUE | 52.48
8WH8120-2AB75 | LABELS, LONGIT. 71 - 80 SIZE ZB5 | 0.11
A5E01163674 | SPARE ALUMINUM BLIND LID, FOR STANDARD VERSIONS | 208.71
A5E01163688 | KIT, 316L STAINLESS STEEL CABLE EXTENSION,1 METER, CLS300/LC300 | 1014.32
4RB5050-3EB50 | POWER CAPACITOR PHASECAP MKK 415V 5.0KVAR | 250.05
5TA2153-0KK | DELTA ROCKER SWITCH INSERT 10A 400V, OFF:3POLE WITHOUT CLAWS | 24.83
5TE9102 | CAP FOR 2 PHASE BAR 5TE9101, (1SET=10PIECES) | 16.77
4AM3842-8DN00-0EA0 | TRANSFORMER SITAS; PHASES:1; PN/PN(S6)(KVA):0,16 /0,49; UPRI(V):550-525-500-480-460- 440-415-400-380 | 218.19
3NA6254-4 | LV HRC FUSE LINK GL/GG WITH INSULATED GRIP LUGS WITH COMBINATION INDICATOR SIZE 2, 355A, AC 400V | 25.69
6SL3060-4AK00-0AA0 | SINAMICS DRIVE-CLIQ CABLE IP20/IP20 LENGTH: 0.31 M | 36.47
6SL3162-2BD00-0AA0 | SINAMICS DC LINK RECTIFIER ADAPTER FOR DIRECT INFEED SCREW TERMINALS 0.5-10 MM2 FOR 50 AND 100 MM LI | 88.62
6SL3166-3AB00-0AA0 | SINAMICS WARNING LABELS FOR SINAMICS MODULES IN BOOKSIZE DESIGN 1 SHEET, 16 LANGUAGES | 10.53
6XV1820-5AH10 | SIMATIC NET, FIBER OPTIC CABLE (62.5/125),STANDARD CABLE, SPLITTABLE, W/O CONNECTOR, SOLD BY THE MET | 6.61
3RK1395-6LS71-3AD5 | SIRIUS MOTOR STARTER M200D TECHNOLOGY MODULE REVERSING STARTER ELECTRONICAL SWITCHING 3 400V AC/5,5K | 1340.72
4AM4042-4TN00-0ED0 | TRANSFORMER SITAS; PHASES:1; PN/PN(S6)(KVA):0,2 /0,85; UPRI(V):230+/-5%; USEC(V):24; ISEC(A):8,33; F | 440.6
8WC5052 | FLAT COPPER BAR 15 X 5MM APPROX. 2 METERS LONG TINNED | 128.8
3RW4424-1BC46 | SIRIUS SOFT STARTER, VALUES WITH 690 V, 40 DEG., STANDARD: 47A, 45KW, INSIDE-DELTA CIRCUIT 3: ONLY U | 5926.48
5SM2847-8 | FI- BLOCK F. LS-SWITCH 5SX6+7 TYPE A (PSE/SSF), DEPTH=70MM 80/100A 4 POLE IFN 1A 400V FOR SELECTIVE | 215.91
3RW4037-2BB14 | SIRIUS SOFT STARTER, S2, 63A, 30KW/400V, 40 DEGR., AC 200-480V, AC/DC 110-230V, SPRING-LOADED TERMIN | 1093.47
3VL9600-8BC01 | ACCESSORY FOR VL800UL, (MG FRAME) COVER FRAME FOR DOOR CUTOUT IP40, FOR FIXED/PLUG-IN INSTALLATION | 42.77
6SE6420-2UC13-7AA1 | MICROMASTER 420 UNFILTERED 1/3AC 200-240V +10/-10% 47-63HZ CONSTANT TORQUE POWER 0.37 KW OVERLOAD | 700.28
5SY8432-7 | CIRCUIT BREAKER 400V 25KA, 4POLE, C, 32A, D=70MM | 150.79
3RA6936-0B | BLANKING COVER FOR OPERATOR PANEL 3RA69350A | 26.69
6AG1321-1FF10-7AA0 | SIPLUS S7-300 SM321 8 DI -25 ... +70 DEGREES C BASED ON 6ES7321-1FF10-0AA0 | 872.51
5SY7610-6 | CIRCUIT BREAKER 400V 15KA, 3+N-POLE, B, 10A, D=70MM | 74.55
5SY8232-7 | CIRCUIT BREAKER 400V 25KA, 2POLE, C, 32A, D=70MM | 54.5
2XV9450-1CB00 | SOFTNET TF/APRED/UNIX SPARC REDUNDANCY SW FOR PROCESSORS (SPARC) | 16513.93
8WC5126 | FLAT COPPER BAR 20 X 5MM APPROX. 2,4 METERS LONG PLAIN | 111.65
8WD4428-6XB | SIGNALLING COLUMNS, ACCESSORIES LED 24V UC, BA 15D, RED | 47.1
3RW4455-2BC35 | SIRIUS SOFT STARTER, VALUES AT 575V, 50DEG., STANDARD: 615A, 700HP, INSIDE-DELTA CIRCUIT 3: 1065A, 1 | 36500.83
4AM4342-4TN00-0EA0 | TRANSFORMER SITAS; PHASES:1; PN/PN(S6)(KVA):0,315 /1,12; UPRI(V):230+/-5%; USEC(V):24; ISEC(A):13,1; | 249.32
6AU1240-1AA00-0AA0 | SIMOTION C240 PROGRAMMABLE MOTION CONTROLLER FOR PROFIBUS-, ANALOG AND STEPPER DRIVES, ONBOARD PERIP | 7909.09
4EU3022-7BA00-0AA0 | COMMUTATING CHOKE FOR CONVERTER; PHASES:3; UN1(V):500; ITHMAX 1(A) / F1(HZ):355 /50; I LN (A):319,5; | 6098.24
5SY7106-7 | CIRCUIT BREAKER 230/400V 15KA, 1-POLE, C, 6A, D=70MM | 17.31
3VL9216-5GC30 | ACCESSORY FOR VL160, RCD MODULE IN=160A UE=127...480V 3 POLE | 1537.23
3LD2030-0TK11 | 3-P. MAIN CTR./EM.-STOP SWITCH IU=16, P/AC-23A AT 400V=7.5KW BASE MOUNTING RAILS/2-HOLE MOUNTING KNO | 23.05
3LD2054-1TP51 | 3-P. MAIN CTR./EM.-STOP SWITCH IU=16, P/AC-23A AT 400V=7.5KW 1NO+1NC, FRONT MOUNTING MAIN HOLE MOUNT | 35.78
6SL3310-1GH37-4AA3 | SINAMICS G130 POWER MODULE IP00 3-PH. 660-690 V, 50/60 HZ, 735A UNIT RATING: 710 KW (VT) 6-PULSE SU | 75261.14
A5E01192011 | ACC. MAG 3100 DN40 CL150 GROUND RING TANTALUM | 1724.87
6SL3225-0BE34-5AA0 | SINAMICS G120 POWER MODULE PM250 WITH BUILT IN CL. A FILTER POSSIBILITY OF REGENERATION 3AC380-480V | 9757.68
6SL3310-1GE41-0AA3 | SINAMICS G130 POWER MODULE IP00 3-PH. 380-480 V, 50/60HZ, 985A UNIT RATING: 560 KW (VT) 6-PULSE SUP | 57037.06
3WL9111-0AL53-0AA0 | ACCESSORIES CIRCUIT BREAKER 3WL MAIN CONDUCTOR CONN. 1 OFF FIXED-MOUNTED CIRC.BR. SIZE II FRONT CONN | 122.69
3RK1911-2BF02 | ECOFAST POWER-T CLAMPING COUPLER FOR FEEDER 6MM2 | 166.77
3RK4340-3HR51-0BA0 | SIRIUS MCU MOTOR STARTER EN.DEGR. OF PROTEC.IP55 PLASTIC COMMUNICATION WITHOUT ELECTROMECHANICAL SWI | 509.65
3VL1712-1DA33-0AA0 | CIRCUIT-BREAKER VL160X N STANDARD SWITCHING CAPACITY ICU=55KA / 415 V AC 3 POLE, LINE PROTECTION OVE | 889.62
3RV1011-0BA10-ZW96 | CIRCUIT-BREAKER, 0.14...0.2 A N-RELEASE 2.6 A, SIZE S00, MOTOR PROTECTION, CLASS 10, SCREW CONNECTIO | 53.87
5SF6015 | SR60-BASE DIAZED DII 3 POLS AC DC 500V FOR SCREW ADAPTERS FOR 5/10MM BUSBAR THICKNESS WITH CLAMP-TYP | 15.88
6DR2800-8P | INPUT MODULE FOR PT 100 RESISTANCE THERMOMETER | 656
5TE8213 | SWITCH, D=70MM 32A 3NC, TERMINAL 6QMM | 26.56
3VL9300-3AU10 | ACCESSORY FOR VL160X, VL160, VL250, KIT F. LEADING AUXILIARY SWITCHES 1 CO CONTACT, FROM ON TO OFF 1 | 31
3SE5000-0AE10-1AJ0 | ACTUATOR HEAD FOR POSITION SWITCH 3SE51/52 ROLLER PLUNGER WITH PLASTIC ROLLER 10MM, FUNCTIONALITY AT | 11.44
4RB4200-3FC50 | POWER CAPACITOR PHASECAP COMPACT MKK 525V 20.0KVAR | 391.75
4EU3921-6BA00-0A | COMMUTATING CHOKE FOR CONVERTER; PHASES:3; UN1(V):500; ITHMAX 1(A) / F1(HZ):710 /50; I LN (A):639; U | 12856.54
6FX5008-1BD41-1FA0 | SIGNAL CABLE, SOLD BY THE METER 3X2X 0.14 + 4X 0.14 + 2X0.5 C UL/CSA, DESINA MOTION-CONNECT 500 DELI | 417.71
6FX2001-2QA50 | SIMODRIVE (ACCESSORIES) INCR. ROTARY ENCODER W. RS 422 (TTL), 500 PULSES, CLAMP FLANGE 10 MM SHAFT, | 366.56
5SD7428-0 | MALE CONNECTOR TYPE 2 N-PE REQUIREMENT CATEGORY C, UC 260V 1POLE, NARROW DESIGN F. SURGE ARRESTER 5S | 66.67
5SY4613-7 | CIRCUIT BREAKER 400V 10KA, 3+N-POLE, C, 13A, D=70MM | 67.06
5SW3005 | TERMINAL COVER, GRAY IP40, F. SURFACE MOUNTING F.BUILT-IN DEVICES MAX. 4.5MW | 13.14
7MH3115-2CA1 | PRESSURE PLATE,TOP/BOTTOM FOR LOAD CELLS OF SERIES K (2 OFF REQUIRED) RATED LOAD 280 T | 1675.86
6ES7132-7GD00-0AB0 | SIMATIC DP, ELECT. SUBMODULE FOR ET 200ISP, 4 DO, DC 23,1V/20MA, "L"-SHUT DOWN | 602.65
4RB4050-3EE50 | POWER CAPACITOR PHASECAP COMPACT MKK 440V 5.0KVAR | 238.39
8MF4710 | MOUNTING KIT FOR CIRCUIT BREAKER FOR CUBICLE WXD = 600 X 600MM | 527.38
8MF4721 | MOUNTING KIT FOR CIRCUIT BREAKER FOR CUBICLE WXD = 800 X 800MM | 571.82
8MF5098-4ES | EMC CUBICLE IP40 HXWXD=2000X900X800 | 4230.71
3NA6805 | LV HRC FUSE LINK GL/GG WITH INSULATED GRIP LUGS WITH COMBINATION INDICATOR SIZE 000, 16A, AC 500V/DC | 5.15
6RA8081-6GV62-0AA0 | SINAMICS DCM DC CONVERTER FOR FOUR-QUADRANT DRIVES CONNECTION (B6) A (B6) C INPUT: 3-PHASE AC 575V, | 10607.27
3RS1800-1BQ00 | COUPLING RELAY IM INDUSTRY-STANDARD ENCLOSURE 2 CHANGEOVER CONTACTS COMBIVOLTAGE 24 V AND 110 V TO 1 | 73.43
3RS1800-1HQ00 | COUPLING RELAY IM INDUSTRY-STANDARD ENCLOSURE 3 CHANGEOVER CONTACTS COMBIVOLTAGE 24 V AND 110 V TO 1 | 86.09
3RT1265-6NP36 | VAC. CONTACTOR, 132KW/400V/AC-3 AC(40...60HZ)/DC OPERATION UC 200-277V AUXILIARY CONTACTS 2NO+2NC 3- | 1482.41
3RT1266-6AR36 | VAC. CONTACTOR, 160KW/400V/AC-3 AC(40...60HZ)/DC OPERATION UC 440-480V AUXILIARY CONTACTS 2NO+2NC 3- | 1673.87
5SJ4160-8HG41 | CIRCUIT BREAKER 240V 10KA, 1-POLE, D, 60A, D=70MM ACC. TO UL 489 | 94.19
3RW4047-2TB04 | SIRIUS SOFT STARTER, S3, 106A, 55KW/400V, 40 DEGR., AC 200-480V, AC/DC 24V, SPRING-LOADED TERMINALS, | 1694.09
5ST3010 | AUXILIARY SWITCH MOUNT. 1S+1OE, F. LS-SWITCH T=70MM | 14.12
3NW7212 | BUILT-IN FUSE BASE WITH SIGNAL DETECTOR FOR CYLINDRICAL FUSES SIZE 22X58 MM 100 A, 1-POLE | 39.92
3RT1266-6AF36 | VAC. CONTACTOR, 160KW/400V/AC-3 AC(40...60HZ)/DC OPERATION UC 110-127V AUXILIARY CONTACTS 2NO+2NC 3- | 1673.87
3NP1943-1GB50 | ACCES.F.FUSE SWI. DISCONNECTOR FOR NH1 FUSE CARRIER WITH FUSE MONITORING ELECTRONIC, EFM 25 | 279.34
3RT1056-6AF36 | CONTACTOR, 90KW/400V/AC-3, AC(40...60HZ)/DC OPERATION UC 110...127V AUXIL. CONTACTS 2NO+2NC 3-POLE, | 563.43
3RT1916-4RD01 | ADAPTER FOR CONTACTOR SIZE S00 | 12.09
6SE6400-3TC06-2FE0 | MICROMASTER 4 OUTPUT CHOKE 500-600 V 3AC 62 A STAND ALONE FS F - 0.55 MH | 1922.82
6SE6430-2UD31-1CA0 | MICROMASTER 430 WITHOUT FILTER 3AC 380-480 V +10/-10% 47-63 HZ SQUARED TORQUE POWER 11 KW OVERLOAD | 4306.67
8MF4620 | MOUNTING PLATE HXW=ALLX600 | 147.21
6GF9001-1BJ01 | MINI LENS 50 MM, 1:2.8 PENTAX C5028-M(KP) WITH FIXED FOCAL DISTANCE, APERTURE AND FOCUS ADJUSTABLE D | 520.87
3RX9010-0AA00 | AS-I CABLE,TRAPEZOIDAL YELLOW, RUBBER, 2X1.5 MM2,100M 1 UNIT = 100M | 404.63
3SB2000-2JB01 | TOGGLE SWITCH, 16MM, ROUND, PLASTIC, BLACK, 3 SWITCH POSITIONS I-O-II, LATCHING, ACTUATING ANGLE 2X9 | 15.38
5SM2325-0 | FI-BLOCK F.LS-SWITCH 5SY TYPE AC (WS), T=70MM 6-63A 2POLE IFN 30MA 230V | 96.71
5SM2325-6 | FI-BLOCK F.LS-SWITCH 5SY TYPE A (PSE/SSF), T=70MM 6-63A 2POLE IFN 30MA 400V | 145.1
3RT1966-4BA31 | PARALLEL CONNECTION 3-POLE, WITHOUT TERMINAL FOR CONTACTORS SIZE S10/S12 | 24.05
3RT1966-5AB31 | WITHDR. COIL FOR SIZE S10 FOR VAC. CONTACTOR 3RT126 AC/DC OPERATION 23-26V UC DRIVE: CONVENTIONAL | 90.27
3NJ6920-2BB00 | ACCESSORY FOR DISCONNECTOR-FUSE IN-LINE TYPE, CAN BE PLUGGED IN,NH00 AUXILIARY SWITCH 1NO WITH COVER | 59.12
3NJ6920-3BD13 | ACCESSORY FOR IN-LINE FUSE SWITCH DISCONNECT. PLUG-IN, CURRENT TRANSFORMER 100/1A, CL.0.5, CALIBRATE | 435.83
5SY7516-6 | CIRCUIT BREAKER 230V 15KA, 1+N-POLE, B, 16A, D=70MM | 28.44
3NW1015-0HG | FUSE LINK CLASS CC ACC. TO UL STANDARD 248-4 SLOW-BLOW RATED CURRENT 1.5 A RATED VOLTAGE UP TO 600 V | 17.94
5SY7615-7 | CIRCUIT BREAKER 400V 15KA, 3+N-POLE, C, 1.6A, D=70M | 132.7
5SY7663-6 | CIRCUIT BREAKER 400V 15KA, 3+N-POLE, B, 63A, D=70MM | 159.05
3LD2003-1TP51 | 3-P. MAIN CTR./EM.-STOP SWITCH IU=16, P/AC-23A AT 400V=7.5KW 1NO+1NC, FRONT MOUNTING 4-HOLE MOUNTING | 35.78
A5E00826935 | LOADCELL, MUS-SD, 30KG, NICKLE LATED, MILD STEEL, METRIC | 553.87
3RW4447-6BC46 | SIRIUS SOFT STARTER, VALUES WITH 690 V, 40 DEG., STANDARD: 432A, 400KW, INSIDE-DELTA CIRCUIT 3: ONLY | 27212.08
3WL9111-0AS05-0AA0 | ACCESSORIES CIRCUIT BREAKER 3WL ARC CHUTE SIZE II, FOR 1000V | 308.71
5SH4163 | NEOZED SCREW CAP MOULDED-PLASTIC SIZE D02, 63A | 1.41
5SJ4102-7HG41 | CIRCUIT BREAKER 240V 14KA, 1-POLE, C, 2A, D=70MM ACC. TO UL 489 | 46.87
5SJ4103-8HG40 | CIRCUIT BREAKER 240V 14KA, 1-POLE, D, 3A, D=70MM ACC. TO UL 489, SAME POLARITY | 45.05
5SJ4105-7HG41 | CIRCUIT BREAKER 240V 14KA, 1-POLE, C, 0,5A, D=70MM ACC. TO UL 489 | 46.87
5SY8263-8 | CIRCUIT BREAKER 400V 25KA, 2POLE, D, 63A, D=70MM | 175.63
5SY8340-8BB08 | CIRCUIT BREAKER 400V 25KA, 3-POLE, 40A, D=70MM ONLY MAGNETIC TRIPPING | 108.36
3LD2103-1TL51 | MAIN CONTROL SWITCH 4-POLE IU=25, P/AC-23A AT 400V=9,5KW FRONT MOUNTING FOUR-HOLE MOUNTING ROTARY AC | 36.27
4AM4642-4TJ10-0FA0 | TRANSFORMER SITAS; PHASES:1; PN/PN(S6)(KVA):0,4 /1,44; UPRI(V):230+/-5%; USEC(V):110; ISEC(A):3,64; | 284.74
5TC9202 | ROOM TEMP. CONTROLLER INSERT 3-POSITION SWITCH | 121.32
3WL9111-1AT31-0AA0 | 3WL9-NAFTA-ACCESSORY WLTS HANDHELD TESTER FOR ELECTRONIC TRIP UNIT | 2452
6SL3225-0BE34-5UA0 | SINAMICS G120 POWER MODULE PM250 WITHOUT FILTER POSSIBILITY OF REGENERATION 3AC380-480V +10/-10% 47- | 9018.45
6XV1830-1ET10 | SIMATIC NET, PB FC STANDARD, BUS CABLE 2-WIRE, SHIELDED, SPEC. DESIGN FOR RAPID INSTALL. 100 M IN SP | 305.76
6SL3255-0AA00-2AA1 | SINAMICS G110 / G120 PC-INVERTER CONNECTION KIT INLCLUDES START-UP SOFTWARE STARTER ON CD-ROM | 88.62
6SL3260-2TA00-0AA0 | BACKPLANE BUS MODULE 155MM FOR ET 200PRO FREQ. CONVERTER | 92.22
4AP3042-8BC40-0HA0 | TRANSFORMER SITAS; PHASES:3; PN/PN(S6)(KVA):4 /20; UPRI(V):Y500-400/D289-230; USEC(V):Y 400 / D 230; | 2790.85
3RK1395-6KS71-2AD0 | SIRIUS MOTOR STARTER M200D TECHNOLOGIEMODUL DIRECT ON-LINE STARTER ELECTRONIC SWITCHING 3 400V AC/0, | 996.46
3VL9400-4RC30 | ACCESSORY FOR VL400, REAR TERMINAL, ROUND COMPRISES 3 TERMINALS SHORT-LONG-SHORT 3-POLE | 164.19
5SJ4106-8HG42 | CIRCUIT BREAKER 10KA, 1POLE, D, 6A ACC. TO UL 489 - 277V | 53.09
4EU3652-0UB00-1BA0 | MAINS CHOKE F.FU; PHASES:3; UN1(V):480; ITHMAX 1(A) / F1(HZ):910 /60; I LN (A):819; UK(%):2; LN(MH): | 6026.49
5UB1937 | I-SYSTEM, ALUMIN.METALLIC SCHUKO SOCKET OUTL. 10/16A 250V W. SCREWLESS TERMINALS W. HINGED LID 55X55 | 21.02
4RB2025-1CD50 | POWER CAPACITOR PHICAP MKP 230V 2.5KVAR | 50.5
4AM3442-5FJ10-0FA0 | TRANSFORMER SITAS; PHASES:1; PN/PN(S6)(KVA):0,1 /0,31; UPRI(V):500+/-5%; USEC(V):110; ISEC(A):0,909; | 120.69
4AM4042-8DN00-0EA0 | TRANSFORMER SITAS; PHASES:1; PN/PN(S6)(KVA):0,25 /0,85; UPRI(V):550-525-500-480-460- 440-415-400-380 | 273.41
3VL9100-4PF00 | ACCESSORIES FOR VL160X, TRIGGER PIN + SPRING | 34.93
3VL9100-4RN40 | ACCESSORY FOR VL160X, REAR TERMINAL LONG, FLAT COMPRISES 4 TERMINALS 2 LONG + 2 SHORT 4-POLE | 98.78
6XV1850-2HH10 | SIMATIC NET, IND. ETHERNET TP XP CORD RJ45/RJ45, TP CABLE PREASS. WITH 2 RJ45 CONNECTORS, CROSSED S | 20.39
7MH7723-1AF | DISPLAY BOARD FOR SF500/BW500 | 633.12
3NA3017 | LV HRC FUSE LINK GL/GG WITH NON-INSULATED GRIP LUGS WITH FRONT INDICATOR SIZE 0, 40A, AC 500V/DC 440 | 13
3NJ6900-2BC00 | ACCESSORY FOR DISCONNECTOR-FUSE IN-LINE TYPE, CAN BE PLUGGED IN AUXILIARY SWITCH 1NO | 31.52
3NA3804 | LV HRC FUSE LINK GL/GG WITH NON-INSULATED GRIP LUGS WITH FRONT INDICATOR SIZE 000, 4A, AC 500V/DC 25 | 5.79
4RB2042-1DJ50 | POWER CAPACITOR PHICAP MKP 380V 4.2KVAR | 45.2
5SY5413-6 | CIRCUIT BREAKER CURR.SENS.DC 880V AC 400V 10KA, 4POLE, B, 13A MAX. DC 1000V | 119.75
5SY4220-7 | CIRCUIT BREAKER 400V 10KA, 2-POLE, C, 20A, D=70MM | 24.26
4RB2167-3GA50 | POWER CAPACITOR PHICAP MKP 600V 16.7KVAR | 197.51
5SY4402-5 | CIRCUIT BREAKER 400V 10KA, 4-POLE, A, 2A, D=70MM | 201.01
5SY5440-7 | CIRCUIT BREAKER CURR.SENS.DC 880V AC 400V 10KA, 4POLE, C, 40A MAX. DC 1000V | 210.3
5SY6150-6 | CIRCUIT BREAKER 230/400V 6KA, 1-POLE, B, 50A, D=70MM | 18.04
5SY4504-7 | CIRCUIT BREAKER 230V 10KA, 1+N-POLE, C, 4A, D=70MM | 31.51
6ES7194-4JD60-0AA0 | SIMATIC DP, BLANK PLUG M12 WITH INSIDE THREAD, FOR PROTECTION OF PROFIBUS- INTERFACE X01/DP1 AT ET | 19.3
7MH7726-1AP | INCLINOMETER,CELESCO,IT9420 | 4955.89
8GK1333-8KN43 | ALPHA 630 DIN FLOOR DISTR.BOARD IP55, SK II, RAL 7035 H=1950 W=1050 D=250 INCL. BASE AND SHEET-STEEL | 2089.49
8GK4002-8KK22 | ALPHA 400 DIN, RAPID MOUNTING KIT FOR INSTALLATION MOUNT. DEVICE WITH ROW DISTANCE 125 MM WITH LONGI | 996.91
3WL9111-0BA01-0AA0 | ACCESSORIES CIRCUIT BREAKER 3WL EARTHING CONTACT BETW. SWITCH AND GUIDE FRAME WITH 30% ICU SWITCH, S | 157.97
3WL9111-0BC15-0AA0 | ACCESSORIES CIRCUIT-BREAKER 3WL KIT FOR CONV. FIXED-MOUNTED TO WITHDRAWABLE SIZE 2 4-POLE (AUX.CURRE | 1034.38
3LD2164-0TB51 | MAIN CONTROL SWITCH 3-POLE IU=25, P/AC-23A AT 400V=9,5KW 1 N-TERMINAL + 1 PE-TERMINAL ENCAPSUL.IN M. | 41.49
3TX7014-7BQ02 | RELAY,1CHANGEOVER CONTA.,12V DC FOR USE IN 24 V AC/DC CABINET UNIT | 14.94
5TG1392 | DELTA STYLE TITANIUM WHITE MODULE CARRIER 2-FOLD INCL. INTERMEDIATE FRAME INCL. MODULE CARRIER | 7.73
3SE5230-3AA00-1AG0 | LED COVER FOR POSITION SWITCH PLASTIC 3SE52, FOR HOUSING ACC. TO EN50047,31MM LEDS 110-230V AC YELLO | 22.9
3NW7112 | BUILT-IN FUSE BASE WITH SIGNAL DETECTOR FOR CYLINDRICAL FUSES SIZE 14X51 MM 50 A, 1-POLE | 29.04
3RT1275-6AB36 | VAC. CONTACTOR, 200KW/400V/AC-3 AC(40...60HZ)/DC OPERATION UC 23-26V AUXILIARY CONTACTS 2NO+2NC 3-PO | 2040.4
3NP1963-1CD00 | ACCES.F.FUSE SWI. DISCONNECTOR FOR NH3 FLOOR COVER 2X BASES AND 6X PROTECTIVE WALLS | 17.39
4AV3300-2EB00-0A | POWER SUPPLY; PHASES:3; PN(KW):0,72; UPRI(V):400+/-20; USEC(V DC):24; ISEC(A DC):30/36 (60/40 CEL); | 879.75
3TF6833-8DM4-ZA02 | CONTACTOR SIZE 14, 3-POLE AC-3, 335KW, 400/380V (1000V) AUXILIARY SWITCH 33 (3NO+3NC) W.3TC44174A RE | 4551.52
8GK4704-4KK25 | ALPHA 1600 DIN ASSEMBLY KIT F.3/4P-CIRCUIT BREAKER VL800 H=600 W=500 D=400 | 255.13
8MF2298-5E | STANDARD CUBICLE 8MF2 HXWXD=2200X900X800 INDIVIDUAL MOUNTING NON-VENTIL., ASSEMBL., WELDED IP54 | 3612.52
3RT1054-3AV36 | CONTACTOR, 55KW/400V/AC-3 AC(40...60HZ)/DC OPERATION UC 380-420V AUXILIARY CONTACTS 2NO+2NC 3-POLE, | 365.41
3NA6236 | LV HRC FUSE LINK GL/GG WITH INSULATED GRIP LUGS WITH COMBINATION INDICATOR SIZE 2, 160A, AC 500V/DC | 19.06
3NA6814-6 | LV HRC FUSE LINK GL/GG WITH INSULATED GRIP LUGS WITH COMBINATION INDICATOR SIZE 000, 35A, AC 690/DC | 28.09
6DR4004-8S | MOUNTING PARTS FOR SIPART PS2 ELECTROPNEUMATIC POSITIONER FOR INTEGRATED MOUNTING ON SAMSON ACTUATOR | 299.95
5SU1674-7AK82 | FI/LS-PROTECTOR TYPE B UNIV. CURRENT SENSIT. IFN 300MA, 10KA, 4-POLEE C 125A SHORT-TIME DELAYED | 2256.71
3VL9400-3ME10 | ACCESSORY FOR VL400 MOTORIZED OPERATING MECH. 220-250 V AC/DC FOR ETU GREATER THAN,EQUAL TO *E02*01* | 1157.83
3VL9400-4ED30 | ACCESSORY FOR VL400, FRONT BUS-BAR CONNECTION (FLARED) SET OF 3 PCS 3 POLE | 156.35
4AM4342-4TT10-0FB0 | TRANSFORMER SITAS; PHASES:1; PN/PN(S6)(KVA):0,315 /1,12; UPRI(V):230+/-5%; USEC(V):230; ISEC(A):1,37 | 334.33
6XV1821-0AH10 | SIMATIC NET, PROFIBUS PLASTIC FIBER OPTIC (980/1000), STANDARD CABLE SOLD BY THE METER MIN. ORDER QU | 6.87
7ME3951-0LK00 | TRANSDUCER FOR PORTABLE METER VERSION, NO APPROVAL LIQUID FLOW:B1H(HIGH PRECISION) LEGACY PART NUMBE | 2332.23
7MH5102-3AD00 | SIWAREX WL 260 LOAD CELL SP-S AA 100KG C3 - RATED LOAD 100KG - ACCURACY CLASS C3 - 3M CABLE LENGTH, | 117.17
3NA6230-6 | LV HRC FUSE LINK GL/GG WITH INSULATED GRIP LUGS WITH COMBINATION INDICATOR SIZE 2, 100A, AC 690V/DC | 66.03
3NE4146-5 | SITOR FUSE-LINK 170A, AC 800V, FOR 6QG11 | 68.88
3RT1066-2AB36 | CONTACTOR, 160KW/400V/AC-3 AC(40...60HZ)/DC OPERATION UC 23-26V AUXILIARY CONTACTS 2NO+2NC 3-POLE, S | 1077.64
3RT1066-2AF36 | CONTACTOR, 160KW/400V/AC-3 AC(40...60HZ)/DC OPERATION UC 110-127V AUXILIARY CONTACTS 2NO+2NC 3-POLE, | 1077.64
3RF2170-1AA06 | SEMICONDUCTOR RELAY 3RF2, 1-PH. WIDTH 22.5MM, 70 A 48-600 V / 24 V DC SCREW TERMINAL | 65.83
3RF2190-1AA22 | SEMICOND. RELAY 3RF2, 1-PHASE WIDTH 22.5 MM, 90 A 24-230 V / 110-230 V AC SCREW TERMINAL | 63.94
3RV1935-6A | TOUCH GUARD, FOR EMPTY SPACES SIZE S2 | 2.85
5SY4120-6 | CIRCUIT BREAKER 230/400V 10KA, 1-POLE, B, 20A, D=70MM | 9.72
5SY4163-8 | CIRCUIT BREAKER 230/400V 10KA, 1-POLE, D, 63A, D=70MM | 47.94
4RB2250-3FC50 | POWER CAPACITOR PHICAP MKP 525V 25.0KVAR | 228.11
3NP1133-1CA21 | FUSE-SWITCH-DISCONNECTOR 3-POLE, NH00, 160A MOUNTING PLATE CONSTRUCTION COVER LEVEL 45 MM BOX TERMIN | 227.17
5WG1513-1AB11 | N 513/11 SWITCH ACTUATOR MAIN MODULE 3X AC 230V, 20AX C-LOAD, LOAD CURRENT MONITORING | 745.45
6SL3730-1TE41-8BC3 | SINAMICS S120 CABINET MODULE BASIC LINE MODULE 3AC 380-480V, 50/60HZ, 1880A OUTPUT: DC 510 - 650V UN | 32749.26
8GK9601-2KK20 | ALPHA 630 DIN, COVER HEIGHT = 300MM, WIDTH = 500MM, CLOSED MINIMUM ORDER QTY 10 UNITS | 34.46
8GK9720-0KK01 | ALPHA AS BUSBAR HOLDER FOR CU TO 80 X 10 BB SPACING 100MM OR 185MM INCL. FIXING SCREWS FOR CU BARS | 81.47
8GK1102-7KK52 | ALPHA 400 DIN, WALL-MOUNTING DISTRIBUTOR, DELIVERY FORM FLAT PACK, AP-CUBICLE, RAL 9016, IP43, SK1, | 897.06
3UF7932-0BA00-0 | CONNECTION CABLE; LENGTH 0,5M; ROUND; CONNECTION OF BASIC UNIT TO CURRENT MEASURING MODULE, CURRENT/ | 39.29
3SE5110-3AA00 | LED COVER F. POSITION SWITCH METAL 3SE51, 2 LEDS, YELLOW/GREEN, 230 V AC, COLOR TURQUOISE | 23.95
3SE5112-0BB01 | SIRIUS POSITION SWITCH, METAL ENCLOSURE 40MM, TO EN50041 DEVICE CONNECTION 1X (M20X1.5) 1NO/1NC SLOW | 37.73
5TG1222-2 | I-SYSTEM COVER PLATE TV/RF/SAT 3 HOLES CARBON METALLIC | 15.23
3NJ6940-3BJ22 | ACCESSORY FOR IN-LINE FUSE SWITCH DISCONNECT. PLUG-IN, CURRENT TRANSFORMER 400/5A, CL.0.5, 5 VA | 146.06
3NP1123-1CA22 | FUSE-SWITCH-DISCONNECTOR 3-POLE, NH000, 160A MOUNTING PLATE CONSTRUCTION COVER LEVEL 45 MM BOX TERMI | 232.97
5SY6563-6 | CIRCUIT BREAKER 230V 6KA,1+N-POLE B, 63A, D=70MM | 50.31
3NP1933-1CD00 | FOR NH00 FLOOR COVER FOR MOUNTING PLATE CONSTRUCTION | 7.03
6SL3760-0HC00-0AA1 | CHOPPERMODULE SPAREPART FOR SINAMICS S120 CENTRAL BREAKING MODULE INPUT: DC 670-770V; 1000KW | 28507.78
3TG1010-0AC2 | CONTACTOR SCREW TERMINALS, 4NO FOR SNAPPING ONTO STANDARD MOUNTING RAIL AC OPERATION AC 24V 45...450 | 26.71
6SL3710-2GE41-4AA3 | SINAMICS G150 CONVERTER CABINET UNIT, AC/AC WITH CIM+CU320-2 3AC 380-480V, 50/60HZ NOM. POWER RATING | 105050.79
3VL9325-5GE40 | ACCESSORY FOR VL250, RCD MODULE IN=250A UE=127...480V 4 POLE | 1897
A5E01163676 | SPARE ALUMINUM LID WITH WINDOW | 369.56
3NJ6940-3BK11 | ACCESSORY FOR IN-LINE FUSE SWITCH DISCONNECT. PLUG-IN, CURRENT TRANSFORMER 500/1A, CL.1, 5 VA | 68
3ND1822 | LV HRC FUSE LINK A.M. W.NON-INSULATED GRIPPING LUGS SIZE 00, 63A, 500V | 14.04
6AV6618-7DD01-3AB0 | WINCC FLEXIBLE /PROAGENT FOR WINCC FLEXIBLE RUNTIME, RUNTIME SW, SINGLE LICENSE, LICENSE KEY ON USB | 2617.54
5TG2581-1 | DELTA LINE, ELECTRIC WHITE FRAME, 1FOLD, 80X80MM W. LABELING FIELD | 5.87
5TG1770 | DELTA PROFILE, SILVER BLIND PLATE 65X65MM BLIND PLATE 65X65MM | 20.1
3SE5122-0CC02 | SIRIUS POSITION SWITCH METAL ENCLOSURE 56MM WIDE DEVICE CONNECTION 3X (M20X1.5) 1NO/1NC SNAP-ACTION | 48.81
3SE5132-0LA00 | BASIC SWITCH FOR POSITION SWITCH 3SE513, PLASTIC ENCLOSURE, TO EN50041 1X(M20X1.5) 1NO/2NC SLOW-ACTI | 23.35
3TH4244-6BB4 | CONTACTOR RELAY 44E EN 50 011 4NO+4NC, SCREW TERMINAL VARISTOR INCORPORATED DC OPERATION DC 24V | 112.33
3TH4382-0BF4 | CONTACTOR RELAY 82E EN 50 011 8NO+2NC, SCREW TERMINALS DC OPERATION DC SOLENOID SYSTEM DC 110V | 131.42
6AV6381-1AA06-2AV3 | SIMATIC WINCC RT UPGRADE V6.2, FROM V6.X TO V6.2 ASIA, FOR SIMATIC WINCC RUNTIME (RT) INCL. DRIVER, | 1826.26
4EU2522-7BA00-0AA0 | COMMUTATING CHOKE FOR CONVERTER; PHASES:3; UN1(V):500; ITHMAX 1(A) / F1(HZ):112 /50; I LN (A):100,8; | 3343.27
4RB5300-3FC50 | POWER CAPACITOR PHASECAP MKK 525V 30.0KVAR | 510.11
7MC2028-2AD32 | INSULATED THERMOCOUPLE WITH COUPLING SOCKET LENGTH L = 0.5 M 2 THERMOCOUPLE ELEMENTS NICR/NI SHEATH | 117.74
3SE5132-0LA00-1CA0 | P. CORROSION PROTECTION FOR POSITION SWITCH 3SE513 PLASTIC ENCLOSURE, TO EN50041; 1X(M20X1.5) 1NO/1N | 26.81
3SE5242-0BC05 | SIRIUS POSITION SWITCH; PLASTIC HOUSING ACC. TO EN50047, 50MM DEVICE CONNECTION 2X (M20X1.5); 1NO/1N | 25.57
3SE5210-1AA00 | LED COVER FOR POSITION SWITCH PLASTIC 3SE52, FOR HOUSING ACC. TO EN50047,31MM LEDS 24V DC YELLOW/GRE | 21.46
3SE5242-3LC05 | SIRIUS POSITION SWITCH; PLASTIC HOUSING ACC. TO EN50047, 50MM DEVICE CONNECTION 2X(M20X1.5); 1NO/2NC | 45.85
3SE5322-0SD23 | SAFETY POSITION SWITCHES WITH SOLENOID INTERLOCKING LOCK. FORCE 1300N,5 APPR. DIR. PLASTIC ENCLOSURE | 214.04
6GK1503-2CC00 | PB OLM/G11-1300V4.0 OPTICAL LINK MODULE W. 1 RS485 AND 1 GLASS-FOC-INTERFACE (2 BFOC-SOCKETS),1300NM | 2919.3
6FX2001-4HA50 | BUILT-ON ENCODER 500 RPM OPTICAL INCREMENTAL WITH HTL LEVEL, OPER. VOLTAGE 10-30V SYNCHROFLANGE AXIA | 366.56
3TF6944-8CM7-ZA02 | CONTACTOR SIZE 14, 3-POLE AC-3, 450KW, 400/380V (1000V) AUXILIARY CONTACTS 44 (4NO+4NC) AC OPERATION | 5197.23
5SJ4101-7HG40 | CIRCUIT BREAKER 240V 14KA, 1-POLE, C, 1A, D=70MM ACC. TO UL 489, SAME POLARITY | 35.7
5SJ4106-6HG40 | CIRCUIT BREAKER 240V 14KA, 1-POLE, B, 6A, D=70MM ACC. TO UL 489, SAME POLARITY | 29.4
5UB1926 | I-SYSTEM, CARBON METALLIC SCHUKO SOCKET OUTL. 10/16A 250V W. SCREWLESS TERMINALS W. OVERVOLTAGE PROT | 196.78
4RB2015-3EJ50 | POWER CAPACITOR PHICAP MKP 480V 1.5KVAR | 37.68
4RB2075-3EE50 | POWER CAPACITOR PHICAP MKP 440V 7.5KVAR | 105.3
7MF9401-8DB | DOUBLE SHUT-OFF VALVE DESIGN B, DIN 16272, WITH TEST COLLAR, PIPE UNION, MAT. NO. 1.0460, MAX. OPERA | 125.34
5TG9875-8CM | DELTA M-SYSTEM BUZZER 230V 50/60HZ, 80DB(A) SETTABLE VOLUME CARBON METALLIC | 19.06
3TC4817-0AE4 | CONTACTOR, SIZE 4, 2-POLE DC-3 AND 5,RATD.OPERAT.CURR.75A AUXILIARY CONTACTS 22 (2NO+2NC) DC OPERATI | 737.97
6DR2800-8J | INPUT MODULE FOR CURRENT 0/4 TO 20 MA OR VOLTAGE 0/0.2 TO 1 V OR 0/2 TO 10 V | 343.96
6ES5710-8MA21 | SIMATIC,STAND.SECTIONAL RAIL WIDTH 35MM, LENGTH 530MM FOR 600MM CABINETS | 48.91
7MH7723-1FM | RANGE SPRING ASSEMBLY, D1, ILE-61, SPARE | 1394.27
3NA7260 | LV HRC FUSE LINK GL/GG WITH NON-INSULATED GRIP LUGS WITH COMBINATION INDICATOR SIZE 2, 400A, AC 500V | 14.41
3NC1432 | SITOR CYLINDRICAL FUSE LINK AR 32 A, 660 V AC/700 V DC | 13.84
3NC2263 | SITOR CYLINDRICAL FUSE LINK AR 63 A, 660 V AC/700 V DC | 25.7
3NC2428-3C | SITOR FUSE-LINK FOR SEMICONDUCTOR PROTECTION 300A GR 500V SIZE 3 CONNECTION CONTACT INDICATOR 110MM | 203.86
3NJ4131-3BF11 | IN-LINE FUSE SWITCH DISCONN. 1-POLE SWITCHING, SIZE 2 I=400A, U=690V SCREW CONNECTION M 12 NEW DESIG | 333.84
5SY4408-7 | CIRCUIT BREAKER 400V 10KA, 4-POLE, C, 8A, D=70MM | 93.77
5SY4414-7 | CIRCUIT BREAKER 400V 10KA, 4-POLE, C, 0.3A, D=70MM | 93.77
3NW2200-0HG | FUSE LINK CLASS CC ACC. TO UL STANDARD 248-4 QUICK-RESPONSE, CURRENT-LIMIT. RATED CURRENT 20 A RATED | 20.1
6SL3710-7LE41-4AA3 | SINAMICS S150 CONVERTER CABINET UNIT, AC/AC WITH CIM+CU320-2 3-PH. 380-480 V, 50/60 HZ UNIT RATING: | 219037.62
7MH7725-1AQ | LOADCELL,MSI,1000LB,LOW PROFILE, STAINLESS STEEL, WITH HARDWARE | 2170.96
7MH7725-1BG | LOAD CELL,WITH HARDWARE, MTS,750 LB, STAINLESS STEEL, SPARE | 2170.96
8GK9511-8KK32 | ALPHA 400DIN DOOR AS SPARE PART RIGHT DOOR H=1250 MM, W=275 MM FOR CABINET WIDTH 750 MM INCL. CLOSIN | 126.56
3UG4641-1CS20 | DIGITAL MONITORING RELAY COS-PHI A. CURRENT MONITORING FROM 90 TO 690V AC OVERSHOOT AND UNDERSHOOT I | 199.41
3TX7522-3J | SURGE SUPPRESSOR VARISTOR FOR SNAPPING ON DC 150 TO 250V FOR CONTACTORS SIZE 8 TO 12 | 17.91
3RA6120-2AB32 | SIRIUS, COMPACT STARTER, DIRECT STARTER 690 V, 24 V AC/DC, 50 ... 60 HZ, 0.1 ... 0.4 A, IP20, CONNEC | 555.29
5TG1811 | DELTA PROFILE, TITANIUM WHITE SINGLE FRAME, 80MM | 4.73
5SY6340-7 | CIRCUIT BREAKER 400V 6KA, 3-POLE, C, 40A, D=70MM | 83.85
3NW8002-1 | CYLINDRICAL FUSE A.M. ACC. TO FRENCH STANDARD (NFC) WITHOUT INDICATOR SIZE 10X38MM, 500V 2A | 5.75
5SY4515-7 | CIRCUIT BREAKER 230V 10KA, 1+N-POLE, C,1.6A, D=70MM | 31.91
3NP1943-1EB00 | ACCES.F.FUSE SWI. DISCONNECTOR FOR NH1 FIXING KIT FOR 2 STANDARD MOUNTING RAILS WITH CLEARANCE 125MM | 8.17
3TH4262-0BE8 | CONT. RELAY 62 E DIN EN 50011 6NO+2NC, SCREW CONNECTION DC OPERATION DC SOLENOID SYSTEM DC 80V- | 103.04
8GK4551-2KK11 | ALPHA 160 DIN, ASSEMBLY KIT F. FUSE SWITCH DISCONNECTOR NH000 AND NH00 TO 160A STANDARD M. RAIL, 1X3 | 78.65
8MF2066-4RB | STANDARD CUBICLE 8MF2 HXWXD=2000X600X600 SIDE-BY-SIDE MOUNTING VENTIL., ASSEMBL., WELDED IP40 | 2260.26
8GK9510-7KK31 | ALPHA 400DIN DOOR AS SPARE PART LEFT DOOR H=1100 MM,W=525 MM FOR CABINET WIDTH 750/1000 MM AP, IP43, | 139.62
3RT1055-2NF36 | CONTACTOR, 75KW/400V/AC-3 AC(40...60HZ)/DC OPERATION UC 96-127V AUXILIARY CONTACTS 2NO+2NC 3-POLE, S | 508.18
3TX7402-3U | SURGE SUPPRESSOR RC ELEMENT WITH WIRE SPACER AC 240 TO 400V F.MOUNTING TO THE COIL TERMINAL FOR CONT | 11.41
3RT1054-2AB36 | CONTACTOR, 55 KW/400V/AC-3 AC(40...60HZ)/DC OPERATION UC 23-26V AUXILIARY CONTACTS 2NO+2NC 3-POLE, S | 365.41
3SE5122-0CE02 | SIRIUS POSITION SWITCH METAL ENCLOSURE 56MM WIDE DEVICE CONNECTION 3X (M20X1.5) 1NO/ 1NC SNAP-ACTION | 57.03
3SF1324-1SF21-1BA1 | SAFETY POSITION SWITCHES WITH SOLENOID INTERLOCKING LOCKING FORCE 1300N, 5 DIRECTIONS OF APPROACH PL | 718.88
3SE5132-0BD05 | SIRIUS POSITION SWITCH PLASTIC ENCLOSURE 40MM TO EN50041; DEVICE CONNECTION 1X (M20X1.5) 1NO/1NC SLO | 33.89
5TG6295 | I-SYSTEM, ELECTRIC WHITE ROCKER, SCREWABLE FOR 2-CIRCUIT SWITCH, 55X55MM | 10.4
3SE5000-0AF02 | ACTUATOR HEAD FOR POSITION SWITCH 3SE51/52 ANGULAR ROLLER LEVER, METAL LEVER WITH STAINLESS STEEL RO | 25.64
5SJ4113-6HG40 | CIRCUIT BREAKER 240V 14KA, 1-POLE, B, 13A, D=70MM ACC. TO UL 489, SAME POLARITY | 24.93
5SD8016 | DIAZED FUSE-LINK 690V FOR CABLE AND LINE PROTECTION UTILIZATION CATEGORY GG SIZE DIII, E33, 16A | 24.8
6SL3760-0GA00-0AA0 | RESISTOR 15OHM SPARE PART FOR SINAMICS S120 CABINET MODULES | 232.6
3RT1054-1AP36 | CONTACTOR, 55KW/400V/AC-3 AC(40...60HZ)/DC OPERATION UC 220...240V AUXIL. CONTACTS 2NO+2NC 3-POLE, S | 365.41
5TG2056 | I-SYSTEM,TITANIUM WHITE COVER PLATE W. SHUTTER F. SUPPORT PLATES MODULAR JACK PLUG-IN CONN. | 9.3
3SE5242-1KC05 | SIRIUS POSITION SWITCH; PLASTIC HOUSING ACC. TO EN50047, 50MM DEVICE CONNECTION 2X(M20X1.5); 1NO/2NC | 44.7
3SE5212-0CK60 | SIRIUS POSITION SWITCH; METAL HOUSING ACC. TO EN50047, 31MM DEVICE CONNECTION 1X M20X1.5); 1NO/1NC S | 42.49
3SE5000-0AD04 | ACTUATOR HEAD FOR POSITION SWITCH 3SE51/52 ROLLER PLUNGER W. STAINLESS STEEL ROLLER 10MM | 14.31
4RB5075-3JA50 | POWER CAPACITOR PHASECAP MKK 800V 7.5KVAR | 410.08
5SG1653 | NEOZED BUILT-IN FUSE BASE WITH ISO SINGLE COVER D02/63A 1 POLE, SNAP-ON MOUNTIN | 7.76
5SJ4111-7HG42 | CIRCUIT BREAKER 10KA, 1POLE, C, 5A ACC. TO UL 489 - 277V | 46.34
6DR2804-8B | INTERFACE RELAY MODULE WITH 2 CONTACTS | 444.6
5SF6215 | SR60-BASE DIAZED DIII 3 POLS AC690V DC500V F. SCREW ADAPTER FOR 5/10MM BUSBAR THICKNESS WITH CLAMP- | 19.87
3TH4373-0AP0 | CONTACTOR RELAY 73E EN 50 011 7NO+3NC, SCREW TERMINALS AC OPERATION AC 230/220V 50HZ, 276/264V 60HZ | 86.38
8US1921-2AB01 | BUSBAR SYSTEM, ACCESSORIES CENTER-CENTER DISTANCE 40.60 MM TERMINAL RAIL THICKNESS: 5 MM 4-35 SQMM | 4.81
8UC7222-3BB20 | DOOR DRIVE 8UC7 HANDLE RED/BLUE GREEN BASIC MASKING FRAME YELLOW FOR SWITCH DISCONNECTOR 3KL52, 3KM5 | 109.9
3LD2565-1GP51 | MAIN CONTROL SWITCH 3-POLE IU=63, P/AC-23A AT 400V=22KW 1NO+1 NC, 1 N-TERMINAL ENCAPSUL.IN M.P.ENCLO | 93.04
6SL3730-7TE38-4BA3 | SINAMICS S120 CABINET MODULE ACTIVE LINE MODULE INKL. WITH CIM+CU320-2 ACTIVE INTERFACE MODULE 3AC | 85749.29
6ES7368-3CB01-0AA0 | SIMATIC S7-300,CONNECTING CABLE BETWEEN IM 360/IM 361 10M | 339.58
6ES7862-0AC01-0YA1 | SIMATIC S7, SW REDUNDANZ V1.2 SINGLE LICENSE F.1 INSTALLATION R-SW, WITHOUT SW AND DOCU., CLASS A,5 | 1320.96
6ES7952-1AL00-0AA0 | SIMATIC S7, RAM MEMORY CARD FOR S7-400, LONG VERSION, 2 MBYTES | 1405.24
6ES7422-1BL00-0AA0 | SIMATIC S7-400, SM 422 DIGITAL OUTPUT MODULE, OPTIC. ISOLATED, 32 DO, 24V DC, 0.5A | 833.98
3RF2340-3AA45 | SEMICONDUCTOR RELAY 3RF2, 1-PH. AC51 40 A 40 DEG. C 48-600 V / 4-30 V DC RING CABLE CONNECTION BL | 86.09
3RH1921-2DE11-ZX90 | SOLID-STATE COMPATIBLE AUXIL. SWITCH DIN EN 50012 LATERAL, CAGE CLAMP TERMINAL 1NO+1NC, ENCAPSULATED | 30.45
4RB2010-3FC50 | POWER CAPACITOR PHICAP MKP 525V 1.0KVAR | 29.92
5SU1874-8BK81 | FI/LS-PROTECTOR TYPE B UNIV. CURRENT SENSIT. IFN 1000MA, 10KA, 4-POLE D 100A FOR PARTIAL SHUTDOWN | 4026.11
5SY5410-6 | CIRCUIT BREAKER CURR.SENS.DC 880V AC 400V 10KA, 4POLE, B, 10A MAX. DC 1000V | 119.75
5SU1653-7KK06 | FI/LS-PROTECTOR TYPE A (PSE/SSF), D=70MM IFN 300MA,4.5KA, 1+N-POLEE C 6A | 126.87
3SE2912-2AA20 | FOOT-OPERATED SWITCH CABLE ENTRY M20X1,5 IP65, 1NO + 1NC | 194.53
4AM3842-5AN00-0EA1 | TRANSFORMER SITAS; PHASES:1; PN/PN(S6)(KVA):0,16 /0,49; UPRI(V):400+/-5%; USEC(V):24; ISEC(A):6,67; | 168.6
6RA8090-6KS22-0AA0 | SINAMICS DCM DC CONVERTER FOR TWO-QUADRANT DRIVES CONNECTION B6C INPUT: 3-PHASE AC 690V, 830A CONTRO | 22538.49
8WH8141-1AB15 | LABELS, FLAT, TRANSV. 11 - 20 SIZE ZBF4 | 0.08
BVP:034271 | BD01-AK1X/CEE163A161 TAP-OFF UNIT | 227.64
BVP:203146 | BD2-AK2X/CEE635S33 TAP-OFF UNIT 63A / 1X3POL S33+1 X5P.CEE | 588.68
6ES7923-0BE00-0DB0 | CONNECTING CABLE SHIELDED FOR SIMATIC S7-300/400 BETWEEN FRONT CONNECTOR MODULE A. TERMINAL BLOCK 16 | 49.32
6ES7902-1AD00-0AA0 | SIMATIC S7/M7, CABLE FOR POINT TO POINT CONNECTIONS RS232C - RS232C, 9-POLE SUBMIN. D SOCKETS, 15 M | 230.23
3RK1304-0HS00-6AA0 | ET 200PRO RSM ISOLATOR MODULE; UP TO 25 A; ISOLATING FUNCTION FOR MAIN CIRCUIT - - HAN Q4/2 | 493.53
8GK4710-4KK10 | ALPHA 400/ 630 DIN MCCB-ASSEMBLY KIT 1 X 3VT3 3 + 4 POLE, VERTICAL MOUNTING H=600/ W=250 | 206.96
6ES7195-1GF30-0XA0 | SIMATIC DP, RAIL FOR ET 200M 530 MM LONG F. MAX. 5 BUS MOD. FUNCTION: INSERT/REMOVE | 133.24
3RT1056-2NP36 | CONTACTOR, 90KW/400V/AC-3 AC(40...60HZ)/DC OPERATION UC 200-277V AUXILIARY CONTACTS 2NO+2NC 3-POLE, | 623.6
5TG6220 | I-SYSTEM, CARBON METALLIC ROCKER W. WINDOW, 55X55MM F.CONTROL/OFF/CO SWITCH F.PUSHB. NEUTRAL AND F.P | 10.92
5SJ4103-8HG41 | CIRCUIT BREAKER 240V 14KA, 1-POLE, D, 3A, D=70MM ACC. TO UL 489 | 53.71
5SU1654-6KK13 | FI/LS-PROTECTOR TYPE A (PSE/SSF), D=70MM IFN 300MA,10KA, 1+N-POLEE B 13A | 104.79
6ES7132-7RD11-0AB0 | SIMATIC DP, ELECT. SUBMODULE FOR ET 200ISP, 4 DO, DC 17,4V/27MA, "H"-SHUT DOWN | 699.27
6ES7134-7TD50-0AB0 | SIMATIC DP, ELECT. SUBMODULE FOR ET200ISP, 4 AI HART, 4DMU, FOR CONNECTION OF HART 4-WIRE TRANSDUCER | 955.63
3RA6250-2CB34 | SIRIUS, COMPACT STARTER, REVERSING STARTER 690 V, 24 V AC/DC, 50 ... 60 HZ, 1 ... 4 A, IP20, MAIN CI | 1025.94
8MF2824-5R | CUBICLESYSTEM 8MF2000 HXWXD = 1800 X 1200 X 400MM FOR SIDE-BY-SIDE MOUNTING WITHOUT SIDE PANELS, IP | 3400.03
8US1251-5DS11 | DEVICE ADAPTER S00/0, 25A, FOR 60MM BUSBAR SYSTEM 45X200MM LONG SPECIAL CABLES WELDED ON, AWG 12, 99 | 49.53
3LD2504-0TK53 | MAIN/EMERG. STOP SWITCH 3-POLE IU=63, P/AC-23A AT 400V=22KW FRONT MOUNTING FOUR-HOLE MOUNTING ROTARY | 55.52
3RT1056-6LA06 | CONTACTOR, 90KW/400V/AC-3 W/O COIL AUXIL. CONTACTS 2NO+2NC 3-POLE, SIZE S6 BAR CONNECTIONS CONVENT. | 493.43
3NA7110 | LV HRC FUSE LINK GL/GG WITH NON-INSULATED GRIP LUGS WITH COMBINATION INDICATOR SIZE 1, 25A, AC 500V/ | 10.06
6ES7195-0BG10-0XA0 | DP, ASIC SPC3LV (3,3V) LEADFREE FOR PROFIBUS DP, MAX. 12 MBAUD 160 PCS. / 1 TRAY | 3616.78
6ES7174-0AA10-0AA0 | SIMATIC S7-300,INTERFACE MODULE IM174, FOR CONNECTING ANALOG DRIVES AND STEP DRIVES VIA ISOCHRONUS P | 2316.95
6ES7902-1AC00-0AA0 | SIMATIC S7/M7, CABLE FOR POINT TO POINT CONNECTIONS RS232C - RS232C, 9-POLE SUBMIN. D SOCKETS, 10 M | 205.26
6ES7490-0AB00-0AA0 | SIMATIC S7-400, SPARE PART POWER PLUG FOR PS407 4A/10A/20A | 67.48
3SE5322-0SH21 | SAFETY POSITION SWITCHES WITH SOLENOID INTERLOCKING LOCK. FORCE 1300N,5 APPR. DIR. METAL HOUSING,3X( | 340.93
5TG7934 | DELTA PROFIL, SILVER ROCKER W.SHUTTER/BLIND SYMBOLS FOR SHUTTER PUSHB. , 65X65MM | 16
5SY4108-7 | CIRCUIT BREAKER 230/400V 10KA, 1-POLE, C, 8A, D=70MM | 13.11
5SY4120-8 | CIRCUIT BREAKER 230/400V 10KA, 1-POLE, D, 20A, D=70MM | 15.83
5SY4316-5 | CIRCUIT BREAKER 400V 10KA, 3-POLE, A, 16A, D=70MM | 120.46
5SY4402-7 | CIRCUIT BREAKER 400V 10KA, 4-POLE, C, 2A, D=70MM | 87.35
5SY4406-6 | CIRCUIT BREAKER 400V 10KA, 4-POLE, B, 6A, D=70MM | 65.07
8WH9020-6BE10 | PLUG-IN JUMPER 5 DIVISIONS, AS TRANSVERSE JUMPER IN TERM. MIDDLE, 4-POLE, COLOR: SIEMENS COLOR | 1.56
6ES7972-0BA42-0XA0 | SIMATIC DP,BUS CONNECTOR FOR PROFIBUS UP TO 12 MBIT/S WITH TILTED CABLE OUTLET, 15,8 X 54 X 39,5 MM | 57.92
6FX2001-4SA50 | BUILT-ON ENCODER 500 RPM OPTICAL INCREMENTAL WITH HTL LEVEL, OPER. VOLTAGE 10-30V STRIP FLANGE AXIAL | 366.56
5TT5832-2 | INSTA CONTACTOR WITH 2 MAKE A. 2 BREAK CONTACTS CONTACT FOR 230, 400 V AC, 25 A TRIGGERING 24 V AC | 37.68
3RT1275-6AV36 | VAC. CONTACTOR, 200KW/400V/AC-3 AC(40...60HZ)/DC OPERATION UC 380-420V AUXILIARY CONTACTS 2NO+2NC 3- | 2040.4
3NW7261 | BUILT-IN FUSE BASE FOR CYLINDRICAL FUSES SIZE 22X58MM 100A, 3POLE+N | 148.75
3TG1010-1AG2 | CONTACTOR TAB CONNECTOR, 4NO FOR SNAPPING ONTO STANDARD MOUNTING RAIL AC OPERATION AC 110V,45...450H | 22.09
3RP2025-2AP30 | SOLID-STATE TIME-DELAY RELAY ON-DELAY 1 CHANGEOVER CONTACT AC/DC 24V, AC 200 TO 240V 0.05 S TO 100H | 69.64
5SY7214-7 | CIRCUIT BREAKER 400V 15KA, 2-POLE, C, 0.3A, D=70MM | 71.81
6AV6671-3XA01-0AX1 | MP 277 8"T/K FROM ES15 OR HIGH. MP 277 10"T FROM ES15 OR HIGH. 1 X APPROX. 1,5M GASKET, 14 X CLAMP, | 162.88
5SV8704-0KK | CURRENT TRANSFORMER 105MM | 318.71
5SY4220-5 | CIRCUIT BREAKER 400V 10KA, 2-POLE, A, 20A, D=70MM | 83.76
3NP1133-1BC22 | FUSE-SWITCH-DISCONNECTOR 3-POLE, NH00, 160A 60MM BUSBAR SYSTEM COVER LEVEL 32/70 MM BOX TERMINAL FUS | 268.89
5SY4240-8 | CIRCUIT BREAKER 400V 10KA, 2-POLE, D, 40A, D=70MM | 34.1
6GK1900-0AB00 | C- PLUG REPLACEABLE , FOR SIMPLE DEVICE EXCHANGE IN CASE OF FAILURE, FOR STORAGE OF CONFIGURATION OR | 203.83
6GK1901-0DB20-6AA8 | IE FC M12 PLUG PRO M12 PLUG CONNECTOR W. RUGGED METAL HOUSING AND FC CONNECTING METHOD, WITH AXIAL C | 408.04
8MF6298-5R | STANDARD CUBICLE 8MF6 HXWXD=2200X900X800 SIDE-BY-SIDE MOUNTING NON-VENT., ASSEM., WELDED IP54 | 3245.47
8MF6886-5E | STANDARD CUBICLE 8MF6 HXWXD=1800X800X600 INDIVIDUAL MOUNTING NON-VENT., ASSEM., WELDED IP54 | 3380.71
8MF9082 | ACTIVATING BOLT TWO-WAY KEY 3MM | 37.29
3TH4355-0BG4 | CONTACTOR RELAY 55E EN 50 011 5NO+5NC, SCREW TERMINALS DC OPERATION DC SOLENOID SYSTEM DC 125V | 135.75
6RA8075-6FS22-0AA0 | SINAMICS DCM DC CONVERTER FOR TWO-QUADRANT DRIVES CONNECTION B6C INPUT: 3-PHASE AC 480V, 174A CONTRO | 4901.75
5SY4206-6 | CIRCUIT BREAKER 400V 10KA, 2-POLE, B, 6A, D=70MM | 27.13
5SY4510-6 | CIRCUIT BREAKER 230V 10KA, 1+N-POLE, B, 10A, D=70MM | 13.71
6GK5992-1AN00-8AA0 | SCALANCE X ACCESSORY, SFP992-1LH 1 X 1000MBIT/S LC-PORT, OPTICAL SINGLEMODE GLASS UP TO MAX. 40 KM | 1086.84
6FX2001-2EB02 | SINUMERIK (ACCESSORIES) INCR. POS. ENCODER, WITH LED, RADIAL FLANGE CONNECTOR, 1024 PULSES/REV | 366.56
6FX5002-2AH00-4AA0 | SIGNAL CABLE, PREASSEMBLED (HTL IN THE MOTOR 1PH.) 4X2X0,34 + 4X0,5 C UL/CSA, DESINA MOTION-CONNECT | 1802.04
6FX2001-2PD60 | SIMODRIVE (ACCESSORIES) INCR. ROTARY ENCODER W. RS 422 (TTL),3600 PULSES, CLAMP FLANGE 10 MM SHAFT, | 366.56
6FX8002-5YW10-1AF0 | POWER CABLE EXTENSION AI M. 005 | 303.29
5SJ4208-7HG41 | CIRCUIT BREAKER 240V 14KA, 2-POLE, C, 8A, D=70MM ACC. TO UL 489 | 130.66
3NW6007-1 | CYLINDRICAL FUSE GG ACC. TO FRENCH STANDARD (NFC) WITHOUT INDICATOR SIZE 10X38MM, 500V 20A | 4.2
3NP1930-1FA00 | ACCES.F.FUSE SWI. DISCONNECTOR FOR NH00 AUXILIARY SWITCH, 1 CO CONTACT | 12.16
3LD2555-0TK53 | MAIN/EMERG. STOP SWITCH 3-POLE IU=63, P/AC-23A AT 400V=22KW FRONT MOUNTING CENTER HOLE MOUNTING ROTA | 55.52
3RT1064-6NB36 | CONTACTOR, 110KW/400V/AC-3 AC(40...60HZ)/DC OPERATION UC 21-27.3V AUXILIARY CONTACTS 2NO+2NC 3-POLE, | 716.6
3NC2240-5 | SITOR CYLIND. FUSE-LINK AR WITH HAMMER 22X58 40 A, 690 V | 32.96
3LD9243-1B | ROTARY ACTUATOR BLACK F. SWITCH 3LD23/24 160/250A FOR FRONT MOUNTING FOUR-HOLE MOUNTING | 52.01
3LD9284-1D | ROTARY ACTUATOR BLACK FOR SWITCH 3LD2, 63A FOR FRONT MOUNTING CENTRAL-HOLE MOUNTING | 14.93
5SY6420-6 | CIRCUIT BREAKER 400V 6KA, 4-POLE, B,20A, D=70MM | 40.5
3NP1933-1BC00 | ACCES.F.FUSE SWI. DISCONNECTOR FOR NH00 CONNECTION MODULE FOR 32MM COVER LEVEL WITH BOX TERMINAL | 37.79
6RA8088-6LS22-0AA0 | SINAMICS DCM DC CONVERTER FOR TWO-QUADRANT DRIVES CONNECTION B6C INPUT: 3-PHASE AC 830V, 789A CONTRO | 24745.04
6SE6420-2UC23-0CA1 | MICROMASTER 420 UNFILTERED 1/3AC 200-240V +10/-10% 47-63HZ CONSTANT TORQUE POWER 3 KW OVERLOAD 15 | 1509.11
5TA4700 | DELTA FLAT IP44, SM DARK GRAY/LIGHT GRAY CONTROL SWITCH OFF, 10A 250V W. WINDOW, PILOT LAMP 66X75MM | 27.23
6SL3000-2DE41-4AA0 | SINAMICS DU/DT-FILTER PLUS VOLTAGE PEAK LIMITER FOR MOTOR MODULE 800KW, 3AC 380-480V MAX. CABEL LENG | 20730.86
3RW3017-2BB04 | SIRIUS SOFT STARTER, SIZE S00, 12.5A, 5.5KW/400V, 40 DEGREES, 200-480V AC, 24V AC/DC, SPRING-LOADED | 309.31
5SM2627-6 | RCCB MODULE F. MCB 5SX6+7 IMP WITHST STRGTH/SURGE STRGTH 80/100A 2POLE IFN 0.3A 230V | 163.59
5SE2332 | NEOZED-FUSE LINK 400V GL/GG,GR.D02, 32A, COLLAPSIBLE BOX | 1.18
3RT1966-5AF31 | WITHDR. COIL FOR SIZE S10 FOR VAC. CONTACTOR 3RT126 AC/DC OPERATION 110-127V UC DRIVE: CONVENTIONAL | 90.27
3NC1025 | SITOR CYLINDRICAL FUSE LINK AR 25 A, 600 V AC/400V DC | 9.93
3NC1430 | SITOR CYLINDRICAL FUSE LINK AR 30 A, 660 V AC/700 V DC | 13.84
6ES7922-3BD00-0AT0 | CABLE WITH FRONT CONNECTOR FOR SIMATIC S7-300 40PIN (6ES7392-1AM00-0AA0) TO 25PIN D-SUB MALE FOR ET2 | 259.45
6ES7922-4BD20-0AD0 | FRONT CONNECTOR FOR S7-400 48-POLE (6ES7492-1AL00-0AA0), WITH 46 SINGLE CORES 0.5 MM2, H05V-K SINGLE | 194.59
3SE5322-3SB23 | SAFETY POSITION SWITCHES WITH SOLENOID INTERLOCKING LOCK. FORCE 1300N,5 APPR. DIR. PLASTIC ENCLOSURE | 238.81
3SE5322-3SG23 | SAFETY POSITION SWITCHES WITH SOLENOID INTERLOCKING LOCK. FORCE 1300N,5 APPR. DIR. PLASTIC ENCLOSURE | 315.56
6FX2001-4SA10 | BUILT-ON ENCODER 100 RPM OPTICAL INCREMENTAL WITH HTL LEVEL, OPER. VOLTAGE 10-30V STRIP FLANGE AXIAL | 366.56
4RB2125-3EJ50 | POWER CAPACITOR PHICAP MKP 480V 12.5KVAR | 140.46
6RA8025-6FS22-0AA0 | SINAMICS DCM DC CONVERTER FOR TWO-QUADRANT DRIVES CONNECTION B6C INPUT: 3-PHASE AC 480V, 50A CONTROL | 2742.41
BVP:047231 | BD2-AK1/2CEE163A161 TAP-OFF UNIT 16A / 2X1P MCB(B)+ 2X3P.CEE | 276.6
BVP:081945 | BD01-BA FIXING BRACKETS | 9.79
BVP:090169 | BD01-AK02M0/CEE163S14 TAP-OFF UNIT | 166.44
6ES7193-7BH00-0AA0 | 10 DIN A4 LABELLING SHEETS COLOR: GREEN 48 LABELLING STRIPS/SHEETS FOR I/O MODULES AND 3 LABELLING S | 119.46
5TT4102-2 | REMOTE SWITCH WITH 2 NO CONTACT FOR AC 230, 400V 16A CONTROL AC 24V | 28.67
3TC5217-0AM4 | CONTACTOR, SIZE 8, 2-POLE DC-3 AND 5,RATD.OPER.CURR. 220A AUXILIARY CONTACTS 22 (2NO+2NC) DC OPERATI | 1129.66
5SU1374-7DK81 | RCBO SIQUENCE TYPE B,UNIVERS.CURRENT SENSITIV IFN 30MA, 10KA, 4POLIG C 100A SHORT-TIME DELAYED, 11MW | 2790.85
6ES7492-1BL00-0AA0 | SIMATIC S7-400, FRONT CONNECTOR FOR SIGNAL MODULES WITH SPRING CONTACT, 48-POLE | 72.31
5SY6113-7 | CIRCUIT BREAKER 230/400V 6KA, 1-POLE, C, 13A, D=70MM | 7.11
5SY4508-5 | CIRCUIT BREAKER 230V 10KA, 1+N-POLE, A, 8A, D=70MM | 68.96
5SY6501-7 | CIRCUIT BREAKER 230V 6KA,1+N-POLE C, 1A, D=70MM | 24.41
3NY1115 | ACCESSORIES FOR FUSE SWITCH DISCONNECTORS 3NP50 FOR RATED CURRENT 160A MOULDED-PLASTIC MASKING FRAME | 10.5
5SY8632-7 | CIRCUIT BREAKER 400V 25KA, 3+N-POLE, C, 32A, D=70M | 150.79
CQO:1012Z-2 | EZ CLAMP HARDWARE SET FOR DN25 TO DN600 (1 TO 24 IN.) LEGACY PART NUMBER: 1012Z-2 | 549.47
3RW4026-2BB14 | SIRIUS SOFT STARTER, S0, 25A, 11KW/400V, 40 DEGR., AC 200-480V, AC/DC 110-230V, SPRING-LOADED TERMIN | 541.6
3RW4436-2BC35 | SIRIUS SOFT STARTER, VALUES WITH 575 V, 50 DEG., STANDARD: 145A, 125HP, INSIDE-DELTA CIRCUIT 3: 251A | 11028.74
3RT1926-4RD01 | ADAPTER FOR CONTACTOR SIZE S0 | 14.7
3TH4253-0BF4 | CONTACTOR RELAY 53E EN 50 011 5NO+3NC, SCREW TERMINALS DC OPERATION DC SOLENOID SYSTEM DC 110V | 99.96
3TH4355-0BD4 | CONTACTOR RELAY 55E EN 50 011 5NO+5NC, SCREW TERMINALS DC OPERATION DC SOLENOID SYSTEM DC 42V | 131.42
3LD2003-1TL53 | MAIN/EMERG. STOP SWITCH 4-POLE IU=16, P/AC-23A AT 400V=7.5KW FRONT MOUNTING FOUR-HOLE MOUNTING ROTAR | 33.19
5TG1114-1 | DELTA MIRO FRAME 4-FOLD COLOUR ALUMINIUM METALLIC DIMENSIONS 303X90MM | 32.35
6SE6400-3CC01-4BD3 | MICROMASTER 4 AC COMMUTATION CHOKE 200V-480V 3AC 12,1A FOOTPRINT FSB - 1.3MH | 462.22
LZS:PT5B5L24 | PLUG-IN RELAY COMPLETE UNIT DC 24V, 4 CO CONTACT LED MODULE RED SOCKET W. LOGIC ISOLATION SCREW TER | 17.67
C79000-B5650-C40 | INSTRUCTION MANUAL SITRANS P, MS SERIES, FRENCH/ITALIAN/ SPANISH | 28.86
3SB2210-2DG01 | TOGGLE SWITCH, 16MM, ROUND, PLASTIC, WHITE, 3 SWITCH POSITIONS I-O-II, LATCHING, 1NO, 1NO | 31.59
3RW4443-6BC35 | SIRIUS SOFT STARTER, VALUES WITH 575 V, 50 DEG., STANDARD: 180A, 150HP, INSIDE-DELTA CIRCUIT 3: 312A | 12755.66
3TC5617-0BU0 | CONTACTOR SIZE 12, 2-POLE DC-3 AND 5,RATD.OPER.CURR. 400A AUXILIARY CONTACTS 22 (2NO+2NC) AC OPERATI | 3065.38
5SY4408-5 | CIRCUIT BREAKER 400V 10KA, 4-POLE, A, 8A, D=70MM | 201.01
3NP1133-1JB22 | FUSE-SWITCH-DISCONNECTOR 3-POLE, NH00, 160A 40MM BUSBAR SYSTEM COVERS FOR RITTAL BOX TERMINAL FUSE M | 268.89
3NY1210-0A | FIXING BRACKET SET FOR FRONT MOUNTING OF FUSE SWITCH-DISCONNECTOR 3NP52,3NP53,3NP54 | 89.51
3RT1456-6AD36 | CONTACTOR, 275A/AC-1, AC(40...60HZ)/DC OPERATION UC 42...48V AUXIL. CONTACTS 2NO+2NC 3-POLE, SIZE S6 | 413
4AT3612-5AT10-0FC0 | TRANSFORMER SITAS; PHASES:1; PN/PN(S6)(KVA):4,5 /18,5; UPRI(V):400+/-5%; USEC(V):230; ISEC(A):19,5; | 2450.86
3RK3231-1AA10 | SIRIUS, EXPANSION MODULE 3RK32 FOR MODULAR SAFETY SYSTEM 3RK3 2/4 F-DI, 2 F-DO, 24V DC/1.5A PARAMETE | 573.95
5SY8613-8 | CIRCUIT BREAKER 400V 25KA, 3+N-POLE, D, 13A, D=70M | 148.53
6SE6440-2UE21-5CA1 | MICROMASTER 440 WITHOUT FILTER 3AC 500-600 V +10/-10% 47-63 HZ CONSTANT TORQUE POWER 1.5 KW OVERLOA | 2692.51
FDK:083N8471 | MAG 3100 C FLANGE 1500MM PN6 S/STEEL | 5601.08
6XV1873-2C | SIMATIC NET FO TRAILING CABLE, (50/125), TRAILING CABLE, SPLITTABLE, W/O CONNECT., SOLD BY THE METER | 15.28
5ST3022 | FAULT SIGNALL. SWICHT MOUNT. 2OE, F. LS-SWITCH T=70MM | 17.63
5SJ4116-8HG40 | CIRCUIT BREAKER 240V 14KA, 1-POLE, D, 16A, D=70MM ACC. TO UL 489, SAME POLARITY | 37.68
5ST3770-7 | PIN BUSBAR SHOCKHAZARD SAFETY, 16SQMM 1-PHASE+N, 1000MM LONG WITHOUT END CAPS | 54.8
6AG1331-1KF02-7AB0 | SIPLUS S7-300 SM331 8AE -25 ... +70 DEGREES C WITH CONFORMAL COATING BASED ON 6ES7331-1KF02-0AB0 . O | 1727.15
4AT3932-5AJ10-0FA0 | TRANSFORMER SITAS; PHASES:1; PN/PN(S6)(KVA):10 /30; UPRI(V):400+/-5%; USEC(V):110; ISEC(A):90,9; F(H | 4548.57
3TH4310-0AP0 | CONTACTOR RELAY 100E EN 50 011 10 NO, SCREW TERMINALS AC OPERATION AC 230/220V 50HZ, 276/264V 60HZ | 86.38
3TH4310-0LF4 | CONTACTOR RELAY DIN EN 50011 10 S, SCREW CONNECTION, DIR. CURRENT ACTUATING DC MAGNET SYSTEM, 110 V | 168.45
3TH4244-0AD0 | CONTACTOR RELAY 44E EN 50 011 4NO+4NC, SCREW TERMINALS AC OPERATION AC 50HZ 42V/60HZ 50V | 59.12
3LD2122-1TL11 | EMERGENCY MAIN CONTROL SWITCH | 36.47
BVP:261745 | BD2C-3-1000-SB-3 STANDARD LENGTH 3,25M 1000A, N + PE, 12 TAP OFFS | 4108.52
3RW4037-1BB14 | SIRIUS SOFT STARTER, S2, 63A, 30KW/400V, 40 DEGR., AC 200-480V, AC/DC 110-230V, SCREW TERMINALS | 1093.47
3SB2304-2H | LAMPHOLDER W2 X 4.6D, WITH INCANDESCENT LAMP 24V, WITH HOLDER | 6.84
3SB2455-1J | SWITCHING ELEMENT U. LAMPHOLDER, 1NO, 1NC, WEDGE-BASE W2 X 4.6D, SOLDER PIN CONNECTION | 19.87
3WL9111-0AN33-0AA0 | ACCESSORIES CIRCUIT BREAKER 3WL MAIN CONDUCTOR CONN. 1 OFF WITHDRAW. CIRC. BREAKER SZ I HORIZONTAL C | 99.43
3WL9111-0AR13-0AA0 | ACCESSORIES CIRCUIT BREAKER 3WL CODING DEVICE WITH 35 DIFFERENT VARIANTS FOR SIZE 3 | 174.81
3WL9111-1AT26-0AA0 | 3WL9 NAFTA ACCESSORY WLRLYCCUB DIGITAL OUTPUT RELAY MODULE, CONFIGURABLE | 637.77
3TY6561-1K | SECOND AUXIL.CONTACT BLOCK LEFT, F.3TB52 TO 3TB56 | 22.59
3TY7483-0AK6 | COIL FOR 3TF48/49 AND 3TK48 CONTACTORS AC 120V 60HZ/AC 110V 50HZ | 189.28
3WL9111-0AH11-0AA0 | ACCESSORIES CIRCUIT BREAKER 3WL POSITION SIGNAL SWITCH F. GUIDE FRAME, 1ST BLOCK 3 MICRO-SWITCHES | 308.71
7MH3110-3BA1 | SET OF 2 ROUND-HEAD BOLT GUIDES MAX. LOAD IN AXIAL DIRECTION 500 KN, WITH 2 OUTER BEARING BLOCKS | 4196.88
7MF4997-1BS | DIGITAL DISPLAY FOR SITRANS TF | 272.87
4AM4042-8EN00-0EA0 | TRANSFORMER SITAS; PHASES:1; PN/PN(S6)(KVA):0,25 /0,85; UPRI(V):600-575-550-525-500- 480-460-440-415 | 273.41
7MC1907-1BV | CONNECTION HEAD FORM B-VA OF STAINLESS STEEL WITH SCREW COVER AND 1 CABLE ENTRY | 262.08
3RK1315-6KS71-2AA0 | SIRIUS MOTOR STARTER M200D AS-I COMMUNICATION: AS-INTERFACE DIRECT ON-LINE STARTER, BASIC ELECTR. SW | 954.77
3RW4434-6BC44 | SIRIUS SOFT STARTER, VALUES WITH 400 V, 40 DEG., STANDARD: 113A, 55KW, INSIDE-DELTA CIRCUIT 3: 196A, | 6724.52
3RW4446-2BC35 | SIRIUS SOFT STARTER, VALUES WITH 575 V, 50 DEG., STANDARD: 315A, 300HP, INSIDE-DELTA CIRCUIT 3: 546A | 20670.71
3VL9600-8SA40 | ACCESSORY FOR VL800 MOUNTING SCREW KIT, M 4 SCREWS | 46.19
3RT1955-5NB32 | WITHDRAWABLE COIL FOR SIZE S6 FOR CONTACTORS 3RT105/3RT145 AC/DC OPERATION UC21-27.3V DRIVE: ELECTRO | 137.95
6SE6400-4BD12-0BA0 | MICROMASTER 4 BRAKING RESISTOR 380-480 V 160R 4000 W PK 200 W CONT 239 X 149 X 43.5 MM H X W X D IP | 833.3
5TA4742 | DELTA FLAT IP44, SM DARK GRAY/LIGHT GRAY HEATING EM. SWITCH, 2POLE 10A 250V, W. PILOT LAMP 66X75MM | 36.95
5SY8332-8 | CIRCUIT BREAKER 400V 25KA, 3POLE, D, 32A, D=70MM | 90.98
6SE6400-2FA00-6AD0 | MICROMASTER 4 EMC FILTER 380V-480V 3AC 6A FOOTPRINT FSA - CLASS A | 120.85
8WD4458-6XD | SIGNALLING COLUMNS, ACCESSORIES LED 230V AC, BA 15D, YELLOW | 47.1
8WD5300-1AC | BUILT-IN LUMINAIRE STEADY BURNING LIGHT, 12 - 230V UC, GREEN | 50.84
3SE7120-2DD01 | CABLE-OPERATED SWITCH METAL ENCL.; 2 X M25 X 1.5 1 NO 1 NC, WITHOUT LATCH CABLE-OPERATED FUNCTION ON | 135.99
4RB5150-3EE50 | POWER CAPACITOR PHASECAP MKK 440V 15.0KVAR | 358.4
4EU3022-6BA00-0AA0 | COMMUTATING CHOKE FOR CONVERTER; PHASES:3; UN1(V):500; ITHMAX 1(A) / F1(HZ):315 /50; I LN (A):283,5; | 5395.14
5TA2104 | DELTA SWITCH INSERT FM SHUTTER SWITCH 10A 250V | 25.53
3LD2103-0TK53 | MAIN/EMERG. STOP SWITCH 3-POLE IU=25, P/AC-23A AT 400V=9.5KW FRONT MOUNTING FOUR-HOLE MOUNTING ROTAR | 28.93
6SL3720-1TG31-5AA3 | SINAMICS S120 CABINET MODULE SINGLE MOTOR MODULE WITH CIM+CU320-2 OUTPUT: DC 675 - 1035V INPUT: 3AC | 18826.87
6SL3072-0AA00-0AG0 | SOFTWARE ON DVD: STARTER COMMISSIONING TOOL FOR SINAMICS AND MICROMASTER VERSION V4.1 SP5 DVD FOR WI | 54.58
3RK1395-6KS71-3AD5 | SIRIUS MOTOR STARTER M200D TECHNOLOGY MODULE REVERSING STARTER ELECTRONIC SWITCHING 3 400V AC/0,9KW; | 1299.05
3RK4340-3JR51-1BA0 | SIRIUS MCU MOTOR STARTER EN.DEGR. OF PROTEC.IP55 PLASTIC COMMUNICATION WITHOUT ELECTROMECHANICAL SWI | 609.78
3VL9230-4TD31 | ACCESSORY FOR VL150UL, (DG-FRAME) ROUND CONDUCTOR TERMINAL FOR CU/AL COMPRISING 3 TERMINALS 3-POLE O | 36.97
3RA6250-2AB32 | SIRIUS, COMPACT STARTER, REVERSING STARTER 690 V, 24 V AC/DC, 50 ... 60 HZ, 0.1 ... 0.4 A, IP20, MAI | 977.15
5SM2642-0 | FI-BLOCK F.LS-SWITCH 5SY TYPE AC (WS), T=70MM 6-40A 4POLE IFN 0,3A 400V | 36.21
6DL5450-8AA07-0YA0 | SIMATIC PCS 7 BRAUMAT, SOFTWARE LIBRARY ENGINEERING V7.0 SINGLE LICENSE F.1 INSTALLATION E-SW, SW AN | 1462.32
3VL9300-3HP02 | ACCESSORY FOR VL160X, VL160, VL250, FIXING BRACKET FOR SHAFT 8MM FROM DOOR COUPLING OPERATING MECHAN | 26.04
3VL9100-4TC30 | ACCESSORY FOR VL160X, STEEL WRAP-AROUND TERMINAL SET OF 3 PCS 3 POLE | 33.95
6XV1850-2GN10 | SIMATIC NET, IND. ETHERNET TP CORD RJ45/RJ45, TP CORD PREASSEMBLED WITH 2 RJ45 CONNECTORS, LENGTH: | 39.01
7MH5111-6GA01 | SIWAREX WL 270 LOAD CELL CP-S SC 200T 0,1 % EX - RATED LOAD 2000T - ACCURACY CLASS 0,1 % - 20M CABLE | 6817.92
3TY7490-0A | MAIN CONTACT FOR 3TF49 | 486.17
3LD2504-3VK51 | MAIN SWITCH 6-POLE IU=63, P/AC-23A AT 400V=22KW FRONT MOUNTING FOUR-HOLE MOUNTING ACTUATOR BLACK | 87.4
3RF2150-1AA22 | SEMICOND. RELAY 3RF2, 1-PHASE WIDTH 22.5 MM, 50 A 24-230 V / 110-230 V AC SCREW TERMINAL | 44.57
3RA6890-0BA | ADAPTER 45 MM FOR CIRCUIT BREAKER 3RV102. | 93.69
3RA6913-2A | AUXILIARY SWITCH, 1 NC CONTACT, 1 NO CONTACT, CONNECTION AUXILIARY CIRCUIT: SPRING-LOADED TERMINAL, | 41.04
4RB2063-3EE50 | POWER CAPACITOR PHICAP MKP 440V 6.3KVAR | 92.78
5SY4206-8 | CIRCUIT BREAKER 400V 10KA, 2-POLE, D, 6A, D=70MM | 35.17
5SY5425-7 | CIRCUIT BREAKER CURR.SENS.DC 880V AC 400V 10KA, 4POLE, C, 25A MAX. DC 1000V | 140.93
BVP:261479 | BD2A-3-160-SB-2 STANDARD LENGTH 2,25M 160A, N + PE, 8 TAP OFFS | 713.52
BVP:261517 | BD2A-3-160-WB-3W* OPTIONAL LENGTH 2,26M-3,24M 160 A, N + PE, 8-12 TAP OFFS | 924.03
5SJ4118-7HG42 | CIRCUIT BREAKER 10KA, 1POLE, C, 15A ACC. TO UL 489 - 277V | 38.36
3RT1955-4G | FRAME TERMINAL BLOCK FOR CONTACTOR SIZE S6, 3RT1054 FOR OVERLOAD RELAY 3RB105 MAX. CONNECTION APPR. | 23.34
6AG1315-6FF04-2AB0 | SIPLUS S7-300 CPU 315F-2DP -25 ... +60 DEGREES C WITH CONFORMAL COATING BASED ON 6ES7315-6FF04-0AB0 | 5966.24
4AV3000-2EB00-0A | POWER SUPPLY; PHASES:3; PN(KW):0,24; UPRI(V):400+/-20; USEC(V DC):24; ISEC(A DC):10/12 (60/40 CEL); | 592.16
3LD2044-1TL51 | 4-P. MAIN CTR./EM.-STOP SWITCH IU=16, P/AC-23A AT 400V=7.5KW BASE MOUNTING RAILS/2-HOLE MOUNTING ROT | 46.72
LZS:RT3A4T30 | PLUG-IN RELAY COMPACT UNIT AC 230V, 1 CO CONTACT LED MODULE RED STANDARD PLUG-IN SOCKET 5 MM PINNING | 20.96
LZS:RT4B4S15 | PLUG-IN RELAY COMPACT UNIT AC 115V, 2 CO CONTACT LED MODULE RED SOCKET W. LOGIC ISOLATION SCREW TERM | 21.72
3TH4364-0AB0 | CONTACTOR RELAY 64E EN 50 011 6NO+4NC, SCREW TERMINALS AC OPERATION AC 50HZ 24V/60HZ 29V | 86.38
3WL9111-2AA66-0AA0 | ACCESSORIES CIRCUIT BREAKER 3WL RATED CURRENT REF. MODULE 5000A F. ETU25, 27, 45, 55, 75, 76 APPROVE | 255.11
3WL9111-0AL56-0AA0 | ACCESSORIES CIRCUIT BREAKER 3WL MAIN CONDUCTOR CONN. 1 OFF FIXED-MOUNTED CIRC.BR. SIZE III FRONT CON | 366.45
6RA8095-4KS22-0AA0 | SINAMICS DCM DC CONVERTER FOR TWO-QUADRANT DRIVES CONNECTION B6C INPUT: 3-PHASE AC 690V, 1660A CONTR | 34989.81
3WL9111-0BA50-0AA0 | ACCESSORIES CIRCUIT BREAKER 3WL LOCKING DEVICE F. INSERT AGAINST UNAUTH. SWITCHING ON W. LOCK IN CAB | 1074.47
3WL9111-0BA77-0AA0 | ACCESSORIES CIRCUIT BREAKER 3WL LOCKING DEVICE AGAINST TRAVERSING OF CIRC. BREAKER SAFETY LOCK AT C | 954.19
7LF5301-6 | QUARTZ TIME SWITCH DAY FORM C 230V/50-60HZ 3 TE | 92.49
7MC2998-5CA | ADJUSTABLE MOUNTING FLANGE FOR PROT. TUBE DIAMETER 15 MM MATERIAL NO. 0.8035 | 18.99
4AV2200-2EB00-0A | POWER SUPPLY; PHASES:1; PN(KW):0,12; UPRI(V):400-230+/-15; USEC(V DC):24; ISEC(A DC):5/6 (60/40 CEL) | 468.91
3RK2200-0CT20-0AA3 | AS-INTERFACE COMPACT MOD. K45, A/B-SLAVE,DIGITAL, 4I, IP67, 4X1 INPUT, MAX. 200 MA, PNP 4 X M8-SOCK | 219.54
3RN1011-1BB00 | THERMISTOR MOTOR PROTECTION STANDARD EVALUATION UNIT, MANUAL/REMOTE, 2W,AC/DC24V, SCREW CONNECTION, | 186.12
6FX2001-3CB00 | SIMODRIVE (ACCESSORIES) INCR.ROTARY ENCODER W.1-V-SINUS (TTL), 1000 PULSES, SYNCHROFLANGE, 6 MM SHAF | 366.56
6SL3730-1TG41-1BA3 | SINAMICS S120 CABINET MODULE BASIC LINE MODULE 3AC 500-690V, 50/60HZ, 1100A OUTPUT: DC 675 - 930V UN | 32116.44
6SE6400-4BC21-2EA0 | MICROMASTER 4 BRAKING RESISTOR 200-240 V 7R 24000 W PK 1200 W CONT 645 X 270 X 175 MM H X W X D IP2 | 1242.99
5SY7332-7 | CIRCUIT BREAKER 400V 15KA, 3-POLE, C, 32A, D=70MM | 106.62
5SY7413-6 | CIRCUIT BREAKER 400V 15KA, 4-POLE, B, 13A, D=70MM | 84.96
5SY8101-7 | CIRCUIT BREAKER 230/400V 25KA, 1POLE, C, 1A, D=70MM | 19.77
8GK1102-6KK22 | ALPHA 400 DIN, WALL-MOUNTING DISTRIBUTOR, DELIVERY FORM FLAT PACK, AP-CUBICLE, RAL 9016, IP43, SK1, | 421.89
3TH4293-0AH0 | CONTACTOR RELAY 44E EN 50 011 4NO+4NC, 1 OVERLAPPING SCREW TERMINAL, AC OPERATION AC 50HZ 48V/60HZ 5 | 70.37
4RB2014-1CC50 | POWER CAPACITOR PHICAP MKP 220V 1.4KVAR | 32.41
8MF6884-5E | STANDARD CUBICLE 8MF6 HXWXD=1800X800X400 INDIVIDUAL MOUNTING NON-VENT., ASSEM., WELDED IP54 | 3187.53
4AT3032-5CT10-0FA0 | TRANSFORMER SITAS; PHASES:1; PN/PN(S6)(KVA):4 /16; UPRI(V):440+/-5%; USEC(V):230; ISEC(A):17,4; F(HZ | 1799.18
6ES7860-2AA21-0YX0 | SIMATIC S7, STAND.PID CTRL V5.2 SINGLE LICENSE F.1 INSTALLATION R-SW, SW AND DOCU. ON CD, CLASS A, 2 | 1286.82
6ES7922-3BD20-0AG0 | FRONT CONNECTOR FOR SIMATIC S7-300 40POL. (6ES7921-3AH20-0AA0) WITH 40 SINGLE CORES 0.5 MM2, H05V-K | 141.97
3RK1400-1DQ01-0AA3 | AS-INTERFACE COMPACT MOD. K60, DIGITAL, 4I/4O, IP67, 4 X 1 INPUT, 200MA MAX., PNP 4 X 1 OUTPUT, 1A, | 308.5
3RK1901-1MD00 | AS-INTERFACE ACCESSORIES PROFILE GASKET FOR CABLE GLAND M20X1.5 FOR AS-I CABLE, SHAPED TRAPEZOIDAL-S | 2.46
6FX2001-2MB25 | SIMODRIVE (ACCESSORIES) INCR. ROTARY ENCODER W. RS 422 (TTL), 1250 PULSES, SYNCHROFLANGE, 10 MM SHAF | 366.56
6SE6420-2UC17-5AA1 | MICROMASTER 420 UNFILTERED 1/3AC 200-240V +10/-10% 47-63HZ CONSTANT TORQUE POWER 0.75 KW OVERLOAD | 840.34
5SY7516-7 | CIRCUIT BREAKER 230V 15KA, 1+N-POLE, C, 16A, D=70MM | 41.72
5TA2118 | DELTA SWITCH INSERT FM DOPPEL-2-WAY SWITCH 10A 250V | 18.25
5SY7102-7 | CIRCUIT BREAKER 230/400V 15KA, 1-POLE, C, 2A, D=70MM | 17.31
3TY2482-0A | F. 3TC48 CONTACTORS, SIZE 4 ARC CHUTE | 57.34
3LD2254-1TL51 | MAIN CONTROL SWITCH 4-POLE IU=32, P/AC-23A AT 400V=11,5KW FRONT MOUNTING CENTRAL-HOLE MOUNTING ROTAR | 42.09
3NA6132-6 | LV HRC FUSE LINK GL/GG WITH INSULATED GRIP LUGS WITH COMBINATION INDICATOR SIZE 1, 125A, AC 690V/DC | 49.88
3RK4340-3FR51-1BA0 | SIRIUS MCU MOTOR STARTER EN.DEGR. OF PROTEC.IP55 PLASTIC COMMUNICATION WITHOUT ELECTROMECHANICAL SWI | 609.78
8MF6866-4R | STANDARD CUBICLE 8MF6 HXWXD=1800X600X600 SIDE-BY-SIDE MOUNTING NON-VENT., ASSEM., WELDED IP40 | 2298.86
8WA1011-1SF13 | FUSE TERMINAL SCREW CONNECTION FOR G FUSE LINK 5X20MM AND 5X25MM WITH LED 24V | 21.33
3RP1531-1AQ30 | TIME RELAY, OFF-DELAY WITH AUXILIARY SWITCH,1C, RANGE 0.5 S...10 S, AC 24,100...127 V AND DC 24 V, W | 236.75
3RP1540-1AB31 | TIMING RELAY, SOLID-STATE, OFF-DELAY, W/O AUX.VOLTAGE, 1 CO CONTACT 9 TIME SETTING RANGES 0.05S...60 | 300.68
3RS1000-2CK00 | TEMPERATURE MONITORING RELAY FOR PT100, EXCEEDING OF 1 THRESH. VAL., WIDTH 22ND5 MM -50 C-50 C, 110- | 207.01
3RS1101-1CK30 | TEMPERATURE MONITORING RELAY THERMOCOUPLE TYP K, EXCEEDING 1 THRESH. VAL., WIDTH 22ND5 MM 0 C-600 C, | 200.04
6ES7422-7BL00-0AB0 | SIMATIC S7-400, DIG.OUTPUT MOD. SM 422, OPTIC. ISOLATED, 32 DO, 24V DC, 0.5A WITH 0,15 MS OUTPUT DEL | 1717.36
6ES7461-0AA00-7AA0 | SIMATIC S7-400, TERMINATOR FOR IM 461 RECEIVER INTERF.MOD. | 133.79
3LD2103-2EP53 | MAIN/EMERG. STOP SWITCH 4-POLE IU=25, P/AC-23A AT 400V=9.5KW 1NO+1NC, FRONT MOUNTING FOUR-HOLE MOUNT | 47.45
3RT1056-6AB36 | CONTACTOR, 90KW/400V/AC-3, AC(40...60HZ)/DC OPERATION UC 23...26V AUXIL. CONTACTS 2NO+2NC 3-POLE, SI | 563.43
3NA7805 | LV HRC FUSE LINK GL/GG WITH NON-INSULATED GRIP LUGS WITH COMBINATION INDICATOR SIZE 000, 16A, AC 500 | 4.7
3NC1415 | SITOR CYLINDRICAL FUSE LINK AR 15 A, 660 V AC/700 V DC | 13.63
3NE1020-2 | SITOR FUSE-LINK UTILIZ. CATEGORY GR, DIN 43620 80A , AC 690 V ,(SIZE 00) | 56.51
3RT1066-6AV36 | CONTACTOR, 160KW/400V/AC-3 AC(40...60HZ)/DC OPERATION UC 380-420V AUXILIARY CONTACTS 2NO+2NC 3-POLE, | 1077.64
8WA1890 | FLAT CONNECTOR SLOTTED | 1.18
8MF5898-5R | STANDARD CUBICLE 8MF5 HXWXD=1800X900X800 SIDE-BY-SIDE MOUNTING NON-VENT., NOT ASSEM., SCREWED IP54 | 3052.28
8WH2003-0CE07 | PE TERMINAL WITH SPRING CONNECTION, 3 CONNECT. POINTS, SECTION: 0.14 - 1.5 MM2, WIDTH: 4.2 MM, COLOR | 5.01
4EM4900-5CB00 | COMMUTATING CHOKE FOR CONVERTER; PHASES:1; UN1(V):230; ITHMAX 1(A) / F1(HZ):15 /50; I LN (A):13,5; U | 190.83
3TF6833-1DP4 | CONTACTOR SIZE 14, 3-POLE AC-3, 335KW, 400/380V (690V) AUXILIARY CONTACTS 33 (3NO+3NC) W.3TC44174A R | 3661.4
3TF6944-8CF7-ZA02 | CONTACTOR SIZE 14, 3-POLE, AC-3, 450KW, 400/380V (1000V) AUX. SWITCH 44 (4NO+4NC) AC OPERATION 110.. | 5197.23
4AM3442-8ED40-0FA0 | TRANSFORMER SITAS; PHASES:1; PN/PN(S6)(KVA):0,1 /0,31; UPRI(V):600-575-550-525-500- 480-460-440-415- | 195.49
3RA6250-2BB32 | SIRIUS, COMPACT STARTER, REVERSING STARTER 690 V, 24 V AC/DC, 50 ... 60 HZ, 0.32 ... 1.25 A, IP20, M | 988.63
3SB2908-8AB | INSULATING SLEEVE FOR FLAT CONNECTOR, 2.8 X 0.8MM, CAN BE FITTED FROM THE FRONT | 0.17
3SB2910-0BD | BUTTON, YELLOW, RAISED, FOR PUSHBUTTON | 1.29
6AG1350-1AH03-2AE0 | SIPLUS S7-300 FM350-1 -25 ... +60 DEGREES C WITH CONFORMAL COATING BASED ON 6ES7350-1AH03-0AE0 . COU | 1649.17
3SE5000-0AA01-1AJ0 | TWIST LEVER FOR POSITION SWITCH 3SE51 METAL LEVER 27MM LONG, FORM A WITH PLASTIC ROLLER 19MM, FUNCTI | 7.15
5TG1160 | DELTA VITA, ALUMINUM METALLIC INTERMED. FRAME 55X55M FOR DEVICES W. CENTRAL PLATE 51X51MM | 8.4
6XV1873-2A | SIMATIC NET FO STANDARD CABLE GP(50/125), STANDARD CABLE CAN BE SECTIONALIZED, UL APPROVAL, MAX. LEN | 6.03
6XV1875-5CH20 | SIMATIC NET, IWLAN N-CONNECT/ R-SMA MALE/MALE FLEXIBLE CONNECTION CABLE PREASSEMBLED, LENGTH 2M FLEX | 57.29
LZX:PT520730 | PLUG-IN RELAY 4 CHANGEOVER CONT.,W/O TEST BR. 230V AC | 8.17
3VL9800-1UL00 | ACCESSORY FOR VL630, VL800, VL1250, VL1600, UNDERVOLTAGE RELEASE 500 - 525 V AC RIGHT POLE ONLY | 267.54
8GK1112-5KK52 | ALPHA 400 DIN, WALL-MOUNTING DISTRIBUTOR, DELIVERY FORM FLAT PACK, AP-CUBICLE, RAL 9016, IP43, SK2, | 1084.94
8GK1112-6KK42 | ALPHA 400 DIN, WALL-MOUNTING DISTRIBUTOR, DELIVERY FORM FLAT PACK, AP-CUBICLE, RAL 9016, IP43, SK2, | 887.03
3VL9300-3AW11 | ACCESSORY FOR VL150XUL- VL250UL (CG-FRAME - FG-FRAME) KIT F. LEADING AUXILIARY SWITCHES 2 CO CONTACT | 62.87
3TX7462-3U | SURGE SUPPRESSOR RC ELEMENT FOR SNAPPING ON AC 240 TO 400V FOR CONTACTORS SIZE 3 TO 6 | 14.02
3TX7572-3J | SURGE SUPPRESSOR VARISTOR FOR DC ECONOMY CIRCUIT 127 TO 250 V DC FOR CONTACTORS SIZE 12 AND 14 | 27.54
7MC2998-2DC | GAS-TIGHT THREADED SLEEVE, G1, W-NO. 1.0718 FOR STRAIGHT THERMOCOUPLE FOR PROT. TUBE DIAMETER 26 MM | 112.69
3RK1405-0BQ20-0AA3 | ASISAFE MODULE K45F TWO SAFE INPUTS 2FDI AND TWO STANDARD OUTPUTS 2DO MOUNTING PLATE 3RK19012EA00 TO | 274.06
4AM4842-5AT10-0FB0 | TRANSFORMER SITAS; PHASES:1; PN/PN(S6)(KVA):0,5 /2; UPRI(V):400+/-5%; USEC(V):230; ISEC(A):2,17; F(H | 377.37
6SL3710-7LE37-5AA3 | SINAMICS S150 CONVERTER CABINET UNIT, AC/AC WITH CIM+CU320-2 3-PH. 380-480 V, 50/60 HZ UNIT RATING: | 121070.82
6ES7653-2BA00-0XB5 | SIMATIC PCS 7, SOFTWARE, RUNTIME LICENSE AS (PO 100), FLOATING LICENSE F.1 USER R-SW, WITHOUT SW AND | 1253.61
5SY7532-7 | CIRCUIT BREAKER 230V 15KA, 1+N-POLE, C, 32A, D=70MM | 50.92
5SY7550-7 | CIRCUIT BREAKER 230V 15KA, 1+N-POLE, C, 50A, D=70MM | 75.88
5SY8520-7 | CIRCUIT BREAKER 230V 25KA, 1+N-POLE, C, 20A, D=70M | 47.71
5SY8632-8 | CIRCUIT BREAKER 400V 25KA, 3+N-POLE, D, 32A, D=70M | 178.78
6DL2804-0AE32 | EX-DEVICE MADE OF STAINLESS STEEL, IP65. EMPTY CABINET READY FOR INSTALLATION OF ET200ISP. EQUIPMENT | 6303.95
3LD2215-0TK51 | MASTER SWITCH 3-POLE IU=32, P/AC-23A W. 400V=11.5KW FLOOR FIXING TOP-HAT RAILS/TWO-HOLE FIXING DOOR- | 54.24
3RT1054-6AP36-ZX95 | CONTACTOR, 55KW/400V/AC-3, AC(40...60HZ)/DC OPERATION UC 220...240V AUXIL. CONTACTS 2NO+2NC 3-POLE, | 422.87
8MF6084-4ES | EMC CUBICLE IP40 HXWXD=2000X800X400 | 3631.85
8MF4015 | BASE FOR CUBICLE WXD = 800 X 400MM HEIGHT 100MM | 340
8MF4042 | BASE FOR CUBICLE WXD = 900 X 800MM HEIGHT 200MM | 515.8
6FX2008-1DC00-2AA0 | SIGNAL CABLE, SOLD BY THE METER (DRIVE CLIQ) 2X2X0.22 C, NON-TRAILING TYPE, DELIVERED IN COILS DMAX= | 748.93
8MR2110-7D | HEATER 110-120 V, 80 W;UL-APP. HG 04007.9-00 | 116.64
8MF4826 | 19 INCH MOUNTING BRACKET FOR HOUSING | 142.55
8MF4263 | TRIM STRIP W.O. SIEMENS LETTER. OCHRE FOR CUBICLE WIDTH 900MM | 202.84
8MF4413 | C-SECTION RAIL CABLE INTERCEPTING BAR C40 W=1000 | 96.2
3TH4244-0BV4 | CONTACTOR RELAY 44E EN 50 011 4NO+4NC, SCREW TERMINALS DC OPERATION DC SOLENOID SYSTEM DC 36V | 103.04
3TH4244-4MP0 | CONTACTOR RELAY 44E EN 50 011 DIN EN 50011 4NO+4NC, TAB CONNECTOR AC OPERATION AC 230/220V 50HZ, 276 | 64.79
3NP1143-1DA10 | FUSE-SWITCH-DISCONNECTOR 3-POLE, NH1, 250A MOUNTING PLATE CONSTRUCTION COVER LEVEL 70 MM FLAT CONNEC | 173.85
6SN1111-0AA00-0DV0 | SINAMICS / SIMODRIVE- SUBASSEMBLY WITH ELECTRICAL FILTER FUNCTION HFD PACKET 55 KW; 800 W; CONTAINS: | 3610
3VL9300-8CE01 | (CG FRAME - FG FRAME) ACCESSORY FOR VL150XUL - VL250UL, PHASE BARRIER CONSISTING OF 2 PHASE PARTITIO | 41.41
7MH7725-1BH | LOAD CELL,WITH HARDWARE, MTS,1000 LB, STAINLESS STEEL, SPARE | 2170.96
8GK1333-8KN54 | ALPHA 630 DIN FLOOR DISTR.BOARD IP55, SK II, RAL 7035 H=1950 W=1300 D=320 INCL. BASE AND SHEET-STEEL | 2732.34
8GK4001-4KK11 | ALPHA 160/400 DIN, RAPID KIT F. MODULAR INSTALLATION DEVICES W. TIER SPACING 125MM W. N/PE-BAR, H=60 | 163.75
3WL9111-0BA08-0AA0 | ACCESSORIES CIRCUIT BREAKER 3WL EARTHING METER F. WITHDRAWABLE SWITCH SIZE I 4-POLE | 142.73
4AM3242-8EN00-0EA0 | TRANSFORMER SITAS; PHASES:1; PN/PN(S6)(KVA):0,063 /0,19; UPRI(V):600-575-550-525-500- 480-460-440-41 | 171.4
4AM2642-5AN00-0EA0 | TRANSFORMER SITAS; PHASES:1; PN/PN(S6)(KVA):0,04 /0; UPRI(V):400+/-5%; USEC(V):24; ISEC(A):1,67; F(H | 93.64
5TG1394-1 | DELTA STYLE PLATINUM METALLIC COVER PLATE UTU OUTLET BOX 68X68MM FOR RUTENBECK CAT.3+5+6 BTR-DAT C6, | 13.91
3SE5212-1LC05 | SIRIUS POSITION SWITCH; METAL ENCLOSURE TO EN50047, 31MM DEVICE CONNECTION 1X(M20X1.5); 1NO/2NC SNAP | 45.48
3NJ4911-1AA00 | ACCESSORY FOR 3NJ41 IN-LINE FUSE SW.DISCONN. RESERVE SECTION COVER FOR BUSBARS 185MM BUSBAR CENTRES, | 11.25
3NW7222 | BUILT-IN FUSE BASE WITH SIGNAL DETECTOR FOR CYLINDRICAL FUSES SIZE 22X58 MM 100 A, 2-POLE | 78.96
5SY6306-7 | CIRCUIT BREAKER 400V 6KA, 3-POLE, C, 6A, D=70MM | 22.17
3RT1456-6AF36-ZX95 | CONTACTOR, 275A/AC-1, AC(40...60HZ)/DC OPERATION UC 110...127V AUXIL. CONTACTS 2NO+2NC 3-POLE, SIZE | 753.31
6ES7653-2BC00-0XB5 | SIMATIC PCS 7, SOFTWARE, RUNTIME LICENSE AS (PO 10000), FLOATING LICENSE F.1 USER R-SW, WITHOUT SW A | 125339.67
6ES7368-3BC51-0AA0 | SIMATIC S7-300,CONNECTING CABLE BETWEEN IM 360/IM 361 2.5M | 216.1
3TF6833-8DF4 | CONTACTOR SIZE 14, 3-POLE AC-3, 335KW, 400/380V (1000V) AUXILIARY SWITCH 33 (3NO+3NC) W.3TC44174A RE | 4081.46
3TH4280-0AG2 | CONTACTOR RELAY 80E EN 50 011 8NO, SCREW TERMINALS AC OPERATION AC 50/60HZ 110V | 57.21
8GK4401-1KK12 | ALPHA 400/630 DIN, KIT FOR ROW TERMINALS FIELD COVER WITHOUT CUTOUT WITH TERMINAL SUPPORT, HORIZ., H | 45.69
8MF2068-3RB | STANDARD CUBICLE 8MF2 HXWXD=2000X600X800 SIDE-BY-SIDE MOUNTING VENTIL., ASSEMBL., WELDED IP30 | 2298.86
8GK9510-8KK20 | ALPHA 400DIN DOOR AS SPARE PART SINGLE DOOR H=1250 MM,W=550 MM INCL. CLOSING EQUIPMENT AP, IP43,55, | 191.87
3RT1054-1NF36 | CONTACTOR, 55KW/400V/AC-3 AC(40...60HZ)/DC OPERATION UC 96...127V AUXIL. CONTACTS 2NO+2NC 3-POLE, SI | 425.04
3NA6807-4 | LV HRC FUSE LINK GL/GG WITH INSULATED GRIP LUGS WITH COMBINATION INDICATOR SIZE 000, 20A, AC 400V | 6.77
6ES7391-1AA00-0AA0 | SIMATIC S7-300, SPARE PART PLUG FOR 24V SUPPLY FOR S7-300 CPUS AND FM352-5 10 PIECES PER PACKAGING U | 76.37
3LD2154-1TL53 | MAIN/EMERG. STOP SWITCH 4-POLE IU=25, P/AC-23A AT 400V=9.5KW FRONT MOUNTING CENTER HOLE MOUNTING ROT | 36.27
3LD2254-0TK51 | MAIN CONTROL SWITCH 3-POLE IU=32, P/AC-23A AT 400V=11,5KW FRONT MOUNTING CENTRAL-HOLE MOUNTING ROTAR | 34.08
3LD2305-1TL11 | MAIN SWITCHES 4-POLE ROT. OPERAT. MECH. BLACK IU=160A P/AC-23A BEI 400V=75KW FLOOR MOUNTING 4-HOLE M | 337.18
3SE5232-0LD03 | SIRIUS POSITION SWITCH; PLASTIC HOUSING ACC. TO EN50047, 31MM DEVICE CONNECTION 1X (M20X1.5); 1NO/2N | 26.4
3RF2310-3AA06 | SEMI-COND. CONTACTOR 3RF2,1-PH. AC 51 10 A 40 DEGREES C 48-600 V / 24 V DC RING TERMINAL | 71.54
3SE5000-0AE04 | ACTUATOR HEAD FOR POSITION SWITCH 3SE51/52 ROLLER LEVER W. STAINLESS STEEL LEVER AND STAINLESS STEEL | 30.05
4RB5150-3GK50 | POWER CAPACITOR PHASECAP MKK 690V 15.0KVAR | 541.78
6DR2902-8AB | POINT-TO-POINT CABLE RS 232C FOR THE LINK PC TO SIPART SERIAL INTERFACE; LENGTH 5M; 9-POLE SOCKET (P | 209.73
3TY7693-0QG7 | SOLENOID COIL FOR 3TF6933-.Q.. CONTACTOR WITH RECTIFIER BRIDGE AC 110 TO 120 V 50/60HZ | 1120.47
3TH4373-0AG2 | CONTACTOR RELAY 73E EN 50 011 7NO+3NC, SCREW TERMINALS AC OPERATION AC 50/60HZ 110V | 86.38
4EP3200-1US00 | MAINS CHOKE F.FU; PHASES:3; UN1(V):480; ITHMAX 1(A) / F1(HZ):6,3 /60; I LN (A):5,67; UK(%):2; LN(MH) | 279.81
8ME8814 | BOLTS M8 X 15 | 2.01
8WH8110-4AA05 | EMPTY LABELS SIZE ZB8 | 0.06
3LD2565-0TB53 | MAIN/EMERG. STOP SWITCH 3-POLE IU=63, P/AC-23A AT 400V=22KW 1 N-TERMINAL + 1 PE-TERMINAL INSULATION- | 81.81
6ES7194-4GA20-0AA0 | SIMATIC DP, MODULE CARRIER NARROW VERSION FOR IO MODULES ET 200PRO SOLD BY THE METER, CONFIGURABLE B | 114.57
6ES7860-4AA01-0YX1 | SIMATIC S7, PID SELF TUNER V5.1 SINGLE LICENSE F.1 INSTALLATION R-SW, WITHOUT SW AND DOCU., CLASS A, | 119.22
3SE5000-0AR04 | ACTUATOR HEAD FOR POSITION SWITCH 3SE51/52 SPRING ROD TOTAL LENGTH 242.5MM SPRING= 150MM, PLUNGER=50 | 21.36
3RH1921-2EE02 | ELECTRONIC AUXILIARY SWITCH DIN EN 50005 LATERAL, CAGE CLAMP CONN. 2 NC, SEALED, SIZE S0...S3 | 27.32
6AV6671-8XS00-0AX0 | MOUNTING FRAME MP 277 10" TOUCH AND MP 377 12" TOUCH | 68.31
3NP1133-1CA12 | FUSE-SWITCH-DISCONNECTOR 3-POLE, NH00, 160A MOUNTING PLATE CONSTRUCTION COVER LEVEL 45 MM FLAT CONNE | 236.44
6RA8095-4GV62-0AA0 | SINAMICS DCM DC CONVERTER FOR FOUR-QUADRANT DRIVES CONNECTION (B6) A (B6) C INPUT: 3-PHASE AC 575V, | 39875.77
8WH8140-5XA05 | LABELS, TRANSV. SPECIAL LABELLING ZB10 | 0.25
8WH8141-5XA05 | LABELS, FLAT, TRANSV. SPECIAL LABELLING ZBF10 | 0.23
BVP:045889 | BD2-400-R FLEX. BRANCH/JUNCT. | 1741.56
6ES7223-0BD30-0XB0 | SIMATIC S7-1200, DIGITAL I/O SB 1223, 2 DI / 2 DO, 2 DI 24V DC/2 DO 24V DC | 97.05
6ES7900-0FA00-0XA0 | SIMATIC PC, POWER SUPPLY CABLE 230V AC, STRAIGHT 3M FOR RACK PC, FOR CHINA | 28.46
3RK1304-0HS00-7AA0 | ET 200PRO F-RSM SAFETY LOCAL ISOLATOR MODULE; UP TO 16A ISOLATING FUNCTION FOR MAIN CIRCUIT AND SAFE | 1139.3
6FX2001-5QE25 | ABSOLUTE VALUE ENCODER 25 BIT WITH ENDAT, OPERATING VOLTAGE 5 V, STRIP FLANGE RADIAL FLANGE SOCKET | 985.26
6ES7650-1AG51-2XX0 | SIMATIC PCS7, RTD MTA MARSHALLING TERMINATION ASSEMBLY FOR ET200M RTD MODULE 6ES331-7PF01-0AB0 8 CHA | 546.44
3RT1264-6AF36 | VAC. CONTACTOR, 110KW/400V/AC-3 AC(40...60HZ)/DC OPERATION UC 110-127V AUXILIARY CONTACTS 2NO+2NC 3- | 1176.09
5SY4520-7 | CIRCUIT BREAKER 230V 10KA, 1+N-POLE, C, 20A, D=70MM | 11.41
3NP1943-1BG40 | ACCES.F.FUSE SWI. DISCONNECTOR FOR NH1 AUXILIARY CONDUCTOR CONNECTION FOR BOX TERMINAL | 12.63
3RK3242-2AA10 | * | 714.57
6SE6400-3TD00-4AD0 | MICROMASTER 4 OUTPUT LC FILTER 380-480V 3AC 4.5 / 4.1 A (40 / 50 GRD C) FOOTPRINT FSA 334 X 75.5 X | 799.06
5SY8405-7 | CIRCUIT BREAKER 400V 25KA, 4POLE, C, 0.5A, D=70MM | 166.65
FDK:083N8128 | MAG 3100 E FLANGE, 150MM / 6 INCH, AS2129, TABLE E | 633.33
FDK:083N8495 | MAG 3100 E FLANGE 65MM, PN 16 HAST C | 1308.4
6ES7648-1AA00-0XD0 | SIMATIC PC TOWER-KIT, FOR MODIFICATION RACK PC TO INDUSTRIAL TOWER PC, FOR RACK PC 847B, IPC 847C | 151.21
7KM9900-0YA00-0AA0 | TOP HAT RAIL ADAPTER PAC TMP SUITABLE FOR PAC3100, PAC3200, PAC4200 | 17.67
5SJ6320-7KS | CIRCUIT BREAKER 400V 6KA, 3-POLE, C, 20A, D=70MM WITH SCREWLESS TAP-OFF TERMINAL | 22.35
3VL9460-4TC31 | ACCESSORY FOR VL400UL, (JG FRAME) BOX TERMINALS COMPRISES 3 BOX TERMINALS 3-POLE | 185.11
5SP4192-6 | CIRCUIT BREAKER 230/400V 10KA, 1-POLE, B, 125A, D=70MM | 33.56
3RX9016-0AA00 | AS-INTERFACE LINE, SHAPED, YELLOW, PUR, OIL-RESIST., 2 X 1.5MM2, 1KM, ON DRUM, 1 UNIT = 1KM, MARINE | 8164.47
3RV1011-0CA10-ZW96 | CIRCUIT-BREAKER 0.18...0,.25 N-RELEASE 3,3A, SIZE S00, MOTOR PROTECTION, CLASS 10, SCREW CONNECTION | 53.87
6RA8086-6KS22-0AA0 | SINAMICS DCM DC CONVERTER FOR TWO-QUADRANT DRIVES CONNECTION B6C INPUT: 3-PHASE AC 690V, 598A CONTRO | 16864.45
8WD4420-0CB | SIGNALLING COLUMN SINGLE-FLASH LIGHT ELEMENT RED, 24V DC | 145.6
3RB2987-2B | CONNECTING CABLE 0.1 M FOR 3RB22/23/24 SIZE S00...S12 | 14.68
3RF2090-1AA26 | SEMICONDUCTOR RELAY 3RF2, 1-PH. WIDTH 45MM, 90 A 48-600 V / 110-230 V AC SCREW TERMINAL | 81.03
3RF2150-1AA02 | SEMICOND. RELAY 3RF2, 1-PHASE WIDTH 22.5 MM, 50 A 24-230 V / 24 V DC SCREW TERMINAL | 40.01
3RF2150-3AA22 | SEMICOND. RELAY 3RF2, 1-PHASE WIDTH 22.5 MM, 50 A 24-230 V / 110-230 V AC RING TERMINAL | 44.57
8MF4076 | BOTTOM PLATE FOR CUBICLE WXD = 1200 X 400MM | 274.32
8MF4882 | 19 INCH SWING FRAME 9 HM | 1141.7
8MF9264 | MOUNTING PLATE H X W = 1800 X 1200 MM FOR 8MF SYSTEM CUBICLE | 436.58
4EP3200-4US00 | MAINS CHOKE F.FU; PHASES:3; UN1(V):480; ITHMAX 1(A) / F1(HZ):1,5 /60; I LN (A):1,35; UK(%):2; LN(MH) | 259.71
3UG4511-2AN20 | ANALOG MONITORING RELAY PHASE SEQUENCE MONITORING 3X 160 TO 260V AC 50 TO 60 HZ 1 CHANGEOVER CONTACT | 99.38
3TY7683-0DF4 | COIL FOR 3TF68 CONTACTOR DC 110V | 379.77
5SY7420-7 | CIRCUIT BREAKER 400V 15KA, 4-POLE, C, 20A, D=70MM | 123.9
5SY8316-8 | CIRCUIT BREAKER 400V 25KA, 3POLE, D, 16A, D=70MM | 75.69
5TE4822 | PUSHBUTTON, D=70MM 1NC 20A, 1BUTTON RED LAMP 230V, LONG CABLE | 18.59
5SY7620-8 | CIRCUIT BREAKER 400V 15KA, 3+N-POLE, D, 20A, D=70MM | 129.86
3RF2190-1AA02 | SEMICOND. RELAY 3RF2, 1-PHASE WIDTH 22.5 MM, 90 A 24-230 V / 24 V DC SCREW TERMINAL | 57.42
3RA6120-2CB32 | SIRIUS, COMPACT STARTER, DIRECT STARTER 690 V, 24 V AC/DC, 50 ... 60 HZ, 1 ... 4 A, IP20, CONNECTION | 625.61
8MF6064-5E | STANDARD CUBICLE 8MF6 HXWXD=2000X600X400 INDIVIDUAL MOUNTING NON-VENT., ASSEM., WELDED IP54 | 3090.92
8WD4440-5AF | SIGNALLING COLUMN STEADY LIGHT LED BLUE, 115V AC | 78.49
A5E02054635 | ACCESSORIES WELD-IN CONNECTION (DIN 11850) DN25, SENSOR SIZE DN25 (P GASKET) | 354.78
3SE5132-0CA00-1CA0 | BASIC SWITCH W. INCREASED CORROSION PROTECTION FOR POSITION SWITCH 3SE513 PLASTIC ENCLOSURE, TO EN50 | 25.02
3SE5132-0LU21 | SIRIUS HINGE SWITCH PLASTIC ENCLOSURE,40MM,EN50041 DEVICE CONNECTION 1X(M20X1.5) SNAP-ACTION CONTACT | 41.42
3SE5212-0CF10 | SIRIUS POSITION SWITCH; METAL HOUSING ACC. TO EN50047, 31MM DEVICE CONNECTION 1X(M20X1.5); 1NO/1NC S | 33.95
3RG9004-0DB00 | ACTUATOR SENSOR INTERFACE 4I/40 APPLICATION MODULE 4X1 INPUT 200MA PNP, 4X1 OUTPUT ELECTRONICS DC 24 | 252.53
5TG1201-0 | DELTA MIRO SINGLE FRAME GENUINE GLASS CRYSTAL GREEN WITHOUT SIEMENS LOGO DIMENSION 90X90 MM | 41.52
3SE5114-1CD02-1AF3 | SIRIUS POSITION SWITCH METAL HOUSING 40MM TO EN50041 1NO/1NC SNAP-ACTION CONTACTS W. M12 CONNECTOR, | 93.69
3SE5122-0LA00-1CA0 | BASIC SWITCH W. INCREASED CORROSION PROT. FOR POSITION SWITCH 3SE51, METAL ENCLOSURE 56MM, DEVICE CO | 35.01
3RB2163-4GF2 | OVERLOAD RELAY 55...250 A FOR MOTOR PROTECTION SIZE S10/S12, CLASS 5...30 MOUNT. ONTO CONT./ STAND-A | 338.67
3RF2310-1AA12 | SEMICOND. CONTACTOR 3RF2, 1-PH. AC51 10.5 A 40 DEG. C 24-230V / 24V AC/DC SCREW CONNECTION | 56.33
5SY7215-7 | CIRCUIT BREAKER 400V 15KA, 2-POLE, C, 1.6A, D=70MM | 71.81
5SY7263-6 | CIRCUIT BREAKER 400V 15KA, 2-POLE, B, 63A, D=70MM | 88.41
5SY8425-8 | CIRCUIT BREAKER 400V 25KA, 4POLE, D, 25A, D=70MM | 106.28
5TG7986 | DELTA PROFIL, SILVER ROCKER W.SHUTTER/BLIND SYMBOLS F.PUSHB. 1FOLD CENTER POSITION 65X65MM | 11.62
3RK1301-1HB00-0AA2 | DS1-X FOR ET 200S ELECTROMECHANICS LINE STARTER EXPANDABLE ADJUSTABLE RANGE 5.5...8.0A AC-3, 3.0 KW/ | 484.99
6SL3710-1GF38-1CA3 | SINAMICS G150 CONVERTER CABINET UNIT, AC/AC WITH CIM+CU320-2 3AC 500-600V, 50/60HZ NOM. POWER RATING | 78155.26
6SE6400-0MD00-0AA0 | MICROMASTER4 AOP MULTI INVERTER DOOR MOUNTING KIT (USS) | 374.86
3LD2054-1TP53 | MAIN/EMERG. STOP SWITCH 3-POLE IU=16, P/AC-23A AT 400V=7.5KW 1NO+1NC, FRONT MOUNTING CENTER HOLE MOU | 35.78
3NA6803-6 | LV HRC FUSE LINK GL/GG WITH INSULATED GRIP LUGS WITH COMBINATION INDICATOR SIZE 000, 10A, AC 690V/DC | 29.63
3NC1012 | SITOR CYLINDRICAL FUSE LINK AR 12 A, 600 V AC/400V DC | 9.93
3NE4117-5 | SITOR FUSE-LINK 50A, AC 1000V, FOR 6QG11 | 57.7
3NC2431-0C | SITOR FUSE-LINK FOR SEMICONDUCTOR PROTECTION 350A GR 500V SIZE 3 CONNECTION CONTACT INDICATOR 110MM | 206.25
8MF5226-5E | STANDARD CUBICLE 8MF5 HXWXD=2200X1200X600 INDIVIDUAL MOUNTING NON-VENT., NOT ASSEM., SCREWED IP54 | 4733
8WH2030-0AF01 | THREE-TIER TERM.2,5 MM2 BLUE | 4.55
6FX7008-1BC41-3AA0 | POWER CABLE,SOLD BY THE METER, 4X6 + 4X0.5 C FOR LINEAR MOTORS TRAILING TYPE UL/CSA DESINA MOTION-CO | 6509.23
A5E01483440 | LR200 LUI,ALUMINUM ENCLOSURE, M20, WITH BOARD STACK 5.8GHZ, APPROVAL A, PROFIBUS | 2592.29
3RB2985-2CA1 | MEMORY MODULE BASIC 1 GF FOR 3RB22/23 SZ S00...S12 | 30.39
8MF4631 | MOUNTING PLATE HXW=ALLX800 | 237.61
8MF4251 | TRIM STRIP W. SIEMENS LETTERING OCHRE FOR CUBICLE WIDTH 800MM | 188.94
8WA1822-7AX03 | COVER, WHITE, F. INSCRIPTION FOR LINK RAILS LENGTH 80 MM, F.THROUGH-TYPE TERMINALS SZ 2.5 TO 6 | 4.8
8MR2172-2A | NC CONTACT+NO CONTACT, 25DEGR., 77DEGR. FTD011, 01163.0-01, | 42.15
3TH4355-0BC4 | CONTACTOR RELAY 55E EN 50 011 5NO+5NC, SCREW TERMINALS DC OPERATION DC SOLENOID SYSTEM DC 30V | 135.75
3RF2050-1AA44 | SEMICONDUCTOR RELAY 3RF2, 1-PH. WIDTH 45 MM, 50 A 48-460 V / 4-30 V DC SCREW CONNECTION | 46.79
3RV1011-1KA10-ZW97 | CIRCUIT-BREAKER, 9...12 A, N-RELEASE 156 A, SIZE S00, MOTOR PROTECTION, CLASS 10, SCREW CONNECTION S | 72.17
3SE5112-0KB01 | SIRIUS POSITION SWITCH METAL ENCLOSURE 40MM TO EN50041 DEVICE CONNECTION 1X (M20X1.5) 1NO/ 2NC SLOW- | 39.76
3SE5230-0AA00-1AG0 | COVER FOR POSITION SWITCH PLASTIC 3SE52, FOR HOUSING ACC. TO EN50047,31MM YELLOW | 2.98
3WL9111-0BA51-0AA0 | ACCESSORIES CIRCUIT BREAKER 3WL LOCKING DEVICE F. INSERT AGAINST UNAUTH. SWITCHING ON W. LOCK IN CAB | 777.79
3UF7101-1AA00-0 | CURRENT MEASURING MODULE; SET CURRENT 2,4...25A; OVERALL WIDTH 45MM; STRAIGHT-THROUGH CT | 144.14
3UF7300-1AU00-0 | DIGITAL MODULE; 4 INPUTS AND 2 RELAY OUTPUTS; INPUT VOLTAGE AC/DC 110-240V MONOSTABLE RELAY OUTPUTS; | 208.08
5SY8113-8 | CIRCUIT BREAKER 230/400V 25KA, 1POLE, D, 13A, D=70MM | 29.84
5SY8206-7 | CIRCUIT BREAKER 400V 25KA, 2POLE, C, 6A, D=70MM | 84.06
3RV1933-1DA00 | MOULDED-PLASTIC ENCLOSURE FOR WALL MOUNTING DEGREE OF PROTECTION IP55, WITH N AND PE TERMINAL LOCKAB | 52.41
3RV1011-1JA15 | CIRCUIT-BREAKER SIZE S00, FOR MOTOR PROTECTION, CLASS 10, A-REL. 7...10A, N-REL. 130A, SCREW TERMINA | 78.91
8WH2020-5JF30 | TWO-TIER TERMINAL WITH ILLUM. DISPLAY (15 - 30V) WITH SPRING CONNECTION, SECTION: 0.08 - 2.5 MM2, WI | 10.18
7KT5833 | ELECTRONIC PULSE COUNTER DC 12-150V, 24-240V, 50HZ ELECTRICAL A. MECHANICAL RESET | 122.41
3WL9111-1AA68-0AA0 | 3WL9-NAFTA-ACCESSORY WLRP200 RATING PLUG, 200A | 118.28
3TX7462-3K | SURGE SUPPRESSOR VARISTOR FOR STICKING ON AC 240 TO 400V FOR CONTACTORS SIZE 3 TO 12 | 12.56
5TG1112-2 | DELTA MIRO FRAME 2-FOLD COLOUR CARBON METALLIC DIMENSIONS 161X90MM | 12.56
5TC9256 | DELTA STYLE, TITANIUM WHITE ROOM TEMP. CONTROLLER COVER NC CONTACT/CO CONTACT, 68X68MM | 12.87
5TG6242 | I-SYSTEM, ALUMIN.METALLIC ROCKER W. SYMBOLS I/O FOR OFF SWITCH 2POLE, 3-POLE 55X55MM | 10.92
5TG2097 | I-SYSTEM, CARBON METALLIC MODULE CARRIER, 2-FOLD INCL. INTERMEDIATE FRAME SCREW FIXING | 9.27
3RB2906-2BG1 | CURRENT TRANSFORMER 0.3...3 A FOR 3RB22/23/24 SIZE S00/S0 STAND-ALONE INSTALLATION MAIN CIRCUIT: THR | 160.79
3RS1100-2CD20 | TEMPERATURE MONITORING RELAY THERMOCOUPLE TYP J, EXCEEDING 1 THRESH. VAL., WIDTH 22ND5 MM 0 C - 200 | 207.01
6ES7326-1BK02-0AB0 | SIMATIC S7, DIGITAL INPUT SM 326, F-DI 24 X DC 24V, FAILSAFE DIGITAL INPUTS FOR SIMATIC S7 FAILSAFE | 2398.19
3LD2044-0TK51 | 3-P. MAIN CTR./EM.-STOP SWITCH IU=16, P/AC-23A AT 400V=7.5KW BASE MOUNTING RAILS/2-HOLE MOUNTING ROT | 43.95
3NA7136 | LV HRC FUSE LINK GL/GG WITH NON-INSULATED GRIP LUGS WITH COMBINATION INDICATOR SIZE 1, 160A, AC 500V | 10.06
3NA7802 | LV HRC FUSE LINK GL/GG WITH NON-INSULATED GRIP LUGS WITH COMBINATION INDICATOR SIZE 000, 2A, AC 500V | 5.96
3NE8701-1 | SITOR FUSE-LINK FOR SEMICONDUCTOR PROTECTION 32A GR, AC 690V, DC 700V SIZE 000, BRACKETS 80MM | 47.58
8MF5866-4ES | EMC CUBICLE IP40 HXWXD=1800X600X600 | 3477.29
6FX8002-2YH01-1CA0 | SIGNAL CABLE + ENCODER P-PART LENGHTH (M) = 20 | 298.9
3NA3472 | LV HRC FUSE LINK GL/GG WITH NON-INSULATED GRIP LUGS WITH FRONT INDICATOR SIZE 4, 630A, AC 500V/DC 44 | 256.42
3ND2252 | LV HRC FUSE LINK A.M. W. NON-INSULATED GRIPPING LUGS SIZE 2, 315A, AC 690 V | 43
3RA6822-0AB | DOUBLE EXTENSION BLOCK, CONNECTION MAIN CIRCUIT: SCREW TERMINAL, 2 SLOTS FOR COMPACT LOAD FEEDERS | 163.57
3RV1011-1GA10-ZW96 | CIRCUIT-BREAKER, 4.5...6.3 A, N-RELEASE 82 A, SIZE S00, MOTOR PROTECTION, CLASS 10, SCREW CONNECTION | 64.57
3RA6120-0DP30 | SIRIUS, COMPACT STARTER, DIRECT STARTER 690 V, 110 ... 240 V AC/DC, 50 ... 60 HZ, 3 ... 12 A, IP20, | 642.82
8WD5320-5BD | BUILT-IN LUMINAIRE FLASHING INDICATOR, 24V DC, YELLOW | 173.44
8WH1000-0CQ07 | PE TERMINAL WITH SCREW CONNECTION, SECTION: 35 - 95 MM2, AWG: 2 - 4/0, WIDTH: 25 MM, COLOR: GREEN-YE | 51.8
3RA6250-2DP32 | SIRIUS, COMPACT STARTER, REVERSING STARTER 690 V, 110 ... 240 V AC/DC, 50 ... 60 HZ, 3 ... 12 A, IP2 | 1165.12
8MF4098 | BOTTOM PLATE SUBDIVIDED FOR CUBICLE WXD = 1200 X 800MM | 481.05
8MF4845 | SHELF WITH TELESC.RAIL EXTENS. FOR CUBICLE WXD = 800 X 400MM | 324.56
8WA2211-3KE50 | CONN. MODULE L+,L-,S INTEGR FOR 8 INITIATOR OR ACTUATOR TERMINALS AND 1 FEEDER TERM. | 9.71
8WH2000-0AJ00 | FEED-THROUGH TERMINAL WITH SPRING CONNECTION, SECTION: 1.5 - 10 MM2, WIDTH: 10 MM, COLOR: GRAY | 3.14
3RV1913-6B | LOCKING DEVICE FOR 3 PADLOCKS, FOR HOUSINGS 3RV1913 | 7.39
3UG4513-2BR20 | ANALOG MONITORING RELAY PHASE FAILURE AND -SEQUENCE ADJUSTABLE UNDERVOLTAGE UNBALANCE 20% FIXED 3X 1 | 144.97
5SY8525-7 | CIRCUIT BREAKER 230V 25KA, 1+N-POLE, C, 25A, D=70M | 47.71
5TA2112-0KK | DELTA ROCKER SWITCH INSERT FOR FLUSH MOUNTING 10A, 250V, ON-OFF:DOUBLE-POLE WITHOUT CLAWS | 14.12
4AM5542-8JD40-0FA0 | TRANSFORMER SITAS; PHASES:1; PN/PN(S6)(KVA):0,8 /3,4; UPRI(V):400-230+/-15; USEC(V):2X115; ISEC(A):2 | 487.35
3RA6120-2EB34 | SIRIUS, COMPACT STARTER, DIRECT STARTER 400 V, 24 V AC/DC, 50 ... 60 HZ, 8 ... 32 A, IP20, CONNECTIO | 955.63
3RB2056-1FC2-ZX95 | OVERLOAD RELAY 50...200 A FOR MOTOR PROTECTION SIZE S6, CLASS 10 CONTACTOR MOUNTING/STAND-ALONE INST | 231.06
8WC5134 | FLAT COPPER BAR 30 X 10MM APPROX. 2,4 METERS LONG PLAIN | 289.4
6RA8025-6GV62-0AA0 | SINAMICS DCM DC CONVERTER FOR FOUR-QUADRANT DRIVES CONNECTION (B6) A (B6) C INPUT: 3-PHASE AC 575V, | 3908.78
5TG6251 | I-SYSTEM, ALUMIN.METALLIC ROCKER W. WINDOW, W. LAB. PLATE FOR HEATING EM. SWITCH 55X55M | 14.41
3SE5000-0AC03 | ACTUATOR HEAD, PLASTIC, FOR POSITION SWITCH 3SES5132 ROUNDED PLUNGER, FORM B, PLASTIC, TO EN50041 | 9.37
3RF2950-0KA16 | POWER CONTROLLER CURRENT RANGE 50A 40 DEGREES C 400-600V / 24V AC/DC FOR SEMICONDUCTOR RELAY / CONTA | 291.2
3SE5112-0CE01 | SIRIUS POSITION SWITCH METAL ENCLOSURE 40MM ACC. TO EN50041 DEVICE CONNECTION 1X (M20X1.5) 1NO/1NC S | 46.72
5TG1205-0 | DELTA MIRO QUINTUPLE FRAME GENUINE GLASS CRYSTAL GREEN WITHOUT SIEMENS LOGO DIMENSION 374X90 MM | 244.15
4AM5242-8DD40-0FA0 | TRANSFORMER SITAS; PHASES:1; PN/PN(S6)(KVA):0,63 /2,35; UPRI(V):550-525-500-480-460- 440-415-400-380 | 461.84
5SY7303-7 | CIRCUIT BREAKER 400V 15KA, 3-POLE, C, 3A, D=70MM | 69.43
5SY7310-6 | CIRCUIT BREAKER 400V 15KA, 3-POLE, B, 10A, D=70MM | 43.19
5SY7363-6 | CIRCUIT BREAKER 400V 15KA, 3-POLE, B, 63A, D=70MM | 126.54
5TG7938 | DELTA PROFIL, SILVER ROCKER W. WINDOW FOR PUSHB. 2FOLD F.PUSHB. 2FOLD CENTER POSITION 65X65MM | 17.52
4AM3442-5AN00-0EA0 | TRANSFORMER SITAS; PHASES:1; PN/PN(S6)(KVA):0,1 /0,31; UPRI(V):400+/-5%; USEC(V):24; ISEC(A):4,17; F | 120.69
6AV7860-1EX21-0AA1 | SIMATIC FLAT PANEL MONITOR ACCESSORIES, CABLE SET 10M, CONSISTING OF: DVI-D CABLE, CAT 5 CABLE USB E | 416.5
3RA6250-1EP32 | SIRIUS, COMPACT STARTER, REVERSING STARTER 400 V, 110 ... 240 V AC/DC, 50 ... 60 HZ, 8 ... 32 A, IP2 | 1506.63
3VL1706-1DD33-0AA0 | Jistic VL 160X N, 63 A | 466.4
3RV1923-1DA00 | MOULDED-PLASTIC ENCLOSURE FOR WALL MOUNTING DEGREE OF PROTECTION IP55, WITH N AND PE TERMINAL LOCKAB | 16.42
3SE5110-0AA00-1AG0 | COVER YELLOW, FOR POSITION SWITCH METAL 3SE51, HOUSING TO EN50041 | 4.05
3LD2054-2EP51 | 4-P. MAIN CTR./EM.-STOP SWITCH IU=16, P/AC-23A AT 400V=7.5KW 1NO+1NC, FRONT MOUNTING MAIN HOLE MOUNT | 42.77
6FX5008-1BA31-6AA0 | POWER CABLE, SOLD BY THE METER 4 X 4.0 + 2 X 1.5 C UL/CSA, DESINA MOTION-CONNECT 500 DELIVERY FORM: | 7325.58
6GK1415-2BA10 | SIMATIC NET, DP/AS-INTERFACE LINK ADVANCED;NETWORK TRANSITION PROFIBUS DP/AS-INTERFACE WITH MASTER P | 2238.41
3RF2330-1AA24 | SEMI-COND. CONTACTOR 3RF2,1-PH. AC 51 30 A 40 DEGREES C 48-460 V / 110-230 V AC SCREW TERMINAL | 73.43
5TG7962 | DELTA PROFIL, TITANIUM WHITE ROCKER W. SYMBOLS I0 F.PUSHB. 2FOLD CENTER POSITION 65X65MM | 14.52
3RK1304-5KS40-4AA0 | ET 200PRO DSE ST DIRECT STARTER STANDARD; MECH. SWITCHING; ELECTRO. UE PROTECTION; 3PH 400 V/0.9KW; | 586.3
3TY6563-0BF4 | COIL F.3TB56,3TC56 CONTACTORS DC 110V | 369
3WL9111-0BA06-0AA0 | ACCESSORIES CIRCUIT BREAKER 3WL EARTHING METER F. WITHDRAWABLE SWITCH SIZE II 3-POLE | 157.97
3WL9111-0BA07-0AA0 | ACCESSORIES CIRCUIT BREAKER 3WL EARTHING METER F. WITHDRAWABLE SWITCH SIZE III 3-POLE | 190.04
3WL9111-0BA36-0AA0 | ACCESSORIES CIRCUIT BREAKER 3WL LOCKING DEVICE OFF-POSITION CES LOCK IN OPER.PANEL FUNCTION SAFE OFF | 355.22
3KL5530-1AB01 | SWITCH DISCONNECTOR FUSE NEW DESIGN IU=250A, UE=690V, 3-POLE FOR LV HRC FUSE SIZE 1 AND 2 BASIC VERS | 1559.8
6DL5101-8AX00-0XB0 | SIMATIC PCS 7 TELECONTROL, SOFTWARE, SINAUT DRIVER, SINGLE LICENSE F.1 INSTALLATION R-SW, WITHOUT SW | 2452.29
3RF2310-3AA26 | SEMI-COND. CONTACTOR 3RF2,1-PH. AC 51 10 A 40 DEGREES C 48-600 V / 110-230 V AC RING TERMINAL | 81.03
6FX2001-2QC00 | SIMODRIVE (ACCESSORIES) INCR. ROTARY ENCODER W. RS 422 (TTL) 2000 PULSES, CLAMP FLANGE 10 MM SHAFT, | 366.56
6FX2001-2SC50 | SIMODRIVE (ACCESSORIES) INCR. ROTARY ENCODER W. RS 422 (TTL) 2500 PULSES, CLAMP FLANGE 10 MM SHAFT, | 366.56
8MF4066 | BOTTOM PLATE FOR CUBICLE WXD = 800 X 600MM | 224.09
8MF5910-2B | SLIMLINE LIGHT WITH MOTION DETECTOR SL 025 W/O POW.OUL. WITH MAGN.(CA.30N) | 365.2
5UB1910 | I-SYSTEM, GREEN (SV) SCHUKO SOCKET OUTL. 10/16A 250V W. SCREWLESS TERMINALS W. INSCRIPTION "SV" COVE | 15.04
5UB1911 | I-SYSTEM, ORANGE (ZSV) SCHUKO SOCKET OUTL. 10/16A 250V W. SCREWLESS TERMINALS W. INSCRIPTION "ZSV" C | 15.04
5UB1838 | DELTA STYLE SCHUKO OUTLET 10/16A 250V WITH HINGED LID GREEN COVER PLATE 68X68MM | 21.44
5TT5831-1 | INSTA CONTACTOR WITH 3 MAKE AND 1 BREAK CONTACT CONTACT FOR 230, 400 V AC, 25 A TRIGGERING 115 V AC | 39.12
5SU1324-6FA20 | FI/LS-PROTECTOR TYPE A (PSE/SSF), D=70 MM IFN 30MA, 10KA,2-POLE B 20A 3MW | 117.87
3RW4027-1BB05 | SIRIUS SOFT STARTER, S0, 32A, 18.5KW/500V, 40 DEGR., AC 400-600V, AC/DC 24V, SCREW TERMINALS | 740.52
3NA6124-6 | LV HRC FUSE LINK GL/GG WITH INSULATED GRIP LUGS WITH COMBINATION INDICATOR SIZE 1, 80A, AC 690V/DC 4 | 49.88
6ES7658-1FX17-2YE5 | SIMATIC VERSION TRAIL, SOFTWARE UPGRADE FROM V7.0 TO V7.1, FLOATING LICENSE F.1 USER E-SW, SW AND DO | 210.17
3RV1011-0KA15 | CIRCUIT-BREAKER, SIZE S00, FOR MOTOR PROTECTION, CLASS 10, A REL.0.9...1.25A, N REL.16A, 1NO + 1NC T | 69.27
6GK1503-3CD00 | PB OLM/G12-EEC V4.0 OPTICAL LINK MODULE W. 1 RS485 AND 2 GLASS-FOC-INTERFACES (4 BFOC-SOCKETS) FOR E | 2214.94
3SE5234-0QV40-1AE0 | SAFETY POS. SWITCH W. SEPARATE ACTUATOR, PLASTIC ENCLOSURE, 31MM; 1X(M20X1.5) W/DEVICE M12 CONNECTOR | 62.35
3RF2340-1AA04 | SEMI-COND. CONTACTOR 3RF2,1-PH. AC 51 40 A 40 DEGREES C 48-460 V / 24 V DC SCREW TERMINAL | 77.23
5SJ4163-6HG40 | CIRCUIT BREAKER 240V 14KA, 1-POLE, B, 63A, D=70MM ACC. TO UL 489, SAME POLARITY | 51.65
5ST3021-0HG | FAULT SIGNAL CONTACT 2NO, FOR MCB ACC.UL489 | 34.65
3UF7000-1AB00-0 | BASIC UNIT 1 SIMOCODE PRO C; PROFIBUS DP-INTERFACE 12 MBIT/S, RS485; 4I/3O FREELY PARAMETERIZABLE; U | 576.57
4AM5742-5FT10-0FC0 | TRANSFORMER SITAS; PHASES:1; PN/PN(S6)(KVA):0,85 /5; UPRI(V):500+/-5%; USEC(V):230; ISEC(A):3,7; F(H | 935.53
5TE5802 | PHASE SIGNALL., D=70MM 3LAMPS 230V 3 X GREEN | 13.05
3SE5232-0LC05-1CA0 | SIRIUS POSITION SWITCH W. INCREASED CORROSION PROT. PLASTIC HOUSING ACC. TO EN50047, 31MM DEVICE CON | 24.26
5TG7353 | DELTA SWITCH A. PUSHBUTTON LED INSERT F. CONTROL FUNCTION 230V/50HZ, RED | 5.66
3SE5250-0AC05 | SIRIUS POSITION SWITCH; PLASTIC HOUSING OPEN TYPE 30MM TEFLON PLUNGER, CAN BE EQUIPPED WITH ANY CONT | 4.46
6FX8002-5YP06-1BF0 | POWER CABLE, PREASSEMBLED CUSTOM-DESIGNED LENGTH (M) = 15 | 774.6
6GT2800-5DA00 | SIMATIC RF300 TRANSPONDER RF380T HEAT-PROOF, 32 KB FRAM, IP 68, -25 UP TO MAX. +220 DGR/C CYCLIC, D= | 728.91
8WA1011-1BH23 | THROUGH-TYPE TERMINAL THERMOPL. SCREW TERMINAL ON BOTH ENDS SINGLE TERM.,BLUE, 8MM, SZ 6 | 3.26
8MF4861 | TELESCOPE RAILS D=600 | 212.49
5UB1918 | I-SYSTEM, TITANIUM WHITE SOCKET OUTLET 10/16A 250V W. GROUNDING PIN W. INCREASED TOUCH PROTECTION 2P | 12.2
5TT4102-0 | REMOTE SWITCH WITH 2 NO CONTACT FOR AC 230, 400V 16A CONTROL AC 230V | 28.13
3RK1304-5LS40-2AA3 | ET 200PRO DSE HF DIRECT STARTER HIGH FEATURE; MECH. SWITCHING; ELECTRO. UE PROTECTION; 3PH 400 V/5.5 | 883.53
3TC4817-0BV0 | CONTACTOR, SIZE 4, 2-POLE DC-3 AND 5,RATD.OPERAT.CURR.75A AUXILIARY CONTACTS 22 (2NO+2NC) AC OPERATI | 607.4
3RW4928-8VB00 | FAN FOR SIRIUS SOFT STARTER 3RW402 S0 | 51.08
5SM2832-8 | FI BLOCK FOR MCB 5SY TYPE A PSE/SSF 0.3-40 A 3-POLE IFN 1.0 A 400 V FOR SELECTIVE CUTOFF | 117.22
5SU1354-7KK16 | FI/LS-PROTECTOR TYPE A (PSE/SSF), D=70MM IFN 30MA,10KA, 1+N-POLEE C 16A | 98.05
6DL2804-1AD42 | EX-DEVICE MADE OF STAINLESS STEEL, IP65. WITH INSTALLATION OF ET200ISP- COMPONENTS (THEY HAVE TO ORD | 5557.44
3LD2164-1TC51 | MAIN CONTROL SWITCH 4-POLE IU=25, P/AC-23A AT 400V=9,5KW 1 N-TERMINAL ENCAPSUL.IN M.P.ENCLOSURE, IP6 | 61.39
5TG1915 | DELTA PROFILE COMMUNICATIONS PLUG OPTICAL FIBRE MOUNTING PLATE ICCS SYSTEM | 3.57
3UG4511-1BP20 | ANALOG MONITORING RELAY PHASE SEQUENCE MONITORING 3X 360 TO 520V AC 50 TO 60 HZ 2 CHANGEOVER CONTACT | 108.88
3RH1921-2EA02 | AUXILIARY SWITCH BLOCK, 2 NC, DIN EN50005, LATERALLY, 10 MM CAGE CLAMP, SIZE S0...S12, FOR CONTACTOR | 10
3RK1301-0CB00-0AA2 | DS1-X FOR ET 200S ELECTROMECHANICS LINE STARTER EXPANDABLE ADJUSTABLE RANGE 0.18...0.25A AC-3, 0.06 | 484.99
3TC4417-0LF4-ZX95 | CONTACTOR SIZE 2 2-POLE FOR RAILWAY APPLICATIONS DC-3 AND 5, 7.5A AT 750V AUXILIARY CONTACTS 21 (2NO | 304.49
8WA1884 | TEST SOCKET 2.3MM | 7.68
8MF5886-4R | STANDARD CUBICLE 8MF5 HXWXD=1800X800X600 SIDE-BY-SIDE MOUNTING NON-VENT., NOT ASSEM., SCREWED IP40 | 2569.32
5SM2327-0 | RCCB MODULE F. MCB 5SX6+7 FOR AC FAULT CURRENTS 80/100A 2POLE IFN 30MA 230V | 122.2
5SU1354-6KK13 | FI/LS-PROTECTOR TYPE A (PSE/SSF), D=70MM IFN 30MA,10KA, 1+N-POLEE B 13A | 105.98
3NP1943-1CD00 | ACCES.F.FUSE SWI. DISCONNECTOR FOR NH1 FLOOR COVER 2X BASES AND 6X PROTECTIVE WALLS | 9.98
3RT1956-4EA2 | TERMINAL COVER FOR BOX TERMINAL BLOCK FOR CONTACTOR SIZE S6, 3RT1.5 FOR OVERLOAD RELAY 3RB105 FOR SO | 10.63
3TF6833-1DB4 | CONTACTOR SIZE 14, 3-POLE AC-3, 335KW, 400/380V (690V) AUXILIARY CONTACTS 33 (3NO+3NC) W.3TC44174A R | 3661.4
BVP:261771 | BD2C-3-1250-WB-3W* OPTIONAL LENGTH 2,26M-3,24M 125 0A, N + PE, 8-12 TAP OFFS | 5113.33
3SB2455-0C | SWITCHING ELEMENT, 1NC, SOLDER PIN CONNECTION | 7.21
3WL9111-0AN27-0AA0 | ACCESSORIES CIRCUIT BREAKER 3WL MAIN CONDUCTOR CONN. 1 OFF WITHDRAW. CIRC. BREAKER SZ II CONNECTION | 144.34
3WL9111-0AS02-0AA0 | ACCESSORIES CIRCUIT BREAKER 3WL ARC CHUTE SIZE II, FOR 690V | 133.11
7MF9000-8AD | MATERIAL ACCEPTANCE TEST CERTIFICATE ACC. EN 10204-3.1 FOR MANIFOLDS | 116.48
8GS6002-2 | SMB H=900, B1, F. PHOTOVOLTAIC TNC-S NETWORK (FOR FERRARIS COUNTER) | 505.29
6DL2804-2AD30 | EX-DEVICE MADE OF STAINLESS STEEL, IP65. WITH INSTALLATION OF ET200ISP- AND AIRLINEEX PNEUMATIC- COM | 6138.08
6XV1875-5AH20 | SIMATIC NET, IWLAN N-CONNECT MALE/MALE FLEXIBLE CONNECTION CABLE PREASSEMBLED; LENGTH 2M FLEXIBLE CO | 57.29
3VL9800-1UD00 | ACCESSORIES FOR VL630, VL800, VL1250, VL1600, UNDERVOLTAGE RELEASE 24 V AC FOR MOUNTING ON THE RIGHT | 267.54
3VL9400-4PJ00 | ACCESSORY FOR VL400, ACCESSORY CONDUCTOR FOR PLUG IN SOCKET | 103.35
3VL9400-4TF40 | ACCESSORY FOR VL400 MULTIPLE INFEED TERMINAL FOR CU/AL FOR 2 COND. PER TERMINAL 1SET = 4PIECES | 260.99
3RS1800-1HW01 | COUPLING RELAY IM INDUSTRY-STANDARD ENCLOSURE 3 COS, HARD GOLD-PLATED WIDE VOLTAGE RANGE 24 V TO 240 | 121.55
3TX6446-1C | SURGE SUPPRESSOR VARISTOR AC 115 TO 240V/DC 150 TO 290V F. CONTACTORS SIZE 2 TO 6 | 24.31
7MC2021-4CF | JACKET THERMOCOUPLE CONNECTION HEAD FORM B JACKET DIAMETER 6.0 MM; MAT. NO. 1.4541 2 THERMOC. ELEMEN | 193.7
3TH4262-0BG4 | CONTACTOR RELAY 62E EN 50 011 6NO+2NC, SCREW TERMINALS DC OPERATION DC SOLENOID SYSTEM DC 125V | 103.04
3RK1315-6LS41-2AA5 | SIRIUS MOTOR STARTER M200D AS-I COMMUNICATION: AS-INTERFACE DIRECT ON-LINE STARTER, BASIC MECHANICAL | 1055.64
3RK1400-1MQ03-0AA4 | AS-INTERFACE 24V DC STARTER IP67, DIGITAL, 4I/1O, REVERSING STARTER, TYPE K60, 2 X 2 INPUTS, 200MA, | 605.52
3RP1512-1AP30-ZX95 | TIME RELAY, ON-DELAY, 1C, RANGE 1.5 S...30 S, AC 24,200...240 V AND DC 24 V, | 129.14
3VL9400-8LD01 | ACCESSORY FOR VL400UL, (JG FRAME) MUTUAL INTERLOCKING W. ROCKER, FOR PLUG-IN INSTALLATION | 1523.21
5SY8505-8 | CIRCUIT BREAKER 230V 25KA, 1+N-POLE, D, 0.5A, D=70M | 67.48
7MF9000-8AB | FACTORY CERTIFICATE ACC. EN 10204-2.2 FOR MANIFOLDS. | 67.1
7MF9001-1AA | ADAPTER, MADE OF MAT. NO. 1.4571, WITH THREAD 1/4-18 NPT G 1/2 PRESSURE EQUIPMENT DIREKTIVE F. GAS 1 | 29.12
4AV3302-2EB00-0A | POWER SUPPLY; PHASES:3; PN(KW):0,648; UPRI(V):575(600)-500-460(480)- 400(415)-230(240)-200; USEC(V D | 1226.82
3TF6933-1DF4 | CONTACTOR SIZE 14, 3-POLE AC-3, 450KW, 400/380V (690V) AUXILIARY CONTACTS 33 (3NO+3NC) W.3TC44174A R | 4529.9
3TH4244-0AN2 | CONTACTOR RELAY 44E EN 50 011 4NO+4NC, SCREW TERMINALS AC OPERATION AC 50/60HZ 220V | 57.21
6GK1900-0HB00-0AC0 | BFOC PLUG PCF ON-SITE MOUNTING ON PCF FO CABLES; PACK OF 20 + CLEANING T. | 737.31
8MR2110-2C | HEATER 110-120 V, 20 W;UL-APP. HGK 047-04701.9-00 | 64.76
8WA1011-1SF31 | FUSE TERMINAL SCREW TERMINAL F. INCH FUSE LINK 1/4'X1' AND 1/4'X1 1/4' W. LED 24V | 22.96
8MR2110-0C | HEATER 110-120 V, 10 W;UL-APP. HGK 047-04700.9-00 | 54.49
8WA1205 | THROUGH-TYPE TERMINAL THERMOPL. SCREW TERMINAL ON BOTH ENDS SINGLE TERM. 16MM, SZ 35 | 9.63
8WH2040-4LF00 | FOUR-TIER MOTOR TERMINAL, WITH SPRING CONNECTION, SECTION: 0.08 - 2.5 MM2, WIDTH: 5.2 MM, COLOR: GRA | 8.82
5SJ4303-8HG42 | CIRCUIT BREAKER 10KA, 3POLE, D, 3A ACC. TO UL 489 - 480Y/277V | 211.17
3RW4466-6BC36 | SIRIUS SOFT STARTER, VALUES AT 575V, 50DEGREES, STANDARD: 1051A, 1200HP, INSIDE DELTA: 1820A, 2050HP | 61227.19
5SM2332-6 | FI-BLOCK F.LS-SWITCH 5SY TYPE A (PSE/SSF), D=70MM 6-40A 3POLE IFN 30MA 400V | 52.28
3WL9111-0AT35-0AA0 | ACCESSORIES CIRCUIT BREAKER 3WL TEST LINE F. MANUAL TEST DEV. ELECTRONIC RELEASE | 74.29
3LD2566-3VB53 | MAIN/EMERG. STOP SWITCH 6-POLE IU=63, P/AC-23A AT 400V=22KW 2 N-TERMINALS INSULATION-ENCLOSED, IP65 | 175.47
3SE5000-0AE03 | ACTUATOR HEAD FOR POSITION SWITCH 3SE51/52 ROLLER LEVER W. STAINLESS STEEL LEVER AND PLASTIC ROLLER | 21.36
3SE5322-0SF23 | SAFETY POSITION SWITCHES WITH SOLENOID INTERLOCKING LOCK. FORCE 1300N,5 APPR. DIR. PLASTIC ENCLOSURE | 265.45
3RF2430-1AB35 | SOLID-STATE CONTACT.3PHASE 3RF2 AC51 30A 40 DEG. C 48-600V / 110V AC 2-PHASE CONTROLLED SCREW TERM | 164.6
A5E00915782 | 2 PCS. GASKETS DN80, 3 INCH FKM/FPM (FDA) FOR CERAMIC LINED SENSORS | 87.11
6SL3211-0AB13-7UB1 | SINAMICS G110 - CPM110 AC-DRIVE, WITHOUT FILTER 1AC200-240V +10/-10% 47-63HZ RS485-INTERFACE (USS-PR | 330.65
6SL3211-0AB15-5UB1 | SINAMICS G110 - CPM110 AC-DRIVE, WITHOUT FILTER 1AC200-240V +10/-10% 47-63HZ RS485-INTERFACE (USS-PR | 364.52
6FC9348-7HP00 | SIMODRIVE (ACCESSORIES) SUB-D CONNECTOR SBM HOUSING 25-WAY FEMALE CONTACTS WITH SCREW TYPE LOCKING U | 74.06
5SU1356-7KK20 | FI/LS-PROTECTOR TYPE A (PSE/SSF), D=70MM IFN 30MA,6KA, 1+N-POLEE C 20A | 81.84
5SY4308-5 | CIRCUIT BREAKER 400V 10KA, 3-POLE, A, 8A, D=70MM | 146.88
5SP3735-2 | MAIN CONDUCTOR CIRCUIT-BREAKER (SHU),1-POLE, E 35 A, 230/400 V (SET WITH L1,L2,L3) | 167.32
8WD4250-0FA | BUZZER ELEMENT 230V AC (PULSAT./CONTIN. TONE ADJUST.) | 83.56
6SL3000-2DE41-4EA0 | SINAMICS DU/DT-FILTER COMPACT PLUS VOLTAGE PEAK LIMITER FOR SINAMICS G: 3AC 380-480V 560KW SINAMICS | 15002.58
3NP1123-1JB23 | FUSE-SWITCH-DISCONNECTOR 3-POLE, NH000, 160A 40MM BUSBAR SYSTEM COVERS FOR RITTAL BOX TERMINAL FUSE | 317.57
7MC2027-3AA30 | INSULATED THERMOCOUPLE WITH COMPENSATION LEAD NOM. LENGTH 500 MM,COMPENS.LEAD L2SS; SHEATH DIAMETER | 83.56
8GK1112-4KK52 | ALPHA 400 DIN, WALL-MOUNTING DISTRIBUTOR, DELIVERY FORM FLAT PACK, AP-CUBICLE, RAL 9016, IP43, SK2, | 921.18
5SU1324-6FA06 | FI/LS-PROTECTOR TYPE A (PSE/SSF), D=70 MM IFN 30MA, 10KA,2-POLEE B 6A 3MW | 117.87
3SB2455-1C | SWITCHING ELEMENT U. LAMPHOLDER, 1NC, WEDGE-BASE W2 X 4.6D, SOLDER PIN CONNECTION | 13.92
3VL9800-4WA30 | ACCESSORY FOR VL1250, VL1600, DRAW OUT ASSEMBLY REAR CONNECTORS 3 POLES | 2989.4
3SB2901-5RD | INSERT CAP FOR PUSHBUTTON AND ILLUMINATED PUSHBUTTON RAISED 3 CLEAR WITH BLACK LETTERING, WITH SYMBO | 0.93
3SF1124-1QV10-1BA2 | SAFETY POS. SWITCH W. SEPARATE ACTUATOR, 5 DIRECT. OF APPROACH METAL ENCLOSURE, 56 MM ASISAFE INTEGR | 348.67
3TC4417-0BM2 | CONTACTOR, SIZE 2, 2-POLE DC-3 AND 5,RATD.OPERAT.CURR.32A AUXILIARY CONTACTS 22 (2NO+2NC) AC OPERATI | 149.3
6FX2001-5SE13 | ABSOLUTE VALUE ENCODER 13 BIT WITH ENDAT, OPERATING VOLTAGE 5 V, STRIP FLANGE RADIAL FLANGE SOCKET | 565
3RW4458-2BC45 | SIRIUS SOFT STARTER, VALUES AT 500V, 40DEGREES, STANDARD: 970A, 710KW, INSIDE-DELTA CIRCUIT 3: 1680A | 47751.97
5SM2342-0 | FI-BLOCK F.LS-SWITCH 5SY TYPE AC (WS), T=70MM 6-40A 4POLE IFN 30MA 400V | 36.59
3SB2210-4PB01 | KEYSWITCH, 16MM, ROUND, PLASTIC, CES, 3 SWITCH POSITIONS I-O-II, LATCHING, KEY REMOVAL I+O+II, 1NO, | 75.96
3SB2901-4AB | INSCRIPTION PLATE FOR PUSHBUTTON AND ILLUMINATED PUSHBUTTON, FLAT, CLEAR WITH BLACK LETTERING, WITH | 0.72
5SG6202 | NEOZED BUS MOUNTING FUSE BASE FOR 60 MM BUSBAR SYSTEM FOR 5SH5 ADAPTER SLEEVES FOR 5/10MM BUSBAR THI | 13.78
3SB2001-6BE06 | INDICATOR LIGHT, 16MM, ROUND, PLASTIC, GREEN, CONCENTRIC RINGS | 4.13
3SB2001-6CC06 | INDICATOR LIGHT, 16MM, ROUND, PLASTIC, RED, SMOOTH, FOR INSCRIPTION WITH INSERT CAPS | 4.25
3LD2264-1TC53 | MAIN/EMERG. STOP SWITCH 4-POLE IU=32, P/AC-23A AT 400V=11.5KW 1 N-TERMINAL INSULATION-ENCLOSED, IP65 | 69.32
3LD2405-1TL13 | MAIN SWITCH 4-POLE FRONT MOUNTING IU=250A,P/AC-23A AT 400V=132KW ROTARY ACTUATOR RED/YELLOW (EMERG. | 401.49
3NA6832 | LV HRC FUSE LINK GL/GG WITH INSULATED GRIP LUGS WITH COMBINATION INDICATOR SIZE 00, 125A, AC 500V/DC | 5.79
5TG6277 | I-SYSTEM, ELECTRIC WHITE ROCKER W. BELL SYMBOL FOR PUSHB., 55X55MM | 4.68
5TG2544 | I-SYSTEM, ELECTRIC WHITE COVER PLATE UAE OUTLET BOX SUITABLE F.RUTENBECK CAT.3+5/ BTR CAT.6, 55X55MM | 8.48
5TG2554-0 | DELTA LINE, TITANIUM WHITE FRAME, 4FOLD, 293X80MM | 5.58
3RK1207-1BQ40-0AA3 | AS-INTERFACE COMPACT MOD., IP67 ANALOG, 2AI, NUMERIC. FORMAT S7 2 X INP. (M12), 4 TO 20MA FOR 4-WIRE | 449.12
3SE7150-2DD00 | SIGUARD CABLE-OPERATED SWITCH METAL HOUSING,2X M20X1.5 1NO+1NC, WITHOUT LATCHING FOR CABLE LENGTHS U | 135.99
3SE7944-1AC | ROPE CLAMP, DUPLEX, 4 MM, | 5.59
8MF4407 | C-PROFLE-/CABLE CLAMP RAIL FOR CUBICLE DEPTH 800MM SIZE C30 | 75.12
8MF6024-5E | STANDARD CUBICLE 8MF6 HXWXD=2000X1200X400 INDIVIDUAL MOUNTING NON-VENT., ASSEM., WELDED IP54 | 4346.62
8MF6028-4E | STANDARD CUBICLE 8MF6 HXWXD=2000X1200X800 INDIVIDUAL MOUNTING NON-VENT., ASSEM., WELDED IP40 | 4153.43
5SJ4308-8HG41 | CIRCUIT BREAKER 240V 14KA, 3-POLE, D, 8A, D=70MM ACC. TO UL 489 | 218.01
3RW4024-1BB04 | SIRIUS SOFT STARTER, S0, 12.5A, 5.5KW/400V, 40 DEGR., AC 200-480V, AC/DC 24V, SCREW TERMINALS | 460.76
3RW4026-1TB05 | SIRIUS SOFT STARTER, S0, 25A, 15KW/500V, 40 DEGR., AC 400-600V, AC/DC 24V, SCREW TERMINALS, THERMIST | 777.76
3RW4455-6BC36 | SIRIUS SOFT STARTER, VALUES AT 575V, 50DEG., STANDARD: 615A, 700HP, INSIDE-DELTA CIRCUIT 3: 1065A, 1 | 41733.92
3RT1064-6AM36 | CONTACTOR, 110KW/400V/AC-3 AC(40...60HZ)/DC OPERATION UC 200-220V AUXILIARY CONTACTS 2NO+2NC 3-POLE, | 634.56
6ES7651-5AF17-0YH5 | SIMATIC PCS 7, SOFTWARE, UPGRADE PACKAGE ENGINEERING (AS/OS: PO UNLIMITED), FROM V7.0 TO V7.1 FLOATI | 4140.3
6XV1871-5TN15 | IE CONNECTING CABLE M12-180/IE FC RJ45 PLUG-145; IE FC TRAILING CABLE GP PREASSEMBLED WITH M12 CONNE | 142.25
3SE5322-3SF23 | SAFETY POSITION SWITCHES WITH SOLENOID INTERLOCKING LOCK. FORCE 1300N,5 APPR. DIR. PLASTIC ENCLOSURE | 283.67
3WL9111-1AA52-0AA0 | 3WL9-NAFTA-ACCESSORY WLRP315 RATING PLUG, 315A | 118.28
5SJ4302-7HG42 | CIRCUIT BREAKER 10KA, 3POLE, C, 2A ACC. TO UL 489 - 480Y/277V | 183.83
5SJ4132-7HG41 | CIRCUIT BREAKER 240V 14KA, 1-POLE, C, 32A, D=70MM ACC. TO UL 489 | 46.87
3NJ4141-3BF11 | IN-LINE FUSE SWITCH DISCONN. 1-POLE SWITCHABLE, SIZE 3 I=630A, U=690V SCREW TERMINAL M 12 NEW DESIGN | 391.78
3NJ4915-1EA10 | ACCESSORIES F. STRIPS 3NJ41 IN-LINE FUSE SW.DISC. S.NH00 INTEGRAT. CURR. TRANSFORMER 100/1 A, CL.0.5 | 156.49
7MF9008-1CC | SOLDERLESS PIPE UNIONS GE 14-S/NPT 1/2, DIN 2353, PN 630, MAT. NO. 1.0718 | 50.65
7MF9010-6CC | ACCESSORY KIT 4 SCREWS M10 X 55, 4 WASHERS, 2 O-RINGS (FPM 80), UP TO 160 BAR | 7.6
3SB2901-4AD | INSCRIPTION PLATE FOR PUSHBUTTON AND ILLUMINATED PUSHBUTTON, FLAT, CLEAR WITH BLACK LETTERING, WITH | 0.72
3WL9111-0AT14-0AA0 | 3WL9-NAFTA-ACCESSORY WLCM16RET RETROFIT KIT COM16 MODBUS MODULE WITH BSS | 1546.59
3SB2901-5RA | INSERT CAP FOR PUSHBUTTON AND ILLUMINATED PUSHBUTTON RAISED CLEAR WITH BLACK LETTERING, WITH SYMBOL: | 0.93
3RW4454-2BC44 | SIRIUS SOFT STARTER, VALUES AT 400V, 40DEG., STANDARD: 615A, 355KW, INSIDE-DELTA CIRCUIT 3: 1065A, 6 | 28912.83
3RK1903-0AG00 | TM-XB15 S24-01 FOR ET 200S XB1/XB2 TERMINAL MODULE FOR MOUNTING ON THE RIGHT NEXT TO DS1-X,RS1- DS1E | 86.8
5TG1223 | I-SYSTEM, CARBON METALLIC ANTENNA COVER PLATE 55X55MM F.BROADBAND OUTLET BOX RF/TV | 14.31
5TG1327-1 | DELTA STYLE INTERMEDIATE FRAME, 68 X 68 MM FOR COVER PLATE 55 X 55 MM PLATINUM METALLIC | 5.53
3SE5122-0QV10-1AA7 | SAFETY POS. WITH SEPARATE ACTUATOR, METAL ENCLOSURE,56MM, 3X(M20X1.5) SLOW-ACTION CONTACTS 1NO/2NC 5 | 80.01
3SE5122-1KA00 | BASIC SWITCH FOR POSITION SWITCH 3SE51, METAL ENCLOSURE 56MM WIDE DEVICE CONNECTION 3X(M20X1.5) 1NO/ | 50.11
3RU1900-2AF71 | REMOTE RESET MODULE, ELECTRICAL FOR 3RU11/3RB10 SIZE S00...S12 | 69.54
3VL1705-1DA33-0AA0 | CIRCUIT-BREAKER VL160X N STANDARD SWITCHING CAPACITY ICU=55KA / 415 V AC 3 POLE | 439.58
4AM5542-5AT10-0FA1 | TRANSFORMER SITAS; PHASES:1; PN/PN(S6)(KVA):0,8 /3,4; UPRI(V):400+/-5%; USEC(V):230; ISEC(A):3,48; F | 487.35
6SE6440-2AB13-7AA1 | MICROMASTER 440 WITH BUILT-IN CLASS A FILTER 1AC 200-240 V +10/-10% 47-63 HZ CONSTANT TORQUE POWER | 1046.89
5SY8315-8 | CIRCUIT BREAKER 400V 25KA, 3POLE, D, 1.6A, D=70MM | 143.51
6SE6440-2UC32-2EA1 | MICROMASTER 440 WITHOUT FILTER 3AC 200-240 V +10/-10% 47-63 HZ CONSTANT TORQUE POWER 22 KW OVERLOAD | 9278.67
3RF2330-1BA02 | SEMI-COND. CONTACTOR 3RF2,1-PH. AC 51 30A / AC15 15A 40 DEG. C 24-230 V / 24 V DC INSTANTANEOUS SWI | 61.54
3RF2350-1AA02 | SEMI-COND. CONTACTOR 3RF2,1-PH. AC 51 50 A 40 DEGREES C 24-230 V / 24 V DC SCREW TERMINAL | 83.56
3RK1301-0GB00-1AA2 | RS1-X FOR ET 200S ELECTRO-MECH. REVERS. STARTER, EXPANDABLE SETTING RANGE 0.45...0.63A AC-3, 0.18KW/ | 627.04
5TE8162 | TOGGLE SWITCH, D=70MM 20A 2W | 20.87
3RT1054-1AS36 | CONTACTOR, 55KW/400V/AC-3, AC(40...60HZ)/DC OPERATION UC 500...550V AUX. CONTACTS 2NO+2NC, 3-POLE, S | 365.41
3RT1054-1LA06 | CONTACTOR, 55KW/400V/AC-3 W/O COIL AUXIL. CONTACTS 2NO+2NC 3-POLE, SIZE S6 WITH BOX TERMINALS CONVEN | 301.41
3LD2213-1TL53 | MAIN/EMERG. STOP SWITCH 4-POLE IU=32, P/AC-23A AT 400V=11.5KW FLOOR MOUNTING DIN RAIL/TWO-HOLE MOUNT | 58.57
3RF2120-3AA22 | SEMICOND. RELAY 3RF2, 1-PHASE WIDTH 22.5 MM, 20 A 24-230 V / 110-230 V AC RING TERMINAL | 39.69
3RV1011-0DA10 | CIRCUIT-BREAKER, 0.22...0.32A N-RELEASE 4.2 A, SIZE S00, MOTOR PROTECTION, CLASS 10, SCREW CONNECTIO | 48.75
6SE6440-2UE34-5FA1 | MICROMASTER 440 WITHOUT FILTER 3AC 500-600 V +10/-10% 47-63 HZ CONSTANT TORQUE POWER 45 KW OVERLOAD | 19047.5
6FX8002-2BM34-1AB8 | SIGNAL CABLE, PREASSEMBLED EXT. 611A TO 1FT5 TG/SHAFT-END P.ENC MAIN CABLE: 6FX2002-2CB34-.... TRAIL | 220.78
6FX2001-2NB50 | SIMODRIVE (ACCESSORIES) INCR. ROTARY ENCODER W. RS 422 (TTL), 1500 PULSES, CLAMP FLANGE, 10 MM SHAFT | 366.56
3SE5000-0AK00-1AJ0 | ROLLER LEVER ACTUATOR F. POSITION SWITCH 3SE51/52 ADJUSTABLE, W/O LEVER | 8.78
3SX3171 | ACTUATORS FOR 3SE3200,3SE3210,3SE3220 POS.SW. ROLLER LEVER | 8.51
3SE5423-0CD20-1EA2 | COMPACT SWITCH 40MM WIDE W. CONNECTING CABLE 2M SNAP-ACTION CONTACTS 1NO+1NC ROLLER PLUNGER, SPECIAL | 58.68
5SM3642-4 | RES.CURR. OP.CIRC. BR. SIQUENCE TYPE B SENS. TO. UNIV. CURRENT 25A 3+N-POL IFN 300MA 400V 4MW SHORT- | 1940.89
3TC7414-1CM | CONTACTOR SIZE 12, 1-POLE DC-3 AND 5,RATD.OPER.CURR. 400A AUXILIARY CONTACTS 44 (4NO+4NC) AC OPERATI | 1697.32
5SJ6313-6KS | CIRCUIT BREAKER 400V 6KA, 3-POLE, B, 13A, D=70MM WITH SCREWLESS TAP-OFF TERMINAL | 37.94
3UG4511-2AP20 | ANALOG MONITORING RELAY PHASE SEQUENCE MONITORING 3X 360 TO 520V AC 50 TO 60 HZ 1 CHANGEOVER CONTACT | 99.38
3UG4511-2BQ20 | ANALOG MONITORING RELAY PHASE SEQUENCE MONITORING 3X 420 TO 690V AC 50 TO 60 HZ 2 CHANGEOVER CONTACT | 113.32
5TG1256-2 | I-SYSTEM COVER PLATE 55X55MM FOR TAE OUTLET BOX A. LOUDSPEAKER OUTLET BOX ALUMINUM METALLIC | 14.31
5TG1326-1 | DELTA STYLE INTERMEDIATE FRAME, 68 X 68 MM FOR COVER PLATE 51 X 51 MM PLATINUM METALLIC | 5.53
3SE5112-0LU21 | HINGED SWITCH METAL HOUSING,40MM, 1X(M20X1.5) WITH HOLLOW SHAFT D=8MM; ACTUATING ANGLE 10 DEG; SNAP- | 50.68
3RP1532-1AP30 | TIME RELAY, OFF-DELAY WITH AUXILIARY SWITCH,1C, RANGE 1.5 S...30 S AC 24,200...240 V AND DC 24 V, WI | 236.75
3RP1540-1AN31 | TIMING RELAY, SOLID-STATE, OFF-DELAY, 1 CO CONTACT, W/O AUX.VOLTAGE, 9 TIME SETTING RANGES 0.05S...6 | 300.68
4AT3612-5FT10-0FC0 | TRANSFORMER SITAS; PHASES:1; PN/PN(S6)(KVA):4,5 /18,5; UPRI(V):500+/-5%; USEC(V):230; ISEC(A):19,6; | 2450.86
3TH4382-0BQ4 | CONTACTOR RELAY 82E EN 50 011 8NO+2NC, SCREW TERMINALS DC OPERATION DC SOLENOID SYSTEM DC 240V | 135.75
6ES7468-1AH50-0AA0 | SIMATIC S7-400, IM CABLE WITH K BUS, 0.75 M | 307.31
5TC8901 | I-SYSTEM, ELECTRIC WHITE COVER PLATE F. DIMMER W. ROTARY BUTTON 55X55MM | 8.96
3LD2050-1TL11 | 4-P. MAIN CTR./EM.-STOP SWITCH IU=16, P/AC-23A AT 400V=7.5KW FRONT MOUNTING MAIN HOLE MOUNTING KNOB- | 32.9
3NA7804 | LV HRC FUSE LINK GL/GG WITH NON-INSULATED GRIP LUGS WITH COMBINATION INDICATOR SIZE 000, 4A, AC 500V | 5.96
3NC1032 | SITOR CYLINDRICAL FUSE LINK AR 32 A, 600 V AC/400V DC | 9.93
3NE8721-1 | SITOR FUSE-LINK FOR SEMICONDUCTOR PROTECTION 100A AR, AC 690V, DC 700V SIZE 000, BRACKETS 80MM | 50.44
8MF4613 | MOUNTING PLATE HXW=ALLX1000 | 128.26
8WD4250-5BF | SIGNAL COLUMN DIAMETER 50 MM; SINGLE ELEMENT IP54; FLASHING LIGHT ELEMENT, LED BLUE 230 V AC/DC | 93.06
6FX2001-2GB02 | SINUMERIK (ACCESSORIES) INCR. POS. ENCODER, WITH LED, AXIAL FLANGE CONNECTOR, 1024 PULSES/REV | 366.56
6FX8002-2DC00-1FA0 | SIGNAL CABLE, PREASSEMBLED (SINAMICS DRIVE CLIQ) CONNECTOR IP20/IP20, WITH 24 V MOTION-CONNECT 800 R | 654.75
4AU3032-8CC40-0HA0 | TRANSFORMER SITAS; PHASES:3; PN/PN(S6)(KVA):6,3 /28; UPRI(V):Y500-440-380+/-20/D289- 254-220+/-11; U | 4094.18
3TH4391-0AB0 | EN 50 011 EN 50 011 9NO+1NC, SCREW TERMINALS AC OPERATION AC 50HZ 24V/60HZ 29V | 86.38
3WL9354-5AA20-0AA1 | ACCESSORIES CIRCUIT-BREAKER 3WL OVERCURRENT RELEASE ETU45B LSIN PROTECTION OPTION W. MEAS. FUNCT. PL | 7376.97
3RB2966-2WH2 | CURRENT TRANSFORMER 63...630 A FOR 3RB22/23/24 SIZE S10/S12 MOUNT. ONTO CONT./ STAND-ALONE MAIN CIRC | 462.75
3RA6250-1AP33 | SIRIUS, COMPACT STARTER, REVERSING STARTER 690 V, 110 ... 240 V AC/DC, 50 ... 60 HZ, 0.1 ... 0.4 A, | 1000.12
3RV1011-0CA15 | CIRCUIT-BREAKER SIZE S00, FOR MOTOR PROTECTION, CLASS 10, A REL.0.18...0.25A, N REL. 3,3A SCREW CONN | 62.46
8WD4420-5AB | SIGNALLING COLUMN STEADY LIGHT LED RED, 24V AC/DC | 73.43
3RF2120-1AA22 | SEMICOND. RELAY 3RF2, 1-PHASE WIDTH 22.5 MM, 20 A 24-230 V / 110-230 V AC SCREW TERMINAL | 39.69
8MF6084-5R | STANDARD CUBICLE 8MF6 HXWXD=2000X800X400 SIDE-BY-SIDE MOUNTING NON-VENT., ASSEM., WELDED IP54 | 2878.42
8MF6826-5E | STANDARD CUBICLE 8MF6 HXWXD=1800X1200X600 INDIVIDUAL MOUNTING NON-VENT., ASSEM., WELDED IP54 | 4385.25
8MF4171 | PARTITION FOR CUBICLE HXD = 2200 X 600MM DEGREE OF PROTECTION IP40 | 188.35
4EP3600-5US00 | MAINS CHOKE F.FU; PHASES:3; UN1(V):480; ITHMAX 1(A) / F1(HZ):28 /60; I LN (A):25,2; UK(%):2; LN(MH): | 378.82
3RA6920-1B | CONTROL CIRCUIT TERMINALS 3RA61 SCREW TYPE 2 TERMINALS PER PACK | 57.39
3RA6120-2BB33 | SIRIUS, COMPACT STARTER, DIRECT STARTER 690 V, 24 V AC/DC, 50 ... 60 HZ, 0.32 ... 1.25 A, IP20, CONN | 555.29
3TY7683-0CP7 | COIL FOR 3TF68 CONTACTOR AC 230 TO 276V 50/60HZ | 361.59
3WL9111-0BA80-0AA0 | ACCESSORIES CIRCUIT BREAKER 3WL LOCKING DEVICE AGAINST TRAVERSING OF CIRC. BREAKER SAFETY LOCK AT C | 1106.55
5SY7402-8 | CIRCUIT BREAKER 400V 15KA, 4-POLE, D, 2A, D=70MM | 176.23
5SY8304-8 | CIRCUIT BREAKER 400V 25KA, 3POLE, D, 4A, D=70MM | 90.98
3RA6120-1BP32 | SIRIUS, COMPACT STARTER, DIRECT STARTER 690 V, 110 ... 240 V AC/DC, 50 ... 60 HZ, 0.32 ... 1.25 A, I | 575.39
3RA6120-2AP33 | SIRIUS, COMPACT STARTER, DIRECT STARTER 690 V, 110 ... 240 V AC/DC, 50 ... 60 HZ, 0.1 ... 0.4 A, IP2 | 553.87
3TC5614-0BK1 | CONTACTOR SIZE 12 2 -POLE NOM. OPER. CURRENT 400 A AUX. SWITCHES 44 E (4NO+4NC) ALT. CURRENT ACTUATI | 3354.86
5SJ4216-8HG42 | CIRCUIT BREAKER 10KA, 2POLE, D, 16A ACC. TO UL 489 - 480Y/277V | 123.06
3RX9501-2BA00 | AS-I POWER2.6A, MAX. 100 W, 120V/230V AC, IP20; AS-INTERFACE POWER SUPPLY, IN: 120V/230V AC, OUT: AS | 529.47
3RW4425-1BC34 | SIRIUS SOFT STARTER, VALUES WITH 460 V, 50 DEG., STANDARD: 51A, 30HP, INSIDE-DELTA CIRCUIT 3: 88A, 6 | 4997.61
5SM2845-8 | FI-BLOCK F.LS-SWITCH 5SY TYPE A (PSE/SSF), T=70MM 6-63A 4POLE IFN 1,0A 400V F. SELECTIVE BREAK | 137.14
3SB2901-4QF | INSCRIPTION PLATE FOR PUSHBUTTON AND ILLUMINATED PUSHBUTTON, FLAT, CLEAR WITH BLACK LETTERING, WITH | 0.72
3RW4454-6BC35 | SIRIUS SOFT STARTER, VALUES AT 575V, 50DEG., STANDARD: 551A, 600HP, INSIDE-DELTA CIRCUIT 3: 954A, 10 | 33099.31
6SL3224-0BE17-5UA0 | SINAMICS G120 POWER MODULE PM240 WITHOUT FILTER WITH BULT IN BRAKING CHOPPER 3AC380-480V +10/-10% 47 | 939.12
BVP:262496 | BD2-AK03X/GSTA00 TAP-OFF UNIT 125A / 1X 3POLE GS TA00 | 637.64
6SL3330-1TE38-2AA3 | SINAMICS S120 BASIC LINE MODULE 3AC 380-480V, 50/60HZ, 820A OUTPUT: DC 510 - 650V RATED POWER: 400KW | 10760.95
7ME3960-3MD01 | TRANSDUCER MOUNTING HARDWARE MOUNTING HARDWARE FOR PORTABLE HIGH PRECISION TRANSDUCER SIZE D LEGACY | 1407.23
7MH5105-4PD00 | SIWAREX WL 250 LOAD CELL ST-S SA 5T C3 - RATED LOAD 5T - ACCURACY CLASS C3 - 6M CABLE LENGTH, 4 COND | 630.59
6XV1820-7BN10 | SIMATIC NET, INDOOR FIBER OPTIC (62.5/125), FREE OF HALOGEN, RESISANT TO, TREADING, FLAME-RETARDANT | 152.88
7MH3110-2DA1 | SET OF 2 ROUND-HEAD BOLT GUIDES MAX. LOAD IN AXIAL DIRECTION 250 KN,WITHOUT BEARING BLOCKS | 2543.39
3VL9800-1SC00 | ACCESSORY FOR VL630, VL800, VL1250, VL1600, SHUNT RELEASE 24 V DC RIGHT POLE ONLY | 240.72
3RP1540-2AN31 | TIMING RELAY, PROCESSOR BASIS OFF-DELAY, WITHOUT AUXILIARY VOLTAGE, 1 CO CONTACT, 0.05S...600S, 200. | 307.02
3TH4253-0AF0 | CONTACTOR RELAY 53E EN 50 011 5NO+3NC, SCREW TERMINALS AC OPERATION AC 50HZ 110V/60HZ 132V | 57.21
5SJ6220-7KS | CIRCUIT BREAKER 400V 6KA, 2-POLE, C, 20A, D=70MM WITH SCREWLESS TAP-OFF TERMINAL | 15.57
5SM3648-6 | RES.CURRENT OP.CIRCUIT BREAKER TYPE A PSE/SSF 100A 3+N-POL IFN 300MA 400V 4MW | 828.26
3RW4055-6BB34 | SIRIUS SOFT STARTER, S6, 117 A, 75 HP/460 V, 50 DEG., 200-460 V AC, 115 V AC, SCREW TERMINALS | 2695.04
5ST3666-0HG | CONNECTION TERMINAL, 35SQMM ACC.UL 489,480Y/277V FOR MCB 5SJ4...-.HG INFEED MCB | 8.65
5SY4613-8 | CIRCUIT BREAKER 400V 10KA, 3+N-POLE, D, 13A, D=70MM | 75.39
5UB1930 | I-SYSTEM,ALUMINUM METAL. SCHUKO SOCKET OUTL. 10/16A 250V W. SCREWLESS TERMINALS W. HINGED LID 55X55M | 24.33
5SY4105-5 | CIRCUIT BREAKER 230/400V 10KA, 1-POLE, A, 0.5A, D=70MM | 36.21
3NP1133-1JB23 | FUSE-SWITCH-DISCONNECTOR 3-POLE, NH00, 160A 40MM BUSBAR SYSTEM COVERS FOR RITTAL BOX TERMINAL FUSE M | 326.86
3NP1143-1BC10 | FUSE-SWITCH-DISCONNECTOR 3-POLE, NH1, 250A 60MM BUSBAR SYSTEM COVER LEVEL 32/70 MM FLAT CONNECTOR | 286.31
3SB2901-7AZK1Y | INSERT CAP FOR INDICATOR LIGHT, CLEAR WITH BLACK LETTERING, CUSTOMER-SPECIFIC INSCRIPTION, UPPER CAS | 2.51
7MH5104-2GD01 | SIWAREX WL 260 LOAD CELL SP-S SA 20KG C3 EX - RATED LOAD 20KG - ACCURACY CLASS C3 - 1M CABLE LENGTH, | 693.78
7ND4801-8CD | FIRMWARE OPTIONS FOR SIREC D200, 30 CREDITS | 1547.44
8GS4030-2 | ALPHA-ZS, N TERMINAL, 7POLES 7X16MM2, BLUE | 8.4
3RK1902-4PB15-3AA0 | ANGLED, 5-POLE, B CODING | 38.73
3RK1903-0CB00 | XB1 FOR ET 200S/DS-X/RS-X BRAKE CONTROL MODULE, 24V DC 4A FOR MOTORS WITH MECHANICAL BRAKES | 200.88
6NH9860-1AA00 | SINAUT ANT 794-4MR ANTENNA GSM QUADBAND ANTENNA FOR MD720-3 UND MD740-1; OMNIDIRECTIONAL; WEATHER RE | 94.49
3SB2001-0AF01 | ILLUMINATED PUSHBUTTON, 16MM, ROUND, PLASTIC, BLUE, BUTTON, FLAT | 6.84
3RF2950-0GA13 | LOAD MONITORING CURRENT RANGE 50 A 40 DEGREES C 110-230 V / 24 V AC/DC TO SEMICON. RELAY/CONTACT. 3R | 117.11
8MF4231 | TRIM STRIP W. SIEMENS LETTERING UMBER FOR CUBICLE WIDTH 800MM | 96.2
8MF4921 | INSULATOR 30 X 30MM | 31.86
3SX9918 | ACCESSORIES FOR POSITION SWITCH ADAPTERS FOR CABLE ENTRY FROM M20 X 1.5 TO NPT 1/2, MOULDED PLASTIC | 6.84
3SE7910-3AB | STEEL CABLE 4MM (LENGTH 15M) | 91.1
5TT4207-1 | RELAY,N-TYPE W 2 CHANGEOV.CONT. CONTACT FOR AC 230V 16A CONTROL AC 115V | 50.66
3RK1315-6LS41-0AA0 | SIRIUS MOTOR STARTER M200D AS-I COMMUNICATION: AS-INTERFACE DIRECT ON-LINE STARTER, BASIC MECHANICAL | 781.31
5SJ4130-8HG42 | CIRCUIT BREAKER 10KA, 1POLE, D, 30A ACC. TO UL 489 - 277V | 53.09
5ST3770-4 | PIN BUSBAR, 10SQMM 16MW, 4PHASES, SLICEABLE RCCB 4P N RIGHT AND 6 MCB 1P+N SAFE TO TOUCH | 20.73
3RW4038-2TB04 | SIRIUS SOFT STARTER, S2, 72A, 37KW/400V, 40 DEGR., AC 200-480V, AC/DC 24V, SPRING-LOADED TERMINALS, | 1411.75
3WL9111-0AN16-0AA0 | ACCESSORIES CIRCUIT BREAKER 3WL MAIN CONDUCTOR CONN. 1 OFF WITHDRAW. CIRC. BREAKER SZ I VERTICAL CON | 99.43
3WL9111-0AN28-0AA0 | ACCESSORIES CIRCUIT BREAKER 3WL MAIN CONDUCTOR CONN. 1 OFF WITHDRAW. CIRC. BREAKER SZ II CONNECTION | 183.62
3VL9800-8BH00 | ACCESSORY FOR VL1250, VL1600, COVER FRAME IP40 FOR CIRCUIT BREAKER DRAW-OUT MOUNTED | 68.68
3SE5214-0BC05-1AC5 | SIRIUS POSITION SWITCH; METAL ENCLOSURE TO EN50047, 31MM 1NO/1NC SLOW-ACTION CONTACTS W. M12 CONNECT | 47.1
3UG4615-2CR20 | DIGITAL MONITORING RELAY FOR THREE-PHASE LINE VOLTAGE REVERSIBLE PHASE SEQUENCE PHASE FAILURE 3X 160 | 211.43
3RK1301-1FB00-0AA2 | DS1-X FOR ET 200S ELECTROMECHANICS LINE STARTER EXPANDABLE ADJUSTABLE RANGE 3.5...5.0A AC-3, 1.9 KW/ | 484.99
3TC4417-0BD0 | CONTACTOR, SIZE 2, 2-POLE DC-3 AND 5,RATD.OPERAT.CURR.32A AUXILIARY CONTACTS 22 (2NO+2NC) AC OPERATI | 149.3
8MF4555 | MOUNTING PLATE, LATERAL H X W = 2000 X 400 MM FOR 8MF SYSTEM CUBICLE | 274.32
6SL3000-2DE35-0BA0 | SINAMICS VOLTAGE PEAK LIMITER SPARE PART FOR POWER MODULE/MOTOR MODULE 250KW, 3AC 380-480V | 3082.38
3RW4074-6BB34 | SIRIUS SOFT STARTER, S12, 248 A, 200 HP/460 V, 50 DEG., 200-460 V AC, 115 V AC, SCREW TERMINALS | 4238.81
5SJ4120-8HG41 | CIRCUIT BREAKER 240V 14KA, 1-POLE, D, 20A, D=70MM ACC. TO UL 489 | 45.28
3WL9111-0AA56-0AA0 | ACCESSORIES CIRCUIT BREAKER 3WL RATED CURRENT REF. MODULE 800A F. ETU25, 27, 45, 55, 75, 76 | 412.95
3SE5312-1SF11 | SAFETY POSITION SWITCHES WITH SOLENOID INTERLOCKING LOCK. FORCE 2600N,5 APPR. DIR. METAL HOUSING,3X( | 347.46
5TG7933 | DELTA PROFIL, SILVER ROCKER M.SYMBOLS I0 A.SHUTTER FOR SHUTTER SWITCH, 65X65MM | 16
5TG7937 | DELTA PROFIL, SILVER ROCKER W. WINDOW, W. LAB. PLATE F.2-CIRCUIT/DUAL 2-WAY SWITCH F.PUSHB. 2FOLD CE | 24.33
A5E02083915 | LR260/LR460 PURGE CONVERSION, 3" HORN | 1043.55
5TT4204-4 | RELAY, N-TYPE WITH 4 NO CONTACT FOR AC 230V 16A CONTROL AC 8V | 58.3
3TC5617-0AG4 | CONTACTOR SIZE 12, 2-POLE DC-3 AND 5,RATD.OPER.CURR. 400A AUXILIARY CONTACTS 22 (2NO+2NC) DC OPERATI | 3860.06
5UB1850 | DELTA STYLE SCHUKO SOCKET OUTL. 10/16A 250V BEZEL ORANGE (ZSV) COVER PLATE 68X68MM | 14.31
8WD4420-0EA | SIGNALLING COLUMN SIREN ELEMENT CONTINUOUS SOUND , ALTERNATING, 24V DC | 74.06
8WD4440-0CE | SIGNALLING COLUMN SINGLE-FLASH LIGHT ELEMENT TRANSP., 115V AC | 129.14
8WD4458-6XC | SIGNALLING COLUMNS, ACCESSORIES LED 230V AC, BA 15D, GREEN | 47.1
3VL9600-3AU11 | ACCESSORY FOR VL800UL, (MG-FRAME) KIT F. LEADING AUXILIARY SWITCHES 1 CO CONTACT, FROM ON TO OFF 1.5 | 38.99
5SU1354-7KK10 | FI/LS-PROTECTOR TYPE A (PSE/SSF), D=70MM IFN 30MA,10KA, 1+N-POLEE C 10A | 98.05
3SB2202-4LB01 | KEYSWITCH, 16MM, ROUND, PLASTIC, CES, 2 SWITCH POSITIONS O-I, LATCHING, KEY REMOVAL O+I, 1NO | 52.48
BVP:611111 | BD2C-400-ME-MBAL BD2C CENTRAL FEEDER UNIT 400A FOR SINGLE CORE CABLE | 1622.85
3WL9111-0AL01-0AA0 | ACCESSORIES CIRCUIT BREAKER 3WL MAIN CONDUCTOR CONN. 1 OFF FIXED-MOUNTED CIRC.BR. SIZE I FRONT CONN. | 99.43
3RK2400-1CG01-0AA2 | AS-INTERFACE SLIMLINE MODULE S45, IP20, A/B-SLAVE (SPEC 3.0) DIGITAL, 4DI/4DO, 4 X INPUT FOR SENSOR | 525.16
3RK1903-1AC10 | TM-PF 30 S47-C0 FOR ET 200S PM-D F 3/4 TERMINAL MODULE FOR POTENTIAL GROUP, WITH SENSOR CONNECT. | 179.36
3RS1101-1CK20 | TEMPERATURE MONITORING RELAY THERMOCOUPLE TYP K, EXCEEDING 1 THRESH. VAL., WIDTH 22ND5 MM 0 C-200 C, | 200.04
5SJ4320-7HG42 | CIRCUIT BREAKER 10KA, 3POLE, C, 20A ACC. TO UL 489 - 480Y/277V | 153.45
3RW4073-6BB34 | SIRIUS SOFT STARTER, S12, 205 A, 150 HP/460 V, 50 DEG., 200-460 V AC, 115 V AC, SCREW TERMINALS | 3780.9
5ST3044 | UNDER-VOLTAGE RELEASE F.MOUNT., F. LS-SWITCH T=70MM DC 110V, WITH 2TERMINALS | 53.4
5SJ4118-7HG40 | CIRCUIT BREAKER 240V 14KA, 1-POLE, C, 15A, D=70MM ACC. TO UL 489, SAME POLARITY | 32.75
3SB2000-0AD01 | PUSHBUTTON, 16MM, ROUND, PLASTIC, YELLOW, BUTTON, FLAT | 6.84
5UB1855-1 | DELTA STYLE, PLATINUM METALLIC SCHUKO OUTLET 10/16A 250V WITH INCREASED TOUCH PROTECTION COVER PLATE | 18.25
5SY4106-8 | CIRCUIT BREAKER 230/400V 10KA, 1-POLE, D, 6A, D=70MM | 16.34
5SY4132-6 | CIRCUIT BREAKER 230/400V 10KA, 1-POLE, B, 32A, D=70MM | 12.43
5SY5450-7 | CIRCUIT BREAKER CURR.SENS.DC 880V AC 400V 10KA, 4POLE, C, 50A MAX. DC 1000V | 252.23
3WL9111-0AA12-0AA0 | ACCESSORIES CIRCUIT BREAKER 3WL INT. CURRENT TRANSFORMERS SZ.II F. N-COND.PROT. ROGOWSKI CONVRTR. | 269.42
7MH5108-5PD00 | SIWAREX WL 270 LOAD CELL CP-S SA 50T C3 - RATED LOAD 50T - ACCURACY CLASS C3 - 15M CABLE LENGTH, 4 C | 731.96
7MH7723-1GH | MD SPEED SENSOR THREADED COUPLING | 501.45
7ML1930-1CS | STAINLESS STEEL ENCLOSURE FOR 5 RD DISPLAY | 1658.74
6FX8008-1BD11-2AA0 | SIGNAL CABLE,SOLD BY THE METER 8 X 2 X 0.18 C TRAILING CABLE, UL/CSA DESINA MOTION CONNECT 800, DELI | 1194.75
6GT2815-0BN10 | SIMATIC RF600 CONN. CABLE FOR ANTENNA L10 PREASSEMBLED,BETWEEN READER AND ANTENNA, IP65 EU AND US VE | 162.15
3RX9012-0AA00 | AS-I CABLE, TRAPEZOIDAL YELLOW, RUBBER, 2X1.5 QMM,1000M 1 PIECE = 1000M | 4046.37
3RW3018-1BB04 | SIRIUS SOFT STARTER, SIZE S00, 17.6A, 7.5KW/400V, 40 DEGREES, 200-480V AC, 24V AC/DC, SCREW TERMINAL | 355.51
3VL9600-3HE00 | ACCESSORY FOR VL630, VL800, ROTARY DRIVE, DIRECT SHAFT STUB/ NO KNOB USE WITH 8UC6314-6BD44 OR 8UC63 | 149.15
3SB2206-0AD01 | ILLUMINATED PUSHBUTTON, 16MM, ROUND, PLASTIC, YELLOW, BUTTON, FLAT, 1NO, LAMPHOLDER W2 X 4.6D, WITHO | 18.8
3RT1965-6A | SPARE CONTACTS F. SIZE S10 F. CONTACTOR 3RT1065,132KW/AC-3 CONSISTS OF 3 MOVABLE AND 6 FIXED CONTACT | 375.22
3RK1315-6KS41-3AA0 | SIRIUS MOTOR STARTER M200D AS-I COMMUNICATION: AS-INTERFACE REVERSING STARTER, BASIC MECHANICAL SWIT | 913.09
3RK1402-3CE00-0AA2 | AS-INTERFACE SLIMLINE MOD. S45, DIGITAL, 4I/4OR, 2/3-WIRE, IP20 4 X 1 INPUT, 200MA, PNP, 4 X 1 OUTPU | 545.26
8MF4831 | 19 INCH COVER PLATE FOR SWING FRAME 1 HM | 129.62
8MF6298-4E | STANDARD CUBICLE 8MF6 HXWXD=2200X900X800 INDIVIDUAL MOUNTING NON-VENT., ASSEM., WELDED IP40 | 3554.56
8MF4944 | GROUNDING RAIL W=900 | 192.42
4AT3612-5FT10-0FA0 | TRANSFORMER SITAS; PHASES:1; PN/PN(S6)(KVA):5 /18,5; UPRI(V):500+/-5%; USEC(V):230; ISEC(A):21,7; F( | 2683.22
6ES7392-1BM01-1AB0 | SIMATIC S7-300, FRONT CONNECTOR FOR SIGNAL MODULES WITH SPRING CONTACTS, 40-PIN 100 PIECES PER PACKA | 9867.36
6ES7811-1CA01-0YX2 | SIMATIC S7, S7-SCL SOFTWARE UPDATE SERVICE WITHIN THE FRAMEWORK OF THIS CONTRACT, YOU WILL RECEIVE U | 310.12
7VV3003-5DG32 | SICROWBAR 2200V/2,5KA DC - SURGE SUPPRESSOR C98130-A7060-A20 | 8852.9
8GK9531-6KK10 | ALPHA 400/630 DIN, UNIVERS. DISTRIBUT. ACCESSORIES MOUNT. PLATE WITH MOUNT. SCRWES STEEL, SENDZIMIR | 61.86
8MF5896-4E | STANDARD CUBICLE 8MF5 HXWXD=1800X900X600 INDIVIDUAL MOUNTING NON-VENT., NOT ASSEM., SCREWED IP40 | 3206.83
8MF6026-5R | STANDARD CUBICLE 8MF6 HXWXD=2000X1200X600 SIDE-BY-SIDE MOUNTING NON-VENT., ASSEM., WELDED IP54 | 4037.52
8WD4440-5AD | SIGNALLING COLUMN STEADY LIGHT LED YELLOW, 115V AC | 73.43
6SL3000-2BE35-0AA0 | SINAMICS/MICROMASTER PX MOTOR REACTOR FOR 3AC 380-480V, 50/60HZ, 490A AC DRIVES/POWER MODULES/ MOTOR | 4445.32
8WD5350-0CD | BUILT-IN LUMINAIRE FLASHLIGHT, 230V, YELLOW | 144.97
3RK1325-6LS41-3AA3 | SIRIUS MOTOR STARTER M200D AS-I COMMUNICATION: AS-INTERFACE REVERSING STARTER STANDARD MECHANICALLY | 1165.9
5TG1775 | DELTA PROFILE, SILVER QUINTUPLE FRAME, 364X80MM QUINTUPLE FRAME, 364X80MM | 46.58
3SE5112-0LA00-1AJ0 | SIRIUS POSITION SWITCH, BASIC SWITCH, METAL, 40MM, ACC.TO EN50041 INCREASED CORROSION PROTECTION, DE | 44.23
A5E02164558 | SIMATIC PCS7, FRO MTA, 2 RELAYS, 12A/250VAC FOR MTA: FRO16: 6ES7650-1AM30-6XX0 FRO16: 6ES7650-1AM31- | 52.54
3RA6250-0CB30 | SIRIUS, COMPACT STARTER, REVERSING STARTER 690 V, 24 V AC/DC, 50 ... 60 HZ, 1 ... 4 A, IP20, MAIN CI | 1007.28
3RV1011-0FA10-ZW96 | CIRCUIT-BREAKER, 0.35...0.50A N-RELEASE 6,5 A, SIZE S00, MOTOR PROTECTION, CLASS 10, SCREW CONNECTIO | 54.31
3RV1011-1EA15 | CIRCUIT-BREAKER SIZE S00, FOR MOTOR PROTECTION, CLASS 10, A-REL. 2.8...4A, N-REL. 52A, SCREW TERMINA | 70.99
5SY7220-6 | CIRCUIT BREAKER 400V 15KA, 2-POLE, B, 20A, D=70MM | 30.48
6SE6420-2AD25-5CA1 | MICROMASTER 420 WITH BUILT IN CLASS A FILTER 3AC 380-480V +10/-10% 47-63HZ CONSTANT TORQUE POWER 5 | 3235.34
6SE6440-2UE22-2CA1 | MICROMASTER 440 WITHOUT FILTER 3AC 500-600 V +10/-10% 47-63 HZ CONSTANT TORQUE POWER 2.2 KW OVERLOA | 3403.35
8GS4016-1 | ALPHA-ZS, RMK FOR TELECOMMUNICATION, H=900, W=250 W. PERFORATED SHEET AND INSERT NUT | 196.91
3RH1921-1CA01-ZX95 | AUXILIARY SWITCH BLOCK, 1 NC, DIN EN50005, SCREW CONNECTION, FOR CONTACTORS FOR SWITCHING MOTORS, 1- | 4.26
3SE5000-0AE11 | ACTUATOR HEAD FOR POSITION SWITCH 3SE51/52 ROLLER LEVER W. METAL LEVER AND STAINLESS STEEL ROLLER 13 | 17.76
3RK1301-0CB13-1AA4 | F-RS1E-X FOR ET 200S FAILSAFE REVERSING STARTER SETTING RANGE 2.4...16A MECHANICAL SWITCHING ELECTRO | 1764.9
3RK1301-1JB00-1AA2 | RS1-X FOR ET 200S ELECTRO-MECH. REVERS. STARTER, EXPANDABLE SETTING RANGE 7.0...10A AC-3, 4.0KW/400V | 627.04
6SL3710-1GH28-5CA3 | SINAMICS G150 CONVERTER CABINET UNIT, AC/AC WITH CIM+CU320-2 3AC 660-690 V, 50/60 HZ NOM. POWER RATI | 12656.72
3RA6250-0AB30 | SIRIUS, COMPACT STARTER, REVERSING STARTER 690 V, 24 V AC/DC, 50 ... 60 HZ, 0.1 ... 0.4 A, IP20, MAI | 931.24
3RF2255-2AB45 | SOLID STATE RELAY 3-PHASE 3RF2 | 127.87
3RV1927-5AA00 | CONNECTION PLUG FOR THE MSP SIZE S0 WITH SCREW CONNECTION SINGLE-UNIT PACKAGE | 3.06
5TG1340 | DELTA STYLE, TITANIUM WHITE COVER PLATE 68X68MM W. HINGED LID, F. RETROFITTING OF SCHUKO SOCKET OUTL | 13.89
5SY8132-7 | CIRCUIT BREAKER 230/400V 25KA, 1POLE, C, 32A, D=70MM | 19.77
3LD2113-4VP53 | MAIN/EMERG. STOP SWITCH 6-POLE IU=25, P/AC-23A AT 400V=9.5KW 1NO+1NC, FLOOR MOUNTING DIN RAIL/TWO-HO | 76.79
6FX7002-5YP23-1AJ2 | POWER CABLE 4X6 X 4X0,5C, TRAILING TYPE UL/CSA DESINA MOTION-CONNECT 700, LENGTH (M)= 8,2 | 338.96
3SE5132-0LB01 | SIRIUS POSITION SWITCH PLASTIC ENCLOSURE 40MM, TO EN50041 DEVICE CONNECTION 1X (M20X1.5) 1NO/2NC SNA | 30.26
3SE5132-0LF05 | SIRIUS POSITION SWITCH PLASTIC ENCLOSURE 40MM, TO EN50041 DEVICE CONNECTION 1X (M20X1.5) 1NO/2NC SNA | 37.68
3SE5000-0AE10 | ACTUATOR HEAD FOR POSITION SWITCH 3SE51/52 ROLLER LEVER W. METAL LEVER AND PLASTIC ROLLER 13MM | 8.74
3TC4417-0BK2 | CONTACTOR, SIZE 2, 2-POLE DC-3 AND 5,RATD.OPERAT.CURR.32A AUXILIARY CONTACTS 22 (2NO+2NC) AC OPERATI | 143.64
3TC4417-0CB4 | CONTACTOR SIZE 2, 2-POLE DC-3 AND 5, 32A AUXILIARY SWITCHES 22 (2NO+2NC) DC OPERATION 24V DC | 355.37
3SB2901-7RA | INSERT CAP FOR INDICATOR LIGHT, CLEAR WITH BLACK LETTERING, WITH SYMBOL: 0 | 11.56
3WL9111-0AL54-0AA0 | ACCESSORIES CIRCUIT BREAKER 3WL MAIN CONDUCTOR CONN. 1 OFF FIXED-MOUNTED CIRC.BR. SIZE II FRONT CONN | 144.34
3WL9111-0AL62-0AA0 | ACCESSORIES CIRCUIT BREAKER 3WL MAIN CONDUCTOR CONN. 1 OFF FIXED-MOUNTED CIRC.BR. SIZE II FRONT CONN | 144.34
3RK1901-2EA00 | AS-INTERFACE MOUNTING PLATE K45 FOR WALL MOUNTING 1X AS-INTERFACE CABLE (YELL.) 1X AS-INTERFACE CAB | 15.49
3RK1911-1AA22 | ECOFAST HYBRID FIELD BUS CONN. PROFIBUS TRANSITION IP20 TO IP65 GROUPING OF BUS AND POW.SUP. 2 CHANN | 397.45
8MF4093 | BOTTOM PLATE SUBDIVIDED FOR CUBICLE WXD = 1000 X 400MM | 340
8MF6866-5E | STANDARD CUBICLE 8MF6 HXWXD=1800X600X600 INDIVIDUAL MOUNTING NON-VENT., ASSEM., WELDED IP54 | 3129.55
4AT3032-5FT10-0FD0 | TRANSFORMER SITAS; PHASES:1; PN/PN(S6)(KVA):3,15 /16; UPRI(V):500+/-5%; USEC(V):230; ISEC(A):13,7; F | 2611.49
8GK4351-3KK32 | ALPHA 400/630 DIN MOUNTING KIT FOR INSTALLATION MOUNT. DEVICE 150MM ROW DISTANCE,H=450,W=7 | 192.86
3WL9111-0AA23-0AA0 | ACCESSORIES CIRCUIT BREAKER 3WL EXT. CURRENT TRANSFORMERS S.III F. N-COND.PROT. ROGOWSKI CONVRTR. WI | 994.28
A5E02055295 | 2 PCS. P GASKETS DN80, 3 INCH EPMD RUBBER (FDA) FOR PFA LINED SENSOR | 83.48
6SL3720-1TE33-1AA3 | SINAMICS S120 CABINET MODULE SINGLE MOTOR MODULE WITH CIM+CU320-2 INPUT: DC 510 - 720V OUTPUT: 3AC 0 | 22149.26
3RN1010-2BM00 | THERMISTOR MOTOR PROTECTION STANDARD EVALUATION UNIT, AUTORESET, 2W,AC230V, SPRING-LOADED TERMINAL, | 154.47
4AT3632-5AJ10-0FA0 | TRANSFORMER SITAS; PHASES:1; PN/PN(S6)(KVA):6,3 /22,5; UPRI(V):400+/-5%; USEC(V):110; ISEC(A):57,3; | 2578.35
3RP1902-0B | SEALABLE COVER FOR DEVICES WITH 1 OR 2 CHANGEOVER CONTACTS, FOR SECURING AGAINST UNAUTHORIZED CONFIG | 3.92
3LD2704-0TK53 | MAIN/EMERG. STOP SWITCH 3-POLE IU=100, P/AC-23A AT 400V=37KW FRONT MOUNTING FOUR-HOLE MOUNTING ROTAR | 83.66
8WH2020-0AF00 | TWO-TIER TERMINAL WITH SPRING CONNECTION, SECTION: 0.08 - 2.5 MM2, WIDTH: 5.2 MM, COLOR: GRAY | 2.98
8GK9912-0KK10 | ALPHA 160/400 DIN, WALL-MOUNTING RAIL L=250MM | 15.87
8MF2066-4R | CUBICLESYSTEM 8MF2000 HXWXD = 2000 X 600 X 600MM FOR SIDE-BY-SIDE MOUNTING WITHOUT SIDE PANELS, IP 4 | 2086.36
8MF2284-4E | CUBICLESYSTEM 8MF2000 HXWXD = 2200 X 800 X 400MM FOR INDIVIDUAL MOUNTING WITH SIDE PANELS, IP 40 | 2685.25
6ES7307-1BA01-0AA0 | SIMATIC S7-300 STABILIZED POWER SUPPLY PS307 INPUT: 120/230 V AC OUTPUT: DC 24 V DC/2 A | 228.86
6ES7921-3AF00-0AA0 | FRONTSIDE PLUG-IN MODULE WITH CONNECTION FOR TWISTED RIBBON CABLE FOR ANALOG MODULES OF THE S7-300, | 74.05
3RK4353-3MR58-0BA0 | SIRIUS MCU MOTOR STARTER EN.DEGR. OF PROTEC.IP55 PLASTIC COMMUNICATION WITHOUT ELECTROMECHANICAL SWI | 634.04
3RK1901-1TR00 | AS-INTERFACE ACCESSORIES IP68 T-DISTRIB. AS-I + 24 V DC FOR M12 ROUND CABLE, 1 X M12 PLUG, 2 X M12 S | 82.8
6SL3330-7TG41-0AA3 | SINAMICS ACTIVE LINE MODULE 3AC 500-690V, 50/60HZ, 1025A OUTPUT: DC 750 - 1035V RATED POWER: 1100KW | 78286.18
6SL3126-1TE23-0AA3 | SINAMICS S120 SINGLE MOTOR MODULE INPUT: DC 600V OUTPUT: 3AC 400V, 30A FRAME SIZE: BOOKSIZE COLD-PLA | 4051.2
6XV1820-5BT20 | SIMATIC NET, FIBER OPTIC CABLE (62.5/125)STANDARD CABLE, SPLITTABLE, PREASSEMBLED WITH 4 BFOC CONNEC | 1543.34
6XV1821-1BT20 | SIMATIC NET, PROFIBUS PCF FIBER OPTIC, WITH 4 PCF BFOC CONNECTORS L = 200 M | 1630.71
7MH5108-5KD00 | SIWAREX WL 270 LOAD CELL CP-S SA 30T C3 - RATED LOAD 30T - ACCURACY CLASS C3 - 15M CABLE LENGTH, 4 C | 731.96
3RT1066-2AM36 | CONTACTOR, 160KW/400V/AC-3 AC(40...60HZ)/DC OPERATION UC 200-220V AUXILIARY CONTACTS 2NO+2NC 3-POLE, | 1077.64
3NJ6944-1CA00 | ACCESSORY FOR SWITCH DISCONNECTOR WITH FUSES IN-LINE TYPE, PLUG-IN TYPE, NH2,3 CONNECTING TERMINALS | 266.58
8GB2054-0 | SIMBOX UNIVERSAL WP BLANKING STRIP, 12MW | 8.05
8GK4664-3KK12 | A400/630 MOUNT. SET H=450 W=250 2 X 3NP4075/3NP4076 ON BUSBAR 40/60MM (WITHOUT BUSBAR HOLDER) INCL. | 96.64
A5E01163689 | KIT, 316L STAINLESS STEEL CABLE EXTENSION, 3 METER, CLS300/LC300 | 1060.84
A5E02213603 | ACCESSORIES CLAMP CONNECTION TRI-CLAMP DN 101,6, FOR SENSOR SIZE 4 INCH, DN100 (P GASKET) | 1363.75
6SL3320-1TG34-1AA3 | SINAMICS S120 SINGLE MOTOR MODULE INPUT: DC 675 - 1035V OUTPUT: 3AC 0 - 690V, 410A RATED POWER: 400K | 34233.18
6AG1321-1BL00-2AA0 | SIPLUS S7-300 SM321 - 40-POLE -40 ... +70 DGR C WITH CONFORMAL COATING CONFORMITY TO EN50155 T1 CAT | 1199.09
3RP1555-1AR30 | TIME RELAY, CLOCK-PULSE RELAY 15 TIME SETTING RANGES AC 42... 48 V AC/DC 60 V, WITH LED | 334.88
8WD4450-0FA | SIGNALLING COLUMN BUZZER ELEMENT CONTINUOUS SOUND OR PULSED ADJUSTABLE, 230V AC | 82.93
8WD4308-0DC | SIGNAL COLUMN, DIAMETER 70 MM ACCESSORIES, FOOT (SINGLE), METAL-CLAD VERS., TUBE, 1000 MM FOR TUBE L | 46.4
8MF2294-4EN | SICUBE 8MF2000 EMC-CUBICLE; WELDED, NI-PLATED H X W X D = 2200 X 900 X 400MM FOR INDIVIDUAL MOUNTING | 6104.58
8MF2868-5R | STANDARD CUBICLE 8MF2 HXWXD=1800X600X800 SIDE-BY-SIDE MOUNTING NON-VENTIL., ASSEMBL., WELDED IP54 | 2337.5
3RP1576-2NQ30 | MULTIFUNCTION TIME RELAY IN CAGE-CLAMP TECH. 1 NO CONTACT DELAYED, 1 NO CONTACT NON-DELAYED, 3S...60 | 180.41
6SL3224-0BE31-8AA0 | SINAMICS G120 POWER MODULE PM240 WITH BUILT IN CL. A FILTER WITH BULT IN BRAKING CHOPPER 3AC380-480V | 8178.73
6SL3710-1GE36-1AA3 | SINAMICS G150 CONVERTER CABINET UNIT, AC/AC WITH CIM+CU320-2 3AC 380-480 V, 50/60 HZ NOM. POWER RATI | 43349.3
3NE8731-1 | SITOR FUSE-LINK FOR SEMICONDUCTOR PROTECTION 315A AR, AC 690V, DC 700V SIZE 000, BRACKETS 80MM | 64.7
3RT1075-2AP36 | CONTACTOR, 200KW/400V/AC-3 AC(40...60HZ)/DC OPERATION UC 220-240V AUXILIARY CONTACTS 2NO+2NC 3-POLE, | 1351.16
3NJ6940-3BH23 | ACCESSORY FOR IN-LINE FUSE SWITCH DISCONNECT. PLUG-IN, CURRENT TRANSFORMER 300/5A, CL.0.5, CALIBRATE | 482.2
A5E02213581 | ACCESSORIES CLAMP CONNECTION (ISO 2852 (SMS 3016, BS 4825-3)) DN 25, FOR SENSOR SIZE DN25, (P GA | 544.42
8MF2894-4ES | SICUBE 8MF2000 EMC-CUBICLE; WELDED, GALVANISED H X W X D = 1800 X 900 X 400MM FOR INDIVIDUAL MOUNTIN | 3284.12
8MF2006-4E | SICUBE 8MF2000 CUBICLE SYSTEM WELDED H X W X D = 2000 X 1000 X 600MM FOR INDIVIDUAL MOUNTING WITH 2 | 3361.38
6SL3720-2TE21-0AB3 | SINAMICS S120 CABINET MODULE BOOKSIZE CABINET KIT DOUBLE MOTOR MODULE INPUT: DC 510 - 720V OUTPUT: 3 | 3777
7MH7723-1AB | AS 100, MOUNTING DISK | 159.3
3VL9300-3HP00 | ACCESSORY FOR VL160X, VL160, VL250, SUPPORT BRACKET FOR 6MM SHAFT, FOR ROTARY DRIVE | 26.04
6SL3720-1TG35-8AA3 | SINAMICS S120 CABINET MODULE SINGLE MOTOR MODULE WITH CIM+CU320-2 OUTPUT: DC 675 - 1035V INPUT: 3AC | 61859.72
6SL3225-0BH32-2AA1 | SINAMICS G120 POWER MODULE PM260 WITH BUILT IN CL. A FILTER POSSIBILITY OF REGENERATION 3AC660-690V | 29090.75
6SL3335-7TG35-8AA3 | SINAMICS S120 ACTIVE LINE MODULE 3AC 500-690V, 50/60HZ OUTPUT: DC 750 - 1035V, 575A RATED POWER: 56 | 49942.23
8WH8120-4AB65 | LABELS, LONGIT. 61 - 70 SIZE ZB8 | 0.11
8US1200-0AA00 | BUSBAR ADAPTER SYSTEM CONNECTION MODULE 18MM WIDE FOR 4 CONDUCTORS (PE/N) UP TO 16MM2 WITHOUT CONNEC | 46.24
6AV6618-7CD01-3AB0 | WINCC FLEXIBLE /OPC-SERVER FOR WINCC FLEXIBLE RUNTIME, RUNTIME SW, SINGLE LICENSE, LICENSE KEY ON US | 1730.41
4EU2452-2UA00-0AA0 | MAINS CHOKE F.FU; PHASES:3; UN1(V):480; ITHMAX 1(A) / F1(HZ):160 /60; I LN (A):144; UK(%):2; LN(MH): | 1850.99
6AU1820-2AF20-0AB0 | SIMOTION LICENSE SINAMICS SAFETY INTEGRATED EXTENDED FUNCTIONS FOR SIMOTION D4XX LICENSE FOR 1 AXIS | 393.5
6SL3310-1GE38-4AA3 | SINAMICS G130 POWER MODULE IP00 3-PH. 380-480 V, 50/60HZ, 840A UNIT RATING: 450 KW (VT) 6-PULSE SUP | 43542.94
3SB2203-1AC01 | EMERGENCY-STOP MUSHROOM PUSHBUTTON, 16MM, ROUND, PLASTIC, RED, LATCHING, ROTATE-TO-UNLATCH MECHANISM | 30.16
3RK1400-1DQ03-0AA3 | AS-INTERFACE COMPACT MOD. K60, DIGITAL, 4I/4O, IP67, 4 X 1 INPUT, 200MA MAX., PNP 4 X 1 OUTPUT, 1A, | 308.5
3RK1911-0DF33 | POWER CONNECTION CABLE PREASS. ON ONE SIDE OPEN ON ONE SIDE - HAN Q4/2 ANGLED, FOR RSM 4X4 MM2 LENGT | 201.71
5TT4101-4 | REMOTE SWITCH WITH 1 NO CONTACT FOR AC 230V 16A CONTROL AC 8V | 28.67
5UB1565 | I-SYSTEM, ELECTRIC WHITE SCHUKO SOCKET OUTL. 10/16A 250V W. SCREWLESS TERMINALS W. OVERVOLTAGE PROTE | 175.1
6FX2001-5FE25 | ABSOLUTE VALUE ENCODER 25 BIT WITH ENDAT, OPERATING VOLTAGE 5 V, SYNCHRO-FLANGE RADIAL FLANGE SOCKET | 985.26
5TT4217-2 | RELAY,N-TYPE W 2 CHANGEOV.CONT. CONTACT FOR AC 230, 400V 16A CONTROL DC 24V | 40.23
3SB2455-0E | SWITCHING ELEMENT, 1NO, 1NO, SOLDER PIN CONNECTION | 13.05
3RW4038-1TB05 | SIRIUS SOFT STARTER, S2, 72A, 45KW/500V, 40 DEGR., AC 400-600V, AC/DC 24V, SCREW TERMINALS, THERMIST | 1591.44
5SJ4115-7HG40 | CIRCUIT BREAKER 240V 14KA, 1-POLE, C, 1,6A, D=70MM ACC. TO UL 489, SAME POLARITY | 35.7
5SE1335 | SILIZED FUSE LINK 400 V GR,SEMICOND.PROTECT.GR.D02 35 A | 14.23
6XV1830-3GH10 | SIMATIC NET, PROFIBUS FESTOON CABLE GP FOR FESTOONED CABLING, 2-WIRE, SHIELDED, MAX. ACCELERATION: 4 | 10.83
7MH4133-3DG11 | SIWAREX R BASE PLATE WITH OVERLOAD PROTECTION FOR SERIES BB LOAD CELLS - MADE OF STAINLESS STEEL - | 331.74
3VL9800-3HC00 | ACCESSORY FOR VL1250, VL1600, ROTARY DRIVE, DIRECT EMERGENCY | 330.34
3VL9460-4TF30 | ACCESSORY FOR VL400, CIRCULAR COND. TERMINAL COMPRISES 3 CIRC. CONDUCTOR TERMINALS AND TERMINAL COVE | 332.95
6ES5710-8MA31 | SIMATIC,STAND.SECTIONAL RAIL WIDTH 35MM, LENGTH 830MM FOR 900MM CABINETS | 70.79
3NP1133-1CA13 | FUSE-SWITCH-DISCONNECTOR 3-POLE, NH00, 160A MOUNTING PLATE CONSTRUCTION COVER LEVEL 45 MM FLAT CONNE | 294.41
5SY4220-8 | CIRCUIT BREAKER 400V 10KA, 2-POLE, D, 20A, D=70MM | 34.75
5SY4313-8 | CIRCUIT BREAKER 400V 10KA, 3-POLE, D, 13A, D=70MM | 53.81
7MH7724-1BK | MLC CALIBRATION WEIGHT, (STAINLESS STEEL 304(1.4301)) FOR SCALES WITH BELT WIDTH OF 48", 1200MM, 6.0 | 284.85
6FX2001-2NF00 | SIMODRIVE (ACCESSORIES) INCR. ROTARY ENCODER W. RS 422 (TTL),5000 PULSES, CLAMP FLANGE 10 MM SHAFT, | 366.56
6GK1704-5SW00-3AE0 | SIMATIC NET PB SOFTNET-DP-SLAVE UPGR.F. EDITION 2006 SW FOR DP-SLAVE WITH OPC-SERVER AND NCM PC; SIN | 287.93
3RK1400-0CE10-0AA2 | AS-INTERFACE FUNCTION MODULE LOGO! STANDARD SLAVE IP20 4DI/4DO | 387.42
3RK1315-6NS71-0AA5 | SIRIUS MOTOR STARTER M200D AS-I COMMUNICATION: AS-INTERFACE DIRECT ON-LINE STARTER, BASIC ELECTR. SW | 1124.21
3RW4957-8VX40 | FAN FOR SIRIUS SOFT STARTER 3RW445.-.BC4., 3RW446.-.BC4., AC 230V | 597.88
3WL9111-0AN35-0AA0 | ACCESSORIES CIRCUIT BREAKER 3WL MAIN CONDUCTOR CONN. 1 OFF WITHDRAW. CIRC. BREAKER SZ II HORIZONTAL | 144.34
3SB2901-4AZK0Y | INSCRIPTION PLATE FOR PUSHBUTTON AND ILLUMINATED PUSHBUTTON, FLAT, CLEAR WITH BLACK LETTERING, CUSTO | 2.4
5SY6301-7 | CIRCUIT BREAKER 400V 6KA, 3-POLE, C, 1A, D=70MM | 39.04
5WG1262-1EB11 | GAMMA INSTABUS BINARY INPUT DEVICE N 262E/11 16 CONTACTS,POTENTIAL-FREE, 6MW | 973.38
3NP1153-1DA23 | FUSE-SWITCH-DISCONNECTOR 3-POLE, NH2, 400A MOUNTING PLATE CONSTRUCTION COVER LEVEL 70 MM BOX TERMINA | 528.57
8MF4805 | STANDARD SHELF FIXED FOR CUBICLE WXD = 800 X 400MM | 136.4
8MF4310 | DOOR POSITION SWITCH SINGLE 1 NO + 1 NC | 73.81
8MF4380 | MIDDLE RUNNER FOR CUBICLE HEIGHT 1800MM | 224.09
6ES7652-5CX17-0YE5 | SIMATIC PCS 7, SOFTWARE, UPGRADE PACKAGE CLIENT, SFC VISUALIZATION FROM V6.X TO V7.1 FLOATING LICENS | 3672.68
BVP:261996 | BD2A-400-VE DISTR. FEEDER UNIT 400A | 406.32
8GF5772 | ALPHA 630 UNIVERSAL COPPERBAR L=1300MM 20X5MM, DRILLED WITH THREAD | 319.87
5SJ4230-8HG42 | CIRCUIT BREAKER 10KA, 2POLE, D, 30A ACC. TO UL 489 - 480Y/277V | 149.65
5SP3716 | M.C.B. F. POWER SUPPLY COMPANY SELECTIVE 1POLE 16A | 134.45
6EP1961-3BA01 | SITOP BUFFER MODULE FOR 6EP1X3X-3BAX0 BUFFERING TIME 100 MS TILL 10 S DEPENDENT UPON LOAD | 244.77
4AM5542-8DD40-0FA0 | TRANSFORMER SITAS; PHASES:1; PN/PN(S6)(KVA):0,8 /3,4; UPRI(V):550-525-500-480-460- 440-415-400-380-2 | 531.24
3RV1915-2CB | 3-PHASE BUSBARS MODULAR SPACING 55MM FOR 4 CIRCUIT-BREAKERS + ACCESSORIES | 11.09
5TE8101-3 | CONTROL SWITCH, D=70MM 20A 1NO, 1LAMP 48V | 23.89
6DL2804-2DD40 | EX-DEVICE MADE OF STAINLESS STEEL, IP65. WITH INSTALLATION OF ET200ISP- AND AIRLINEEX PNEUMATIC- COM | 6221.01
5TG7354 | DELTA SWITCH A. PUSHBUTTON LED INSERT F. CONTROL FUNCTION 230V/50HZ, WHITE | 6.66
3SE5000-0AF04 | ACTUATOR HEAD FOR POSITION SWITCH 3SE51/52 ANGULAR ROLLER LEVER, STAINLESS STEEL LEVER WITH STAINLES | 30.05
6GK1901-1BK00-0AA1 | INDUSTRIAL ETHERNET INSERT 2 FE F. MODULAR OUTLET BASE MODULE, REPL. INSERT WITH 2 X 100 MBIT RJ45 I | 127.29
3RK1301-0BB13-1AA2 | F-RS1E-X FOR ET 200S FAILSAFE REVERSING STARTER SETTING RANGE 2.4...8A, MECHANICAL SWITCHING, ELECTR | 1607.06
5UB1524 | I-SYSTEM SCHUKO SOCKET OUTLET W. INCREASED TOUCH PROTECTION W. LABELING FIELD AND STATUS DISPLAY TIT | 25.43
3TC4817-0AM4 | CONTACTOR, SIZE 4, 2-POLE DC-3 AND 5,RATD.OPERAT.CURR.75A AUXILIARY CONTACTS 22 (2NO+2NC) DC OPERATI | 737.97
3TC5217-0AN4 | CONTACTOR SIZE 8 2-POLE DC-3 AND 5, 220 A AUXILIARY SWITCH 22 (2NO+2NC) DC OPERATION DC 250 V | 1186.4
3RW4423-1BC45 | SIRIUS SOFT STARTER, VALUES WITH 500 V, 40 DEG., STANDARD: 36A, 22KW, INSIDE-DELTA CIRCUIT 3: 62A, 3 | 4526.62
5ST3635 | PIN BUSBAR, 16 SQMM CONNECTION: 9X(1-PHASE+HS/FS) SAFE-TO-TOUCH | 2.93
3RW4966-8VX40 | FAN FOR SIRIUS SOFT STARTER 3RW446.-.BC4., AC 230V | 201.47
3RW4425-1BC35 | SIRIUS SOFT STARTER, VALUES WITH 575 V, 50 DEG., STANDARD: 51A, 40HP, INSIDE-DELTA CIRCUIT 3: 88A, 7 | 5743.31
5SU1354-6KK25 | FI/LS-PROTECTOR TYPE A (PSE/SSF), D=70MM IFN 30MA,10KA, 1+N-POLEE B 25A | 107.24
3SB2224-6BH06 | INDICATOR LIGHT, 16MM, ROUND, PLASTIC, TRANSPARENT, LAMPHOLDER W2 X 4.6D, WITH INCANDESCENT LAMP 24V | 10.96
3RW4446-2BC44 | SIRIUS SOFT STARTER, VALUES WITH 400 V, 40 DEG., STANDARD: 356A, 200KW, INSIDE-DELTA CIRCUIT 3: 617A | 17792.51
6DL2804-0AD42 | EX-DEVICE MADE OF STAINLESS STEEL, IP65. EMPTY CABINET READY FOR INSTALLATION OF ET200ISP. EQUIPMENT | 5225.64
3NA7130-6 | LV HRC FUSE LINK GL/GG WITH NON-INSULATED GRIP LUGS WITH COMBINATION INDICATOR SIZE 1, 100A, AC 690V | 38.65
3SE5112-0LA00-1CA0 | BASIC SWITCH W. INCREASED CORROSION PROTECTION FOR POSITION SWITCH METAL ENCLOSURE, TO EN50041 DEVIC | 35.01
3SE5122-0CH60 | SIRIUS POSITION SWITCH METAL ENCLOSURE 56MM WIDE DEVICE CONNECTION 3X (M20X1.5) 1NO/ 1NC SNAP-ACTION | 57.78
3UG3207-1B | SINGLE-POLE BOW-TYPE ELECTRODE FOR LATERAL INSTALLATION FOR LEVEL MONITORING | 155.1
3RH1921-1KA20 | AUXILIARY SWITCH BLOCK, 2 NO, DIN EN50005, LATERALLY, 10 MM SCREW CONNECTION, SIZE S3...S12 FOR CONT | 10
3RF2410-2AC45 | SEMI-CONDUCTOR CONTAC.3-PH.3RF2 AC51 10A 40 DEG. C 48-600V / 4-30V DC 3-PHASE CONTROLLED SPRING-LOAD | 164.6
5UB1476 | DELTA PROFIL, RED SCHUKO SOCKET OUTL. 10/16A 250V WITH SCREWLESS TERMINALS WITH LABELLING AREA WITH | 17
5TT4152-2 | REMOTE SWITCH 2 NO CONTACTS CENTRAL AND COMBINED CIRCUIT CONTACT FOR AC 230,400V 16A ACTIVATION AC 2 | 105.13
3RK1304-5LS40-4AA3 | ET 200PRO DSE ST DIRECT STARTER STANDARD; MECH. SWITCHING; ELECTRO. UE PROTECTION; 3PH 400 V/5.5KW; | 695.24
8WA1822-7VF03 | CONNECTING BAR FOR 3 TERMINALS, FOR INSTALLATION | 3.03
5SJ4332-7HG42 | CIRCUIT BREAKER 10KA, 3POLE, C, 32A ACC. TO UL 489 - 480Y/277V | 183.83
8WH2000-0AG08 | FEED-THROUGH TERMINAL WITH SPRING CONNECTION, SECTION: 4 SQMM, WIDTH: 6,2 MM, COLOR:BLACK | 1.56
A5E02055293 | 2 PCS. P GASKETS DN65, 2 1/2 INCH, EPMD RUBBER (FDA) FOR PFA LINED SENSOR | 73.5
A5E01151587 | 100 MM (4") HORN ANTENNA KIT, HASTELLOY C-22 | 5001.11
A5E01152910 | ACC. MAG 3100 DN80 CL150 GROUND RING W1.4404 | 139.73
8ME1465 | BEARING RUNNER FOR CUBICLE WIDTH 800MM | 84.4
8US1251-5DS10 | DEVICE ADAPTER S00/0, 25A, FOR 60MM BUSBAR SYSTEM 45X200MM LONG SPECIAL CABLES WELDED ON, AWG 12, 99 | 40.05
8US1251-5DT11 | DEVICE ADAPTER S00/O, 25A, FOR 60MM BUSBAR SYSTEM 45X260MM LONG, SPECIAL CABLES WELDED ON, AWG 12 16 | 50.47
A5E01191981 | ACC. MAG 3100 DN15 PN40 GROUND RING HASTELLOY | 174.21
A5E01191985 | ACC. MAG 3100 DN150 PN40 GROUND RING HASTELLOY | 940.91
6SL3310-1GH35-8AA3 | SINAMICS G130 POWER MODULE IP00 3-PH. 660-690 V, 50/60 HZ, 575A UNIT RATING: 560 KW (VT) 6-PULSE SU | 57037.06
BVP:610367 | BD01-AK1X-IP55 UPGRADING IP55 TAP-OFF UNIT | 26.92
6SL3066-4CA00-0AA0 | SINAMICS DUSTCOVER FOR DRIVE-CLIQ PORT SET WITH 50 PIECES | 61.84
7ML1930-1DQ | LOCK FITTING, UNPRESSURIZED, G1A/316L | 156.65
7ML1930-1FU | LVL100, CONNECTOR M12X1 INCLUDING 5M CABLES | 59.25
8GK4051-5KK11 | ALPHA 160/400 DIN, RAPID KIT F. MODULAR INSTALLATION DEVICES W. TIER SPACING 150MM, H=750 W=250 | 304.17
6SL3720-1TG38-1AA3 | SINAMICS S120 CABINET MODULE SINGLE MOTOR MODULE WITH CIM+CU320-2 OUTPUT: DC 675 - 1035V INPUT: 3AC | 87173.18
6SL3100-0BE23-6AB0 | SINAMICS S120 ACTIVE INTERFACE MODULE FOR 36KW ACTIVE LINE MODULE INPUT: 3AC 380-480V, 50/60HZ FRAME | 2565.12
6SL3100-1CE14-0AA0 | SINAMICS CAPACITOR MODULE INPUT: 600 V DC 4000 UF | 2011.32
6XV1830-7BN20 | SIMATIC NET, PROFIBUS ECOFAST HYBRID CABLE, 2XCU 0.64 MM, 4XCU 1.5 SQMM, CABLE PREASSEMBLED WITH ECO | 329.05
6SL3310-1GF33-3AA3 | SINAMICS G130 POWER MODULE IP20 3AC 500-600V, 50/60HZ, 330A UNIT RATING: 200 KW 6-PULSE SUPPLY WITH | 17945.84
7ME3960-0SM30 | MOUNTING STRAP FOR DEDICATED TRANSDUCERS DN600 TO DN1200 (LEG. NR. 1012MS-3) | 353.87
6XV1875-2A | SIMATIC NET,IWLAN RCOAX CABLE PE 1/2'' 2.4GHZ LONG DISTANCE -40 DEGR C/+85 DEGR C SUN RESIST., SOLD | 20.68
4RB5100-3EA50 | POWER CAPACITOR PHASECAP MKK 400V 10.0KVAR | 290.05
4RB5104-3EJ50 | POWER CAPACITOR PHASECAP MKK 480V 10.4KVAR | 290.05
4RB5250-3FC50 | POWER CAPACITOR PHASECAP MKK 525V 25.0KVAR | 455.09
BVP:611105 | BD2A-1000-EE-KR-EBAL BD2A FEEDER UNIT 1000A FOR SINGLE CORE CABLE WITH CABLING BOX | 1532.28
BVP:611110 | BD2A-400-ME-MBAL BD2A CENTRAL FEEDER UNIT 400A FOR SINGLE CORE CABLE | 1527.39
8GB1372-3 | SIMBOX UNIVERSAL WP WALL-MOUNTED DB SM, IP 65 2ROW, 36MW, W/O TERMINAL STRIP | 179.17
6ES7652-5AX17-0YE0 | SIMATIC PCS 7, SOFTWARE, UPGRADE PACKAGE RUNTIME OS FROM V6.X TO V7.1 SINGLE LICENSE F.1 INSTALLATIO | 13787.01
6SL3730-7TE32-6BA3 | SINAMICS S120 CABINET MODULE ACTIVE LINE MODULE INKL. WITH CIM+CU320-2 ACTIVE INTERFACE MODULE 3AC | 34489.54
6XX3070 | CRIMP CONTACTS FOR FRONT CONNECTOR K/490 (1 PACKAGE = 250 PIECES) | 79.43
8GK1102-5KK12 | ALPHA 400 DIN, WALL-MOUNTING DISTRIBUTOR, DELIVERY FORM FLAT PACK, AP-CUBICLE, RAL 9016, IP43, SK1, | 310.39
BVP:261988 | BD2-1250-D PROTECTIVE SLEEVE | 168.89
5SE2306 | NEOZED FUSE LINK 400V GL, SIZE D01, 6A IN FOLDING BOX | 0.95
5SE2350 | NEOZED FUSE LINK 400V GL, SIZE D02, 50A IN FOLDING BOX | 1.18
6EP1436-2BA10 | SITOP PSU300S 20 A STABILIZED POWER SUPPLY INPUT: 400-500 V 3 AC OUTPUT: 24 V DC/20 A | 307.2
7ME6920-2PA10-1AA0 | MAG 6000, 19 INCH INSERT, IN IP66 / NEMA 4, ABS PLASTIC ENCLOSURE,INCL. CLEANING UNIT 115-230V AC 50 | 3156.67
8GK1323-8KN54 | ALPHA 630 DIN FLOOR-MOUNTED DB IP55, SK I, RAL 7035 H=1950 W=1300 D=320 INCL. BASE AND SHEET STEEL D | 2089.49
8GK9601-1KK21 | ALPHA 630 DIN, COVER HEIGHT = 150MM, WIDTH = 500MM, CUTOUT 2X12MW MINIMUM ORDER QTY 10 UNITS | 32.15
8GK9601-4KK21 | ALPHA 630 DIN, COVER HEIGHT = 600MM, WIDTH = 500MM, CUTOUT 8X12MW MINIMUM ORDER QTY 10 UNITS | 94.84
3RK1325-6KS41-2AA0 | SIRIUS MOTOR STARTER M200D AS-I COMMUNICATION: AS-INTERFACE DIRECT ON-LINE STARTER STANDARD MECHANIC | 910.41
4AM6542-4TT10-0FA0 | TRANSFORMER SITAS; PHASES:1; PN/PN(S6)(KVA):2,5 /13,3; UPRI(V):230+/-5%; USEC(V):230; ISEC(A):10,9; | 1228.26
A5E01181699 | 150M.(500FT)CABLE KIT WITH STANDARD COIL CABLE, 3 X 1.5 MM2/ 18 GAGE WITH SHIELD PVC AND ELECTRODE C | 2486.15
A5E01181705 | 500M.(1640FT)CABLE KIT WITH STANDARD COIL CABLE, 3 X 1.5 MM2/ 18 GAGE WITH SHIELD PVC AND ELECTRODE | 6303.37
3RA6250-2BP33 | SIRIUS, COMPACT STARTER, REVERSING STARTER 690 V, 110 ... 240 V AC/DC, 50 ... 60 HZ, 0.32 ... 1.25 A | 1008.72
3RA6933-0A | CONNECTING CABLE, 10-POLE, 2000 MM | 115.21
3SE5000-0AA25 | TWIST LEVER FOR POSITION SWITCH 3SE52 METAL LEVER 21MM LONG PLASTIC ROLLER 30MM | 7.76
8WD4440-5AC | SIGNALLING COLUMN STEADY LIGHT LED GREEN, 115V AC | 73.43
8MF2208-5R | SICUBE 8MF2000 CUBICLE SYSTEM WELDED H X W X D = 2200 X 1000 X 800MM FOR SIDE-BY-SIDE MOUNTING WITHO | 3477.29
8GK9510-8KK26 | ALPHA 400DIN DOOR AS SPARE PART SINGLE DOOR H=1400 MM,W=550 MM INCL. CLOSING EQUIPMENT AP, IP43,55, | 192.86
8PQ5000-2BA61 | SIVACON S4 SEPARATION HORIZONTAL SHAPE3 WIDTH 600MM | 57.52
3RK1395-6KS71-3AD0 | SIRIUS MOTOR STARTER M200D TECHNOLOGIEMODUL REVERSING STARTER ELECTRONIC SWITCHING 3 400V AC/0,9KW; | 1097.33
3RK1395-6LS41-0AD3 | SIRIUS MOTOR STARTER M200D TECHNOLOGY MODULE DIRECT ON-LINE-STARTER MECHANICAL SWITCHING 3 400V AC/5 | 941.32
3RP1540-1AW31 | TIMING RELAY, SOLID-STATE, OFF-DELAY, W/O AUX.VOLTAGE, 1 CO CONTACT 9 TIME SETTING RANGES 0.05S...60 | 332.98
3RP1574-1NQ30-ZX95 | TIMING RELAY, ELECTRONIC, W/ WYE-DELTA FUNCT., 1 NO CONT. DELAYED, 1 NO CONT. INSTANT., 1 TIME SET.R | 169.65
6SL3262-1AA00-0BA0 | SINAMICS SCREENING KIT FOR POWER MODULE FSA | 91.37
3VL9300-3AT11 | ACCESSORY FOR VL150XUL- VL250UL (CG-FRAME - FG-FRAME) KIT F. LEADING AUXILIARY SWITCHES 2 CO CONTACT | 62.87
3VL9400-1UM00 | ACCESSORY FOR VL160X, VL160, VL250, VL400, UNDERVOLTAGE RELEASE 208 V AC RIGHT POLE ONLY | 215.86
3ND2236 | LV HRC FUSE LINK A.M. W. NON-INSULATED GRIPPING LUGS SIZE 2, 160A, AC 690 V | 27.07
3ND2244 | LV HRC FUSE LINK A.M. W. NON-INSULATED GRIPPING LUGS SIZE 2, 250A, AC 690 V | 43
6SL3000-2DG32-2EA0 | SINAMICS DU/DT-FILTER COMPACT PLUS VOLTAGE PEAK LIMITER FOR SINAMICS G: 3AC 500-600V 110/132KW 3AC 6 | 4173.45
6SL3000-2DH33-3CA0 | SINAMICS DU/DT INDUCTOR SPARE PART FOR POWER MODULE/MOTOR MODULE 315KW, 3AC 500-690V MAX. CABEL LENG | 3600.64
8WD4440-0FA | SIGNALLING COLUMN BUZZER ELEMENT CONTINUOUS SOUND OR PULSED ADJUSTABLE, 115V AC/DC | 82.93
8WH8120-1AB55 | LABELS, LONGIT. 51 - 60 SIZE ZB4 | 0.11
6SL3211-0AB15-5UA1 | SINAMICS G110 - CPM110 AC-DRIVE, WITHOUT FILTER 1AC200-240V +10/-10% 47-63HZ ANALOG INPUT CT: 0.55KW | 364.52
6SL3000-0BE34-4AA0 | SINAMICS/MICROMASTER PX LINE FILTER INPUT: 3AC 380-480 V, 50/60 HZ 440 A | 2892.63
A5E02247711 | SITRANS FUS CABLE GLAND, PG13.5 STEEL, CABLEDIAMETER:4-8MM, -20 TO 200DEGC. CENELEC EX.D. | 208.01
6SL3224-0BE33-7AA0 | SINAMICS G120 POWER MODULE PM240 WITH BUILT IN CL. A FILTER WITH BULT IN BRAKING CHOPPER 3AC380-480V | 15234.83
6SL3225-0BE31-5AA0 | SINAMICS G120 POWER MODULE PM250 WITH BUILT IN CL. A FILTER POSSIBILITY OF REGENERATION 3AC380-480V | 4102.66
6SL3720-1TX38-0AA3 | SINAMICS S120 CABINET MODULE BOOKSIZE BASE CABINET FOR BOOKSIZE CABINET KITS WIDTH 800MM DEGREE OF P | 8147.76
7MH7723-1EY | RANGE SPRING ASSEMBLY, C3, ILE-37, SPARE | 704.93
8GD9290 | TWO-BIT KEY F.3MM PIN F.SIKUS FLOOR-MOUNTED A. STAB WALL-MOUNTED DB | 9.56
7ME3960-0MS30 | TRANSDUCER MOUNTING HARDWARE DEDICATED SPACER BAR FOR PIPES TO DN 800 (LIQUID), LEGACY PART NUMBER: | 324.25
6XV1820-5BH50 | SIMATIC NET, FIBER OPTIC CABLE (62.5/125)STANDARD CABLE, SPLITTABLE, PREASSEMBLED WITH 4 BFOC CONNEC | 225.68
8MF2208-4RB | STANDARD CUBICLE 8MF2 HXWXD=2200X1000X800 SIDE-BY-SIDE MOUNTING VENTIL., ASSEMBL., WELDED IP40 | 3245.47
8MF2264-4EN | SICUBE 8MF2000 EMC-CUBICLE; WELDED, NI-PLATED H X W X D = 2200 X 600 X 400MM FOR INDIVIDUAL MOUNTING | 5718.21
6SL3710-7LG41-3AA3 | SINAMICS S150 CONVERTER CABINET UNIT, AC/AC WITH CIM+CU320-2 3-PH. 500-690V, 50/60HZ UNIT RATING: 12 | 315054.21
6ES7194-4GB60-0AA0 | SIMATIC DP, MODULE CARRIER WIDE VERSION FOR IO MODULES AND MOTORSTARTERS ET 200PRO, LENGTH: 1000 MM | 145.46
6ES7392-2XX00-0AA0 | SIMATIC S7-300, LABELING STRIPS (SPARE PART), FOR MODULES WITH FRONT CONNECTOR 20-PIN, 10 PIECES PER | 17.88
7ME6920-1AA30-0AA0 | MAG 6000, IP67 / NEMA 4X/6, POLYAMID ENCLOSURE, NO DISPLAY, 11-30V DC/11-24V AC 50/60 HZ | 1384.62
7MH7725-1AP | LOADCELL,MSI,500LB,LOW PROFILE SS, WITH HARDWARE | 2170.96
7KT5811 | MECHANICAL PULSE COUNTER 24 V DC | 53.3
BVP:261535 | BD2A-3-400-WO-1W* OPTIONAL LENGTH 0,50M-1,24M 400 A, N + PE, WITHOUT TAP OFFS | 854.26
5SD8002 | DIAZED FUSE-LINK 690V FOR CABLE AND LINE PROTECTION UTILIZATION CATEGORY GG SIZE DIII, E33, 2A | 21.93
6ES7134-7SD51-0AB0 | SIMATIC DP, ELECT. SUBMODULE FOR ET200ISP, 4 AI, RTD, FOR CONNECTION OF RESISTANCE THERMOMETER PT100 | 880.46
7ND4801-7BJ | 16 CH DIGITAL I/O FOR SIREC D300/400 | 2150.62
8GK1323-8KP53 | ALPHA 630 DIN FLOOR-MOUNTED DB IP55, SK I, RAL 7035 H=1950 W=1300 D=250 INCL. BASE AND SHEET STEEL D | 1838.33
8MF2268-4E | STANDARD CUBICLE 8MF2 HXWXD=2200X600X800 INDIVIDUAL MOUNTING NON-VENTIL., ASSEMBL., WELDED IP40 | 2878.42
8UC7058 | REDUCER 8MM/6MM SPARE PART FOR DOOR-COUPLING OPERATING MECHANISM 8UC7 FOR EXTENSION SHAFTS 6X6MM | 22.69
3RF2190-2AA24 | SEMICONDUCTOR RELAY 3RF2, 1-PH. WIDTH 22.5MM, 90 A 48-460 V / 110-230 V AC SPRING-LOADED TERMINAL | 68.36
FDK:083H3001 | 10M CABLE - 105 DEGREES | 182.31
FDK:085B5459 | SONO 3200 COMPLETE TRANSDUCER, O-RING GASKET IN FKM 602, LIQUID TEMPERATURE: -20 TO +200DEG.C, P | 3561.77
LZS:PT3A5S15 | PLUG-IN RELAY COMPLETE UNIT AC 115V, 3 CO CONTACT LED MODULE RED STANDARD PLUG-IN SOCKET SCREW TERMI | 18.8
5SY5463-7 | CIRCUIT BREAKER CURR.SENS.DC 880V AC 400V 10KA, 4POLE, C, 63A MAX. DC 1000V | 294.67
3NW6001-1 | CYLINDRICAL FUSE GG ACC. TO FRENCH STANDARD (NFC) WITHOUT INDICATOR SIZE 10X38MM, 500V 6A | 4.2
3RT1266-6NF36 | VAC. CONTACTOR, 160KW/400V/AC-3 AC(40...60HZ)/DC OPERATION UC 96-127V AUXILIARY CONTACTS 2NO+2NC 3-P | 1777.82
8GK4720-5KK10 | ALPHA 400/ 630 DIN MCCB-ASSEMBLY KIT 1 X 3VL400 WITH RCD-MODUL 3 + 4 POLE, VERTICAL MOUNTING H=750/ | 213.96
A5E00141550 | MOTHERBOARD PROFIBUS PA, WITH EXPLOSION PROTECTION | 1467.88
8WH8112-2AA05 | EMPTY SIZE 5 AND 6 DIVISIONS LABELS FOR PLOTTER | 0.13
8WH9070-0BA00 | COMPARTMENT PARTITION FOR OPTICAL AND ELECTRICAL ISOL. FROM TERMINAL GROUPS, TWO-TIER WITH SECTIONS | 0.82
3RV1915-5DB | CONNECTING PIECE FOR 3-PHASE BUSBARS MODULAR SPACING 45MM | 8.64
3SE5112-0BA00 | BASIC SWITCH FOR POSITION SWITCH 3SE51, METAL ENCLOSURE, TO EN50041 1X(M20X1.5) 1NO/1NC SLOW-ACTION | 31.04
5TG1324-1 | DELTA STYLE FRAME 4-FOLD, 82 X 82 MM PLATINUM METALLIC | 39.27
6FX5008-1BA51-2AA0 | POWER CABLE, SOLD BY THE METER 4 X 10 + 2 X 1.5 C UL/CSA, DESINA MOTION-CONNECT 500 DELIVERY FORM: O | 2510.68
6FX5008-1BB41-6AA0 | POWER CABLE, SOLD BY THE METER 4 X 6.0 C UL/CSA, DESINA MOTION-CONNECT 500 DELIVERY FORM: ON DISPOS. | 6576.36
6FX5008-2DC00-3AA0 | SIGNAL CABLE, SOLD BY THE METER (DRIVE CLIQ) 2X2X0,22+2X0.38 C UL/CSA DESINA MOTION-CONNECT 500, DEL | 1664.38
3RW3026-2BB04 | SIRIUS SOFT STARTER, SIZE S0, 25A, 11KW/400V, 40 DEGREES, 200-480V AC, 24V AC/DC, SPRING-LOADED TERM | 417.11
3SB2901-4QK | INSCRIPTION PLATE FOR PUSHBUTTON AND ILLUMINATED PUSHBUTTON, FLAT, CLEAR WITH BLACK LETTERING, WITH | 0.72
3SB2901-7AZK9Y | INSERT CAP FOR INDICATOR LIGHT, CLEAR WITH BLACK LETTERING, CUSTOMER-SPECIFIC INSCRIPTION, INSCRIPTI | 3.71
3VL9700-4RH31 | ACCESSORY FOR VL1200UL, (NG FRAME) FLAT RS.TERMINAL BARS COMPRISES 3 TERMINALS 3-POLE BREAKER VL REA | 252.5
3RF2330-3AA22 | SEMI-COND. CONTACTOR 3RF2,1-PH. AC 51 30 A 40 DEGREES C 24-230 V / 110-230 V AC RING TERMINAL | 68.36
5UB1350 | I-SYSTEM, TITANIUM WHITE SOCKET OUTLET 16A 250V W. GROUNDING PIN 2POLE ACC. TO CEE7 COVER PLATE 55X5 | 9.3
A5E01181686 | 40M.(130FT)CABLE KIT WITH STANDARD COIL CABLE, 3 X 1.5 MM2/ 18 GAGE WITH SHIELD PVC AND ELECTRODE CA | 644.22
6SL3211-0AB15-5BB1 | SINAMICS G110 - CPM110 AC-DRIVE,BUILT IN CL. B FILTER 1AC200-240V +10/-10% 47-63HZ RS485-INTERFACE ( | 406.16
5TT5841-6 | INSTA CONTACTOR 0/1 AUTOMATIC WITH 3 MAKE AND 1 BREAK CONTACT CONTACT FOR 230, 400 V AC, 40 A TRIGGE | 109.61
6FX2003-0AA00 | SIGNAL CONNECTOR, SUB-D50 50-WAY FEMALE CONN., SCREW TYPE LOCKING UNC 4-40, CABLE CLAMP. 12 - 13 MM, | 148.24
3NJ4915-2GA10 | ACCESSORIES F. STRIPS 3NJ41 IN-LINE FUSE SW.DISC. S.NH1-3 INTEGRAT. CURR. TRANSFORMER 250/1A,CL.0.5 | 91.34
6AG1961-3BA21-4AX0 | SIPLUS PS E202U REDUNDANZMODUL FOR MEDIAL STRESS WITH CONFORMAL COATING BASED ON 6EP1961-3BA21 . INP | 486.3
3SB2001-6BF06 | INDICATOR LIGHT, 16MM, ROUND, PLASTIC, BLUE, CONCENTRIC RINGS | 4.13
3RW4038-2BB04 | SIRIUS SOFT STARTER, S2, 72A, 37KW/400V, 40 DEGR., AC 200-480V, AC/DC 24V, SPRING-LOADED TERMINALS | 1269.3
3SB2901-2AP | INSCRIPTION LABEL FOR GLUING ONTO LABEL HOLDER, LABEL SIZE 9.5 X 18.5MM, SILVER-COLORED, BLACK LETTE | 0.72
3RK1902-0CE00 | CONNECTOR SET, MOTOR SUPPLY 8X1.5 MM2, 9-POLE, COMPLETE, WITH PG16 CABLE ENTRY | 43.82
3SF1114-1KA00-1BA1 | BASIC SWITCH W/O ACTUATOR HEAD METAL ENCLOSURE, ACC.TO EN50041 ASISAFE INTEGRATED AS-I STATUS:1:F-IN | 228.14
5SJ4163-7HG41 | CIRCUIT BREAKER 240V 10KA, 1-POLE, C, 63A, D=70MM ACC. TO UL 489 | 82.04
5SJ4301-7HG41 | CIRCUIT BREAKER 240V 14KA, 3-POLE, C, 1A, D=70MM ACC. TO UL 489 | 189.15
5ST3748-0HG | END CAP 1PHASE FOR PIN BUSBAR ACC. TO UL 508 | 0.68
5SU1324-7FA32 | FI/LS-PROTECTOR TYPE A (PSE/SSF), D=70 MM IFN 30MA, 10KA,2-POLE C 32A 3MW | 109.75
5SG7113 | MINIZED-SWITCH DISCONNECTOR FOR NEOZED FUSE LINKS D02, 1POLE DRAW-OUT ASSEMBLY | 29.85
6SL3000-0CE38-7AA0 | SINAMICS LINE REACTOR INPUT: 3AC 380-480V, 50/60HZ 871A NMA: A5E00125735 | 2250.4
6SL3000-0DE28-0AA1 | SINAMICS / SIMODRIVE611 HFD LINE REACTOR WITH CONNECTORS FOR 80 KW ACTIVE LINE MODULE INPUT: 3AC 380 | 3511.37
6SL3330-6TG41-7AA3 | SINAMICS S120 SMART LINE MODULE 3-PHASE AC 500-690V, 50/60HZ OUTPUT: 675-930V DC, 1700A RATED OUTPUT | 59601.15
7MH5105-3AD01 | SIWAREX WL 250 LOAD CELL ST-S SA 100KG C3 EX - RATED LOAD 100KG - ACCURACY CLASS C3 - 6M CABLE LENGT | 543.69
8GS4007-7 | ALPHA-ZS, TSG SUPPORT PLATE 300MM BOTTOM | 93.01
3WL9111-0AM02-0AA0 | ACCESSORIES CIRCUIT BREAKER 3WL MAIN CONDUCTOR CONN. 1 OFF FIXED-MOUNTED CIRC.BR. SIZE II VERTICAL C | 209.28
3RK1903-0CH10 | 2DI DC24V CONTROL MODULE/COM F. ET200S HIGH FEATURE STARTER FOR LOCAL STARTER FUNCTIONS WITH COM-INT | 264.02
3RK2400-1CT30-0AA3 | AS-I COMPACT MODULE K20, IP67, A/B SLAVE (SPEC. 3.0), IP67 DIGITAL, 4DI/4DO, 4 X INPUT FOR SENSOR (M | 334.33
3RW4056-2BB45 | SIRIUS SOFT STARTER, S6, 162 A, 110 KW/500 V, 40 DEG., 400-600 V AC, 230 V AC, CAGE CLAMP TERMINALS | 3885.57
5SJ4116-7HG40 | CIRCUIT BREAKER 240V 14KA, 1-POLE, C, 16A, D=70MM ACC. TO UL 489, SAME POLARITY | 32.75
3SB2000-0LF01 | PUSHBUTTON, 16MM, ROUND, PLASTIC, BLUE, BUTTON, RAISED | 7.91
8GF5771 | ALPHA 630 UNIVERSAL COPPERBAR L=1300MM 15X5MM, DRILLED WITH THREAD | 87.89
A5E02778206 | KIT,FLANGE SHIELD ROD, 6 INCH 150LB,1200MM,316L | 3772.77
3VL9400-2AJ10 | ACCESSORY FOR VL160X, VL160, VL250, VL400, MOUNTING BRACKET 2HS+1AS ONLY LEFT(1) | 57.7
3VL9300-3MQ01 | ACCESSORY FOR VL150UL, VL250UL (DG-FRAME - FG-FRAME) MOTOR DRIVE WITH STORAGE SPRING 220...250V AC/D | 1118.57
3VL9300-8CB40 | ACCESSORY FOR VL160X, VL160, VL250, TERMINAL COVER STANDARD 1 PIECE = 2 COVERS 4 POLE | 55.67
6SL3000-0JH38-1AA0 | SINAMICS LINE HARMONICS FILTER INPUT 3AC 500-600V, 50/60HZ 500 / 560 KW INPUT 3AC 660-690V, 50/60HZ | 27277.43
6SL3225-0BE37-5AA0 | SINAMICS G120 POWER MODULE PM250 WITH BUILT IN CL. A FILTER POSSIBILITY OF REGENERATION 3AC380-480V | 13490.69
8WH8141-3AB05 | LABELS, FLAT, TRANSV. 1 - 10 SIZE ZBF6 | 0.11
BVP:084840 | BD2-AK-K3 ACCESSORY BD2 | 2699.85
BVP:203166 | BD2-GKM2/F TAP-OFF UNIT EMPTY | 285.16
6XV1830-3EH10 | SIMATIC NET, PB FC TRAILING CABLE, PROFIBUS TRAILING CABLE MAX. ACCELERATION:4M/QS MIN. OF 3 MILL. B | 9.08
7ME3960-0MR04 | RTD MOUNTING HARDWARE FOR DEDICATED SYSTSEM: 508 TO 1219MM (20 TO 48IN) LEGACY PART NUMBER: 992EMTN- | 371.98
6XV1820-6BT10 | SIMATIC NET, FLEXIBLE FIBER OPTIC CABLE (62.5/125), TRAILING CABLE, SPLITTABLE, PREASSEMBLED WITH 4 | 1921.89
7ME5933-0AB12 | ELECTRONIC MODUL EEX , 24V UC, HART, DIGITAL OUT/INPUTS | 1491.43
7ME5933-0AC04 | MOUNTING PLATE FOR WALL MOUNTING FOR INTERMAG 2 AND F US | 160.84
6ES7195-0BD24-0XA0 | DP, ASIC SPC3 STEPC LEADFREE FOR PROFIBUS DP, MAX. 12 MBAUD 960 PCS. / 1 TRAY - BOX | 21669.86
6ES7652-0XX01-1XF0 | SIMATIC PCS7 REDUNDANT TERMINAL BUS ADAPTER PACKAGE, 2 X INTEL PCI NETWORK CARD RJ45 10/100/1000MBIT | 1647.42
6XV1820-7BN15 | SIMATIC NET, INDOOR FIBER OPTIC (62.5/125), FREE OF HALOGEN, RESISANT TO, TREADING, FLAME-RETARDANT | 189.28
7MH5102-2AD00 | SIWAREX WL 260 LOAD CELL SP-S AA 10KG C3 - RATED LOAD 10 KG - ACCURACY CLASS C3 - 3 M CABLE LENGTH, | 117.17
7MH5103-3GD00 | SIWAREX WL 260 LOAD CELL SP-S AB 200KG C3 - RATED LOAD 200KG - ACCURACY CLASS C3 - 3M CABLE LENGTH, | 493.69
7ME3960-0CR15 | DEDICATED CLAMP-ON RTD CABLE CLAMP-ON RTD CABLE, SUBMERSIBLE -40 TO +200 DEGREES CEL (-40 TO +392 DE | 2773.33
5SD520 | SILIZED FUSE LINK 500V F.SEMICONDUCTOR PROTECTION EXTRA FAST, SIZE DIVH P.T.1 1/4 INCH., 100A | 45.27
6ES7352-5AH11-0AE0 | SIMATIC S7-300, FM352-5 WITH SRC OUT, HIGH SPEED BOOLEAN PROCESSOR, FOR HIGH-SPEED LOGIC OPERATION | 3005.86
7ML1930-1CT | STAINLESS STEEL ENCLOSURE FOR 6 RD DISPLAY | 1769.29
7ME3951-0LG00 | TRANSDUCER FOR PORTABLE METER VERSION, NO APPROVAL LIQUID FLOW:A1H(HIGH PRECISION) LEGACY PART NUMBE | 2332.23
8GK9561-0KK00 | ALPHA 630 DIN, LOCKING SYSTEM, PROFILE SEMI CYLINDER 40MM E012 | 32.15
8WH9040-1EB00 | PLUG-IN COUPLING MIDDLE ELEMENT CAN BE JUMPERED, CAN BE SELF-PREASSEMBLED, WITH SPRING CONNECTION SE | 1.69
6ES7870-1AA01-0YA0 | SIMATIC S7, MODBUS MASTER V3.1 SINGLE LICENSE F.1 INSTALLATION R-SW, SW AND DOCU. ON CD, HW-DONGLE, | 2327.26
6ES7332-8TF01-0AB0 | SIMATIC DP, HART ANALOG OUTPUT SM 332, 8AO, 0/4 - 20MA HART, FOR ET200M WITH IM153-2, 20 PIN FEATURE | 3607.88
3RA6120-0BB30 | SIRIUS, COMPACT STARTER, DIRECT STARTER 690 V, 24 V AC/DC, 50 ... 60 HZ, 0.32 ... 1.25 A, IP20, CONN | 595.47
3RA6120-1AB32 | SIRIUS, COMPACT STARTER, DIRECT STARTER 690 V, 24 V AC/DC, 50 ... 60 HZ, 0.1 ... 0.4 A, IP20, CONNEC | 555.29
4AM4842-5MT10-0FA1 | TRANSFORMER SITAS; PHASES:1; PN/PN(S6)(KVA):0,5 /2; UPRI(V):690+/-5%; USEC(V):230; ISEC(A):2,17; F(H | 341.4
FDK:085U1029 | MATING PART FOR HYGIENIC CLAMP DN25 ISO2852 | 211.42
FDK:085U3144 | MAG 6000I ACCESSORY BAG | 82.43
4RB2150-3EE50 | POWER CAPACITOR PHICAP MKP 440V 15.0KVAR | 159.94
8GK9103-0KK10 | ALPHA 400/630 DIN, UNIVERS. DISTRIBUT. ACCESSORIES BARRIER REAR WALL HORIZ.,H=250 | 11.47
8MF2008-4R | SICUBE 8MF2000 CUBICLE SYSTEM WELDED H X W X D = 2000 X 1000 X 800MM FOR SIDE-BY-SIDE MOUNTING WITHO | 2897.73
6ES7922-3BF00-5AC0 | FRONT CONNECTOR FOR S7-300 40-POLE (6ES7392-1AM00-0AA0), WITH 40 SINGLE CORES 0.5 MM2, H05V-K SINGLE | 928.92
6ES7422-1HH00-0AA0 | SIMATIC S7-400, SM 422 DIGITAL OUTPUT MODULE, OPTIC. ISOLATED, 16 DO, 5..230V AC, 5A RELAY | 1044.88
3RV1011-0BA10-ZW97 | CIRCUIT-BREAKER, 0.14...0.2 A N-RELEASE 2.6 A, SIZE S00, MOTOR PROTECTION, CLASS 10, SCREW CONNECTIO | 53.87
5SY4115-7 | CIRCUIT BREAKER 230/400V 10KA, 1-POLE, C, 1.6A, D=70MM | 16.95
4RB2042-1EJ50 | POWER CAPACITOR PHICAP MKP 480V 4.2KVAR | 55.49
4RB2042-3EJ50 | POWER CAPACITOR PHICAP MKP 480V 4.2KVAR | 89.72
5SY4410-8 | CIRCUIT BREAKER 400V 10KA, 4-POLE, D, 10A, D=70MM | 126.95
8GK4001-7KK11 | ALPHA 160/400 DIN, RAPID KIT F. MODULAR INSTALLATION DEVICES W. TIER SPACING 125MM W. N/PE-BAR, H=10 | 461.16
8GK4102-8KK22 | ALPHA 400 DIN, RAPID MOUNTING KIT FOR INSTALLATION MOUNT. DEVICE WITH ROW DISTANCE 150 MM WITH LONGI | 845.8
8MF2088-3RB | STANDARD CUBICLE 8MF2 HXWXD=2000X800X800 SIDE-BY-SIDE MOUNTING VENTIL., ASSEMBL., WELDED IP30 | 2550.02
8GK4501-3KK12 | ALPHA 400/630 DIN, KIT SPACE COVER WITH SUPPORT H=450 W=250 | 55.56
8WH8120-3AB05 | LABELS, LONGIT. 1 - 10 SIZE ZB6 | 0.11
8WH9063-5AA06 | WARNING COVER FOR OPERATION SHAFTS WITH TENSION SPRING CONNECTION WIDTH: 6,2MM COLOR: YELLOW | 0.34
3SE5110-1AA00 | LED COVER FOR POSITION SWITCH POSITION SWITCH METAL 3SE51, 2 LEDS, YELLOW/GREEN, 24 V DC, COLOR TURQ | 21.46
6FX5008-1BD51-3AA0 | SIGNAL CABLE, SOLD BY THE METER 3X2X0.14+4X0.14+2X0.5+4X0.22 C UL/CSA, DESINA MOTION-CONNECT 500 DEL | 2056.13
6FX8008-1BD81-3AA0 | SIGNAL CABLE,SOLD BY THE METER 12 X 0.22 C TRAILING CABLE, UL/CSA DESINA MOTION CONNECT 800, DELIVER | 1285.62
3NP1163-1DA22 | FUSE-SWITCH-DISCONNECTOR 3-POLE, NH3, 630A MOUNTING PLATE CONSTRUCTION COVER LEVEL 70 MM BOX TERMINA | 550.58
FDK:087L4210 | MAG8000 ACCESSORY, POWER SUPPLY | 598.6
8GK9400-0KK25 | ALPHA 1600 DIN ADAPTER KIT FOR ROW CUBICLE H=2000 W=600 D=400 | 197.9
6XV1860-3PH15 | SIMATIC NET, PROFIBUS ECOFAST HYBRID CABLE GP, 2XCU 0.64 MM, 4XCU 1.5 SQMM, CABLE PREASSEMBLED WITH | 119.83
7MC2905-4BA | CONNECTION HEAD, FORM A LIGHT CAST METAL WITH HIGH HINGED COVER, 1 CABLE ENTRY FOR PROTECTIVE TUBE D | 60.78
5TG6228 | I-SYSTEM, CARBON METALLIC ROCKER W. DOOR OPENER SYMBOL FOR PUSHB., 55X55MM | 10.92
8MF6828-5E | STANDARD CUBICLE 8MF6 HXWXD=1800X1200X800 INDIVIDUAL MOUNTING NON-VENT., ASSEM., WELDED IP54 | 4597.76
8MF4132 | SIDE PANEL FOR CUBICLE HXD = 2000 X 800MM DEGREE OF PROTECTION IP40 | 312.97
8WA1011-1DF11 | THROUGH-TYPE TERMINAL THERMOPL. SCREW TERMINAL ON BOTH ENDS SINGLE TERM., 6MM, SZ 2.5 | 2.01
8UC7314-1BB44 | DOOR DRIVE 8UC7 HANDLE TI-GREY/BL.GREEN BASIC MASKING FRAME LIGHT GRAY FOR SWITCH DISCONNECTOR 3KE42 | 165.73
8WH8120-5XA05 | LABELS, LONGIT. SPECIAL LABELLING ZB10 | 0.25
8WH9000-1JA00 | COVER, FOR COMPACT TERMINALS WITH SECTION: 2.5 MM2, WIDTH 2.2 MM, COLOR: GRAY | 0.68
8GK1121-6KK22 | ALPHA 400 DIN, WALL-MOUNTING DISTRIBUTOR, UP-CUBICLE, RAL 9016, IP31, SK1, H=1250 W=550 D=210 | 555.5
BVP:261945 | BD2C-400-LR-Y* ELBOW RIGHT X 0,36M / Y 0,36M-1 ,25M 160A-400A | 1324.22
LZS:PT3A5T30 | PLUG-IN RELAY COMPLETE UNIT AC 230V, 3 CO CONTACT LED MODULE RED STANDARD PLUG-IN SOCKET SCREW TERMI | 18.8
BVP:611354 | BD01-S90 FIRE BARRIER | 379.4
3SE5242-0MC05-1CA0 | . W. INCREASED CORROSION PROT. PLASTIC HOUSING WIDE ACC. TO EN50047, 50MM DEVICE CONNECTION 2X (M20X | 30.86
3RF2320-1AA45 | SEMI-COND. CONTACTOR 3RF2,1-PH. AC51 20A 40 DEGREE C 48-600 V / 4-30 V DC SCREW CONNECTION BLOCKIN | 63.94
6FX8008-1BD61-3AA0 | SIGNAL CABLE,SOLD BY THE METER 4 X 2 X 0.18 C TRAILING CABLE, UL/CSA DESINA MOTION CONNECT 800, DELI | 1350.56
5SY6350-6 | CIRCUIT BREAKER 400V 6KA, 3-POLE, B,50A, D=70MM | 63.16
5SY6502-7 | CIRCUIT BREAKER 230V 6KA,1+N-POLE C, 2A, D=70MM | 18.65
3NY1208 | ACCESSORIES FOR FUSE SWITCH DISCONNECTORS 3NP5060 INSTALLATION KIT FOR MOUNTING WITH MOULDED-PLASTIC | 57.03
3NY1373 | SPARE PART FOR FUSE SWITCH DISCONNECTORS 3NP5460 INSERT WITH HANDLE FUSE CARRIER | 108.36
8PQ3000-0BA32 | SIVACON S4 MOUNTING PLATE HEIGHT 1900MM WIDTH 400MM | 198.84
8PQ3000-0BA73 | SIVACON S4 HOLDER FOR CABLE BRACKET FASTENING ANGLE C-PROFILE | 76.5
7MC2027-2CA40 | INSULATED THERMOCOUPLE WITH COMPENSATION LEAD NOM. LENGTH 300 MM,COMPENS LEAD L2TGD; SHEATH DIAMETER | 138
8WH9001-1BA00 | COVER, FOR TWO-TIER TERMINALS 1.5 MM2, COLOR: GRAY | 0.76
BVP:203255 | BD2-CEE165 ACCESS. T-O UNIT | 62.41
3SE5122-0CA00 | BASIC SWITCH FOR POSITION SWITCH 3SE51, METAL ENCLOSURE 56MM, DEVICE CONNECTION 3X(M20X1.5), 1NO/1NC | 29.95
3SE5232-3KC05 | SIRIUS POSITION SWITCH; PLASTIC HOUSING ACC. TO EN50047, 31MM DEVICE CONNECTION 1X(M20X1.5); 1NO/2NC | 41.7
3SE5132-0KJ01 | SIRIUS POSITION SWITCH PLASTIC ENCLOSURE 40MM, TWIST LEVER, TO EN50041, DEVICE CONNECTION 1X (M20X1. | 41.42
8MF6094-4R | STANDARD CUBICLE 8MF6 HXWXD=2000X900X400 SIDE-BY-SIDE MOUNTING NON-VENT., ASSEM., WELDED IP40 | 2665.93
6GK1900-0KL00-0AA0 | TERMINATION KIT FOR SIMPLEX PLUG KIT FOR ON-SITE PREASSEMBLING OF SIMPLEX CONNECTORS ON PCF FO CABLE | 4932.09
8MF4067 | BOTTOM PLATE FOR CUBICLE WXD = 800 X 800MM | 249.21
8MF9201 | MOUNTING PLATE H X W = 100 X 800 MM FOR 8MF SYSTEM CUBICLE | 82.87
BVP:045518 | BD2-FFE FLANGES FOR IP54 CONN. STRAI/E ND FL | 50.18
7MF9010-6AD | ACCESSORY KIT 4 SCREWS M10 X 55, 4 WASHERS, 2 FLAT-PROFILE GASKETS | 7.6
8GK1121-3KK32 | ALPHA 400 DIN, WALL-MOUNTING DISTRIBUTOR, UP-CUBICLE, RAL 9016, IP31, SK1, H=800 W=800 D=210 | 577.62
BVP:261507 | BD2A-3-800-SB-3 STANDARD LENGTH 3,25M 800A, N + PE, 12 TAP OFFS | 2466.1
3RG9004-0DA00 | ACTUATOR SENSOR INTERFACE F90 4I/40 APPLICATION MODULE, IP20, 4X1 INPUT 200MA PNP, 4X1 OUTPUT ELECTR | 305.63
3RH1921-1EA20-ZX90 | AUX. SWITCH BLOCK, 2NO, DIN EN 50005, LATERAL, 10MM, SCREW TERMINAL, SIZE S0...S12 FOR MOTOR CONTACT | 11.13
3RF2340-3AA02 | SEMI-COND. CONTACTOR 3RF2,1-PH. AC 51 40 A 40 DEGREES C 24-230 V / 24 V DC RING TERMINAL | 71.54
3RF2350-1BA24 | SEMI-COND. CONTACTOR 3RF2,1-PH. AC 51 50A / AC15 25A 40 DEG. C 48-460 V / 110-230 V AC INSTANTANEOU | 98.12
3RK1200-0CE02-0AA2 | AS-INTERF. MODULE SLIMLINE,IP20 S22.5, DIGITAL, 4I, 2/3-WIRE 4 X 1 INPUT, 200MA, PNP SCREW-TYPE TERM | 384.55
8WH2000-0CF07 | PE TERMINAL WITH SPRING CONNECTION, SECTION: 0.08 - 2.5 MM2, WIDTH: 5.2MM, COLOR:GREEN-YEL. | 4.21
8MF5900-2A | SLIMLINE LIGHT WITH ON/OFF SWITCH SL 025 WITHOUT POW.OUTL.,WITHOUT MAGN. | 153.7
8WD4250-5BD | SIGNAL COLUMN DIAMETER 50 MM; SINGLE ELEMENT IP54; FLASHING LIGHT ELEMENT, LED YELLOW 230 V AC/DC | 93.06
6ES7833-1FC00-0YX2 | SIMATIC S7, F PROGRAMMING TOOL DISTRIBUTED SAFETY SOFTWARE UPDATE SERVICE WITHIN THE FRAMEWORK OF TH | 215.74
BVP:261770 | BD2C-3-1000-WB-2W* OPTIONAL LENGTH 1,26M-2,24M 100 0A, N + PE, 4-8 TAP OFFS | 3862.52
BVP:261849 | BD2A-400-LV-X* KNEE FRONTSIDE X 0,36M-1,25M / Y 0,36M 160A-400A | 1233.66
3SF1114-1QV10-1BA1 | SAFETY POS. SWITCH W. SEPARATE ACTUATOR, 5 DIRECT. OF APPROACH METAL ENCLOSURE, ACC.TO EN50041 ASISA | 319.99
3TC4817-0AG4 | CONTACTOR, SIZE 4, 2-POLE DC-3 AND 5,RATD.OPERAT.CURR.75A AUXILIARY CONTACTS 22 (2NO+2NC) DC OPERATI | 737.97
6FX2003-0LU20 | POWER CONNECTOR SIZE 3 6-POLE SOCKET, SCREW CAP CORE SECTION 10 - 50 SQMM CONTACTS NOT DELIVERED 6FX | 393.89
4RB4083-3EJ50 | POWER CAPACITOR PHASECAP COMPACT MKK 480V 8.3KVAR | 270.05
3NP1133-1BC21 | FUSE-SWITCH-DISCONNECTOR 3-POLE, NH00, 160A 60MM BUSBAR SYSTEM COVER LEVEL 32/70 MM BOX TERMINAL FUS | 253.83
3NP1133-1CA11 | FUSE-SWITCH-DISCONNECTOR 3-POLE, NH00, 160A MOUNTING PLATE CONSTRUCTION COVER LEVEL 45 MM FLAT CONNE | 216.75
5SY4506-5 | CIRCUIT BREAKER 230V 10KA, 1+N-POLE, A, 6A, D=70MM | 68.96
8GK1102-7KK22 | ALPHA 400 DIN, WALL-MOUNTING DISTRIBUTOR, DELIVERY FORM FLAT PACK, AP-CUBICLE, RAL 9016, IP43, SK1, | 459.07
8GK4402-3KK22 | ALPHA 400/630 DIN, KIT FOR ROW TERMINALS WITH TERMINAL SUPPORT, FIELD COVER WITHOUT CUTOUT WITH TERM | 174.81
8MF2284-4R | CUBICLESYSTEM 8MF2000 HXWXD = 2200 X 800 X 400MM FOR SIDE-BY-SIDE MOUNTING WITHOUT SIDE PANELS, IP 4 | 2279.56
8WA1010-1PQ00 | PE TERMINAL,BLANK, SIZE 95 2 SCREW TERMINALS | 81.58
8WH8140-5AB15 | LABELS, TRANSV. 11 - 20 SIZE ZB10 | 0.11
3RV1011-1KA10-ZX95 | CIRCUIT-BREAKER, 9...12 A, N-RELEASE 156 A, SIZE S00, MOTOR PROTECTION, CLASS 10, SCREW CONNECTION S | 72.17
3RA6120-1EP32 | SIRIUS, COMPACT STARTER, DIRECT STARTER 400 V, 110 ... 240 V AC/DC, 50 ... 60 HZ, 8 ... 32 A, IP20, | 977.15
6FX2001-2HC50 | SIMODRIVE (ACCESSORIES) INCR. ROTARY ENCODER W. RS 422 (TTL), 2500 PULSES, SYNCHRON. FLANGE, 6 MM SH | 366.56
6FX2001-2PB00 | SIMODRIVE (ACCESSORIES) INCR. ROTARY ENCODER W. RS 422 (TTL),1000 PULSES, CLAMP FLANGE 10 MM SHAFT, | 366.56
6FX2001-2QC50 | SIMODRIVE (ACCESSORIES) INCR. ROTARY ENCODER W. RS 422 (TTL) 2500 PULSES, CLAMP FLANGE 10 MM SHAFT, | 366.56
5SY4525-5 | CIRCUIT BREAKER 230V 10KA, 1+N-POLE, A, 25A, D=70MM | 57.71
3RT1955-7A | ARCING CHAMBER FOR MOD.S6 F. CONTACTOR 3RT1055, 75KW/AC-3 | 97.09
8ME1468 | BEARING RUNNER FOR CUBICLE WIDTH 1200MM | 101.23
8WH9040-1DB07 | PLUG-IN COUPLING LEFT ELEMENT CAN BE JUMPERED, CAN BE SELF-PREASSEMBLED, WITH SPRING CONNECTION SECT | 1.69
8WH9040-1FB00 | PLUG-IN COUPLING RIGHT ELEMENT CAN BE JUMPERED, CAN BE SELF-PREASSEMBLED, WITH SPRING CONNECTION SEC | 1.69
BVP:233555 | BD01-63-2-1 TRUNKING UNIT BD01 63A | 188.47
5TG1395 | DELTA STYLE TITANIUM WHITE COVER PLATE UTU OUTLET BOX 68X68MM WITH INSCRIPTION LABEL FOR RUTENBECK C | 12.84
5TG2566 | I-SYSTEM, TITANIUM WHITE OUTLET COVER, 55X55MM | 11.23
8MF6224-5E | STANDARD CUBICLE 8MF6 HXWXD=2200X1200X400 INDIVIDUAL MOUNTING NON-VENT., ASSEM., WELDED IP54 | 4501.16
8MF6268-4ES | EMC CUBICLE IP40 HXWXD=2200X600X800 | 3998.88
6FX2003-8LS10 | SET OF PIN CONTACTS (POWER CONNECTOR SIZE 3) 5X POWER CONTACTS 10 SQMM, 3X BRAKE CONTACTS 1-2.5 SQMM | 170.98
8MR2112-1A | SMALL SEMICOND. HEATER BLOWER CSK 060 120-240 V AC/DC, 10 W | 47.15
6GK1905-0EA00 | M12 CONNECTING PLUG FOR ET200 WITH AXIAL CABLE OUTLET FOR FIELD ASSEMBLY PIN CONNECTOR, PACK. UNIT 5 | 229.08
8MF5088-5R | STANDARD CUBICLE 8MF5 HXWXD=2000X800X800 SIDE-BY-SIDE MOUNTING NON-VENT., NOT ASSEM., SCREWED IP54 | 3032.98
3NW1300-0HG | FUSE LINK CLASS CC ACC. TO UL STANDARD 248-4 SLOW-BLOW RATED CURRENT 30 A RATED VOLTAGE UP TO 600 V | 17.94
6AG1315-2FJ14-2AB0 | SIPLUS S7-300 CPU315F-2PN/DP -25 ... +60 DEGREES C WITH CONFORMAL COATING BASED ON 6ES7315-2FJ14-0AB | 8307.56
6AG1323-1BH01-2AA0 | SIPLUS S7-300 SM323 - 20-POLE -40 ... +70 DGR C WITH CONFORMAL COATING CONFORMITY TO EN50155 T1 CAT | 909.88
8WH6000-0CF07 | THROUGH-TYPE TERMINALS TERMINAL SIZE 2,5 MM2 WIDTH 5,2 MM COLOUR YELLOWGREEN CLAMPING POINTS 2 | 6.84
8WH8141-2XA05 | LABELS, TRANSV. SPECIAL LABELLING ZBF5 | 0.23
7MH3701-1AA1 | GROUNDING CABLE, 400 MM LONG | 65.83
3SE5000-0AE05 | ACTUATOR HEAD FOR POSITION SWITCH 3SE51/52 ROLLER LEVER W. METAL LEVER AND PLASTIC ROLLER 22MM | 14.41
3RF2330-3AA24 | SEMI-COND. CONTACTOR 3RF2,1-PH. AC 51 30 A 40 DEGREES C 48-460 V / 110-230 V AC RING TERMINAL | 73.43
6DR2801-8E | INPUT/OUTPUT MODULE WITH 4 DIGITAL OUTPUTS AND 2 DIGITAL INPUTS | 454.66
6AV6613-0AA51-3CA5 | WINCC FLEXIBLE 2008 ADVANCED ENGINEERING-SW,FLOATING LICENSE LICENSE KEY ON USB STICK, SW AND DOCUME | 6731.5
4RB2050-3EA50 | POWER CAPACITOR PHICAP MKP 400V 5.0KVAR | 57.99
6AG1223-0BD30-4XB0 | SIPLUS S7-1200 SB1223 2DI/2DO FOR MEDIAL STRESS WITH CONFORMAL COATING BASED ON 6ES7223-0BD30-0XB0 . | 149.96
3WL9111-0AK30-0AA0 | ACCESSORIES CIRCUIT-BREAKER 3WL CONV. KIT, INTERN. CUBICLE BUS CABLE FOR CONNECTION TO X8 (W/O MALE | 66.95
7MH5108-5GD00 | SIWAREX WL 270 LOAD CELL CP-S SA 20T C3 - RATED LOAD 20T - ACCURACY CLASS C3 - 15M CABLE LENGTH, 4 C | 731.96
6SL3700-1AF35-5AA3 | SINAMICS S120 CABINET MODULE CENTRAL BRAKING MODULE 3AC 500-600V, 50/60HZ RATED POWER 550KW CABINET | 25946.27
7MH7723-1FX | KIT,WHEEL/SPROCKET/BUSHING/ BRG/BOLT | 524.19
6GK1571-1AA00 | COMMUNICATIONS PROCESSOR CP5711 USB-ADAPTOR (USB V2.0) FOR CONNECTING A PG OR NOTEBOOK TO PROFIBUS O | 1469.61
3RP1505-2AW30 | MULTIFUNCTION TIME RELAY IN CAGE-CLAMP TECH. 1 CHANGEOVER, 8 FUNCTIONS AC/DC 24V...240V | 297.52
8WH1000-0AS01 | HIGH-CURRENT TERMINAL WITH SCREW CONNECTION, SECTION: 50 - 150 MM2, WIDTH: 31 MM, COLOR: BLUE | 42.83
5SU1344-6KK82 | FI/LS-PROTECTOR TYP A (PSE), D=70MM IFN 30MA, 10KA, 4-POLEE B 125A | 782.22
3VL9600-3MJ01 | ACCESSORY FOR VL800UL, (MG-FRAME) MOTOR DRIVE WITH STORAGE SPRING 24V DC | 2165.19
3RW4444-2BC44 | SIRIUS SOFT STARTER, VALUES WITH 400 V, 40 DEG., STANDARD: 250A, 132KW, INSIDE-DELTA CIRCUIT 3: 433A | 12572.51
5SY6440-6 | CIRCUIT BREAKER 400V 6KA, 4-POLE, B,40A, D=70MM | 75.69
3NX1022 | SIGNALLING INSERT AC 690V / >9V | 15.7
3RT1456-6LA06 | CONTACTOR, 275A/AC-1 W/O COIL AUXIL. CONTACTS 2NO+2NC 3-POLE, SIZE S6 MAIN COND.: BAR CONNECTIONS AU | 348.45
3RK4340-3JR51-0BA0 | SIRIUS MCU MOTOR STARTER EN.DEGR. OF PROTEC.IP55 PLASTIC COMMUNICATION WITHOUT ELECTROMECHANICAL SWI | 509.65
8MF6296-5E | STANDARD CUBICLE 8MF6 HXWXD=2200X900X600 INDIVIDUAL MOUNTING NON-VENT., ASSEM., WELDED IP54 | 3786.38
8MF6866-4ES | EMC CUBICLE IP40 HXWXD=1800X600X600 | 3477.29
8WA1011-1PG01 | PE TERMINAL 1 SCREW TERMINAL GREEN-YELLOW, 7.2MM, SZ 4 | 6.35
8MF4913 | COPPER EARTHING RAIL 30 X 5MM FOR CUBICLE WIDTH 800MM | 91.97
8MF5264-5R | STANDARD CUBICLE 8MF5 HXWXD=2200X600X400 SIDE-BY-SIDE MOUNTING NON-VENT., NOT ASSEM., SCREWED IP54 | 2685.25
6ES7405-0KR02-0AA0 | SIMATIC S7-400, POWER SUPPLY PS 405: 10A, WIDE RANGE, 24/48/60V DC, DC, 5V DC/10A, FOR REDUNDANT US | 1759.16
BVP:262450 | BD2-AK02X/S33 TAP-OFF UNIT 63A / 1X 3POLE FUS E SOCKET S33 | 435.7
7NG3211-0NN00 | TEMPERATURE TRANSMITTER SITRANS TH100 FOR PT100 FOR INSTALLATION IN SENSOR HEAD 2-WIRE SYSTEM, 4-20 | 110.72
6SL3320-1TE41-0AA3 | SINAMICS SINGLE MOTOR MODULE INPUT: DC 510 - 720V OUTPUT: 3AC 0 - 480V, 985A RATED POWER: 560KW CHAS | 47599.11
6AG1800-4BA00-7AA0 | SIPLUS ST7 TIM 4R-IE - 25 ... +70 DEGREES C WITH CONFORMAL COATING BASED ON 6NH7800-4BA00 . COMMUNIC | 8739.75
3RA6933-0B | CONNECTING CABLE, 10-POLE, 200 MM | 34.44
8MF5896-5E | STANDARD CUBICLE 8MF5 HXWXD=1800X900X600 INDIVIDUAL MOUNTING NON-VENT., NOT ASSEM., SCREWED IP54 | 3477.29
8MF6028-5E | STANDARD CUBICLE 8MF6 HXWXD=2000X1200X800 INDIVIDUAL MOUNTING NON-VENT., ASSEM., WELDED IP54 | 4752.3
8MF2288-5R | STANDARD CUBICLE 8MF2 HXWXD=2200X800X800 SIDE-BY-SIDE MOUNTING NON-VENTIL., ASSEMBL., WELDED IP54 | 2762.5
8MF2296-4ES | SICUBE 8MF2000 EMC-CUBICLE; WELDED, GALVANISED H X W X D = 2200 X 900 X 600MM FOR INDIVIDUAL MOUNTIN | 3747.76
3RK1395-6LS41-0AD5 | SIRIUS MOTOR STARTER M200D TECHNOLOGY MODULE DIRECT ON-LINE-STARTER MECHANICAL SWITCHING 3 400V AC/5 | 1030.07
A5E02296494 | 2X30M(98FT)CABLE KIT WITH STANDARD COIL CABLE, 3 X 1.5 MM2/ 18 GAGE WITH SHIELD PVC AND ELECTRODE | 490.87
3SE5212-0BE10 | SIRIUS POSITION SWITCH METAL HOUSING ACC. TO EN50047, 31MM DEVICE CONNECTION 1X(M20X1.5); 1NO/1NC SL | 35.14
3SE5423-0CD21-1EA2 | COMPACT SWITCH 40MM WIDE W. CONNECTING CABLE 2M SNAP-ACTION CONTACTS 1NO+1NC ROUNDED PLUNGER, WITH C | 72.23
8WH2003-0AH00 | FEED-THROUGH TERMINAL WITH SPRING CONNECTION, 3 CONNECT. POINTS, SECTION:0.5 - 6 MM2, WIDTH: 8.2 MM, | 3.5
8WA8847-1AH | PACKING CONTAINING 100 PLATES 1 CARD CONTAINING 5 STRIPS WITH 20 PLATES EACH PLATE SIZE 5X7MM, INSCR | 0.17
6ES7971-5BB00-0AA0 | SIMATIC S7-300, ACCUMULATOR FOR THE BACKUP OF THE REAL-TIME CLOCK FROM CPU 314 AND UPWARDS | 82.87
8WH9040-1BB00 | PLUG-IN COUPLING MIDDLE ELEMENT CAN BE SELF-PREASSEMBLED, WITH SPRING CONNECTION SECTION: 0.08-2.5 M | 1.67
BVP:261973 | BD2C-1250-LR-Y* ELBOW RIGHT X 0,36M / Y 0,36M-1 ,25M 1250A | 2621.52
PBD:51014K0250EJA | KIT,LR,FLNG SHLD ROD,80PN16, 250MM,SS,T,V | 1914.29
LZS:RT3D4S15 | PLUG-IN RELAY COMPACT UNIT 115V AC, 1 CO LED MODULE RED SOCKET W. LOGIC ISOLATION PLUG-IN TERMINAL ( | 21.85
5UB1560 | I-SYSTEM, TITANIUM WHITE SCHUKO SOCKET OUTL. 10/16A 250V W. SCREWLESS TERMINALS STATUS DISPLAY, LABE | 22.45
3TC4417-0BQ0 | CONTACTOR SIZE 2 2-POLE DC-3 AND 5, 32 A AUX. SWITCHES 22 (2NO+2NC) ALT. CURRENT ACTUATION 380/440 V | 161.78
3RW4047-2BB14 | SIRIUS SOFT STARTER, S3, 106A, 55KW/400V, 40 DEGR., AC 200-480V, AC/DC 110-230V, SPRING-LOADED TERMI | 1565.75
3VL9300-3AT10 | ACCESSORY FOR VL160X, VL160, VL250, KIT F. LEADING AUXILIARY SWITCHES 2 CO CONTACTS, FROM OFF TO ON | 54.94
4AM4042-8DD40-0FA0 | TRANSFORMER SITAS; PHASES:1; PN/PN(S6)(KVA):0,25 /0,85; UPRI(V):550-525-500-480-460- 440-415-400-380 | 286.18
3VL9400-1UN01 | ACCESSORY FOR VL150UL, VL250UL VL250UL,VL400UL,VL400XUL (CG-FRAME - LG-FRAME) UNDERVOLT. RELEASE 12V | 239.41
3VL9100-4TA31 | ACCESSORY FOR VL150XUL, (CG FRAME) SCREW TERMINAL METRIC THREAD COMPRISES 3 TERMINALS | 38.07
3VL9400-8CA40 | ACCESSORY FOR VL400, TERMINAL COVER EXTENDED 1 PIECE = 2 COVERS 4 POLE | 98.78
6FX2001-2GF00 | SINUMERIK (ACCESSORIES) INCR. POS. ENCODER, WITH LED, AXIAL FLANGE CONNECTOR, 5000 PULSES/REV | 366.56
6FX2001-2MA50 | SIMODRIVE (ACCESSORIES) INCR. ROTARY ENCODER W. RS 422 (TTL), 500 PULSES, CLAMP FLANGE, 10 MM SHAFT, | 366.56
6FX8002-2EQ88-1BA0 | SIGNAL CABLE PREASSAMBLED CUSTOMIZED LENGTH (M) = 10 | 263.12
FDK:083N8494 | MAG 3100 E FLANGE 65MM, PN6 HAST C | 1239.44
FDK:083N8497 | MAG 3100 E FLANGE 2 1/2 INCH, CL150, CL300 HAST C | 1308.4
6SL3130-1TE31-0AA0 | SINAMICS S120 BASIC LINE MODULE INPUT: 3PH 380-480V, 50/60HZ OUTPUT: DC 600V, 167 A, 100KW FRAME SIZ | 5503.21
BVP:610414 | BD2-AK05/FS400IEC-4 TAP-OFF UNIT 400A / 1X 4 POLE WITH IEC FUSE SWITCH | 3901.69
6XV1440-4AH20 | CONNECTING CABLE FOR MOBILE PANELS (MPI/PROFIBUS), LENGTH 2 M | 416.84
6XV1820-6BH20 | SIMATIC NET, FLEXIBLE FIBER OPTIC CABLE (62.5/125), TRAILING CABLE, SPLITTABLE, PREASSEMBLED WITH 4 | 225.68
5SJ4125-8HG41 | CIRCUIT BREAKER 240V 10KA, 1-POLE, D, 25A, D=70MM ACC. TO UL 489 | 45.28
3RW4422-3BC45 | SIRIUS SOFT STARTER, VALUES WITH 500 V, 40 DEG., STANDARD: 29A, 18,5KW, INSIDE-DELTA CIRCUIT 3: 50A, | 4029.48
3RW4423-3BC35 | SIRIUS SOFT STARTER, VALUES WITH 575 V, 50 DEG., STANDARD: 32A, 25HP, INSIDE-DELTA CIRCUIT 3: 55A, 5 | 4526.62
3VL9500-4EC30 | ACCESSORY FOR VL630, FRONT BUS-BAR CONNECTION SET OF 3 PCS 3 POLE | 95.51
3VL9500-4TA40 | ACCESSORY FOR VL630, NUT PLATE METRIC CONSISTS OF 4 PIECES | 129.52
5SM2622-8 | FI-BLOCK FOR.LS-SWITCH 5SY TYPE A (PSE/SSF), DEPTH=70MM 6-40A 2POLE IFN 0,3A 230V FOR SELECTIVE SWIT | 109.91
8MF4417 | C-SECTION RAIL CABLE INTERCEPTING BAR C40 D=800 | 87.5
8MF4424 | C-SECTION RAIL CABLE INTERCEPTING BAR C50 W=1200 | 112.43
8MF5224-5E | STANDARD CUBICLE 8MF5 HXWXD=2200X1200X400 INDIVIDUAL MOUNTING NON-VENT., NOT ASSEM., SCREWED IP54 | 4501.16
A5E01159074 | ACC. MAG 3100 DN100 PN40 GROUND RING HASTELLOY | 549.86
6SL3211-0AB22-2AA1 | SINAMICS G110 - CPM110 AC-DRIVE,BUILT IN CL. A FILTER 1AC200-240V +10/-10% 47-63HZ ANALOG INPUT CT: | 708.15
A5E02218314 | ACCESSORIES THREADED CONNECTION (SMS 1145)DN63.5, FOR SENSOR DN65 (P GASKET) | 890.11
3VL9400-1UQ01 | ACCESSORY FOR VL150UL, VL250UL VL250UL,VL400UL,VL400XUL (CG-FRAME - LG-FRAME) UNDERVOLT. RELEASE 277 | 239.41
3VL9100-4RF40 | ACCESSORY FOR VL160X, REAR TERMINAL, ROUND COMPRISES 4 TERMINALS 2 LONG + 2 SHORT 4-POLE | 88.31
6FX7002-5YP23-1AK5 | POWER CABLE 4X6 X 4X0,5C, TRAILING TYPE UL/CSA DESINA MOTION-CONNECT 700, LENGTH (M)= 9,5 | 310.81
6FX2001-2SD60 | SIMODRIVE (ACCESSORIES) INCR. ROTARY ENCODER W. RS 422 (TTL) 3600 PULSES, CLAMP FLANGE 10 MM SHAFT, | 366.56
8MF6228-5R | STANDARD CUBICLE 8MF6 HXWXD=2200X1200X800 SIDE-BY-SIDE MOUNTING NON-VENT., ASSEM., WELDED IP54 | 4172.75
8MF6296-4R | STANDARD CUBICLE 8MF6 HXWXD=2200X900X600 SIDE-BY-SIDE MOUNTING NON-VENT., ASSEM., WELDED IP40 | 2839.79
BVP:261758 | BD2C-3-250-WB-2W* OPTIONAL LENGTH 1,26M-2,24M 250 A, N + PE, 4-8 TAP OFFS | 1218.97
6SL3066-2DA00-0AA0 | SINAMICS CABINET BUSHING FOR DRIVE-CLIQ-CABLE PROTECTION IP54 | 101.23
6FX2003-7HX00 | MOUNTING FLANGE FOR POWER AND SIGNAL CONNECTOR M17/ SIZE 0.5 (CAN BE USED FOR CONN. WITH UNION CAP A | 81.15
5ST3614 | PIN BUSBAR, 10 SQMM CONNECTION: 3X3-PHASE SAFE-TO-TOUCH | 3.7
5ST3648 | PIN BUSBAR, 16 SQMM CONNECT.: 2X(3X(1-PHASE+HS/FS)) SAFE-TO-TOUCH | 4.31
3SB2000-0LG01 | PUSHBUTTON, 16MM, ROUND, PLASTIC, WHITE, BUTTON, RAISED | 7.91
5ST3738 | PIN BUSBAR SHOCKPROOF, 10 SQMM 3-PHASE, 214 MM LONG FULLY INSULATED | 6.48
6SL3710-7LG31-0AA3 | SINAMICS S150 CONVERTER CABINET UNIT, AC/AC WITH CIM+CU320-2 3AC 500-690V, 50/60HZ UNIT RATING: 90KW | 40807.01
3VL9321-8HA00 | ACCESSORY FOR VL160X, VL160, VL250, INSTALLATION KIT WITH SAFETY LOCK TYPE FILLI GIUSSANI, FOR MOTOR | 140.64
8WA1011-1MH15 | INSTRUMENT ISOL. TERM. THERMOPL SCREW TERMINAL ON BOTH ENDS W. TEST SOCKET, 8MM, SZ 6 | 14.6
8MF9243 | MOUNTING PLATE H X W = 1200 X 1000 MM FOR 8MF SYSTEM CUBICLE | 341.93
8MF5026-4E | STANDARD CUBICLE 8MF5 HXWXD=2000X1200X600 INDIVIDUAL MOUNTING NON-VENT., NOT ASSEM., SCREWED IP40 | 3998.88
8WH2000-0AM01 | FEED-THROUGH TERMINALN WITH SPRING CONNECTION, SECTION: 2.5 - 35 MM2, WIDTH: 16 MM, COLOR: BLUE | 15.7
PBD:51005K3AAA | KIT,RADAR ROD,2"G,PTFE,316, FKM | 1160.55
3VL9800-3MG00 | ACCESSORY FOR VL1250, VL1600, MOTORIZED OPERATING MECHANISM 42...48V AC/DC WITH AUXILIARY SWITCH | 3519.26
3RW4445-2BC34 | SIRIUS SOFT STARTER, VALUES WITH 460 V, 50 DEG., STANDARD: 280A, 200HP, INSIDE-DELTA CIRCUIT 3: 485A | 15306.8
3SB2910-0CF | BUTTON, BLUE, FLAT, FOR ILLUMINATED PUSHBUTTON | 0.38
PBD:51014K0200AAA | KIT,IQ,ROD,SHLD,3/150,200MM, 316,PTFE,FKM | 1734.83
7MC2027-3BA20 | INSULATED THERMOCOUPLE WITH COMPENSATION LEAD NOM. LENGTH 500 MM,COMPENS.LEAD L2KK; SHEATH DIAMETER | 103.82
6XV1821-1BT10 | SIMATIC NET, PROFIBUS PCF FIBER OPTIC, WITH 4 PCF BFOC CONNECTORS L = 100 M | 939.12
7ML1830-1NC | ELECTRONICS MODULE SITRANS LVL200 RELAY | 534.5
7ML1930-1AM | CABLE GLAND,PLASTIC M20 X 1.5 | 21.15
7ML1930-1BX | RD200 USB TO RS-422/485 ISOLATED | 542.36
7MH7725-1DW | LOAD CELL,MSI,500LB, STAINLESS STEEL, CSA/FM/ATEX,SPARE | 2411.53
8WD4408-0XA | SIGNALING COLUMN, SPARE COVER FOR 8WD44 | 11.52
A5E01151626 | 5 DUPONT 1GR POLYBACK, PTFE GREASE KIT | 287.15
3VL9200-4WD30 | ACCESSORY FOR VL160, DRAW OUT ASSEMBLY FRONT CONNECTORS RCD 3 POLES | 804.58
6ES7952-1KY00-0AA0 | SIMATIC S7, MEMORY CARD FOR S7-400, LONG VERSION, 5V FLASH EPROM, 64 MBYTES | 5494.39
3WL9111-0AL58-0AA0 | ACCESSORIES CIRCUIT BREAKER 3WL MAIN CONDUCTOR CONN. 1 OFF FIXED-MOUNTED CIRC.BR. SIZE I FRONT CONN. | 99.43
6SL3136-1TE24-0AA0 | SINAMICS S120 BASIC LINE MODULE INPUT: 3PH 380-480V, 50/60HZ OUTPUT: DC 600V, 67 A, 40KW FRAME SIZE: | 3258.17
6SL3163-8JM00-0AA0 | SINAMICS S120 ACCESSORIES KIT FOR ACTIVE LINE MODULE 300 MM CONNECTOR; DQ DUSTCOVER DRIVE-CLIQ CABLE | 101.13
7ME3960-3MD00 | TRANSDUCER MOUNTING HARDWARE MOUNTING HARDWARE FOR PORTABLE HIGH PRECISION TRANSDUCER SIZE C LEGACY | 1407.23
6SL3700-1AH41-2AA3 | SINAMICS S120 CABINET MODULE CENTRAL BRAKING MODULE 3AC 660-690V, 50/60HZ RATED POWER 1200KW CABINET | 30376.12
8WH8120-1XA05 | LABELS, LONGIT. SPECIAL LABELLING ZB4 | 0.25
A5E02211152 | ACCESSORIES CLAMP CONNECTION (DIN 32676) DN 80, (P GASKET) | 1075.2
8US1922-1JA00 | PARTITION PROFILE, CLOSED AT TOP/AT BOTTOM LENGTH 2400MM, WIDTH 75MM | 152.25
A5E00078031 | SPARE: MAGNET FOR THE NCS-SENSOR, LINEAR ACTUATOR | 168.76
6SL3320-1TE37-5AA3 | SINAMICS SINGLE MOTOR MODULE INPUT: DC 510 - 720V OUTPUT: 3AC 0 - 480V, 745A RATED POWER: 400KW CHAS | 34233.18
6SL3000-0CH34-8AA0 | SINAMICS LINE REACTOR INPUT: 3AC 660-690V, 50/60HZ 482A NMA: A5E00125765 | 1841.23
6SL3335-1TG37-3AA3 | SINAMICS S120 BASIC LINE MODULE 3AC 500-690V, 50/60HZ OUTPUT: DC 675 - 930V, 730A RATED POWER: 630KW | 16832.89
7MH7723-1CR | LOCKNUT,MSP-3,MSP-12,XPP-5, SPARE | 52.67
7MH7723-1GY | KIT, SPARE, LID ASSEMBLY MFA-4P | 243.52
8GK9531-8KK20 | ALPHA 400/630 DIN, UNIVERS. DISTRIBUT. ACCESSORIES MOUNT. PLATE WITH MOUNT. SCRWES STEEL, SENDZIMIR | 115.52
3VL9400-3MQ00 | ACCESSORY FOR VL400, STORED ENERGY OPERATOR 220-250V AC/DC | 1537.23
3VL9300-4WF40 | ACCESSORY FOR VL160, VL250, DRAW OUT CONVERSION KIT 4 POLES | 281.28
6SL3710-2GH41-4AA3 | SINAMICS G150 CONVERTER CABINET UNIT, AC/AC WITH CIM+CU320-2 3AC 660-690V, 50/60HZ NOM. POWER RATING | 170865.81
6SL3320-1TE41-4AA3 | SINAMICS SINGLE MOTOR MODULE INPUT: DC 510 - 720V OUTPUT: 3AC 0 - 480V, 1405A RATED POWER: 800KW CHA | 67511.63
6SL3224-0BE35-5UA0 | SINAMICS G120 POWER MODULE PM240 WITHOUT FILTER WITH BULT IN BRAKING CHOPPER 3AC380-480V +10/-10% 47 | 19083.65
6SL3310-1GE33-8AA3 | SINAMICS G130 POWER MODULE IP20 3AC 380-480V, 50/60HZ, 380A UNIT RATING: 200KW 6-PULSE SUPPLY WITHO | 17945.84
6SL3136-7TE28-0AA3 | SINAMICS S120 ACTIVE LINE MODULE INPUT: 3AC 380-480V, 50/60HZ OUTPUT: DC 600V, 133A, 80KW FRAME SIZE | 8619.35
6XV1860-3PN40 | SIMATIC NET, PROFIBUS ECOFAST HYBRID CABLE GP, 2XCU 0.64 MM, 4XCU 1.5 SQMM, CABLE PREASSEMBLED WITH | 787.68
8MF4115 | BOTTOM PLATE MULTIPLE PARTITION FOR CUBICLE WXD = 1000 X 800MM | 564.08
8UC7414-1BB44 | DOOR OPERATING MECHANISM 8UC7 HANDLE TI-GREY/BL.GREEN BASIC MASKING FRAME LIGHT GRAY FOR CIRCUIT-BRE | 277.39
BVP:034267 | BD01-AK1M1/A323 TAP-OFF UNIT | 310.86
8WH9020-6CD10 | PLUG-IN JUMPER 6 DIVISIONS, AS TRANSVERSE JUMPER IN TERM. MIDDLE, 3-POLE, COLOR: SIEMENS COLOR | 1.1
6SL3162-8CF00-0AA0 | SINAMICS S120 ACCESSORIES KIT FOR MOTOR MODULE 150 MM CONNECTOR X21/X22; JUMPER 24 V-LINK DQ DUSTCOV | 70.79
8GK9733-0KK40 | ALPHA DIN, COPPER BUSBARS 20X5MM, 320A, W=1000 | 63.17
8GK9900-0KK23 | A630 SOCKET, H=100MM A630 SOCKET D=250MM, W=550MM MOUNT. AT EXISTING SOCKET | 196.91
8MF2266-4ES | SICUBE 8MF2000 EMC-CUBICLE; WELDED, GALVANISED H X W X D = 2200 X 600 X 600MM FOR INDIVIDUAL MOUNTIN | 3361.38
6ES7195-1GG30-0XA0 | SIMATIC DP, RAIL FOR ET 200M 620 MM LONG FOR BUS MODULES FUNCTION: INSERT/REMOVE | 151.11
6SL3700-0WK34-0YV0 | MAIN SWITCH FOR SINAMICS V50 132KW + 160KW | 715.64
7ML1930-1EF | WELDED SOCKET LVL THREAD G1A / 316L WITH FKM SEAL | 226.41
7MH7725-1DR | LOAD CELL,MCS,25LBS,F STAINLESS STEEL,CSA/FM/ATEX, SPARE | 1980.66
7MF9007-6CA | GASKET DIN 19207 B 1/2, MAT.NO. 1.4571, GREASE-FREE FOR OXYGEN PRESSURE EQUIPMENT DIREKTIVE F. GAS 1 | 21.52
BVP:261918 | BD2C-1250-ZH-X*/Y*/Z* Z UNIT BACKSIDE X/Y 0,36M-0,60M , Z 0,26M-1,25M 1250A | 4075.48
BVP:261832 | BD2A-1000-LH-Y*-G* KNEE BACKSIDE X 0,36M / Y 0,36M -1,25M 500A-1000A WINKEL 85 GRA D-175 GRAD | 2107.51
BVP:261859 | BD2A-400-LH-X*-G* KNEE BACKSIDE X 0,36M-1,25M / Y 0,36M 160A-400A WINKEL 85 GRAD -175 GRAD | 1275.28
LZX:MT321024 | PLUG-IN RELAY 3CO RELAY OR LED 38MM, 24V DC | 28.8
6SL3730-6TG41-7BA3 | SINAMICS S120 CABINET MODULE SMART LINE MODULE WITH CIM+CU320-2 3AC 500-690V, 50/60HZ OUTPUT: DC 67 | 87173.18
6SL3730-7TG37-4BA3 | SINAMICS S120 CABINET MODULE ACTIVE LINE MODULE INKL. WITH CIM+CU320-2 ACTIVE INTERFACE MODULE 3AC | 132579.16
6SL3760-0DA00-0AA0 | SWITCH-DISCONNECTOR 600A SPARE PART FOR SINAMICS S120 CABINET MODULES | 5188.28
5SU1154-7KK10 | FI/LS-PROTECTOR TYPE A (PSE/SSF), D=70MM IFN 10MA, 10KA, 1+N-POLEE C 10A | 87.97
3SB2001-6BC06 | INDICATOR LIGHT, 16MM, ROUND, PLASTIC, RED, CONCENTRIC RINGS | 4.13
3VL9800-4TA30 | ACCESSORY FOR VL1250, VL1600, NUT PLATE METRIC CONSISTS OF 3 PIECES 3 POLE | 132.13
3WL9111-0AE07-0AA0 | ACCESSORIE CIRCUIT-BREAKER. 3WL UNDER VOLTAGE RELEASE INSTANT. DC 60V | 535.63
3WL9111-0AA11-0AA0 | ACCESSORIES CIRCUIT BREAKER 3WL INT. CURRENT TRANSFORMERS SZ.I F. N-COND.PROT. ROGOWSKI CONVRTR. | 221.3
7MH5107-4PW01 | SIWAREX WL230 SB-S SA - LOAD CELL WITH RATED LOAD 5 T - 6 M CABLE, 4 WIRES - MADE OF STAINLESS STEEL | 899.15
7ML1930-1DS | LOCK FITTING, UNPRESSURIZED, G 1-1/2 A/316L | 214.58
8WD4240-5BE | SIGNAL COLUMN DIAMETER 50 MM; SINGLE ELEMENT IP54; FLASHING LIGHT ELEMENT, LED CLEAR 115 V AC/DC | 93.06
8WD4328-1XX | SIGNAL COLUMNS, DIAMETER 70MM ACCESSORIES INCANDESCENT LAMPS 24V, BA 15D, 5W | 7.34
8WD4408-0CD | SIGNALLING COLUMNS, DIAM. 70 MM ACCESSORIES ANGLE FOR SOCKET MOUNTING | 18.54
A5E01151197 | ACC. MAG 3100 DN50 CL300 GROUND RING HASTELLOY | 251.33
6ES7193-7CB00-0AA0 | SIMATIC DP, TERMINAL MODULE TM-RM/RM FOR ET 200ISP, FOR THE INTEGRATION OF TWO ELECTRONIC MODULES, S | 378.49
6ES7921-3AH20-1AA0 | SIMATIC S7-300, FRONT CONNECTOR FOR CRIMP CONTACTS, W/O CRIMP CONTACTS 40-POLE, PACK. UNIT = 100 PCS | 4644.58
6ES7952-1KS00-0AA0 | SIMATIC S7, MEMORY CARD FOR S7-400, LONG VERSION, 5V FLASH-EPROM, 16 MBYTES | 2428.43
6XV1870-3RH10 | SIMATIC NET INDUSTRIAL ETHERNET TP XP CORD RJ45/RJ45, CAT 6, CROSSED TP CABLE 4X2, PREASSEMBLED W. 2 | 30.13
3WL9111-0AH07-0AA0 | ACCESSORIES CIRCUIT BREAKER 3WL 5-DIGIT MECHANICAL OPERATIONS COUNTER | 501.16
8GD6054 | WIRING FLANGE IP54 13XPG13,5/6XPG16/5XPG21 | 45.01
BVP:261991 | BD2-1250-HF FLANGES FOR IP54 ALL CONN. POI NTS 500-1250A | 74.65
7VV3003-5AG32 | SICROWBAR 800V/2,5KA DC - SURGE SUPPRESSOR C98130-A7060-A5 | 8743.59
6SL3000-0BE31-2DA0 | SINAMICS BASIC LINE FILTER FOR 100 KW BASIC LINE MODULE FOR 120 KW ACTIVE LINE MODULE INPUT: 3PH 380 | 1584.78
6SL3000-0CE32-8AA0 | SINAMICS/MICROMASTER PX LINE REACTOR INPUT: 3AC 380-480 V, 50/60 HZ 278 A | 1036.55
6SL3463-8BD10-0AA0 | SINAMICS S120 BEIPACK FUER SMART LINEMODULE COMPACT 100 MM CONNECTOR JUMPER 24 V-LINK DQ DUSTCOVER D | 100.17
6ES7841-0CA01-0YX2 | SIMATIC S7, S7-PLCSIM SOFTWARE UPDATE SERVICE WITHIN THE FRAMEWORK OF THIS CONTRACT, YOU WILL RECEIV | 191.77
7VV3003-5KG32 | SICROWBAR 2200V/10,5KA DC - SURGE SUPPRESSOR C98130-A7060-A50 | 16394.27
8GS4010-8 | ALPHA-ZS RETROFIT KIT BUSBAR 1 SECTION, 12X5MM, 5 POLE | 83.69
8WD4220-5AD | ST.-LIGHT ELEMENTS LED, 24V UC, YELLOW | 91.16
8WH3000-0AE00 | FEED-THROUGH TERMINAL WITH QUICK CONNECTION, SECTION: 0.25 - 1.5 MM2, WIDTH: 5.2 MM, COLOR: GRAY | 2.14
8WD4400-1AD | SIGNALLING COLUMN STEADY LIGHT YELLOW, 12...240V AC/DC | 38.36
8WD4428-6XD | SIGNALLING COLUMNS, ACCESSORIES LED 24V UC, BA 15D, YELLOW | 47.1
A5E02055297 | 2 PCS. P GASKETS DN100, 4 INCH EPMD RUBBER (FDA) FOR PFA LINED SENSOR | 119.77
3SE5322-0SJ21 | SAFETY POSITION SWITCHES WITH SOLENOID INTERLOCKING LOCK. FORCE 1300N,5 APPR. DIR. PLASTIC ENCLOSURE | 335.06
8MR2170-4E | ELECTRONIC HYGROTHERM ETF 012 230 V AC,0 - +60 DEG C,50-90% 50-90% RF | 235.13
8MF4425 | C-SECTION RAIL CABLE INTERCEPTING BAR C50 D=400 | 75.12
8WA1852 | CONNECTING BAR FOR 4 TERMINALS SIZE 4 | 3.92
6SL3000-2AH32-6AA0 | SINAMICS/MICROMASTER PX MOTOR REACTOR FOR 3PH 660-690 V, 50/60 HZ, 260 A AC DRIVES/POWER MODULES/ MO | 2471.54
8WD4448-6XF | SIGNALLING COLUMNS, ACCESSORIES LED 115V AC, BA 15D, BLUE | 52.48
8WH2003-0AH01 | FEED-THROUGH TERMINAL WITH SPRING CONNECTION, 3 CONNECT. POINTS, SECTION:0.5 - 6 MM2, WIDTH: 8.2 MM, | 3.5
6ES7292-1BF30-0XA0 | SIMATIC S7-1200, SPARE PART I/O TERMINAL BLOCK GOLD SIGNAL BOARD (4 PIECES W. 6 SCREWS EACH) | 37.23
6AG1461-0AA01-2AA0 | SIPLUS S7-400 IM461-0 RX FOR -25 ... +60 DEGREES C BASED ON 6ES7461-0AA01-0AA0 | 1447.96
4AM3842-8JN00-0EA0 | TRANSFORMER SITAS; PHASES:1; PN/PN(S6)(KVA):0,16 /0,49; UPRI(V):400-230+/-15; USEC(V):24; ISEC(A):6, | 167.16
3SE7150-2DD04 | SIGUARD CABLE-OPERATED SWITCH METAL HOUSING,2X M20X1.5 1NO+1NC, WITHOUT LATCHING WITH LED LAMP 24VDC | 240.07
A5E00915773 | 2 PCS. GASKETS DN40, 1 1/2 INCH FKM/FPM (FDA) FOR CERAMIC LINED SENSORS | 48.09
6SL3224-0BE32-2AA0 | SINAMICS G120 POWER MODULE PM240 WITH BUILT IN CL. A FILTER WITH BULT IN BRAKING CHOPPER 3AC380-480V | 10263.47
3VL9000-8AK10 | CONNECTION CABLE | 151.76
8JH4122 | TERMINAL 1-POLE, FOR BUSBAR 16 X 3 CONDUCTOR CONNECTION 1 X 1,5-16MM2 1X1.5-16SQMM | 3.86
BVP:261481 | BD2A-3-250-SB-1 STANDARD LENGTH 1,25M 250A, N + PE, 4 TAP OFFS | 596.02
BVP:261490 | BD2A-3-400-SO-1 STANDARD LENGTH 1,25M 400A, N + PE, WITHOUT TAP OFFS | 733.1
6SL3700-0LG42-5BA3 | SINAMICS S120 CABINET MODULE LINE CONNECTION MODULE 3AC 500-690V, 50/60HZ RATED CURRENT: 2500A CABIN | 39235.82
3RW4055-6BB35 | SIRIUS SOFT STARTER, S6, 117 A, 100 HP/575 V, 50 DEG., 400-600 V AC, 115 V AC, SCREW TERMINALS | 3139.86
3RW4056-6BB35 | SIRIUS SOFT STARTER, S6, 145 A, 150 HP/575 V, 50 DEG., 400-600 V AC, 115 V AC, SCREW TERMINALS | 3885.57
3RW3016-2BB04 | SIRIUS SOFT STARTER, SIZE S00, 9A, 4KW/400V, 40 DEGREES, 200-480V AC, 24V AC/DC, SPRING-LOADED TERMI | 275.94
3RW4465-2BC45 | SIRIUS SOFT STARTER, VALUES AT 500V, 40DEGREES, STANDARD: 1076A, 800KW, INSIDE DELTA: 1864A, 1350KW, | 50237.7
3RW4466-2BC36 | SIRIUS SOFT STARTER, VALUES AT 575V, 50DEGREES, STANDARD: 1051A, 1200HP, INSIDE DELTA: 1820A, 2050HP | 61227.19
8MF6884-4R | STANDARD CUBICLE 8MF6 HXWXD=1800X800X400 SIDE-BY-SIDE MOUNTING NON-VENT., ASSEM., WELDED IP40 | 2492.08
8MF4885 | HEAVY-DUTY SWING FRAME SWING FRAME | 2917.07
8MF9202 | MOUNTING PLATE H X W = 100 X 900 MM FOR 8MF SYSTEM CUBICLE | 88.26
8WH2000-6AF00 | ISOL. TERM. FOR ISOL. CONNECTOR WITH SPRING CONNECTION, SECTION: 0.08 - 2.5 MM2, WIDTH: 5.2 MM, COLO | 2.46
8MF5888-5E | STANDARD CUBICLE 8MF5 HXWXD=1800X800X800 INDIVIDUAL MOUNTING NON-VENT., NOT ASSEM., SCREWED IP54 | 3573.88
3RW4447-2BC45 | SIRIUS SOFT STARTER, VALUES WITH 500 V, 40 DEG., STANDARD: 432A, 315KW, INSIDE-DELTA CIRCUIT 3: 748A | 24072.23
BVP:261808 | BD2A-1000-TL JUNCTION UNIT T UNIT LEFT 500-1 000A | 4725.35
BVP:261814 | BD2A-400-ZH-Z* Z UNIT BACKSIDE X/Y 0,36M, Z 0, 14M-1,25M 160-400A | 1453.96
LZS:PT5D5R24 | PLUG-IN RELAY COMPACT UNIT 24V AC, 4 CO LED MODULE RED SOCKET W. LOGIC ISOLATION PLUG-IN TERMINAL (P | 18.49
8GK1102-2KK12 | ALPHA 400 DIN, WALL-MOUNTING DISTRIBUTOR, DELIVERY FORM FLAT PACK, AP-CUBICLE, RAL 9016, IP43 SK1, H | 248.13
8GK1102-4KK32 | ALPHA 400 DIN, WALL-MOUNTING DISTRIBUTOR, DELIVERY FORM FLAT PACK, AP-CUBICLE, RAL 9016, IP43, SK1, | 470.11
8GK1102-5KK52 | ALPHA 400 DIN, WALL-MOUNTING DISTRIBUTOR, DELIVERY FORM FLAT PACK, AP-CUBICLE, RAL 9016, IP43, SK1, | 774.52
BVP:261825 | BD2A-1000-ZV-X*/Y*/Z* Z UNIT FRONTSIDE X/Y 0,36M-0,60 M, Z 0,26M-1,25M 500-1000A | 2737.79
BVP:261510 | BD2A-3-800-SO-3 STANDARD LENGTH 3,25M 800A, N + PE, WITHOUT TAP OFFS | 2414.69
5SH5006 | NEOZED ADAPTER D01, 6A | 0.38
6ES7132-7HB00-0AB0 | SIMATIC DP, ELECTRONIC SUBMODULE, FOR ET200ISP, 2DO RELAY UC60V / 2A | 536.88
5SW3006 | WALL ENCLOSURE, GRAY IP40, F. FLUSH MOUNTING F.BUILT-IN DEVICES MAX. 2.5MW | 22.75
6EP1336-3BA00 | SITOP MODULAR 20 STABILIZED POWER SUPPLY INPUT: 120/230 V AC OUTPUT: 24 V DC/20 A | 433.25
7ND4801-7BL | 6 CH ANALOG INPUT FOR SIREC D300/400 | 3488.03
7ME3951-0LS00 | TRANSDUCER, PORTABLE, NO APPROV TRANSDUCER FOR PORTABLE METER VERSION, NO APPROVAL LIQUID FLOW: DOPP | 1626.14
8MF2268-5E | STANDARD CUBICLE 8MF2 HXWXD=2200X600X800 INDIVIDUAL MOUNTING NON-VENTIL., ASSEMBL., WELDED IP54 | 3284.12
8UC7111-1BB10 | DOOR DRIVE 8UC7 HANDLE TI-GREY/BL.GREEN BASIC MASKING FRAME LIGHT GRAY FOR 3-POLE SWITCH DISCONNECT | 63.98
6ES7292-1AP30-0XA0 | SIMATIC S7-1200, SPARE PART I/O TERMINAL BLOCK TIN CPU 1211C / 1212C TOP CONNECTOR (4 PIECES W. 14 S | 75.77
6ES7900-1EA00-0XA0 | SIMATIC PC, SUPPLY CABLE 230V AC, ANGLED, 3M, FOR BOX-PC AND PANEL-PC FOR ITALY | 28.46
6ES7468-1DB00-0AA0 | SIMATIC S7-400, IM CABLE WITH K BUS, 100 M | 2423.61
3RA6250-1EP33 | SIRIUS, COMPACT STARTER, REVERSING STARTER 400 V, 110 ... 240 V AC/DC, 50 ... 60 HZ, 8 ... 32 A, IP2 | 1549.67
3RN1010-1BM00 | THERMISTOR MOTOR PROTECTION STANDARD EVALUATION UNIT, AUTORESET, 2W,AC230V, SCREW CONNECTION, GALVAN | 151.29
3RF2230-2AB45 | SOLID STATE RELAY 3-PHASE 3RF2 | 108.88
4AM4842-5LT10-0FA0 | TRANSFORMER SITAS; PHASES:1; PN/PN(S6)(KVA):0,5 /2; UPRI(V):660+/-5%; USEC(V):230; ISEC(A):2,174; F( | 321.57
4AM5542-8EN00-0EA0 | TRANSFORMER SITAS; PHASES:1; PN/PN(S6)(KVA):0,8 /3,4; UPRI(V):600-575-550-525-500- 480-460-440-415-4 | 639.96
FDK:083F3020 | MAG ACCESSORY 10M SPEC.CABLE | 90.74
FDK:083N8507 | MAG 3100 E FLANGE 4 INCH, CL300 HAST C | 1834.67
C79000-M7450-C156 | SIPART PS2 AND PS2 PA, MOUNTING AND INSTALLATION INSTRUCTIONS, FRENCH, ITALIAN, SPANISH | 29.37
PBD:51002K0100AAA | KIT,IQ,ROD,SHLD,2"NPT,100MM, 316,PTFE,FKM | 1219.04
5SY4440-5 | CIRCUIT BREAKER 400V 10KA, 4-POLE, A, 40A, D=70MM | 253.2
8GK4351-3KK22 | ALPHA 400/630 DIN, KIT F. INSTALL. MOUNTING DEVICE WITH ROW DISTANCE 150 MM H=450 W=500 | 129.56
8GK4710-3KK10 | ALPHA 400/ 630 DIN MCCB-ASSEMBLY KIT 1 X 3VT2 3 + 4 POLE, VERTICAL MOUNTING H=450/ W=250 | 159.72
3RV1915-2AB | 3-PHASE BUSBARS MODULAR SPACING 55MM FOR 2 CIRCUIT-BREAKERS + ACCESSORIES | 8.09
5TG1211 | I-SYSTEM, TITANIUM WHITE COVER PLATE UAE OUTLET BOX SUITABLE F. ACKERMANN CAT.3 2X8POLE, 55X55MM | 5.19
5TG1358-1 | DELTA STYLE, PLATINUM METALLIC INCLINED OUTLET F. FOC MOUNTING PLATES | 22.96
6GK5992-2AM00-8AA0 | SCALANCE X ACCESSORY, MEDIA MODULE MM992-2LD, 2 X 1000MBIT/S SC-PORTS, OPTICAL; SINGLEMODE GLASS UP | 2313.56
6FX7008-1BC51-3AA0 | POWER CABLE,SOLD BY THE METER, 4X10 + 4X0.5 C FOR LINEAR MOTORS TRAILING TYPE UL/CSA DESINA MOTION-C | 8424.8
6FX8008-1BD71-3AA0 | SIGNAL CABLE,SOLD BY THE METER 2 X 2 X 0.18 C TRAILING CABLE, UL/CSA DESINA MOTION CONNECT 800, DELI | 1088.69
3RT1275-6AP36 | VAC. CONTACTOR, 200KW/400V/AC-3 AC(40...60HZ)/DC OPERATION UC 220-240V AUXILIARY CONTACTS 2NO+2NC 3- | 2040.4
5SY4516-5 | CIRCUIT BREAKER 230V 10KA, 1+N-POLE, A, 16A, D=70MM | 57.71
3NW8010-1 | CYLINDRICAL FUSE A.M. ACC. TO FRENCH STANDARD (NFC) WITHOUT INDICATOR SIZE 10X38MM, 500V 25A | 5.75
3NY1102 | SPARE PART FOR FUSE SWITCH DISCONNECTORS 3NP52 MOULDED-PLASTIC MASKING FRAME 300 X 220MM | 14.28
3NP1963-1GB50 | ACCES.F.FUSE SWI. DISCONNECTOR FOR NH3 FUSE CARRIER WITH FUSE MONITORING ELECTRONIC, EFM 25 | 326.86
7MH3115-3BA1 | PRESSURE PLATE,TOP/BOTTOM FOR LOAD CELLS OF SERIES K (2 OFF REQUIRED) RATED LOAD 60 T | 666.13
8GK1423-8KK45 | ALPHA AS DIN FLOOR DISTR.BOARD IP55, SK I, RAL 7035 H=1950 W=1050 D=400 INCL. BASE AND SHEET-STEEL D | 1918.67
A5E02213598 | ACCESSORIES CLAMP CONNECTION TRI-CLAMP DN 25, FOR SENSOR SIZE 1 INCH, DN 25 (P GASKET) | 562.55
BVP:610363 | BD01-FAS FLANGE IP55 TAP-OFF PLUG | 22.02
3RK1395-6LS41-1AD5 | SIRIUS MOTOR STARTER M200D TECHNOLOGY MODULE REVERSING STARTER MECHANICAL SWITCHING 3 400V AC/5,5KW; | 1132.28
3RS1010-1CD10 | TEMPERATURE MONITORING RELAY FOR PT100, UNDERSHOOTING OF 1 THRESH. VAL., WIDTH 22ND5 MM 0 C - 100 C, | 200.04
8WD4220-5AB | ST.-LIGHT ELEMENTS LED, 24V UC, RED | 91.16
8WD4428-6XE | SIGNALLING COLUMNS, ACCESSORIES LED 24V UC, BA 15D, TRANSP. | 52.48
8GK4701-3KK12 | ALPHA 400/630 DIN, ASSEMBLY KIT F. 3/4-POLE CIRCUIT BREAKER 3VL160X, 3VL160 OR 3VL 250, H=450 W=250 | 155.73
8GK9301-2KK01 | ALPHA 400/630 DIN, UNIVERS. DISTRIBUT. ACCESSORIES BARRIER REAR WALL VERT.,H=300 | 8.09
6XV1821-1BN75 | SIMATIC NET, PROFIBUS PCF FIBER OPTIC, WITH 4 PCF BFOC CONNECTORS L = 75 M | 764.39
7MH7723-1BT | IDLER CLIP,MSI,18 -53 ,MS, BL ENAMEL,SPAR | 86.16
6ES7461-0AA01-0AA0 | SIMATIC S7-400, IM461-0 RECEIVER INTERFACE MODULE, FOR CENTRALIZED CONNECTION W/O PS TRANSMISSION, W | 954.5
8GK9531-7KK10 | ALPHA 400/630 DIN, UNIVERS. DISTRIBUT. ACCESSORIES MOUNT. PLATE WITH MOUNT. SCRWES STEEL, SENDZIMIR | 72.74
8GK4001-3KK11 | ALPHA 160 DIN, RAPID MOUNTING KIT F. MODULAR INSTAL. DEVICES W. TIER SPACING 125MM W. N/PE-BAR, H=45 | 255.11
8GK4351-2KK11 | ALPHA 160 DIN, ASSEMBLY KIT F. MODULAR INSTALLATION DEVICES, TIER SPACING 150MM, H=300 W=250 | 77.76
8GK9602-4KK11 | ALPHA FC W. CUT-OUT H300 W250MM SECTION COVER W. CUTOUT 4 ROWS W. 12MW EACH TIER SPACING 125MM H=600 | 80.16
6XV1875-2D | SIMATIC NET, IWLAN RCOAX CABLE PE 1/2'' 5GHZ SHORT DISTANCE -40 DGR C/+85 DGR C SUN RESIST. SOLD BY | 23.69
8MF5224-4R | STANDARD CUBICLE 8MF5 HXWXD=2200X1200X400 SIDE-BY-SIDE MOUNTING NON-VENT., NOT ASSEM., SCREWED IP40 | 3419.32
6GK1900-0MN00-0AA0 | REFILL SET SC RJ POF PLUG, ABRASIVE PAPER AND NOG PLATE FOR SC RJ POF PLUG, PACKAGING UNIT 5 PCS | 117.53
6GK1900-1GL00-0AA0 | FC FO TERMINATION KIT, FC SC- U FC BFOC PLUG KIT FOR ON-SITE PREASSEMBLING OF FC FO PLUGS TO FC FO C | 5884.13
8MF5910-2A | SLIMLINE LIGHT WITH MOTION DETECTOR SL 025 WITHOUT POW.OUTL.,WITHOUT MAGN. | 336.29
6SL3000-0DE21-6AA0 | SIMODRIVE 611 HFD LINE REACTOR FOR 16 KW INFEED / REGENERATIVE FEEDBACK MODULE INPUT: 3PH 380-480 V, | 757.91
6SL3224-0BE34-5AA0 | SINAMICS G120 POWER MODULE PM240 WITH BUILT IN CL. A FILTER WITH BULT IN BRAKING CHOPPER 3AC380-480V | 17480.03
6SL3730-1TE34-2AA3 | SINAMICS S120 CABINET MODULE BASIC LINE MODULE 3AC 380-480V, 50/60HZ, 420A OUTPUT: DC 510 - 650V UNI | 9049.55
8MF2808-4E | SICUBE 8MF2000 CUBICLE SYSTEM WELDED H X W X D = 1800 X 1000 X 800MM FOR INDIVIDUAL MOUNTING WITH 2 | 3400.03
8UC9253 | COUPLING PIECE FOR SHAFT PROFILES 12 X 12MM FOR OPERATING MECHANISMS 8UC6 | 28.09
3TF6844-8CQ7 | CONTACTOR SIZE 14, 3-POLE AC-3, 335KW, 400/380V (1000V) AUXILIARY CONTACTS 44 (4NO+4NC) AC OPERATION | 3723.82
8GK1031-5KK21 | ALPHA 160 DIN, WALL-MOUNTED DB, FM UNEQ. DISTR. BOARD RAL 9016 IP31 SK2, H=1100 W=550 D=140 | 1142.12
8GK9910-1KK84 | ALPHA BIG-PACK RAIL SUPPORT FOR 3 RAILS, DESIGNED FOR 15MM RAIL AND SUPPORT, LONG VERSION (1 SET = 2 | 190.87
8MF2264-5R | CUBICLESYSTEM 8MF2000 HXWXD = 2200 X 600 X 400MM FOR SIDE-BY-SIDE MOUNTING WITHOUT SIDE PANELS, IP 5 | 2395.47
8UC6110-1BB-ZA04 | HANDLE WITH MASKING PLATE SPARE PART FOR ROTARY OPERATING MECHANISM 8UC61 11-1BB10/ 8UC61 11-1BB11 F | 131
7KT5604 | TIME COUNTER 72X72MM AC 230V 60HZ WITHOUT TERMINAL COVER | 47.79
M56340-A0028 | SINGLE SHUT-OFF VALVE TYPE A TO DIN 16270 MAX.OPERAT.PRESSURE 400BAR STEEL | 24.05
TGX:16152-350 | MOUNTING BRACKET FOR SIPART PS2 CONNECTION TO MASONEILAN CAMFLEX II | 591.12
8PQ3000-0BA41 | SIVACON S4 CABLE BRACKET PROFILE C30 WIDTH 400MM | 139.38
8MF2826-5E | CUBICLESYSTEM 8MF2000 HXWXD = 1800 X 1200 X 600MM FOR INDIVIDUAL MOUNTING WITH SIDE PANELS, IP 54 | 4134.13
7MC2027-3BA40 | INSULATED THERMOCOUPLE WITH COMPENSATION LEAD NOM. LENGTH 500 MM,COMPENS.LEAD L2KK; SHEATH DIAMETER | 89.9
BVP:090167 | BD01-160-R2 FLEX. BUSBAR TRUNKING - BD01 | 494.44
5TG2497 | DELTA EXTENSION CLAWS FOR INSERTS W. GREEN TERMINAL COVER (1 SET = 10 UNITS IN BAG) | 22.58
3SE5232-0PC05-1CA0 | SIRIUS POSITION SWITCH W. INCREASED CORROSION PROT. PLASTIC HOUSING ACC. TO EN50047, 31MM DEVICE CON | 24.26
3SE5132-0KC03 | SIRIUS POSITION SWITCH PLASTIC ENCLOSURE 40MM, TO EN50041 DEVICE CONNECTION 1X (M20X1.5) 1NO/2NC SLO | 33.84
8MF6864-5R | STANDARD CUBICLE 8MF6 HXWXD=1800X600X400 SIDE-BY-SIDE MOUNTING NON-VENT., ASSEM., WELDED IP54 | 2472.74
8MF4916 | COPPER EARTHING RAIL 30 X 5MM FOR CUBICLE WIDTH 1200MM | 112.43
3NP5360-0CA00 | FUSE-SWITCH-DISCONNECTOR I=400A, U=690V, FOR CABLE-LUG CONNECTION FUSE SIZE NH1 AND NH2 | 537.22
8WH6004-6CF00 | ISOLATION TERMINALS | 6.09
8WH8140-2AB75 | LABELS, TRANSV. 71 - 80 SIZE ZB5 | 0.11
BVP:047113 | BD2-AK1/S14 TAP-OFF UNIT 16A / 3X D01 | 172.57
7LQ2001 | TEMPER. CONTROLLER FOR 230 V AC SETTING RANGE -30/+30 C, 2 TE CONTACT 230 V AC 16 A WITH TEMPERATURE | 286.63
7MF9401-7BA | SHUT-OFF VALVE DESIGN B, DIN 16271, WITH TEST AND CONNECTION COLLARS, MAX. OPERATING PRESSURE 250 BA | 83.56
BVP:261489 | BD2A-3-400-SB-3 STANDARD LENGTH 3,25M 400A, N + PE, 12 TAP OFFS | 1358.5
5TG7156 | DELTA STYLE, TITANIUM WHITE ROCKER W. LAB. PLATE F.UNIVERSAL SWITCH CO/OFF F. INTERMEDIATE AND OFF S | 12.03
3RG9240-0AA00 | AS-INTERF. INTERF. MODULE PG-E WITH 4 ENTRIES PG11 FOR STANDARD ROUND CABLES EEMI | 114.08
3SE5322-3SJ23 | SAFETY POSITION SWITCHES WITH SOLENOID INTERLOCKING LOCK. FORCE 1300N,5 APPR. DIR. PLASTIC ENCLOSURE | 351.96
3RF2370-3AA02 | SEMI-COND. CONTACTOR 3RF2,1-PH. AC 51 70 A 40 DEGREES C 24-230 V / 24 V DC RING TERMINAL | 133.58
5TG8058-3 | LED LAMP GREEN 230V | 3.97
8WA2803 | SCREWDRIVER, LONG, GREEN W. SCREWDRIVER POINT 3.5X0.5, E.G. F. OPERATING SPRING-L. TERMINAL | 19.14
3SE5000-0AA60-1AJ0 | LENGTH-ADJUSTABLE TWIST LEVER FOR POSITION SWITCH 3SE51/52 METAL LEVER 100MM LONG, POSITIVE FIT (HOL | 12.43
6FX5008-2DC00-1BA0 | SIGNAL CABLE, SOLD BY THE METER (DRIVE CLIQ) 2X2X0,15+2X0.38 C UL/CSA DESINA MOTION-CONNECT 500, DEL | 104.34
BVP:261874 | BD2A-1000-LH-X* KNEE BACKSIDE X 0,36M-1,25M / Y 0,36M 500A-1000A | 1850.49
M56340-A0036 | DOUBLE SHUT-OFF VALVE TYPE A TEST CONNECT.SIMIL.TO DIN 16272 W/ TEST PEG MAX.OPER. PRESS. 250BAR BRA | 40.89
5TT4205-3 | RELAY, N-TYPE WITH 1 NO AND 1NC CONTACT FOR AC 230V 16A CONTROL AC 12V | 33.34
5SJ4150-7HG41 | CIRCUIT BREAKER 240V 10KA, 1-POLE, C, 50A, D=70MM ACC. TO UL 489 | 70.42
8WH9020-6FC10 | PLUG-IN JUMPER 12 DIVISIONS, AS TRANSVERSE JUMPER IN TERM. MIDDLE, 2-POLE, COLOR: SIEMENS COLOR | 1.82
6SL3000-2DH41-3DA0 | SINAMICS DU/DT INDUCTOR SPARE PART FOR MOTOR MODULE 1200KW, 3AC 500-690V MAX. CABEL LENGTH 100/150 M | 6232.94
A5E02212423 | LR460 ENCLOSURE WITH BOARD STACK, HART COMMUNICATION, AC POWER, NPT CABLE INLET, APPROVAL OPTION A, | 6459.42
A5E01163698 | KIT, 316 STAINLESS STEEL PFA CABLE EXTENSION, 3 METER, CLS300 | 1698.94
6SL3211-0AB12-5BA1 | SINAMICS G110 - CPM110 AC-DRIVE,BUILT IN CL. B FILTER 1AC200-240V +10/-10% 47-63HZ ANALOG INPUT CT: | 351.46
A5E01191987 | ACC. MAG 3100 DN250 PN40 GROUND RING HASTELLOY | 1553.38
6XV1830-0EU10 | SIMATIC NET, PB FC STANDARD CABLE, LAN CABLE TWO-WIRE, SHIELDED, SPECIAL DESIGN FOR RAPID INSTALLATI | 2125.73
7ME3950-1TA00 | STANDARD CLAMP-ON RTD STANDARD CLAMP-ON RTD FOR DEDICATED METER VERSION, FM/CSA LEGACY PART NUMBER: | 651.77
7ME6910-1AA10-1AA0 | MAG 5000, IP67 / NEMA 4X/6, POLYAMID ENCLOSURE, WITH DISPLAY, 115-230V AC 50/60 HZ | 1322.02
6GT2600-1AB00-0AX0 | MOBY D / RF300 ISO MOBILE DATA MEMORY MDS D165 (LABEL SPECIAL VERSION) 112 BYTE APPLICATION MEMORY - | 3.73
8MF4016 | BASE FOR CUBICLE WXD = 800 X 600MM HEIGHT 100MM | 341.93
8MF4051 | TRANSPORT ROLLERS H = 85 MM FOR 8MF CUBICLE ACCESSORIES | 357.39
6SL3224-0BE21-1UA0 | SINAMICS G120 POWER MODULE PM240 WITHOUT FILTER WITH BULT IN BRAKING CHOPPER 3AC380-480V +10/-10% 47 | 1068.61
6SL3224-0BE25-5UA0 | SINAMICS G120 POWER MODULE PM240 WITHOUT FILTER WITH BULT IN BRAKING CHOPPER 3AC380-480V +10/-10% 47 | 2886.6
6SL3224-0BE31-5AA0 | SINAMICS G120 POWER MODULE PM240 WITH BUILT IN CL. A FILTER WITH BULT IN BRAKING CHOPPER 3AC380-480V | 7056.11
8ME8800 | MOUNTING SET FOR FRAME AND TOP PLATE | 62.2
8ME8801 | MOUNTING SET FOR DOOR | 75.9
8WH8111-4AA05 | EMPTY LABELS, FLAT SIZE ZBF8 | 0.06
8WH8111-7AA05 | EMPTY LABELS, FLAT SIZE ZBF15 | 0.06
8GK9400-0KK37 | ALPHA 1600 DIN ADAPTER KIT FOR ROW CUBICLE H=2000 W=850 D=600 | 247.12
6XV1873-3AT15 | SIMATIC NET FO STANDARD CABLE 50/125, PREASSEMBLED WITH 2X2 BFOC CONNECTORS, INSERTION GUIDE, LENGTH | 1033.75
7MC2998-1BA | TERMINAL FOR BASE-METAL ELEMENTS | 3.79
6SL3310-1GE36-1AA3 | SINAMICS G130 POWER MODULE IP00 3-PH. 380-480 V, 50/60HZ, 605A UNIT RATING: 315 KW (VT) 6-PULSE SUP | 26988.28
BVP:611107 | BD2C-1250-EE-KR BD2C FEEDER UNIT 1250A FOR MULTI CORE CABLE WITH CABLING BOX | 2440.4
6XV1820-5BH10 | SIMATIC NET, FIBER OPTIC CABLE (62.5/125)STANDARD CABLE, SPLITTABLE, PREASSEMBLED WITH 4 BFOC CONNEC | 196.56
8MR2131-0A | 120-250V, 100WATTS CS060, 06010.0-00, | 120.72
8MF4825 | 19 INCH COMPARTMENT BOTTOM D=400 | 216.34
BVP:085094 | BD01-AK02M0/A323 TAP-OFF UNIT | 277.82
BVP:261960 | BD2C-400-LR-Y*-G* ELBOW RIGHT X 0,36M / Y 0,36M-1 ,25M 160A-400A WINKEL 85 GRAD-1 75 GRAD | 1583.69
8PQ1016-0BA01 | SIVACON S4 BASE EDGE WITH FRONT COVER HEIGHT 100MM WIDTH 600MM | 114.31
8WH9000-2HA00 | COVER FOR FEED-THROUGH TERM. WITH SCREW/SPRING CONNECTION 3 CONNECT. POINTS, SECTION: 2.5 MM2, WIDTH | 0.68
8WH9004-2GA00 | COVER FOR FEED-THROUGH TERM. WITH SPRING CONNECTION, 3 CONNECT. POINTS, SECTION: 6 MM2, WIDTH: 2.2 M | 0.72
8GS6002-3 | SMB H=900, B1, F. PHOTOVOLTAIC TNS NETWORK (FOR FERRARIS COUNTER) | 518.36
7MH7723-1DR | SILICONE OUTER DIAPHRAGM, ILE-61,SPARE | 315.95
7MH7725-1BD | LOAD CELL,WITH HARDWARE, MTS,150 LB, STAINLESS STEEL, SPARE | 2170.96
7MH7726-1AJ | CONVERTOR,KIT,RS485 TO RS232 DB25 MALE | 920.33
7ND4801-7BG | 8 CH RELAIS BOARD FOR SIREC D300/400 | 1509.72
8WH2103-3BF07 | HYBRID PE TERMINAL SCREW AND 2X SPRING CONNECTION SECTION: 0.08 - 2.5 MM2, WIDTH: 5.2 MM, COLOR:GREE | 5.72
8WD4250-5BE | SIGNAL COLUMN DIAMETER 50 MM; SINGLE ELEMENT IP54; FLASHING LIGHT ELEMENT, LED CLEAR 230 V AC/DC | 93.06
8WD4408-0DF | ADJUSTABLE-ANGLE FOOT FOR MOUNTING ON PIPES, PLASTIC, SIGNAL COLUMNS, DIAMETER 70MM | 81.03
3RF2030-1AA42 | SEMICONDUCTOR RELAY 3RF2, 1-PH. CONSTRUCTION WIDTH 45 MM, 30 A 24-230 V / 4-30 V DC SCREW TERMINAL | 37.16
BVP:261719 | BD2C-3-400-SB-1 STANDARD LENGTH 1,25M 400A, N + PE, 4 TAP OFFS | 977.87
6FX2001-2CB00 | SINUMERIK (ACCESSORIES) INCR. POS. ENCODER 1000 PULSES/REV, WITH LED, LINE OUTLET UNIVERSAL AXIAL/RA | 366.56
6FX8002-5YW16-1AF0 | POWER CABLE EXTENSION AI M. 005 | 405.98
6FX2001-2RC04 | SIMODRIVE ACCESSORY INCR. SHAFT ENCODER WITH RS-422 (TTL), 2048 PULSES, SUPPORTED FLANGE JOINT; SHAF | 366.56
7MH7723-1GP | CIRCUIT CARD 1000 PPR, UP TO 2 INTEGRATORS | 904.77
7MH7723-1CH | MD-256 UPDATE KIT, MULTIPLE | 901.19
7MH5104-2AD00 | SIWAREX WL 260 LOAD CELL SP-S SA 10KG C3 - RATED LOAD 10KG - ACCURACY CLASS C3 - 1M CABLE LENGTH, 6 | 601.61
7ND4801-7AC | POWER SUPPLY 90 -240 VAC FOR SIREC D300 | 1612.07
7MH7725-1DC | LOAD CELL, MSI, 250 LB, STAINLESS STEEL, NTEP, OIML/MID,SPARE | 3616.66
A5E01259467 | KIT, 4"/100MM LR460 UNIVERSAL FLANGE | 639.44
6SN1111-0AA00-0BV1 | SINAMICS / SIMODRIVE- SUBASSEMBLY WITH ELECTRICAL FILTER FUNCTION HFD PACKET 16 KW; 800 W CONTAINS: | 1401.19
6ES7194-4GA60-0AA0 | SIMATIC DP, MODULE CARRIER NARROW VERSION FOR IO MODULES ET 200PRO LENGTH: 1000 MM, NEW HOLE PATTER | 79.8
6ES7923-0BC00-0DB0 | CONNECTING CABLE SHIELDED FOR SIMATIC S7-300/400 BETWEEN FRONT CONNECTOR MODULE A. TERMINAL BLOCK 16 | 40.74
3WL9111-0AA14-0AA0 | ACCESSORIES CIRCUIT BREAKER 3WL INT. CURRENT TRANSFORMERS SZ.I F. N-COND.PROT. ROGOWSKI CONVRTR. | 221.3
3WL9111-0AA52-0AA0 | ACCESSORIES CIRCUIT BREAKER 3WL RATED CURRENT REF. MODULE 315A F. ETU25, 27, 45, 55, 75, 76 | 412.95
7MH4132-4AK11 | SIWAREX R TOP UNIT FOR LOAD CELLS SERIES RN - RATED LOAD 500 KG AND 1 T - MADE OF STAINLESS STEEL CO | 409.43
8GK1382-0KK32 | ALPHA 630 DIN, MARSHALLING BOX HEIGHT = 350MM, WIDTH = 800MM, DEPTH = 210 MM, SK1, IP43 | 665.01
7ML5740-1BA01-0A | THE SITRANS RD200 IS A UNIVERSAL INPUT, PANEL MOUNT REMOTE DIGITAL DISPLAY FOR PROCESS INSTRUMENTATI | 481.83
8GK9911-0KK00 | ALPHA DIN, SCREWS, BULK PACK M5X10;BULK PACK:500 UNITS SELF-TAPPING FOR ALPHA DISTRIBUTION BOARD | 0.06
6SL3000-0EH37-6AA0 | SINAMICS LINE REACTOR FOR SMART LINE MODULE 710KW 3AC 500-690V, 50/60HZ, 760A | 4678.09
6SL3224-0BE15-5UA0 | SINAMICS G120 POWER MODULE PM240 WITHOUT FILTER WITH BULT IN BRAKING CHOPPER 3AC380-480V +10/-10% 47 | 874.32
6ES7197-1LB00-0XA0 | SIMATIC S7, Y-COUPLER FOR BUILDING UP A Y-LINK FOR REDUNDANT CONTROLLERS | 687.62
6ES7321-1BH02-0AA0 | SIMATIC S7-300, DIGITAL INPUT SM 321, OPTICALLY ISOLATED, 16DI, 24 V DC, 1 X 20 PIN | 446.82
4AV9806-6CB00-2N | CURRENT SUPPLY (UNSCREENED); PHASES:1; PN(KW):0,125; UPRI(V):230; USEC(V DC):24; ISEC(A DC):5,2; F(H | 398.9
8GS4020-8 | ALPHA-ZS, METER CLOSING HOOD FOR CLOSING THE CABLE ROUTING OPENING ON METER SUPPORT PLATES SEALABLE | 24.89
6GK1704-5SW00-3AL0 | SIMATIC NET PB SOFTNET-DP-SLAVE SW UPDATE SERVICE FOR 1 YEAR WITH AUTOM. EXTENSION REQUIRES ACTUAL S | 637.23
6FX2001-2RB50 | SIMODRIVE (ACCESSORIES) INCR. ROTARY ENCODER W. RS 422 (TTL) 1500 PULSES, CLAMP FLANGE 10 MM SHAFT, | 366.56
8WH2000-0AF00 | FEED-THROUGH TERMINAL WITH SPRING CONNECTION, SECTION: 0.08 - 2.5 MM2, WIDTH: 5.2 MM, COLOR: GRAY | 1.24
8MF2084-5R | CUBICLESYSTEM 8MF2000 HXWXD = 2000 X 800 X 400MM FOR SIDE-BY-SIDE MOUNTING WITHOUT SIDE PANELS, IP 5 | 2511.38
8GK9920-0KK24 | ALPHA, ACCESSORY SPARE HINGE FOR WALL/FLOOR-MOUNTED DB | 12.04
6XV1830-3DH20 | SIMATIC NET, PROFIBUS M12 CONNECTING CABLE, (ET200), PREASSEMBLED PB FC TRAILING CABLE WITH 2 M12 CO | 42.36
6XV1830-7BN40 | SIMATIC NET, PROFIBUS ECOFAST HYBRID CABLE, 2XCU 0.64 MM, 4XCU 1.5 SQMM, CABLE PREASSEMBLED WITH ECO | 757.11
8GK9511-8KK10 | ALPHA 400DIN DOOR AS SPARE PART SINGLE DOOR H=1250 MM,W=300 MM INCL. CLOSING EQUIPMENT UP, IP31, SK2 | 135.62
8GK4351-1KK32 | ALPHA 400/630 DIN MOUNTING KIT FOR INSTALLATION MOUNT. DEVICE 150MM ROW DISTANCE,H=150,W=7 | 105.49
6SL3211-0AB22-2UB1 | SINAMICS G110 - CPM110 AC-DRIVE, WITHOUT FILTER 1AC200-240V +10/-10% 47-63HZ RS485-INTERFACE (USS-PR | 617.06
6SL3056-4AA41-2AV0 | AMPEREMETER FOR SINAMICS V50 DISPLAY RANGE 0-1180A INPUT 0-20MA | 83.22
6SL3300-1AH31-3AA0 | SINAMICS BRAKING MODULE INPUT: 1035 V DC OUTPUT: 125 KW/15 S FOR CHASSIS UNIT | 2251.88
7KT5823 | ELECTRONIC TIME COUNTER DC 12-150V, 24-240V, 50HZ ELECTRICAL A. MECHANICAL RESET | 122.41
7MC2922-3DB | COMPRESSION JOINT, GAS-TIGHT MAT. NO. 1.4571, THREAD G1/4 FOR SHEATH EXTERNAL DIAMETER 6.0 MM | 59.51
6SL3136-7TE31-2AA3 | SINAMICS S120 ACTIVE LINE MODULE INPUT: 3AC 380-480V, 50/60HZ OUTPUT: DC 600V, 200A, 120KW FRAME SIZ | 10946.85
7MH5105-4HD01 | SIWAREX WL 250 LOAD CELL ST-S SA 2,5T C3 EX - RATED LOAD 2,5T - ACCURACY CLASS C3 - 6M CABLE LENGTH, | 693.78
8MF4221 | TRANSPORTING ANGLES COLOUR RAL3000 | 444.32
6GK1905-0FC00 | 7/8" POWER T-TAP PRO, ENERGY-T-CONNECTOR FOR ET200 WITH 2 7/8"SOCKET INSERTS AND ONE 7/8"PIN INSERT, | 501.06
8MF4243 | TRIM STRIP W.O. SIEMENS LETTER. UMBER FOR CUBICLE WIDTH 900MM | 103.16
8US1211-4TR00 | BUSBAR ADAPTER SYSTEM UL508A/IE BUSBAR ADAPTER SYSTEM 60MM BUSBAR WIDTH: 5/10MM/TT-PROFILE UL RATING | 149.51
BVP:045515 | BD2-400-HFE FLANGES FOR IP54 AT END 160-40 0A | 25.7
BVP:261958 | BD2C-400-LR-G* ELBOW RIGHT X 0,36M / Y 0,36M 1 60A-400A WINKEL 85 GRAD-175 GRA D | 894.64
8UC7120-8BD | HANDLE 8UC7 HANDLE RED, MASKING FRAME YELLOW SPARE PART FOR 8UC7121-8BD15 | 92.17
8WH8121-3AC05 | LABELS, FLAT, LONGIT. 91 - 100 SIZE ZBF6 | 0.08
7ML1930-1AP | METALLIC CABLE GLAND M20 X 1.5,HART | 53.87
7ME3960-0CR03 | DEDICATED CLAMP-ON RTD CABLE CLAMP-ON RTD CABLE, STANDARD -40 TO +200 DEGREES CEL (-40 TO +392 DEGRE | 1158.7
BVP:203150 | BD2-AK2M2/2SD163CEE165A163 TAP-OFF UNIT 16A / 1X 3P. MCB(B )+1X5P.CEE 2X 1P.MCB(B)+2XSD | 626.62
BVP:261967 | BD2C-1250-LH-Y* KNEE BACKSIDE X 0,36M / Y 0,36M -1,25M 1250A | 2873.65
CQO:992MTNHMSH-3 | TRANSDUCER MOUNTING TRACK, SIZE MOUNTING TRACK FOR SIZE 3, HIGH TEMPERATURE TRANSDUCER, PAIR LEGACY | 2641.65
3RS2140-2GD60 | GEMO TEST | 409.58
6GT2600-0AA10 | MOBY D / RF300 ISO MOBILE DATA MEDIUM MDS D139 ACCORDING TO ISO 15693 FOR EXTENTED TEMPERATURE RANGE | 140.24
6FX5008-1BD41-3AA0 | SIGNAL CABLE, SOLD BY THE METER 3X2X 0.14 + 4X 0.14 + 2X0.5 C UL/CSA, DESINA MOTION-CONNECT 500 DELI | 1638.47
6FX7002-5YP23-1BB6 | POWER CABLE 4X6 X 4X0,5C, TRAILING TYPE UL/CSA DESINA MOTION-CONNECT 700, LENGTH (M)= 11,6 | 427.42
6GT2810-2AB03 | SIMATIC RF630L SMARTLABEL INLAY 54 X 34 MM;PET EPC CLASS 1 GEN 2; ISO 18000-6C 96 BIT EPC AND 512 BI | 0.36
4AM5542-4TJ10-0FA0 | TRANSFORMER SITAS; PHASES:1; PN/PN(S6)(KVA):0,8 /3,4; UPRI(V):230+/-5%; USEC(V):110; ISEC(A):7,27; F | 454.75
8GF9390-2 | SPARE KEY FOR E0 12 LOCK | 6.45
8GK1382-0KK52 | ALPHA 630 DIN, MARSHALLING BOX HEIGHT = 350MM, WIDTH = 1300MM, DEPTH = 210MM, SK1, IP43 | 730.29
BVP:261519 | BD2A-3-250-WB-3W* OPTIONAL LENGTH 2,26M-3,24M 250 A, N + PE, 8-12 TAP OFFS | 1178.59
C73000-B5676-C92 | INSTRUCTIONS FOR SITRANS P 7MF4232-... IN ENGLISH | 8.02
BVP:261799 | BD2A-400-TR JUNCTION UNIT T UNIT RIGHT 160- 400A | 3381.55
FDK:087L4154 | MAG8000 ACCESSORIES CABLE ENTRY M20 BRASS, ONE 3.5-5MM,10PCS. | 191.43
FDK:087L4167 | MAG8000 ACCESORIES ENCLOSURE TOP | 425.39
6SE6400-3TD06-1DD0 | MICROMASTER 4 OUTPUT LC FILTER 380-480V 3AC 63.2 / 45.0 A (40 / 50 GRD C) STAND ALONE FS D 345 X 300 | 3231.77
5SY7210-6 | CIRCUIT BREAKER 400V 15KA, 2-POLE, B, 10A, D=70MM | 30.48
5SY7225-7 | CIRCUIT BREAKER 400V 15KA, 2-POLE, C, 25A, D=70MM | 61.47
8MF6084-4E | STANDARD CUBICLE 8MF6 HXWXD=2000X800X400 INDIVIDUAL MOUNTING NON-VENT., ASSEM., WELDED IP40 | 2917.07
8MF4834 | 19 INCH COVER PLATE FOR SWING FRAME 4 HM | 157.25
8MF4422 | C-SECTION RAIL CABLE INTERCEPTING BAR C50 W=900 | 106.04
8MF5266-5E | STANDARD CUBICLE 8MF5 HXWXD=2200X600X600 INDIVIDUAL MOUNTING NON-VENT., NOT ASSEM., SCREWED IP54 | 3380.71
8MF5294-4ES | EMC CUBICLE IP40 HXWXD=2200X900X400 | 3786.38
8MF5866-4R | STANDARD CUBICLE 8MF5 HXWXD=1800X600X600 SIDE-BY-SIDE MOUNTING NON-VENT., NOT ASSEM., SCREWED IP40 | 2298.86
3VL9400-1UV01 | ACCESSORY FOR VL150UL, VL250UL VL250UL,VL400UL,VL400XUL (CG-FRAME - LG-FRAME) UNDERVOLT. RELEASE 60V | 239.41
6FX2001-2PB02 | SIMODRIVE (ACCESSORIES) INCR. ROTARY ENCODER W. RS 422 (TTL), 1024 PULSES, SUPPORTED FLANGE JOINT; 1 | 366.56
8MF6228-4E | STANDARD CUBICLE 8MF6 HXWXD=2200X1200X800 INDIVIDUAL MOUNTING NON-VENT., ASSEM., WELDED IP40 | 4230.71
TGX:16152-328 | MOUNTING BRACKET FOR SIPART PS2 CONNECTION TO SPX (DEZURIK) POWERRAC, SIZES: R1, R1A, R2, R2A | 450.39
7MH5104-2PD01 | SIWAREX WL 260 LOAD CELL SP-S SA 50KG C3 EX - RATED LOAD 50KG - ACCURACY CLASS C3 - 1M CABLE LENGTH, | 693.78
6XV1820-7BT10 | SIMATIC NET, INDOOR FIBER OPTIC (62.5/125), FREE OF HALOGEN, RESIS. TO, TREADING, FLAME-RETARDANT GL | 582.39
5ST3612 | PIN BUSBAR, 10 SQMM CONNECTION: 5X(2-PHASE+HS/FS) SAFE-TO-TOUCH | 4.47
5SJ4125-8HG40 | CIRCUIT BREAKER 240V 10KA, 1-POLE, D, 25A, D=70MM ACC. TO UL 489, SAME POLARITY | 37.68
5ST3665-2HG | PIN BUSBAR, 16SQMM CONNECTION: 6X3-PHASE ACC.UL 489,480Y/277V FOR MCB 5SJ4...-.HG | 21.8
8MR2110-3D | HEATER 110-120 V, 30 W;UL-APP. HG 04001.9-00 | 80.92
6GK1908-0DC10-6AA3 | SIGNALLING CONTACT M12 CABLE CONNECTOR PRO, SOCKET F. CONNECTION OF SCALANCE X208PRO FOR SIGN.CONTAC | 89.77
8WH2000-0AM00 | FEED-THROUGH TERMINALN WITH SPRING CONNECTION, SECTION: 2.5 - 35 MM2, WIDTH: 16 MM, COLOR: GRAY | 15.7
PBD:51014K0150AAA | KIT,LR,FLNG SHLD ROD,3/150, 150MM,SS,T,V | 1680.33
PBD:23900010 | LOAD CELL, 100LB,COMP, 2MM/V,C462,SS | 2526.83
3RW4434-2BC34 | SIRIUS SOFT STARTER, VALUES WITH 460 V, 50 DEG., STANDARD: 100A, 75HP, INSIDE-DELTA CIRCUIT 3: 173A, | 6724.52
7MF9007-4LA | NIPPLE G 1/2, DESIGN V DIN 19207, MAT. NO. 1.5415, GREASE-FREE, FOR OXYGEN PRESSURE EQUIPMENT DIREKT | 35.44
7MH7723-1DC | ILE-37 REPLACEMENT O-RING KIT | 86.16
A5E02551263 | 5 FT ENCODER INTERFACE CABLE WITH IP68 NEMA 6P PLUGS INCLUDED FOR ITRON 200WP RADIO | 315.95
7MH4702-8CA | SIWAREX FTA, FTC, MS AND M CONNECTING CABLE 9-PIN - FOR SERIAL LINKING OF SIWAREX FTA, FTC, MS AND M | 74.92
6SL3000-2DH35-8CA0 | SINAMICS DU/DT INDUCTOR SPARE PART FOR POWER MODULE/MOTOR MODULE 560KW, 3AC 500-690V MAX. CABEL LENG | 5428.19
3VL9600-4PF00 | ACCESSORIES FOR CIRCUIT-BREAKER VL 800 RESNCSESTIFT + FEDER | 96.15
6ES7317-2FK14-0AB0 | SIMATIC S7-300 CPU317F-2 PN/DP, CENTRAL PROCESSING UNIT WITH 1.5 MBYTE WORKING MEMORY, 1. INTERFACE | 11695.24
6ES7490-0AA00-0AA0 | SIMATIC S7-400, SPARE PART POWER PLUG FOR PS405 4A/10A/20A | 65.07
3VL9800-3HC01 | ACCESSORY FOR VL1200UL,VL1600UL (NG FRAME - PG FRAME) FRONT ROTARY OPERAT. MECHAN. EMERG. STOP, RED/ | 368.93
BVP:262454 | BD2-AK02M2/A633N TAP-OFF UNIT 63A / 1X 3POLE+N M CB 63A C-CHAR. | 796.74
8GB4561 | SIMBOX 63 INTERMEDIATE FRAME 1-ROW FOR 70MM DEVICES IN >N< SDB | 51.38
8GK4301-4KK12 | ALPHA 400/630 DIN, KIT F. INSTALL. MOUNTING DEVICE WITH ROW DISTANCE 125 MM H=600 W=250 | 116.53
A5E01181656 | 20M.(65FT)CABLE KIT WITH STANDARD COIL CABLE, 3 X 1.5 MM2/ 18 GAGE WITH SHIELD PVC AND ELECTRODE CAB | 328.46
6SL3310-1TE35-0AA3 | SINAMICS S120 CONVERTER POWER MODULE 3AC 380-480V, 50/60HZ, 490A (250 KW) INTERNAL AIR COOLING FRAME | 36151.02
6SL3730-7TE36-1BA3 | SINAMICS S120 CABINET MODULE ACTIVE LINE MODULE INKL. WITH CIM+CU320-2 ACTIVE INTERFACE MODULE 3AC | 72459.72
6ES7405-0DA02-0AA0 | SIMATIC S7-400, POWERSUPPLY PS 405: 4A, 24/48/60V DC, 5V DC/4A, ATEXAPPROBATIONIDENTIFICATION | 761.93
6ES7833-1CC00-6YX0 | SIMATIC S7, S7 F SYSTEMS RT LICENSE COPY LICENSE F.1 INSTALLATION PER AS; REFERENCE-HW:SIMATIC S7-40 | 1016.02
4AP2742-8CC40-0HA0 | TRANSFORMER SITAS; PHASES:3; PN/PN(S6)(KVA):2,5 /11; UPRI(V):Y500-440-380+/-20/D289- 254-220+/-11; U | 2450.86
3RK1395-6LS71-0AD0 | SIRIUS MOTOR STARTER M200D TECHNOLOGY MODULE DIRECT ON-LINE-STARTER ELECTRONICAL SWITCHING 3 400V AC | 966.88
3RV1611-0BD10-ZW97 | CIRCUIT-BREAKER, A-RELEASE 0.2 A N-RELEASE 1.2 A, SIZE S00, FUSE MONITORING, SCREW CONNECTION | 51.78
3RF2050-1AA26 | SEMICONDUCTOR RELAY 3RF2, 1-PH. WIDTH 45MM, 50 A 48-600 V / 110-230 V AC SCREW TERMINAL | 71.54
7PV1511-1AP30 | TIME RELAY, SOLID-STATE, ON-DELAY, 1 CO, 1 TIME RANGE 0.05S...1S, AC 24, 230V AND DC 24V, WITH LED, | 28.31
7VV3002-3JD20 | OVERVOLTAGE PROTECTION MODULE FOR MAXIMUM PERMISSIBLE SUPPLY VOLTAGE 900V AND RATED TRANSFORMER OPER | 16323.3
A5E03252528 | CABLE GLAND, EXD, M20X1.5, HAZARDOUS LOCATIONS | 232.65
5SY7313-8 | CIRCUIT BREAKER 400V 15KA, 3-POLE, D, 13A, D=70MM | 105.77
5SY7363-7 | CIRCUIT BREAKER 400V 15KA, 3-POLE, C, 63A, D=70MM | 185.39
5SY7432-8 | CIRCUIT BREAKER 400V 15KA, 4-POLE, D, 32A, D=70MM | 164.06
8MF4046 | BASE FOR CUBICLE WXD = 1200 X 400MM HEIGHT 200MM | 500.33
8MF5864-4R | STANDARD CUBICLE 8MF5 HXWXD=1800X600X400 SIDE-BY-SIDE MOUNTING NON-VENT., NOT ASSEM., SCREWED IP40 | 2202.29
8MF6864-4ES | EMC CUBICLE IP40 HXWXD=1800X600X400 | 3245.47
8MF6826-5R | STANDARD CUBICLE 8MF6 HXWXD=1800X1200X600 SIDE-BY-SIDE MOUNTING NON-VENT., ASSEM., WELDED IP54 | 3786.38
8MF5284-4ES | EMC CUBICLE IP40 HXWXD=2200X800X400 | 3689.79
8WH2000-0CM07 | PE TERMINALS WITH SPRING CONNECTION, SECTION: 2.5 - 35 MM2, WIDTH: 16 MM, COLOR: GREEN-YEL. | 26.4
4AM5742-5AT10-0FD0 | TRANSFORMER SITAS; PHASES:1; PN/PN(S6)(KVA):0,75 /5; UPRI(V):400+/-5%; USEC(V):230; ISEC(A):3,26; F( | 783.42
5TG1250 | I-SYSTEM, ALUMIN.METALLIC BLANKING PLATE, 55X55M | 20.1
5TG1322-1 | DELTA STYLE FRAME 2-FOLD, 82 X 82 MM PLATINUM METALLIC | 15.23
LZX:MT328024 | PLUG-IN RELAY, 3 CO CONTACTS, WITH LED, 24V AC, 10A, WIDTH 38MM, MT RANGE | 34.57
5SY8303-8 | CIRCUIT BREAKER 400V 25KA, 3POLE, D, 3A, D=70MM | 90.98
5SY8308-7 | CIRCUIT BREAKER 400V 25KA, 3POLE, C, 8A, D=70MM | 120.55
8WH2030-4HF00 | THREE-TIER TERM.2,5 MM2 PE,L,L | 7.21
8WH8120-1AB45 | LABELS, LONGIT. 41 - 50 SIZE ZB4 | 0.11
8WD5340-0CB | BUILT-IN LUMINAIRE FLASHLIGHT, 115V, RED | 144.97
8WH8203-2AA05 | LABELS, WITHOUT INSCRIPTION FRONT WIDTH 5,2 MM | 0.08
8MF6024-4R | STANDARD CUBICLE 8MF6 HXWXD=2000X1200X400 SIDE-BY-SIDE MOUNTING NON-VENT., ASSEM., WELDED IP40 | 3361.38
5TG1913 | DELTA PROFILE COMMUNICATIONS PLUG OPTICAL FIBRE MOUNTING PLATE ST COUPLING | 3.57
3SE5132-0KD05 | SIRIUS POSITION SWITCH PLASTIC ENCLOSURE 40MM, TO EN50041; DEVICE CONNECTION 1X (M20X1.5) 1NO/2NC SL | 35.83
3SE5132-0QV20 | SIRIUS POSITION SWITCH W. SEPARATE ACTUATOR,PLASTIC ENCLOSURE,40MM; 1X(M20X1.5) SLOW-ACTION CONTACTS | 46.58
3ND1805 | LV HRC FUSE LINK A.M. +NON-INSULATED GRIPPING LUGS SIZE 00, 16A, 500V | 15.64
3NJ6940-2CB00 | ACCESSORY FOR DISCONNECTOR-FUSE IN-LINE TYPE, CAN BE PLUGGED IN,NH2,3 AUXILIARY SWITCH 1NC WITH COVE | 59.12
3NJ4915-1FA11 | ACCESSORIES F. STRIPS 3NJ41 IN-LINE FUSE SW.DISC. S.NH00 INTEGRAT. CURR. TRANSFORMER 150/1 A, CL.0.5 | 362.79
6SL3710-1GE41-0AA3 | SINAMICS G150 CONVERTER CABINET UNIT, AC/AC WITH CIM+CU320-2 3AC 380-480 V, 50/60 HZ NOM. POWER RATI | 77997.03
A5E01152889 | ACC. MAG 3100 DN80 PN16/PN40 GROUND RING HASTELLOY | 354.78
8WH9020-6AD10 | PLUG-IN JUMPER 4 DIVISIONS, AS TRANSVERSE JUMPER IN TERM. MIDDLE, 3-POLE, COLOR: SIEMENS COLOR | 1.1
8WH3004-0AE01 | FEED-THROUGH TERMINAL WITH QUICK CONNECTION, 4 CONNECT. POINTS, SECTION: 0.25 - 1.5 MM2, WIDTH: 5.2 | 3.7
3SE5000-0AV06 | SEPARATE ACTUATOR, RADIUS ACTUATOR RIGHT FOR POS. W. TUMBLER 3SE5312../3SE5322.. AND ASI 3SF13... AN | 27.88
5TT6112 | CURRENT RELAY,N-TYPE AC 230V 10A 1PHASE, ABOVE | 73.08
3RK1301-0AB13-0AA2 | F-DS1E-X FOR ET 200S FAILSAFE DIRECT STARTER SETTING RANGE 0.3...3A MECHANICAL SWITCHING ELECTRONIC | 1185.22
8MF4800 | STANDARD SHELF FIXED FOR CUBICLE WXD = 600 X 400MM | 112.43
8MF8806 | SEALING STRIPS FOR DOOR | 75.72
8MF2868-4RB | STANDARD CUBICLE 8MF2 HXWXD=1800X600X800 SIDE-BY-SIDE MOUNTING VENTIL., ASSEMBL., WELDED IP40 | 2260.26
4AM6142-8ED40-0FD0 | TRANSFORMER SITAS; PHASES:1; PN/PN(S6)(KVA):1,2 /7,3; UPRI(V):600-575-550-525-500- 480-460-440-415-4 | 1182.93
5SY7614-7 | CIRCUIT BREAKER 400V 15KA, 3+N-POLE, C, 0.3A, D=70M | 132.7
8WD4450-0EA2 | SIGNALLING COLUMN SIREN ELEMENT, MULTI-FUNCTION DIFFERENT SOUNDS SETTABLE 230V AC | 118.37
8WD4428-6XC | SIGNALLING COLUMNS, ACCESSORIES LED 24V UC, BA 15D, GREEN | 47.1
8WD5340-0CF | BUILT-IN LUMINAIRE FLASHLIGHT, 115V, BLUE | 144.97
8MF2206-4RB | STANDARD CUBICLE 8MF2 HXWXD=2200X1000X600 SIDE-BY-SIDE MOUNTING VENTIL., ASSEMBL., WELDED IP40 | 3187.53
8WH8120-5AB15 | LABELS, LONGIT. 11 - 20 SIZE ZB10 | 0.11
5TG6272 | I-SYSTEM, ELECTRIC WHITE ROCKER W. SYMBOLS I/O FOR OFF SWITCH 2POLE, 3-POLE 55X55MM | 4.68
3SE5122-1LA00 | BASIC SWITCH FOR POSITION SWITCH 3SE51, METAL ENCLOSURE 56MM WIDE DEVICE CONNECTION 3X (M20X1.5) 1NO | 48.81
5TG7141-1 | DELTA STYLE, PLATINUM METALLIC ROCKER, 68X68MM F.UNIVERSAL SWITCH 2-WAY/1-WAY FOR INTERM. AND ONE-WA | 10.11
3NJ6920-3FB00 | ACCESSORIES FOR SWITCH DISCONNECTORS W. FUSES IN-LINE DESIGN, PLUG-IN NH00, ELECTRICAL FUSE MONITORI | 343.08
3WL9111-2AB32-0AA0 | 3WL9-NAFTA-ACCESSORY WLOFLO3 OPEN FUSE TRIP KIT FS3 - | 358.51
A5E01002948 | EARTHINGRINGS SS316 TWO PIECES FOR MAG5100 DN50 / PN16 | 268.58
A5E02213601 | CLAMP CONNECTION TRI-CLAMP DN 63,5, FOR SENSOR SIZE 2 1/2 INCH, DN65 (P GASKET) | 891.01
3TX7402-3G | SURGE SUPPRESSOR VARISTOR WITH WIRE SPACER AC 24 TO 48V/DC 24 TO 70V FOR MOUNTING TO COIL TERMINAL F | 7.91
8WH8120-1AB35 | LABELS, LONGIT. 31 - 40 SIZE ZB4 | 0.11
3NE1448-3 | SITOR FUSE-LINK FOR SEMICONDUCTOR PROTECTION 850A GR 690V SIZE 3 CONNECTION CONTACT INDICATOR 110MM | 329.5
3NA3365 | LV HRC FUSE LINK GL/GG WITH NON-INSULATED GRIP LUGS WITH FRONT INDICATOR SIZE 3, 500A, AC 500V/DC 44 | 26.68
3RF2320-3AA44 | SEMI-COND. CONTACTOR 3RF2,1-PH. AC51 20 A 40 DEG. C 48-460V / 4-30VDC RING TERMINAL CONNECTION | 61.84
3RH1921-2CA01 | AUXILIARY SWITCH BLOCK, 1 NC, DIN EN50005, CAGE CLAMP CONNECTION, FOR CONTACTORS FOR SWITCHING MOTOR | 3.82
3NJ6930-3BF12 | ACCESSORY FOR IN-LINE FUSE SWITCH DISCONNECT. PLUG-IN, CURRENT TRANSFORMER 200/1A, CL.0.5, 5 VA | 146.06
4EU2722-4CA00-0AA0 | COMMUTATING CHOKE FOR CONVERTER; PHASES:3; UN1(V):500; ITHMAX 1(A) / F1(HZ):250 /50; I LN (A):225; U | 5581.68
6DL2804-0AD50 | EX-DEVICE MADE OF STAINLESS STEEL, IP65. EMPTY CABINET READY FOR INSTALLATION OF ET200ISP. EQUIPMENT | 5308.6
A5E03251681 | KIT, CLS200 STANDARD, TRANSMITTER | 530.41
BVP:660812 | BD01-AK2M1/CEE/F TAP-OFF UNIT | 181.13
5UB1551 | I-SYSTEM, ELECTRIC WHITE SCHUKO SOCKET OUTL. 10/16A 250V W. SCREWLESS TERMINALS COVER PLATE 55X55MM | 6.06
3TC4417-0BK1 | CONTACTOR, SIZE 2, 2-POLE DC-3 AND 5,RATD.OPERAT.CURR.32A AUXILIARY CONTACTS 22 (2NO+2NC) AC OPERATI | 149.3
5TT4132-3 | REMOTE SWITCH 2 NO CONTACTS SERIE CONTACT FOR AC 230,400V 16A ACTIVATION AC 12V | 37.83
5SJ4160-8HG40 | CIRCUIT BREAKER 240V 10KA, 1-POLE, D, 60A, D=70MM ACC. TO UL 489, SAME POLARITY | 79.01
5SH5400 | NEOZED RETAINING SPRING | 0.57
5SE2304 | NEOZED FUSE LINK 400V GL, SIZE D01, 4A IN FOLDING BOX | 0.95
3RT1065-2AR36 | CONTACTOR, 132KW/400V/AC-3 AC(40...60HZ)/DC OPERATION UC 440-480V AUXILIARY CONTACTS 2NO+2NC 3-POLE, | 897.12
3NE4337-6 | SITOR FUSE-LINK 710A, AC 800V, FOR 6QG12 | 210.96
3VL9816-2AN11 | VL800UL, VL1200UL,VL1600UL (MG FRAME-PG FRAME) ADAPTER FOR AUX. SWITCHES 2 AC + 2 DE FOR INSTALLATIO | 84.39
5SP4291-7 | CIRCUIT BREAKER 400V 10KA, 2-POLE, C, 100A, D=70MM | 84.62
5SG5693 | NEOZED BUILT-IN FUSE BASE WITH SHOCK-HAZARD COVER D02/63A 3-POLE, SNAP-ON MOUNTI | 18.28
4AM3442-4TN00-0EA0 | TRANSFORMER SITAS; PHASES:1; PN/PN(S6)(KVA):0,1 /0,31; UPRI(V):230+/-5%; USEC(V):24; ISEC(A):4,17; F | 120.69
3NA6817-4 | LV HRC FUSE LINK GL/GG WITH INSULATED GRIP LUGS WITH COMBINATION INDICATOR SIZE 000, 40A, AC 400V | 6.48
3RT1056-6AP36 | CONTACTOR, 90KW/400V/AC-3, AC(40...60HZ)/DC OPERATION UC 220...240V AUXIL. CONTACTS 2NO+2NC 3-POLE, | 563.43
BVP:261978 | BD2-1000-KR CABLE COMPARTMENTSUITABLE FOR C ABLE END ENTRY 1000A | 187.25
3RK1301-1FB00-1AA2 | RS1-X FOR ET 200S ELECTRO-MECH. REVERS. STARTER, EXPANDABLE SETTING RANGE 3.5...5.0A AC-3, 1.9KW/400 | 627.04
6FX2001-4DA50 | BUILT-ON ENCODER 500 P/REV OPTICAL INCREMENTAL WITH HTL LEVEL, OPER. VOLTAGE 10-30V SYNCHRONFLANGE A | 366.56
5TT5830-6 | INSTA CONTACTOR 0/1 AUTOMATIC WITH 4 MAKE CONTACTS CONTACT FOR 230, 400 V AC, 25 A TRIGGERING 230 V | 52.19
3TC7814-5KF | CONTACTOR SIZE 12 2-POLE DC-4, NOM. OPER. CURRENT 400 A AUX. SWITCHES 44 (4NO+4NC) DIR. CURRENT ACTU | 4007.67
5SJ4218-7HG42 | CIRCUIT BREAKER 10KA, 2POLE, C, 15A ACC. TO UL 489 - 480Y/277V | 107.87
5SJ4105-7HG40 | CIRCUIT BREAKER 240V 14KA, 1-POLE, C, 0,5A, D=70MM ACC. TO UL 489, SAME POLARITY | 35.7
5SD510 | SILIZED FUSE LINK 500V F.SEMICONDUCTOR PROTECTION EXTRA FAST, SIZE DIVH P.T.1 1/4 INCH., 80A | 40.66
5SD607 | DIAZED FUSE-LINK 750V DC RAILROAD PROPERTY PROTECTION CHARACTERISTICS FAST ACTING SIZE DIII, E33, 25 | 20.73
5SU1656-6KK10 | FI/LS-PROTECTOR TYPE A (PSE/SSF), D=70MM IFN 300MA,6KA, 1+N-POLEE B 10A | 81.05
6ED1057-1DA00-0BA0 | LOGO! TD MOUNTING ACCESSORIES, SPARE PARTS FOR LOGO! TD | 16.29
5UB1856 | DELTA STYLE SCHUKO SOCKET OUTL. 10/16A 250V BEZEL RED W. LABELING FIELD W. INCREASED TOUCH PROTECTIO | 23.4
5SJ4104-7HG42 | CIRCUIT BREAKER 10KA, 1POLE, C, 4A ACC. TO UL 489 - 277V | 46.34
5SD480 | SILIZED FUSE LINK 500V F.SEMICONDUCTOR PROTECTION EXTRA FAST, SIZE DII THREAD E27, 30A | 8.2
5SG1553 | NEOZED BUILT-IN FUSE BASE WITH ISO SINGLE COVER D01/16 A 1-POLE, SNAP-ON MOUNTI | 5.82
3NE8718-1 | SITOR FUSE-LINK FOR SEMICONDUCTOR PROTECTION 63A AR, AC 690V, DC 700V SIZE 000, BRACKETS 80MM | 50.44
3NJ6900-4HH22 | ACCESSORY FOR SWITCH DISCONNECTOR W/FUSE, IN-LINE, PLUG-IN, AMPEREMETER, BI-METAL 300/5A, CL.1, 1 VA | 190.07
3RW4047-1TB05 | SIRIUS SOFT STARTER, S3, 106A, 75KW/500V, 40 DEGR., AC 400-600V, AC/DC 24V, SCREW TERMINALS, THERMIS | 1937.94
5SJ6313-7KS | CIRCUIT BREAKER 400V 6KA, 3-POLE, C, 13A, D=70MM WITH SCREWLESS TAP-OFF TERMINAL | 22.35
5SJ6520-7KS | CIRCUIT BREAKER 230V 6KA, 1+N-POLE, C, 20A, D=70MM WITH SCREWLESS TAP-OFF TERMINAL | 10.63
5SP3816-2 | MAIN CONDUCTOR CIRCUIT-BREAKER (SHU),3X1-POLE,E 16 A,230/400 V FOR MOUNTING ONTO 40MM BUSBAR | 156.36
3RW3017-2BB14 | SIRIUS SOFT STARTER, SIZE S00, 12.5A, 5.5KW/400V, 40 DEGREES, 200-480V AC, 110-230V AC/DC, SPRING-LO | 309.31
4RB5050-3JA50 | POWER CAPACITOR PHASECAP MKK 800V 5.0KVAR | 358.4
6AV7672-1JB00-1AA0 | SERVICE PACKAGE FOR PANEL PC 677B 15" INOX CONTAINS: SPANNER PACK, FLAT SEALING, HEX WRENCH | 173.78
5SJ4111-7HG41 | CIRCUIT BREAKER 240V 14KA, 1-POLE, C, 5A, D=70MM ACC. TO UL 489 | 46.87
5SY4616-6 | CIRCUIT BREAKER 400V 10KA, 3+N-POLE, B, 16A, D=70MM | 58.55
5SY4640-5 | CIRCUIT BREAKER 400V 10KA, 3+N-POLE, A, 40A, D=70MM | 226.75
5SY4350-8 | CIRCUIT BREAKER 400V 10KA, 3-POLE, D, 50A, D=70MM | 125.68
6DL2804-0AE30 | EX-DEVICE MADE OF STAINLESS STEEL, IP65. EMPTY CABINET READY FOR INSTALLATION OF ET200ISP. EQUIPMENT | 6303.95
4AM3442-5AJ10-0FA0 | TRANSFORMER SITAS; PHASES:1; PN/PN(S6)(KVA):0,1 /0,31; UPRI(V):400+/-5%; USEC(V):110; ISEC(A):0,909; | 120.69
3LD2305-3VK11 | MAIN SWITCHES 6-POLE ROT. OPERAT. MECH. BLACK IU=160A P/AC-23A BEI 400V=75KW FOUR-HOLE MOUNTING FLOO | 611.89
8US1921-2BA01 | BUSBAR SYSTEM, ACCESSORIES CENTER-CENTER DISTANCE 40.60 MM TERMINAL RAIL THICKNESS: 10MM+TT PROFILE | 4.05
8US1921-2BE00 | BUSBAR SYSTEM, ACCESSORIES CENTER-CENTER DISTANCE 40.60 MM BUSBAR CONNECTING PIECE RAIL THICKNESS: 5 | 24.29
8WH9070-0GA00 | COMPARTMENT PARTITION FOR OPTICAL AND ELECTRICAL ISOL. FROM TERMINAL GROUPS, WITH SECTIONS UP TO 4 M | 0.7
8WH9070-0HA00 | COMPARTMENT PARTITION FOR OPTICAL AND ELECTRICAL ISOL. FROM TERMINAL GROUPS, WITH SECTIONS UP TO 4 M | 0.82
7ML1830-1MF | MULTI 100/200 DISPLAY, SPARE | 289.68
3TH4346-0AB0 | CONTACTOR RELAY 73E EN 50 011 7NO+3NC, 1 OVERLAP CONTACT SCREW TERMINALS AC OPERATION AC 50HZ 24V/60 | 98.1
3TF6944-0CM7-ZA02 | CONTACTOR SIZE 14, 3-POLE AC-3, 450KW, 400/380V (690V) AUXILIARY CONTACTS 44 (4NO+4NC) AC OPERATION | 4766.76
8MF2898-5E | STANDARD CUBICLE 8MF2 HXWXD=1800X900X800 INDIVIDUAL MOUNTING NON-VENTIL., ASSEMBL., WELDED IP54 | 3380.71
7MC2027-1CA40 | INSULATED THERMOCOUPLE WITH COMPENSATION LEAD NOM. LENGTH 100 MM,COMPENS.LEAD L2TGD;SHEATH DIAMETER | 136.74
BVP:611064 | BD2-AK05-IP55 DEVICES FOR IP55 TAP-OFF UNIT | 89.35
BVP:611097 | BD2A-400-EE-EBAL BD2A FEEDER UNIT 400A FOR SINGLE CORE CABLE | 864.05
6SL3162-6FF00-0AA0 | SINAMICS S120 BOOKSIZE FORMAT COLD-PLATE COOLING HEAT CONDUCTING FOIL FOR LINE/MOTOR MODULE 150 MM | 31.54
6SL3162-6FH00-0AA0 | SINAMICS S120 BOOKSIZE FORMAT COLD-PLATE COOLING HEAT CONDUCTING FOIL FOR LINE/MOTOR MODULE 200 MM. | 42.09
8MF4092 | BOTTOM PLATE SUBDIVIDED FOR CUBICLE WXD = 900 X 800MM | 421.13
8MF5286-4R | STANDARD CUBICLE 8MF5 HXWXD=2200X800X600 SIDE-BY-SIDE MOUNTING NON-VENT., NOT ASSEM., SCREWED IP40 | 2685.25
8WH8141-4AB25 | LABELS, FLAT, TRANSV. 21 - 30 SIZE ZBF8 | 0.11
8US1291-4SB00 | BUSBAR ADAPTER SYSTEM BUSBAR ADAPTER 60MM SYSTEM, 5 + 10MM BUSBAR THICKNESS FOR 3NP40 / 3NP50,108MM | 65.83
8WH8202-2DA05 | LABELLING 5X7MM 560 MARKERS = 10 MATS | 0.15
7MH3110-1BA1 | SET OF 2 ROUND-HEAD BOLT GUIDES MAX. LOAD IN AXIAL DIRECTION 100 KN, WITH 2 OUTER BEARING BLOCKS | 3630.78
7ML1930-1FA | TAG ASSEMBLY, 2.75" X 2.0", 304 STAINLESS STEEL | 71.08
7ML1930-1FM | ETHERNET CROSSOVER CABLE | 22.37
8WD5320-0CB | BUILT-IN LUMINAIRE FLASHLIGHT, 24V, RED | 160.16
6FX2001-2FC50 | SIMODRIVE (ACCESSORIES) INCR. ROTARY ENCODER W. RS 422 (TTL), 2500 PULSES, SYNCHRON. FLANGE, 6 MM SH | 366.56
6FX2001-2MC00 | SIMODRIVE (ACCESSORIES) INCR. ROTARY ENCODER W. RS 422 (TTL),2000 PULSES, CLAMP FLANGE 10 MM SHAFT, | 366.56
8HP1807 | RUBBER CABLE ENTRY FOR 3 CABLES 4-12.5MM | 3.55
6GT2600-0AE00 | MOBY D / RF300 ISO MOBILE DATA MEDIUM MDS D126; ACCORDING TO ISO 15693; 112 BYTE USER MEMORY; -25 U | 7.21
3RA6830-5AC | INFEED ON LEFT OR RIGHT, CONNECTION MAIN CIRCUIT: SPRING-LOADED TERMINAL, TERMINAL MAX. 25 MM2 | 70.01
3RV1011-1BA10-ZW96 | CIRCUIT-BREAKER, 1.4...2 A, N-RELEASE 26 A, SIZE S00, MOTOR PROTECTION, CLASS 10, SCREW CONNECTION S | 64.57
3RF2230-1AC45 | SOLID STATE RELAY 3-PHASE 3RF2 30 A 40 DEG. C 48-600 V / 4-30 V DC 3PH.-CONTROLLED | 133.58
8GK4351-1KK22 | ALPHA 400/630 DIN, KIT F. INSTALL. MOUNTING DEVICE WITH ROW DISTANCE 150 MM H=150 W=500 | 68.91
8GK9731-0KK20 | ALPHA DIN, COPPER BUSBARS 12X5MM, 250A, W=500 | 19.4
8GK9733-0KK20 | ALPHA DIN, COPPER BUSBARS 20X5MM, 320A, W=500 | 32.35
8GK1112-3KK22 | ALPHA 400 DIN, WALL-MOUNTING DISTRIBUTOR, DELIVERY FORM FLAT PACK, AP-CUBICLE, RAL 9016, IP43 SK2, H | 398.82
5SY7150-8 | CIRCUIT BREAKER 230/400V 15KA, 1-POLE, D, 50A, D=70MM | 47.29
6SE6440-2AD31-5DA1 | MICROMASTER 440 WITH BUILT-IN CLASS A FILTER 3AC 380-480 V +10/-10% 47-63 HZ CONSTANT TORQUE POWER 1 | 8193.22
6SE6440-2UC11-2AA1 | MICROMASTER 440 WITHOUT FILTER 1/3AC 200-240V +10/-10% 47-63HZ CONSTANT TORQUE POWER 0.12 KW OVERLO | 819.36
5ST3750-0HG | END CAP 2PHASE AND 3PHASE FOR PIN BUSBAR ACC. TO UL 508 | 0.68
4RB5063-3EJ50 | POWER CAPACITOR PHASECAP MKK 480V 6.3KVAR | 258.38
5SF1205 | DIAZED-BASE DIII 63A AC690V DC500V CLAMP TYPE/SADDLE TERMINAL | 10.06
6AV6671-8XA00-0AX0 | SERVICE PACKAGE FOR ALL SIMATIC HMI PANELS 2 PIN 24V DC POWER CONNECTOR 10 PIECES PER PACKAGING UNIT | 61.29
5UH1084 | LABEL SHEET W. 20 ADH. LAB. PLATES GREEN FOR MARKING OF SCHUKO INSERTS OF SV DESIGNS | 5.43
5SY4314-8 | CIRCUIT BREAKER 400V 10KA, 3-POLE, D, 0.3A, D=70MM | 90.22
3NP1143-1BC12 | FUSE-SWITCH-DISCONNECTOR 3-POLE, NH1, 250A 60MM BUSBAR SYSTEM COVER LEVEL 32/70 MM FLAT CONNECTOR FU | 463.64
3LD2130-0TK11-0AF5 | MAIN CONTROL SWITCH 3-POLE IU=25, P/AC-23A AT 400V=9,5KW BASE MOUNTING MOUNTING RAIL/TWO-HOLE MOUNTI | 24.96
3RT1054-3AF36 | CONTACTOR, 55KW/400V/AC-3 AC(40...60HZ)/DC OPERATION UC 110-127V AUXILIARY CONTACTS 2NO+2NC 3-POLE, | 365.41
6AV6671-3CK01-0AX0 | PROTECTIVE COVER MP 277 8" TOUCH FOR MP 277 8"T TO ES14 2 X PROTECTIVE COVERS, 2 X LOWER FRAMES, 2 X | 328.2
5SY4201-8 | CIRCUIT BREAKER 400V 10KA, 2-POLE, D, 1A, D=70MM | 33.55
5SY5232-6 | CIRCUIT BREAKER CURR. SENS DC 440V AC 400V 10KA, 2-POLE, B, 32A | 70.9
5SU1624-7WK82 | FI/LS-PROTECTOR TYPE A (PSE), D=70MM IFN 300MA, 10KA, 2-POLEE C 125A FOR PARTIAL SHUTDOWN | 512.78
4RB2150-3CD50 | POWER CAPACITOR PHICAP MKP 230V 15.0KVAR | 287.9
6AG1972-0AB01-4XA0 | SIPLUS DP DIAGNOSIS-REPEATER FOR MEDIAL STRESS WITH CONFORMAL COATING BASED ON 6ES7972-0AB01-0XA0 | 2402.37
4EU2722-7BA00-0AA0 | COMMUTATING CHOKE FOR CONVERTER; PHASES:3; UN1(V):400; ITHMAX 1(A) / F1(HZ):280 /50; I LN (A):252; U | 4146.8
5SH302 | D-TYPE LINER SIZE DIII/63A, THREAD E33 | 1.91
3RW4037-1TB04 | SIRIUS SOFT STARTER, S2, 63A, 30KW/400V, 40 DEGR., AC 200-480V, AC/DC 24V, SCREW TERMINALS, THERMIST | 1224.37
3RW4436-2BC46 | SIRIUS SOFT STARTER, VALUES WITH 690 V, 40 DEG., STANDARD: 162A, 160KW, INSIDE-DELTA CIRCUIT 3: ONLY | 12572.51
3WL9111-0AN05-0AA0 | ACCESSORIES CIRCUIT BREAKER 3WL MAIN CONDUCTOR CONN. 1 OFF WITHDRAWABLE CIRC.BREAKER SZ II FRONT CON | 183.62
3RW4446-6BC45 | SIRIUS SOFT STARTER, VALUES WITH 500 V, 40 DEG., STANDARD: 356A, 250KW, INSIDE-DELTA CIRCUIT 3: 617A | 20670.71
5UB4650 | SCHUKO S. OUTLET W. CAST COVER | 60.56
5UH1056 | DELTA PROFIL, TITANIUM WHITE COVER PLATE 65X65MM FOR SCHUKO OUTLET W. INCREASED TOUCH PROTECTION | 9.45
4RB2083-3FC50 | POWER CAPACITOR PHICAP MKP 525V 8.3KVAR | 102.65
5SY4363-6 | CIRCUIT BREAKER 400V 10KA, 3-POLE, B, 63A, D=70MM | 79.23
5SY4606-8 | CIRCUIT BREAKER 400V 10KA, 3+N-POLE, D, 6A, D=70MM | 82.54
3RT1456-6AT36 | CONTACTOR, 275A/AC-1, AC(40...60HZ)/DC OPERATION UC 575...600V AUXIL. CONTACTS 2NO+2NC 3-POLE, SIZE | 413
3NE3227 | SITOR FUSE-LINK SIZE 1 250A, AC 1000V | 157.63
3NE3637-0C | SITOR FUSE-LINK FOR SEMICONDUCTOR PROTECTION 710A AR 1000V SIZE 3 CONNECTION CONTACT INDICATOR 130MM | 286.83
5SJ4108-8HG42 | CIRCUIT BREAKER 10KA, 1POLE, D, 8A ACC. TO UL 489 - 277V | 53.09
5SM2725-6 | RES. CUR. ELEMENT FOR RCBO 5SY TYPE A (PSE/SSF), T=70 MM 0.3-63 A 2-POLE IFN 0.5 A 230 V | 78
5UB1923 | I-SYSTEM, CARBON METALLIC SCHUKO SOCKET OUTL. 10/16A 250V W. SCREWLESS TERMINALS W. LABELING FIELD C | 16.4
3RW4454-2BC35 | SIRIUS SOFT STARTER, VALUES AT 575V, 50DEG., STANDARD: 551A, 600HP, INSIDE-DELTA CIRCUIT 3: 954A, 10 | 33099.31
5SY4440-7 | CIRCUIT BREAKER 400V 10KA, 4-POLE, C, 40A, D=70MM | 82.22
3NW6003-4 | CYLINDRICAL FUSE-LINK 10X38MM 1000V 10A GPV FOR PHOTOVOLTAIC-APPLICATION | 12.74
3RT1275-6NP36 | VAC. CONTACTOR, 200KW/400V/AC-3 AC(40...60HZ)/DC OPERATION UC 200-277V AUXILIARY CONTACTS 2NO+2NC 3- | 2248.26
3RT1466-6NP36 | CONTACTOR, 400A/AC-1 AC(40...60HZ)/DC OPERATION UC 200-277V AUXILIARY CONTACTS 2NO+2NC 3-POLE, SIZE | 1001.06
3NA6220-4 | LV HRC FUSE LINK GL/GG WITH INSULATED GRIP LUGS WITH COMBINATION INDICATOR SIZE 2, 50A, AC 400V | 23.99
3NA6820-4 | LV HRC FUSE LINK GL/GG WITH INSULATED GRIP LUGS WITH COMBINATION INDICATOR SIZE 000, 50A, AC 400V | 6.48
3LD2514-1TL53 | MAIN/EMERG. STOP SWITCH 4-POLE IU=63, P/AC-23A AT 400V=22KW FLOOR MOUNTING DIN RAIL/TWO-HOLE MOUNTIN | 78.05
4RB2104-3EE50 | POWER CAPACITOR PHICAP MKP 440V 10.4KVAR | 122.56
4RB2125-3EA50 | POWER CAPACITOR PHICAP MKP 400V 12.5KVAR | 140.46
5SY4414-8 | CIRCUIT BREAKER 400V 10KA, 4-POLE, D, 0.3A, D=70MM | 158.34
4RB5075-3EE50 | POWER CAPACITOR PHASECAP MKK 440V 7.5KVAR | 273.39
4RB5150-3EA50 | POWER CAPACITOR PHASECAP MKK 400V 15.0KVAR | 333.41
4RB5186-1FC50 | POWER CAPACITOR PHASECAP MKK 525V 18.6KVAR | 336.73
5SH202 | DIAZED MOULDED-PLASTIC CAP SIZE DII/25A THREAD E27 | 9.21
3VL9600-3AS10 | ACCESSORY FOR VL630, VL800, KIT F. LEADING AUXILIARY SWITCHES 1 CO CONTACT, FROM OFF TO ON 1.5 METER | 36.69
3VL9600-3AW11 | ACCESSORY FOR VL800UL, (MG-FRAME) KIT F. LEADING AUXILIARY SWITCHES 2 CO CONTACTS, FROM OFF TO ON 1. | 70
3SB2206-0AF01 | ILLUMINATED PUSHBUTTON, 16MM, ROUND, PLASTIC, BLUE, BUTTON, FLAT, 1NO, LAMPHOLDER W2 X 4.6D, WITHOUT | 18.8
3SB2901-5NG | INSERT CAP FOR PUSHBUTTON AND ILLUMINATED PUSHBUTTON RAISED CLEAR WITH BLACK LETTERING, WITH SYMBOL: | 0.93
3WL9111-0AT55-0AA0 | 3WL9-NAFTA-ACCESSORY WLGFM76 GROUND FAULT MODULE TRIP & ALARM FOR ETU 755 & 776 | 916.41
5SU1844-6WK82 | RCBO TYPE A (PSE) IFN 1000MA, 10KA, 4-POLE B 125A FOR PARTIAL SHUTDOWN | 816.66
3NP1133-1BB21 | FUSE-SWITCH-DISCONNECTOR 3-POLE, NH00, 160A 40MM BUSBAR SYSTEM COVER LEVEL 32/70 MM BOX TERMINAL FUS | 253.83
3RT1265-6AB36 | VAC. CONTACTOR, 132KW/400V/AC-3 AC(40...60HZ)/DC OPERATION UC 23-26V AUXILIARY CONTACTS 2NO+2NC 3-PO | 1383.96
5SY6413-6 | CIRCUIT BREAKER 400V 6KA, 4-POLE, B,13A, D=70MM | 70.34
5SY6414-7 | CIRCUIT BREAKER 400V 6KA, 4-POLE, C, 0.3A, D=70MM | 46.87
5SY6515-7 | CIRCUIT BREAKER 230V 6KA,1+N-POLE C,1.6A, D=70MM | 16.04
3RT1955-5AP32 | WITHDRAWABLE COIL FOR SIZE S6 FOR CONTACTORS 3RT105/3RT145 AC/DC OPERATION UC220-240V DRIVE: CONVENT | 77.76
6ES7361-3CA01-0AA0 | SIMATIC S7-300,INTERFACE MODULE IM 361 IN EXPANSION RACK FOR CONNECTING TO CENTRAL RACK (IM360),24 V | 575.18
3LD2566-4VD51 | MAIN-/EMERGENCY SWITCH 6-POLE IU=63, P/AC-23A AT 400V=22KW 1NO+1NC, 1 N-TERMINAL MOULDED-PLASTIC ENC | 175.47
3RT1066-6AM36 | CONTACTOR, 160KW/400V/AC-3 AC(40...60HZ)/DC OPERATION UC 200-220V AUXILIARY CONTACTS 2NO+2NC 3-POLE, | 1077.64
6DR2210-5 | SIPART DR22 CONTROLLER "NEW" FOR AC 230/115V POWER SUPPLY STANDARD CONTROLLER WITH - 3 ANALOG INPUTS | 3417.53
6AV6574-1AD00-4AX0 | PROTECTION FOIL FOR TP070/170A/170B, TP170MICRO, C7-635, PACKAGE OF 10 PIECES | 120.85
5UH1044 | DELTA I-SYSTEM OUTLET COVER W/O INSERT TITANIUM WHITE 55X55MM | 3.73
6AV6613-4BD01-3AD0 | WINCC FLEXIBLE 2008 RUNTIME POWERPACK 128 > 512 POWER TAGS RUNTIME SW, SINGLE LICENSE, LICENSE KEY O | 3464.06
5SY5116-7 | CIRCUIT BREAKER CURR. SENS DC 220V AC 230/400V 10KA, 1-POLE, C, 16A | 21.85
3NP1143-1BC21 | FUSE-SWITCH-DISCONNECTOR 3-POLE, NH1, 250A 60MM BUSBAR SYSTEM COVER LEVEL 32/70 MM BOX TERMINAL FUSE | 461.34
5SY6125-6 | CIRCUIT BREAKER 230/400V 6KA, 1-POLE, B, 25A, D=70MM | 8.93
3RT1466-6AF36-ZX95 | CONTACTOR, 400A/AC-1 AC(40...60HZ)/DC OPERATION UC 110-127V AUXILIARY CONTACTS 2NO+2NC 3-POLE, SIZE | 1057.17
3RT1466-6AM36 | CONTACTOR, 400A/AC-1 AC(40...60HZ)/DC OPERATION UC 200-220V AUXILIARY CONTACTS 2NO+2NC 3-POLE, SIZE | 913.51
5SY6540-7 | CIRCUIT BREAKER 230V 6KA,1+N-POLE C, 40A, D=70MM | 20.6
3NW1100-0HG | FUSE LINK CLASS CC ACC. TO UL STANDARD 248-4 SLOW-BLOW RATED CURRENT 10 A RATED VOLTAGE UP TO 600 V | 17.94
3RN1012-1BB00 | THERMISTOR MOTOR PROTECTION STANDARD EVALUATION UNIT, MANUAL/AUTO/REMOTE, 2 CC,AC/DC24V, SCREW CONN. | 252.58
3TH4244-0LB4 | CONTACTOR RELAY 44E EN 50 011 FOR RAILWAY APPLICATIONS 4NO+4NC, SCREW TERMINAL SETTING RANGE 0.7 TO | 108.59
6FX5008-1BD21-3AA0 | SIGNAL CABLE, CUT-TO-LENGTH 4 X 2 X 0.34 + 4 X 0.5 C UL/CSA, DESINA MOTION-CONNECT 500 TYPE OF DELIV | 1434.99
6FX8002-2YW12-1BE0 | EXTENSION M.014,00 | 482.07
8WH3003-0AE01 | FEED-THROUGH TERMINAL WITH QUICK CONNECTION, 3 CONNECT. POINTS, SECTION: 0.25 - 1.5 MM2, WIDTH: 5.2 | 2.79
6SL3000-2DH35-8AA0 | SINAMICS DU/DT-FILTER PLUS VOLTAGE PEAK LIMITER FOR POWER MODULE/MOTOR MODULE 560KW, 3AC 500-690V MA | 11306.51
8GK4801-2KK33 | ALPHA 400/630 DIN, ASSEMBLY KIT F.SR60 BUSBAR SYSTEM 60MM, 3-POLE, H=300,W=750 | 123.58
6SL3310-1GF31-8AA3 | SINAMICS G130 POWER MODULE IP20 3AC 500-600V, 50/60HZ, 175A UNIT RATING: 110 KW 6-PULSE SUPPLY WITH | 12297.74
7ME6920-2EA10-1AA0 | MAG 6000, 19 INCH INSERT, IN IP66 / NEMA 4, ABS PLASTIC ENCLOSURE, 115-230V AC 50/60 HZ | 1799.27
8GK4001-6KK22 | ALPHA 400 DIN, RAPID MOUNTING KIT FOR INSTALLATION MOUNT. DEVICE WITH ROW DISTANCE 125 MM WITH LONGI | 679
8GK4351-3KK12 | ALPHA 400/630 DIN, KIT F. INSTALL. MOUNTING DEVICE WITH ROW DISTANCE 150 MM H=450 W=250 | 92.31
8GK9711-0KK01 | ALPHA 630 DIN BUSBAR SUPPORT, 3-POLE, BB CENTER-TO-C. CLEARANCE 60MM F.BUS-MOUNTING FUSE BASE, H=300 | 58.05
6XV1873-6AH10 | SIMATIC NET FO STANDARD CABLE GP (50/125), PREASSEMBLED WITH 2X2 SC CONNECTORS, LENGTH 1.0 M | 102.51
6XV1875-5AH50 | SIMATIC NET, IWLAN N-CONNECT MALE/ MALE FELXIBLE CONNECTION CABLE PRE-ASSEMBLED; LENGTH 5M FLEXIBLE | 71.29
6GK1900-0NL00-0AA0 | TERMINATION KIT SC RJ PCF PLUG, PREASSEMBLING- KIT FOR ON-SITE MOUNTING OF SC RJ PCF CONNECTORS CONS | 3493.23
A5E02211146 | ACCESSORIES CLAMP CONNECTION (DIN 32676) DN 25, (P GASKET) | 562.55
6SL3315-1TE35-0AA3 | SINAMICS S120 CONVERTER POWER MODULE 3PH 380-480V, 50/60HZ, 490A (250 KW) FRAME SIZE: CHASSIS LIQUID | 41585.26
6SL3000-0CH36-0AA0 | SINAMICS LINE REACTOR INPUT: 3AC 660-690V, 50/60HZ 597A NMA: A5E00125797 | 2195.84
6SL3224-0BE34-5UA0 | SINAMICS G120 POWER MODULE PM240 WITHOUT FILTER WITH BULT IN BRAKING CHOPPER 3AC380-480V +10/-10% 47 | 15876.39
6SL3330-7TG35-8AA3 | SINAMICS ACTIVE LINE MODULE 3AC 500-690V, 50/60HZ, 575A OUTPUT: DC 750 - 1035V RATED POWER: 560KW BU | 47599.11
8UC7262-1BB20 | DOOR DRIVE 8UC7 HANDLE TI-GREY/BL.GREEN BASIC MASKING FRAME LIGHT GRAY W.REDUCED TOLERANCE COMPENSAT | 103.69
8WH8121-2AB45 | LABELS, FLAT, LONGIT. 41 - 50 SIZE ZBF5 | 0.08
8GK1032-1KK21 | ALPHA 160 DIN, WALL-MOUNTED DB, SM UNEQ. DISTR. BOARD RAL 9016 IP43 SK2, H=500 W=550 D=140 | 315.45
8MF2208-4R | SICUBE 8MF2000 CUBICLE SYSTEM WELDED H X W X D = 2200 X 1000 X 800MM FOR SIDE-BY-SIDE MOUNTING WITHO | 3032.98
7KT5801 | MECHANICAL TIME COUNTER 10-27 V DC | 71.33
6XV1830-3DE30 | SIMATIC NET, PROFIBUS M12 CONNECTING CABLE, (ET200), PREASSEMBLED PB FC TRAILING CABLE WITH 2 M12 CO | 30.13
7ME5933-0AC00 | OPERATING AND MONITORING MODULE SITRANS F M / F US | 995.24
8MF4860 | TELESCOPE RAILS D=300 | 188.35
A5E00246291 | RETROFIT KIT MODULE WITH PA-CABLE, AND 40P.RIBBON CABLE (LONG), WITH CABLE CLAMP AND SCREWS | 554.42
8WH9001-4AA00 | COVER, FOR F-T TERMINALS 1.5MM2 4 CONNECT. POINTS, WITH QUICK CONNECTION, COLOR: GRAY | 0.72
8WH9120-0BA00 | PICK-OFF TERM. SECTION 10MM2 FOR HIGH-CURRENT TERMINALS, WITH 95 MM2, FULLY ISOL., ALLOWS A VOLTAGE | 6.55
8WH8140-2AB15 | LABELS, TRANSV. 11 - 20 SIZE ZB5 | 0.11
7MF8997-1CA | MEASURING POINT LABEL FOR P300 UNLABELED | 11.39
5TE8113 | SWITCH, D=70MM 20A 3NC | 26.19
BVP:233560 | BD01-125-2-1 TRUNKING UNIT 125A | 250.9
6RA8081-6GS22-0AA0 | SINAMICS DCM DC CONVERTER FOR TWO-QUADRANT DRIVES CONNECTION B6C INPUT: 3-PHASE AC 575V, 332A CONTRO | 8495.3
8WA1813 | COVER W. LIGHTNING SYMBOL FOR TERMINALS SZ 35 | 1.24
8WA1822-7EE00 | PLUG W. PCB FOR COMPONENTS | 4.59
8MR2131-5A | 120-250V, 150WATTS CS060, 06020.0-00, | 156.35
8MF2096-3RB | STANDARD CUBICLE 8MF2 HXWXD=2000X900X600 SIDE-BY-SIDE MOUNTING VENTIL., ASSEMBL., WELDED IP30 | 2607.97
3SE5112-0LH01 | SIRIUS POSITION SWITCH METAL ENCLOSURE 40MM TO EN50041 DEVICE CONNECTION 1X (M20X1.5) 1NO/ 2NC SNAP- | 54.07
5TG1125-0 | DELTA MIRO ALUMINUM FRAME 5-FOLD REAL ALUMINUM UNPAINTED DIMENSIONS 347X90MM | 244.15
8WH2003-5CF00 | DIODE TERMINAL, WITH SPRING CONNECTION, 3 CONNECT. POINTS PASSAGE FROM RIGHT TO LEFT SECTION: 0.08 | 5.64
8WH6020-0AF00 | TWO TIER TERMINALS TERMINAL SIZE 2,5 MM2 WIDTH 5,2 MM COLOUR GREY CLAMPING POINTS 4 | 5.19
6GF9001-1BE01 | MINI LENS 8.5 MM, 1:1.5 PENTAX C815B(TH) WITH FIXED FOCAL DISTANCE, APERTURE AND FOCUS ADJUSTABLE D= | 414.68
8WA2860 | N- OR PE-DISTRIBUTION TERMINAL F.CONDUCTOR CROSS SECT.4SQMM F.BUSBAR 6X6MM | 0.91
6SL3000-2BE26-0AA0 | SINAMICS MOTOR INDUCTOR 60 A (4 KHZ) FOR MOTOR MODULE TYPE BOOKSIZE OUTPUT FREQUENCY MAX. 120 HZ | 650.13
8WD4448-6XC | SIGNALLING COLUMNS, ACCESSORIES LED 115V AC, BA 15D, GREEN | 47.1
3SE5122-0KA00-1AJ0 | SIRIUS POSITION SWITCH, BASIC SWITCH, METAL, 56MM, INCREASED CORROSION PROTECTION, DEVICE CONNECTION | 45.33
3SE5122-0PA00 | BASIC SWITCH FOR POSITION SWITCH 3SE5112, METAL ENCLOSURE, 56MM, 3X(M20X1.5) 2NO/1NC SLOW-ACTION CON | 31.51
3RT1066-6AD36 | CONTACTOR, 160KW/400V/AC-3 AC(40...60HZ)/DC OPERATION UC 42-48V AUXILIARY CONTACTS 2NO+2NC 3-POLE, S | 1077.64
3NE8715-1 | SITOR FUSE-LINK FOR SEMICONDUCTOR PROTECTION 25A GR, AC 690V, DC 700V SIZE 000, BRACKETS 80MM | 47.58
3NE9450 | SITOR FUSE-LINK 1250A, AC 600V | 194.37
3NJ4915-2HB20 | ACCESSORIES F. STRIPS 3NJ41 IN-LINE FUSE SW.DISC. S.NH1-3 INTEGRAT. CURR. TRANSFORMER 400/5A,CL.1 | 59.12
3NJ6940-3EF00 | ACCESSORY FOR DISCONNECTOR-FUSE IN-LINE TYPE, CAN BE PLUGGED IN,NH2,3 MULTIFUNCTIONAL CONNECTOR 12 X | 146.06
3NJ5930-3BB | ACCESSORIES FOR 3NJ5013 IN-LINE FUSE SWITCH DISCONNECTORS, ADAPTER STRIP FOR 2X SIZE 00, HEIGHT COMP | 50.1
3WL9111-2AT53-0AA0 | ACCESSORIES CIRCUIT BREAKER 3WL EARTH-FAULT PROT.MODULE CUSTOMER-UPGRADABLE FOR ETU 45 W. DISPLAY AL | 887.77
8WH2000-0AG03 | FEED-THROUGH TERMINAL WITH SPRING CONNECTION, SECTION: 4 SQMM, WIDTH: 6,2 MM, COLOR:GREEN | 1.56
6SL3211-0AB21-1UB1 | SINAMICS G110 - CPM110 AC-DRIVE, WITHOUT FILTER 1AC200-240V +10/-10% 47-63HZ RS485-INTERFACE (USS-PR | 455.69
6SL3211-0AB22-2UA1 | SINAMICS G110 - CPM110 AC-DRIVE, WITHOUT FILTER 1AC200-240V +10/-10% 47-63HZ ANALOG INPUT CT: 2.2KW; | 617.06
6SL3000-0BE41-2AA0 | SINAMICS LINE FILTER CL. A1 INPUT: 3AC 380-480V, 50/60HZ 1200A NMA: A5E00105341 | 4105.25
BVP:034260 | BD01-R1 FLEXIBLE CONNECTION UNITS (0.5M ) | 225.19
3NJ6900-4HF22 | ACCESSORY FOR SWITCH DISCONNECTOR W/FUSE, IN-LINE, PLUG-IN, AMPEREMETER, BI-METAL 200/5A, CL.1, 1 VA | 190.07
3NE3626-0C | SITOR FUSE-LINK FOR SEMICONDUCTOR PROTECTION 224A AR 1000V SIZE 3 CONNECTION CONTACT INDICATOR 130MM | 200.3
3RT1066-2AD36 | CONTACTOR, 160KW/400V/AC-3 AC(40...60HZ)/DC OPERATION UC 42-48V AUXILIARY CONTACTS 2NO+2NC 3-POLE, S | 1077.64
3NJ6900-4HH12 | ACCESSORY FOR SWITCH DISCONNECTOR W/FUSE, IN-LINE, PLUG-IN, AMPEREMETER, BI-METAL 300/1A, CL.1, 1 VA | 190.07
3NJ6940-3BK23 | ACCESSORY FOR IN-LINE FUSE SWITCH DISCONNECT. PLUG-IN, CURRENT TRANSFORMER 500/5A, CL.0.5, CALIBRATE | 482.2
3NJ4915-1EB10 | ACCESSORIES F. STRIPS 3NJ41 IN-LINE FUSE SW.DISC. S.NH00 INTEGRAT. CURR. TRANSFORMER 100/5 A, CL.0.5 | 135.62
3NJ6940-3BL12 | ACCESSORY FOR IN-LINE FUSE SWITCH DISCONNECT. PLUG-IN, CURRENT TRANSFORMER 600/1A, CL.0.5, 5 VA | 181.97
4RB4150-3EB50 | POWER CAPACITOR PHASECAP COMPACT MKK 415V 15.0KVAR | 343.4
6GK5992-2AL00-8AA0 | SCALANCE X ACCESSORY, MEDIA MODULE MM992-2, 2 X 1000MBIT/S SC-PORTS, OPTICAL; MULTIMODE GLASS UP TO | 1134.21
3RA6250-2CP33 | SIRIUS, COMPACT STARTER, REVERSING STARTER 690 V, 110 ... 240 V AC/DC, 50 ... 60 HZ, 1 ... 4 A, IP20 | 1074.72
3RA6400-2CB42 | SIRIUS, COMPACT STARTER, DIRECT STARTER W/SYSTEM INTERFACE, 690 V, 32 A, 24 V DC, 1 ... 4 A, IP20, C | 872.41
BVP:261992 | BD2-1250-HFE FLANGES FOR IP54 AT END 500-12 50A | 74.65
7PV1508-1AW30 | TIME RELAY, MULTI-FUNCTION 1 CHANGEOVER, 7 FUNCTIONS, 7 TIME SETTING RANGES 0,05S...100H, AC/DC 12.. | 53.89
7ML5740-2AB01-0A | THE SITRANS RD200 IS A UNIVERSAL INPUT, PANEL MOUNT REMOTE DIGITAL DISPLAY FOR PROCESS INSTRUMENTATI | 621.37
BVP:661178 | BD2A-1000-EE-EBAL-M-WKA BD2A END FEEDER UNIT 1000A | 6198.9
PBD:51014K0250AAA | KIT,LR,FLNG SHLD ROD,80PN16, 250MM,SS,T,V | 1853.14
LZS:PT17040 | INSCRIPTION LABEL 15 MM FOR RT RELAYS | 0.25
FDK:087L4158 | MAG8000 ACCESSORIES CABLE ENTRY M20 BRASS, TWO 3.5-5MM,10PCS | 201.56
5SY7213-8 | CIRCUIT BREAKER 400V 15KA, 2-POLE, D, 13A, D=70MM | 74.15
6SE6440-2AD23-0BA1 | MICROMASTER 440 WITH BUILT-IN CLASS A FILTER 3AC 380-480 V +10/-10% 47-63 HZ CONSTANT TORQUE POWER | 3088.26
8MF9204 | MOUNTING PLATE H X W = 100 X 1200 MM FOR 8MF SYSTEM CUBICLE | 102.59
8MF5288-5R | STANDARD CUBICLE 8MF5 HXWXD=2200X800X800 SIDE-BY-SIDE MOUNTING NON-VENT., NOT ASSEM., SCREWED IP54 | 3129.55
8MF6226-5R | STANDARD CUBICLE 8MF6 HXWXD=2200X1200X600 SIDE-BY-SIDE MOUNTING NON-VENT., ASSEM., WELDED IP54 | 4134.13
8WA1011-1BK11 | THROUGH-TYPE TERMINAL THERMOPL. SCREW TERMINAL ON BOTH ENDS SINGLE TERM.,BLUE, 10MM SZ16 | 5.61
8MF4926 | INDENTED RAIL FOR CUBICLE WIDTH 1200MM | 212.49
8MF4503 | MOUNTING PLATE FOR CUBICLE HXW = 1800 X 1000MM | 403.74
8WA1822-7EF81 | G FUSE LINK DIN 41662 TIME-LAG LOW BREAKING CAPACITY RATED UNINT. CURRENT 2.5A | 2.61
8GK9510-7KK32 | ALPHA 400DIN DOOR AS SPARE PART RIGHT DOOR H=1100 MM, W=275 MM FOR CABINET WIDTH 750 MM INCL. CLOSIN | 132.62
FDK:087L4168 | MAG8000 ADVANCED PCB REPLACEMENT KIT MLFB CODE AND SYSTEM SERIALNO. TO BE GIVEN | 2164.54
6SL3055-0AA00-2EB0 | SINAMICS S120 CBE20 PROFINET MODULE TO CONNECTION ON PROFINET IO WITH 4 RJ45 PORTS WITH SWITCH FUNCT | 848.71
6SL3000-2DE38-4CA0 | SINAMICS DU/DT INDUCTOR SPARE PART FOR POWER MODULE/MOTOR MODULE 450KW, 3AC 380-480V MAX. CABEL LENG | 5741.9
8WD4400-1AC | SIGNALLING COLUMN STEADY LIGHT GREEN, 12...240V AC/DC | 38.36
8WA1822-7VH00 | LINK F. LINK RAIL FOR TERMINALS SZ 6 1PCK=10 UNITS, 1 BULK PACK=100 UNITS | 2.61
8WH9067-5AA06 | WARNING COVER FOR OPERATION SHAFTS 35MM2 WIDTH: 35MM COLOR: YELLOW | 0.93
A5E00246288 | RETROFIT KIT PROFIBUS PA-UNIT, WITH PA-BACKPANNEL WITH BOARD 6XPA, 8P.RIBBON CABLE WITH SCREWS AND N | 1179.8
8MF5868-4R | STANDARD CUBICLE 8MF5 HXWXD=1800X600X800 SIDE-BY-SIDE MOUNTING NON-VENT., NOT ASSEM., SCREWED IP40 | 2376.17
8WH2035-0AF00 | THREE-TIER TERM.2,5 MM2 1 POT. | 7.84
8WH3003-0AF00 | FEED-THROUGH TERMINAL WITH QUICK CONNECTION, 3 CONNECT. POINTS, SECTION: 0.5 - 2.5 MM2, WIDTH: 6.2 M | 3.13
5TG6252 | I-SYSTEM, ALUMIN.METALLIC ROCKER W. LAB. PLATE F.2-CIRCUIT/DUAL 2-WAY SWITCH 55X55MM | 20.1
3SE5232-0KE10 | SIRIUS POSITION SWITCH; PLASTIC HOUSING ACC. TO EN50047, 31MM DEVICE CONNECTION 1X(M20X1.5); 1NO/2NC | 31.04
3SE5132-0BA00 | BASIC SWITCH FOR POSITION SWITCH 3SE513, PLASTIC ENCLOSURE, TO EN50041 1X(M20X1.5) 1NO/1NC SLOW-ACTI | 22.9
3SE5000-0AA80 | ROD ACTUATOR FOR POSITION SWITCH 3SE51/52 ALUMINUM ROD 200MM, FORM D DIAMETER 6MM W. TERMINAL | 9.76
3LD9240-0B | N COND. LEADING SWITCH-ON FOR FRONT MOUNTING FOR 3LD23/24 | 59.88
3RT1066-2AV36 | CONTACTOR, 160KW/400V/AC-3 AC(40...60HZ)/DC OPERATION UC 380-420V AUXILIARY CONTACTS 2NO+2NC 3-POLE, | 1077.64
3RT1954-7A | ARCING CHAMBER FOR MOD.S6 F. CONTACTOR 3RT1054, 55KW/AC-3 | 97.09
3RA6250-2BP32 | SIRIUS, COMPACT STARTER, REVERSING STARTER 690 V, 110 ... 240 V AC/DC, 50 ... 60 HZ, 0.32 ... 1.25 A | 988.63
6ES7952-1AM00-0AA0 | SIMATIC S7, RAM MEMORY CARD FOR S7-400, LONG VERSION, 4 MBYTES | 2295.85
6ES7972-0BB52-0XB0 | SIMATIC DP,BUS CONNECTOR FOR PROFIBUS UP TO 12 MBIT/S 90 DEGREE ANGLE OUTGOING CABLE, 15,8 X 59 X 35 | 7575
3NW7354 | BUILT-IN FUSE BASE WITH SIGNAL DETECTOR FOR CYLINDRICAL FUSES SIZE 8.5X31.5MM 20A, 1-POLE+N | 23.32
5SY4525-7 | CIRCUIT BREAKER 230V 10KA, 1+N-POLE, C, 25A, D=70MM | 11.62
3NP1163-1BC22 | FUSE-SWITCH-DISCONNECTOR 3-POLE, NH3, 630A 60MM BUSBAR SYSTEM COVER LEVEL 32/70 MM BOX TERMINAL FUSE | 673.44
3NP1163-1JC21 | FUSE-SWITCH-DISCONNECTOR 3-POLE, NH3, 630A 60MM BUSBAR SYSTEM COVERS FOR RITTAL BOX TERMINAL FUSE MO | 654.9
4AM5542-5AN00-0EA0 | TRANSFORMER SITAS; PHASES:1; PN/PN(S6)(KVA):0,8 /3,4; UPRI(V):400+/-5%; USEC(V):24; ISEC(A):33,3; F( | 454.75
5SY4214-8 | CIRCUIT BREAKER 400V 10KA, 2-POLE, D, 0.3A, D=70MM | 70.22
5SU1653-7KK10 | FI/LS-PROTECTOR TYPE A (PSE/SSF), D=70MM IFN 300MA,4.5KA, 1+N-POLE C 10A | 126.87
5SY4325-8 | CIRCUIT BREAKER 400V 10KA, 3-POLE, D, 25A, D=70MM | 60.35
3NW6101-1 | CYLINDRICAL FUSE GG ACC. TO FRENCH STANDARD (NFC) WITHOUT INDICATOR SIZE 14X51MM, 500V 6A | 4.62
3NP1143-1BC22 | FUSE-SWITCH-DISCONNECTOR 3-POLE, NH1, 250A 60MM BUSBAR SYSTEM COVER LEVEL 32/70 MM BOX TERMINAL FUSE | 478.7
5SY5404-7 | CIRCUIT BREAKER CURR.SENS.DC 880V AC 400V 10KA, 4POLE, C, 4A MAX. DC 1000V | 168.37
3RK1325-6KS41-1AA3 | SIRIUS MOTOR STARTER M200D AS-I COMMUNICATION: AS-INTERFACE REVERSING STARTER STANDARD MECHANICALLY | 1048.92
6DL2804-0AE52 | EX-DEVICE MADE OF STAINLESS STEEL, IP65. EMPTY CABINET READY FOR INSTALLATION OF ET200ISP. EQUIPMENT | 6469.86
3LD2154-1TP51 | MAIN CONTROL SWITCH 3-POLE IU=25, P/AC-23A AT 400V=9,5KW 1NO+1 NC, FRONT MOUNTING CENTRAL-HOLE MOUNT | 37.47
3NA6122-4 | LV HRC FUSE LINK GL/GG WITH INSULATED GRIP LUGS WITH COMBINATION INDICATOR SIZE 1, 63A, AC 400V | 17.07
3NP5360-0HA13 | FUSE-SWITCH-DISCONNECTOR FOR SURFACE MOUNTING AND FOR INSTALLATION 3-POLE, I=400A, U=400/500V AC AUX | 2295.39
3RA6250-2CB32 | SIRIUS, COMPACT STARTER, REVERSING STARTER 690 V, 24 V AC/DC, 50 ... 60 HZ, 1 ... 4 A, IP20, MAIN CI | 1050.33
6ES7658-2EB00-2YB0 | SIMATIC PCS 7, SOFTWARE ARCHIVE (5.000 VAR) SINGLE LICENSE F.1 INSTALLATION R-SW, WITHOUT SW AND DOC | 16734.34
5TG4811 | DELTA PROFIL, TITANIUM WHITE HOTELCARD-SWITCH 1CHANGEOVER, LIGHTED | 83.77
5SY6406-7 | CIRCUIT BREAKER 400V 6KA, 4-POLE, C, 6A, D=70MM | 38.43
3NW8120-1 | CYLINDRICAL FUSE A.M. ACC. TO FRENCH STANDARD (NFC) WITHOUT INDICATOR SIZE 14X51MM, 500V 50A | 7.68
3NP1963-1DA00 | ACCES.F.FUSE SWI. DISCONNECTOR FOR NH3 SYSTEM MASKING FRAME HIGHT 375MM, WIDTH 290MM | 18.78
3LD2517-1TL13 | MAIN SWITCH 4-POLE IU=63, P/AC-23A AT 400V=22KW - WITH DEFEATABLE DOOR COUPLING ROTARY MECHANISM - F | 98.02
3VL9300-4RC31 | ACCESSORY FOR VL250UL (FG-FRAME) REAR TERMINAL, ROUND COMPRISES 3 TERMINALS SHORT-LONG-SHORT 3-POLE | 100.74
6XV1873-6DH50 | SIMATIC NET FO TRAILING CABLE GP 50/125, PREASSEMBLED WITH 2X2 SC CONNECTORS, LENGTH 5 M | 189.28
7MC2905-4AA | CONNECTION HEAD, FORM A LIGHT CAST METAL WITH HIGH HINGED COVER, 1 CABLE ENTRY FOR PROTECTIVE TUBE D | 60.78
5TG6233 | I-SYSTEM, CARBON METALLIC ROCKER W. WINDOW, W. LAB. PLATE F.2-CIRCUIT/DUAL 2-WAY SWITCH F.PUSHB. 2FO | 24.33
3SE5232-0HC05 | SIRIUS POSITION SWITCH PLASTIC HOUSING ACC. TO EN50047, 31MM DEVICE CONNECTION 1X(M20X1.5); 1NO/1NC | 19.08
5TG2096 | I-SYSTEM, CARBON METALLIC MODULE CARRIER, 1-FOLD INCL. INTERMEDIATE FRAME SCREW FIXING | 9.27
3SE5162-0BA00-1CA0 | BASISSCHALTER FUER POSITIONSSCHALTER 3SE5162, METALLGEHAUSE XL,56MM BREIT GERAETEANSCHLUSS 3X(M20X1, | 87.82
6ES7292-1AG30-0XA0 | SIMATIC S7-1200, SPARE PART I/O TERMINAL BLOCK TIN DIGITAL SIGNAL MODULE 8CH/16CH (4 PIECES W. 7 SCR | 37.23
6ES7292-1AH30-0XA0 | SIMATIC S7-1200, SPARE PART I/O TERMINAL BLOCK TIN CPU1211C/1212C BOTTOM CONNECTOR (4 PIECES W. 8 SC | 55.83
6XV1870-3RH20 | SIMATIC NET INDUSTRIAL ETHERNET TP XP CORD RJ45/RJ45, CAT 6, CROSSED TP CABLE 4X2, PREASSEMBLED W. 2 | 33.34
5SY6463-7 | CIRCUIT BREAKER 400V 6KA, 4-POLE, C, 63A, D=70MM | 60.63
3RT1955-5AP31 | WITHDR. COIL FOR MOD. S6 FOR CONTACTORS 3RT105/3RT145 AC/DC ACTUATOR UC220-240V DRIVE: CONVENTIONAL | 69.27
3RT1955-5AU32 | WITHDRAWABLE COIL FOR SIZE S6 FOR CONTACTORS 3RT105/3RT145 AC/DC OPERATION UC240-277V DRIVE: CONVENT | 77.76
3RT1926-2EC31 | SOLID-STATE, TIME-DELAYED AUXILIARY SWITCH BLOCK SETTING RANGE 5 S...100 S, AC 100...127 V, 1NO + 1N | 76.59
3RF2120-1AA45 | SEMICONDUCTOR RELAY 3RF2, 1-PH. WIDTH 22.5MM, 20A 48-600V / 4-30V DC SCREW-TYPE TERMINAL BLOCKING VO | 41.91
3RF2120-2AA45 | SEMICONDUCTOR RELAY 3RF2, 1-PH. WIDTH 22.5MM, 20A 48-600V / 4-30V DC SPRING-LOADED TERM. BLOCKING VO | 43.3
4AM4842-8DD40-0FB0 | TRANSFORMER SITAS; PHASES:1; PN/PN(S6)(KVA):0,5 /2; UPRI(V):550-525-500-480-460- 440-415-400-380-230 | 463.46
6AG1202-2BH00-2BA3 | SIPLUS NET SCALANCE X202-2PIRT -25 ... +60 DEGREES C BASED ON 6GK5202-2BH00-2BA3 | 2891.57
5SY4315-7 | CIRCUIT BREAKER 400V 10KA, 3-POLE, C, 1.6A, D=70MM | 63.04
5SY4315-8 | CIRCUIT BREAKER 400V 10KA, 3-POLE, D, 1.6A, D=70MM | 74.86
5SY4450-5 | CIRCUIT BREAKER 400V 10KA, 4-POLE, A, 50A, D=70MM | 302.81
3RK1325-6LS71-1AA5 | SIRIUS MOTOR STARTER M200D AS-I COMMUNICATION: AS-INTERFACE REVERSING STARTER STANDARD ELECTRONIC SW | 1316.52
3RK1395-6KS71-1AD3 | SIRIUS MOTOR STARTER M200D TECHNOLOGY MODULE REVERSING STARTER ELECTRONIC SWITCHING 3 400V AC/0,9KW; | 1139.03
3RT1955-5AD31 | WITHDR. COIL FOR MOD. S6 FOR CONTACTORS 3RT105/3RT145 AC/DC ACTUATOR UC42-48V DRIVE: CONVENTIONAL | 69.27
3RT1476-6AM36 | CONTACTOR, 690A/AC-1 AC(40...60HZ)/DC OPERATION UC 200-220V AUXILIARY CONTACTS 2NO+2NC 3-POLE, SIZE | 1526.19
6ES7141-6BF00-0AB0 | SIMATIC DP, ET 200ECO PN, 8 DI 24V DC; 4 X M12, DOUBLE-ASSIGNEMENT, DEGREE OF PROTECTION IP67; | 448.44
6ES7142-6BH00-0AB0 | SIMATIC DP, ET 200ECO PN, 16 DO 24V DC/1,3A; 8 X M12, DOUBLE-ASSIGNEMENT DEGREE OF PROTECTION IP67 | 726.29
3RT1975-5NP32 | WITHDRAWABLE COIL FOR SIZE S12 F. CONTS. 3RT107/3RT127/3RT147 AC/DC OPERATION UC200-277V DRIVE: ELEC | 342.3
3SE5112-0BF01 | SIRIUS POSITION SWITCH, METAL ENCLOSURE 40MM ACC. TO EN50041 DEVICE CONNECTION 1X (M20X1.5) 1NO/1NC | 47.91
5SY6440-7 | CIRCUIT BREAKER 400V 6KA, 4-POLE, C, 40A, D=70MM | 34.5
5SY6232-6 | CIRCUIT BREAKER 400V 6KA, 2-POLE, B, 32A, D=70MM | 29.74
3NX1023 | SIGNALLING INSERT AC 690V / >2V | 17.45
3RT1064-6NF36 | CONTACTOR, 110KW/400V/AC-3 AC(40...60HZ)/DC OPERATION UC 96-127V AUXILIARY CONTACTS 2NO+2NC 3-POLE, | 716.6
3NC1440 | SITOR CYLINDRICAL FUSE LINK AR 40 A, 660 V AC/700 V DC | 14.81
4AM4642-4TN00-0EB0 | TRANSFORMER SITAS; PHASES:1; PN/PN(S6)(KVA):0,4 /1,44; UPRI(V):230+/-5%; USEC(V):24; ISEC(A):16,7; F | 317.34
3SE2243-0XX18 | SAFETY POSITION SWITCH WITH SEPARATE ACTUATOR MOUL.-PLASTIC SEALED LATERAL AND FRONT ACTUATION, 1NO | 40.4
3VL9200-4PB40 | ACCESSORY FOR VL160, PLUG IN SOCKET KIT ASSEMBLY REAR CONNECTORS RCD 4 POLE | 693.39
3VL9300-4WB40 | ACCESSORY FOR VL250, DRAW OUT ASSEMBLY REAR CONNECTORS RCD 4 POLES | 1000.83
3VL9400-8BM01 | ACCESSORY FOR VL400UL, VL400XUL (JG FRAME- LG FRAME) TRANSPARENT COVER FOR OVERCURRENT REL., SEALABL | 18.91
5TG1890 | DELTA PROFIL, SILVER MODULE CARRIER, 1-FOLD INCL. INTERMEDIATE FRAME SCREW FIXING | 9.24
5TG6250 | I-SYSTEM, ALUMIN.METALLIC ROCKER W. LAB. PLATE, 55X55MM F.UNIVERSAL SWITCH CO/OFF F. INTERMEDIATE AN | 13.4
3NJ6920-3BD22 | ACCESSORY FOR IN-LINE FUSE SWITCH DISCONNECT. PLUG-IN, CURRENT TRANSFORMER 100/5A, CL.0.5, 2.5 VA | 135.62
3LD2203-0TK53 | MAIN/EMERG. STOP SWITCH 3-POLE IU=32, P/AC-23A AT 400V=11.5KW FRONT MOUNTING FOUR-HOLE MOUNTING ROTA | 32.36
3NA7817 | LV HRC FUSE LINK GL/GG WITH NON-INSULATED GRIP LUGS WITH COMBINATION INDICATOR SIZE 000, 40A, AC 500 | 4.15
3RT1065-2AP36 | CONTACTOR, 132KW/400V/AC-3 AC(40...60HZ)/DC OPERATION UC 220-240V AUXILIARY CONTACTS 2NO+2NC 3-POLE, | 897.12
BVP:261913 | BD2C-400-ZV-X*/Y*/Z* Z UNIT FRONTSIDE X/Y 0,36M-0,60 M, Z 0,14M-1,25M 160-400A | 1960.64
BVP:261917 | BD2C-1250-ZV-X*/Y*/Z* Z UNIT FRONTSIDE X/Y 0,36M-0,60 M, Z 0,26M-1,25M 1250A | 4075.48
BVP:261500 | BD2A-3-630-SB-2 STANDARD LENGTH 2,25M 630A, N + PE, 8 TAP OFFS | 1813.78
FDK:083H3015 | MASS 2100 CABLE BLUE WITH PLUG, 5M | 162.05
BVP:261720 | BD2C-3-400-SB-2 STANDARD LENGTH 2,25M 400A, N + PE, 8 TAP OFFS | 1457.63
5UB1582 | DELTA LINE SCHUKO SOCKET OUTL. 250V AC 16A W. SCREWLESS TERMINALS W. INCREASED TOUCH PROTECTION COMP | 9.37
5TT4104-0 | REMOTE SWITCH WITH 4 NO CONTACT FOR AC 230, 400V 16A CONTROL AC 230V | 50.84
6AV6371-1DV17-0BX4 | WINCC/AUDIT RC UPGRADE V6.X -> V7.0, FOR WINCC/AUDIT RC AND WINCC V7.0 SP1, OPTION FOR WINCC V7.0, A | 2307.21
4RB5091-1CD50 | POWER CAPACITOR PHASECAP MKK 230V 9.1KVAR | 395.07
5SJ4108-7HG40 | CIRCUIT BREAKER 240V 14KA, 1-POLE, C, 8A, D=70MM ACC. TO UL 489, SAME POLARITY | 35.7
3WL9111-0AT81-0AA0 | ACCESSORIES CIRCUIT BREAKER 3WL LCD DISPLAY, 4-ROW FOR ETU45 WITH DISPLAY ILLUM. CUSTOMER-UPGRADABLE | 443.42
3WL9111-1AA54-0AA0 | 3WL9-NAFTA-ACCESSORY WLRP500 RATING PLUG, 500A | 118.28
6AU1820-0AA43-0AB0 | SIMOTION TECHNOLOGY OPTION MULTIAXES PACKAGE SINGLE LICENSE FOR D435 | 3169.02
5SG1812 | NEOZED FLUSH MOUNTING FUSE BASE, SIZE D03/100A | 35.57
3NE1437-3 | SITOR FUSE-LINK FOR SEMICONDUCTOR PROTECTION 710A GR 690V SIZE 3 CONNECTION CONTACT INDICATOR 110MM | 285.63
3NE4330-0B | SITOR FUSE-LINK 315A, AC 800V, SIZE 2 | 176.59
3NJ6940-3BH12 | ACCESSORY FOR IN-LINE FUSE SWITCH DISCONNECT. PLUG-IN, CURRENT TRANSFORMER 300/1A, CL.0.5, 5 VA | 194.72
3NJ6940-3BK13 | ACCESSORY FOR IN-LINE FUSE SWITCH DISCONNECT. PLUG-IN, CURRENT TRANSFORMER 500/1A, CL.0.5, CALIBRATE | 493.79
3VL9400-8BG00 | ACCESSORY FOR VL400, COVER FRAME IP40 FOR CIRCUIT BREAKER W.ROTARY/STORED ENERGY MOUNTED | 49.66
3VL9300-8CD31 | ACCESSORY FOR VL160X, 160, 250 TERMINAL COVER IP30 SHORT COMPRISES 1 COVER 3-POLE | 58.34
5SU1356-6KK06 | FI/LS-PROTECTOR TYPE A (PSE/SSF), D=70MM IFN 30MA,6KA, 1+N-POLEE B 6A | 81.05
5SJ4308-8HG42 | CIRCUIT BREAKER 10KA, 3POLE, D, 8A ACC. TO UL 489 - 480Y/277V | 211.17
3RW4422-1BC34 | SIRIUS SOFT STARTER, VALUES WITH 460 V, 50 DEG., STANDARD: 26A, 15HP, INSIDE-DELTA CIRCUIT 3: 45A, 3 | 3506.17
3RW4422-1BC36 | SIRIUS SOFT STARTER, VALUES WITH 575 V, 50 DEG., STANDARD: 26A, 20HP, INSIDE-DELTA CIRCUIT 3: 45A, 4 | 4526.62
4RB9506-1CD50 | POWER FACTOR CONTROLLER BR6000-R6 6 STEP 230V | 712.14
5SH312 | D-TYPE ADAPTOR SCREW SIZE DII/THREAD E27, 6A | 0.8
5SH5050 | NEOZED ADAPTOR SIZE D02 50A | 0.42
6AV6671-3DC00-0AX5 | PROTECTIVE MEMBRANE MP 277, THIN CLIENT 10", FOR 6AV6646-0AA21-2AX0, MP 277 10"T FROM ES15 10 PIECES | 215.42
4RB2100-3CD50 | POWER CAPACITOR PHICAP MKP 230V 10.0KVAR | 228.11
3NW7513-0HG | MODULAR CYLINDRICAL FUSE BASE 1-POLE, WIDTH 1 DIV. FOR CYLINDRICAL FUSE LINKS 10.3 X 38.1 CLASS CC M | 14.76
3RT1276-6NP36 | VAC. CONTACTOR, 250KW/400V/AC-3 AC/DC OPERATION UC 200-277V AUXILIARY CONTACTS 2NO+2NC 3-POLE, SIZE | 2948.44
3NP1153-1DA13 | FUSE-SWITCH-DISCONNECTOR 3-POLE, NH2, 400A MOUNTING PLATE CONSTRUCTION COVER LEVEL 70 MM FLAT CONNEC | 472.91
3LD2165-7UB01 | CHANGEOVER SWITCH 3-POLE IU=25, P/AC-23A AT 400V=9,5KW 2 N-TERMINAL MOULDED-PLASTIC ENCLOSURED, IP65 | 85.54
3LD2213-1TL51 | EMERGENCY MAIN CONTROL SWITCH IU=32 A | 58.57
6EP1337-3BA00 | SITOP MODULAR 40 STABILIZED POWER SUPPLY INPUT: 120/230 V AC OUTPUT: 24 V DC/40 A | 649.87
5SY4103-7 | CIRCUIT BREAKER 230/400V 10KA, 1-POLE, C, 3A, D=70MM | 17.39
5SY4110-6 | CIRCUIT BREAKER 230/400V 10KA, 1-POLE, B, 10A, D=70MM | 8.82
5SY5201-7 | CIRCUIT BREAKER CURR. SENS DC 440V AC 400V 10KA, 2-POLE, C, 01A | 54.5
3NP1133-1BB23 | FUSE-SWITCH-DISCONNECTOR 3-POLE, NH00, 160A 40MM BUSBAR SYSTEM COVER LEVEL 32/70 MM BOX TERMINAL FUS | 326.86
3NP1133-1BC10 | FUSE-SWITCH-DISCONNECTOR 3-POLE, NH00, 160A 60MM BUSBAR SYSTEM COVER LEVEL 32/70 MM FLAT CONNECTOR | 90.06
5SY5440-6 | CIRCUIT BREAKER CURR.SENS.DC 880V AC 400V 10KA, 4POLE, B, 40A MAX. DC 1000V | 180.61
6AU1800-0KA40-0AA0 | SIMOTION IT V4.0 FIRMWARE WITH ETHERNET BASED HMI- AND DIAGNOSTIC FUNCTIONS FOR THE HW PLATFORMS SIM | 274.67
3WL9111-0AN15-0AA0 | ACCESSORIES CIRCUIT BREAKER 3WL MAIN CONDUCTOR CONN. 1 OFF WITHDRAW. CIRC. BREAKER SZ I VERTICAL CON | 99.43
3VL9800-8BG00 | ACCESSORY FOR VL1250, VL1600, COVER FRAME IP40 FOR CIRCUIT BREAKER W.ROTARY/STORED ENERGY MOUNTED | 63.25
3VL9600-4TG40 | ACCESSORY FOR VL800, TERMINAL FOR CABLE (CU OR AL) SET OF 4 PCS 4 POLE | 437.61
5SY5110-7 | CIRCUIT BREAKER CURR. SENS DC 220V AC 230/400V 10KA, 1-POLE, C, 10A | 17.41
4RB2033-1FC50 | POWER CAPACITOR PHICAP MKP 525V 3.3KVAR | 52.56
4RB2063-3FC50 | POWER CAPACITOR PHICAP MKP 525V 6.3KVAR | 92.78
4RB2083-3CE50 | POWER CAPACITOR PHICAP MKP 240V 8.3KVAR | 203.07
5WG1588-2AB13 | GAMMA INSTABUS UP 588/13 TOUCH PANEL 5,7 INCH COLOUR-TFT DISPLAY 230 V AC, 50/60 HZ | 3799.04
3NP1923-1GA00 | ACCES.F.FUSE SWI. DISCONNECTOR FOR NH000 FUSE CARRIER | 26.43
3RT1456-6AB38-0PA5 | CONTACTOR, 275A/AC-1, AC(40...60HZ)/DC OPERATION UC 23...26V AUX.CONT.2NO+2NC SOLID-STATE COMP., 3- | 447.45
3NP5060-0EA26-ZA02 | FUSE-SWITCH-DISCONNECTOR I=160A, U=690V, 3-POLE AUX.SWITCH 1NO + 1 NC FOR CABLE-LUG CONNECTION WITH | 761.3
6ES7392-1AM00-1AB0 | SIMATIC S7-300,FRONT CONNECTOR WITH SCREW CONTACTS, 40-PIN 100 PIECES PER PACKAGING UNIT | 9867.36
3NC2428-0C | SITOR FUSE-LINK FOR SEMICONDUCTOR PROTECTION 300A GR 500V SIZE 3 CONNECTION CONTACT INDICATOR 110MM | 203.86
3NE1334-0 | SITOR FUSE-LINK UTILIZ. CATEGORY GS, DIN 43620 500A , AC 690 V ,(SIZE 2) | 168.31
3RA6250-0EB30 | SIRIUS, COMPACT STARTER, REVERSING STARTER 400 V, 24 V AC/DC, 50 ... 60 HZ, 8 ... 32 A, IP20, MAIN C | 1463.58
3RA6250-1DP32 | SIRIUS, COMPACT STARTER, REVERSING STARTER 690 V, 110 ... 240 V AC/DC, 50 ... 60 HZ, 3 ... 12 A, IP2 | 1165.12
5SB231 | DIAZED FUSE LINK 500V F.CABLE AND LINE PROTECTION | 1.52
6AV6671-0AP00-0AX0 | SIMATIC TD400C, BLANK FACEPLATE FOR PRINTING CUSTOMIZED KEYPAD FACEPLATE FOR A TD400C, 2 PERFORATED | 82.31
5SV8900-1KK | CLIP FOR CT 35MM RAIL MOUNTING | 5.95
5SY4663-5 | CIRCUIT BREAKER 400V 10KA, 3+N-POLE, A, 63A, D=70MM | 318.9
3RW4455-2BC45 | SIRIUS SOFT STARTER, VALUES AT 500V, 40DEG., STANDARD: 693A, 500KW, INSIDE-DELTA CIRCUIT 3: 1200A, 8 | 36500.83
3SB2902-0AA | SINGLE FRAME FOR SQUARE DESIGN | 0.29
3WL9111-0AA64-0AA0 | ACCESSORIES CIRCUIT BREAKER 3WL RATED CURRENT REF. MODULE 3200A F. ETU25, 27, 45, 55, 75, 76 | 412.95
3RT1266-6AD36 | VAC. CONTACTOR, 160KW/400V/AC-3 AC(40...60HZ)/DC OPERATION UC 42-48V AUXILIARY CONTACTS 2NO+2NC 3-PO | 1673.87
3RT1266-6LA06 | VAC. CONTACTOR, 160KW/400V/AC-3 WITHOUT COIL AUXILIARY CONTACTS 2NO+2NC 3-POLE, SIZE S10 RAIL CONNEC | 1580.9
5SY6213-6 | CIRCUIT BREAKER 400V 6KA, 2-POLE, B, 13A, D=70MM | 24.93
3RT1275-6NF36 | VAC. CONTACTOR, 200KW/400V/AC-3 AC(40...60HZ)/DC OPERATION UC 96-127V AUXILIARY CONTACTS 2NO+2NC 3-P | 2248.26
6ES7147-6BG00-0AB0 | SIMATIC DP, ET 200ECO PN, 8 DIO 24V DC/1,3A; 8 X M12, DEGREE OF PROTECTION IP67 | 701.91
4AM3842-4TN00-0EA0 | TRANSFORMER SITAS; PHASES:1; PN/PN(S6)(KVA):0,16 /0,49; UPRI(V):230+/-5%; USEC(V):24; ISEC(A):6,67; | 158.68
3NE8725-1 | SITOR FUSE-LINK FOR SEMICONDUCTOR PROTECTION 200A AR, AC 690V, DC 700V SIZE 000, BRACKETS 80MM | 58.05
3NJ6923-4BB00 | ACCESSORY FOR DISCONNECTOR FUSES IN-LINE TYPE, CAN BE PLUGGED IN,NH00 FRONTPLATE FOR 13NJ6203-1, 3NJ | 61.54
3NJ4911-5AA00 | ACCESSORY FOR IN-LINE FUSE SW. DISCONNECTORS SZ. NH1-3, FLAT CONNECTION KIT 2X240QMM, HEXAGON BOLTS | 29.77
6SL3730-1TE41-5AA3 | SINAMICS S120 CABINET MODULE BASIC LINE MODULE 3AC 380-480V, 50/60HZ, 1500A OUTPUT: DC 510 - 650V UN | 24522.43
6SL3730-7TE35-0BA3 | SINAMICS S120 CABINET MODULE ACTIVE LINE MODULE INKL. WITH CIM+CU320-2 ACTIVE INTERFACE MODULE 3AC | 60594.07
6SL3730-7TG41-0BC3 | SINAMICS S120 CABINET MODULE ACTIVE LINE MODULE INKL. WITH CIM+CU320-2 ACTIVE INTERFACE MODULE 3AC | 180358.28
8GK1112-6KK22 | ALPHA 400 DIN, WALL-MOUNTING DISTRIBUTOR, DELIVERY FORM FLAT PACK, AP-CUBICLE, RAL 9016, IP43, SK2, | 530.4
3VL9300-3MN01 | ACCESSORY FOR VL150UL, VL250UL (DG-FRAME - FG-FRAME) MOTOR DRIVE WITH STORAGE SPRING 110...127 V AC/ | 1118.57
3VL9000-8AQ71 | ACCESSORIES FOR VL630-1600 CONNECTING CABLE COM2X - ETU 3.0M | 141.29
3RF2330-1AA02 | SEMI-COND. CONTACTOR 3RF2,1-PH. AC 51 30 A 40 DEGREES C 24-230 V / 24 V DC SCREW TERMINAL | 61.54
3RF2370-3BA06 | SEMI-COND. CONTACTOR 3RF2,1-PH. AC 51 70A/AC15 27.5A 40 DEG. C 48-600 V / 24 V DC INSTANTANEOUS SWI | 163.32
3RF2410-1AC35 | SOLID-STATE CONTACT.3PHASE 3RF2 AC51 10A 40 DEG. C 48-600V / 110V AC 3-PHASE CONTROLLED SCREW TERM | 167.76
3SX9926 | CABLE GLAND MOLDED PLASTIC FOR POSITION SWITCH, M20X1.5, FOR CABLE DIAMETER: 5-13 MM | 7.05
3RK1304-5KS40-3AA0 | ET 200PRO RSE HF REVERSING STARTER HIGH FEATURE MECH. SWITCHING; ELECTRO. UE PROTECTION; 3PH 400 V/0 | 843.16
5SH5010 | NEOZED ADAPTOR SIZE D01 10A63A | 0.38
5SD470 | SILIZED FUSE LINK 500V F.SEMICONDUCTOR PROTECTION EXTRA FAST, SIZE DIII THREAD E33, 63A | 14.93
A5E02164559 | SIMATIC PCS7, RO MTA, 2 RELAYS, 12A/250VAC FOR MTA: RO16: 6ES7650-1AM30-3XX0 2 PIECES PER PACKAGING | 54.29
6SL3202-0AE31-5SA0 | SINAMICS SINE-WAVE FILTER FOR POWER MODULE FSF STAND ALONE 3AC 380-480V 150,0A | 3678.72
3VL9400-8LD00 | ACCESSORY FOR VL400, WALKING-BEAM INTERLOCK DRAW-OUT/ PLUG-IN | 1360.6
6SL3710-1GH32-6AA3 | SINAMICS G150 CONVERTER CABINET UNIT, AC/AC WITH CIM+CU320-2 3AC 660-690 V, 50/60 HZ NOM. POWER RATI | 35122.38
6SL3710-7LG28-5AA3 | SINAMICS S150 CONVERTER CABINET UNIT, AC/AC WITH CIM+CU320-2 3AC 500-690V, 50/60HZ UNIT RATING: 75KW | 37056.35
6ES7194-4GD20-0AA0 | SIMATIC DP, MODULE CARRIER COMPACT WIDE VERSION FOR IO MODULES AND MOTORSTARTERS ET 200PRO, SOLD BY | 216.25
3RS1030-1DW00 | TEMPERATURE MONITORING RELAY FOR PT100, UNDERSHOOTING OF 2 THRESH. VAL., WIDTH 22ND5 MM -50 C-50 C, | 336.78
5UB1844-1 | DELTA STYLE, PLATINUM METALLIC SCHUKO OUTLET 10/16A 250V STATUS DISPLAY COVER PLATE 68X68MM | 30.19
5SU1356-7KK25 | FI/LS-PROTECTOR TYPE A (PSE/SSF), D=70MM IFN 30MA,6KA, 1+N-POLEE C 25A | 81.84
6FX2003-0SA25 | SIGNAL CONNECTOR, SUB-D 25-WAY FEMALE CONNECTOR, SCREWED INTERLOCK, CABLE CLAMPING 5.5 - 12 MM | 44.15
3RW4074-6BB35 | SIRIUS SOFT STARTER, S12, 248 A, 250 HP/575 V, 50 DEG., 400-600 V AC, 115 V AC, SCREW TERMINALS | 4879.87
6GK5991-1AF00-8AA0 | SCALANCE X ACCESSORY, SFP991-1LD 1 X 100MBIT/S LC-PORT OPTICAL; SINGLEMODE GLASS UP TO MAX. 26 KM | 254.53
6FX5008-1BD21-1FA0 | SIGNAL CABLE, CUT-TO-LENGTH 4 X 2 X 0.34 + 4 X 0.5 C UL/CSA, DESINA MOTION-CONNECT 500 TYPE OF DELIV | 365.79
6FX2001-2EB50 | SINUMERIK (ACCESSORIES) INCR. POS. ENCODER, WITH LED, RADIAL FLANGE CONNECTOR, 1500 PULSES/REV | 366.56
3VL9400-4PA40 | ACCESSORY FOR VL400, PLUG IN SOCKET KIT ASSEMBLY REAR CONNECTORS 4 POLE | 1282.12
6AV6371-1DH06-2EX3 | WINCC/WEB NAVIGATOR UPGRADE DIAGNOS. CLIENT V6.X->V6.2 SP3, OPTION FOR WINCC V6.2 SP3, RUNTIME SW, S | 914.76
8WH2000-0AF04 | FEED-THROUGH TERMINAL WITH SPRING CONNECTION, SECTION: 2,5 SQMM, WIDTH: 5,2 MM, COLOR:ORANGE | 1.27
6SL3211-0AB11-2BB1 | SINAMICS G110 - CPM110 AC-DRIVE,BUILT IN CL. B FILTER 1AC200-240V +10/-10% 47-63HZ RS485-INTERFACE ( | 322.82
3NE1817-0 | SITOR FUSE-LINK UTILIZ. CATEGORY GS, DIN 43620 50A , AC 690 V ,(SIZE 000) | 49.9
3RT1075-6AS36 | CONTACTOR, 200KW/400V/AC-3 AC(40...60HZ)/DC OPERATION UC 500-550V AUXILIARY CONTACTS 2NO+2NC 3-POLE, | 1351.16
3NJ4915-1FB11 | ACCESSORIES F. STRIPS 3NJ41 IN-LINE FUSE SW.DISC. S.NH00 INTEGRAT. CURR. TRANSFORMER 150/5 A, CL.0.5 | 338.45
3RH1921-1DA11-ZX90 | AUX. SWITCH BLOCK, 1NO+1NC, DIN EN 50012, LATERAL, 10MM, SCREW TERMINAL, SIZE S0...S12 FOR MOTOR CON | 11.13
3SE7140-1BD00-0AS0 | SAFETY CABLE-OPERATED SWITCH 1NO/1NC, RED LED, 115 V, STEUTE | 463.06
3SX3260 | SPACER FOR RECTANGULAR SENSOR UNIT | 10.99
3NJ6916-7BA00 | ACCESSORIES FOR PLUG-IN SWITCH DISCONNECT. 3NJ6 CABINET PLUG-IN UNIT HEIGHT 1000 MM | 981.84
3NP1163-1DA12 | FUSE-SWITCH-DISCONNECTOR 3-POLE, NH3, 630A MOUNTING PLATE CONSTRUCTION COVER LEVEL 70 MM FLAT CONNEC | 494.92
3LD2318-7UK01 | FRONT / 4-HOLE MOUNTING WITH DOOR-COUPL. ROT. OP. MECH. CONTROL ELEMENT BLACK CONTROL ELEMENT NON-LO | 836.66
3LD2545-0TK51 | MAIN CONTROL SWITCH 3-POLE IU=63, P/AC-23A AT 400V=22KW BASE MOUNTING MOUNTING RAIL/TWO-HOLE MOUNTIN | 74.29
A5E03252530 | CABLE GLAND, GENERAL PURPOSE, DIP, 1/2" NPT | 162.18
5TT4115-2 | REMOTE SWITCH WITH 1 NO AND 1 NC CONTACT FOR AC 230, 400V 16A CONTROL DC 24V | 31.15
6FX2001-5SE25 | ABSOLUTE VALUE ENCODER 25 BIT WITH ENDAT, OPERATING VOLTAGE 5 V, STRIP FLANGE AXIAL FLANGE SOCKET | 985.26
4EU3652-7UC00-1BA0 | MAINS CHOKE F.FU; PHASES:3; UN1(V):480; ITHMAX 1(A) / F1(HZ):1120 /60; I LN (A):1008; UK(%):2; LN(MH | 7332.24
5SH4362 | NEOZED SCREW CAP PORCELAIN SIZE D02, 63A WITH INSPECTION HOLE | 1.29
5SH5526 | SIDE MODUL 9MM WIDE DOUBLE-SIDED PLUGGABLE | 7.33
5SJ4113-8HG40 | CIRCUIT BREAKER 240V 14KA, 1-POLE, D, 13A, D=70MM ACC. TO UL 489, SAME POLARITY | 37.68
6ES7132-7RD22-0AB0 | SIMATIC DP, ELECT. SUBMODULE FOR ET 200ISP, 4 DO, DC 17.4V/40MA, "H"-SHUT DOWN | 763.69
3WL9111-0BA71-0AA0 | ACCESSORIES CIRCUIT BREAKER 3WL LOCKING DEVICE F. MANUAL DRIVE LEVER | 274.23
6AV7671-4BA00-0AA0 | PROTECTIVE MEMBRANE FOR PANEL PC477/577/67X/87X/IL77 15" TOUCH, PACK. OF 10 | 175.29
3NA3124 | LV HRC FUSE LINK GL/GG WITH NON-INSULATED GRIP LUGS WITH FRONT INDICATOR SIZE 1, 80A, AC 500V/DC 440 | 9.5
3NE8015-1 | SITOR FUSE LINKS 25A, AC 690V (DIN 43620, SIZE 00) | 50.37
3NP1133-1BB20 | FUSE-SWITCH-DISCONNECTOR 3-POLE, NH00, 160A 40MM BUSBAR SYSTEM COVER LEVEL 32/70 MM BOX TERMINAL | 95.96
3VL9300-4RK00 | ACCESSORY FOR VL250, REAR TERMINAL, SHORT, ROUND/FLAT COMPRISES 1 TERMINAL | 29.97
3VL9600-3MQ00 | ACCESSORY FOR VL630, VL800, STORED ENERGY OPERATOR 220-250V AC/DC | 2158.66
3SB2901-5AC | INSERT CAP FOR PUSHBUTTON AND ILLUMINATED PUSHBUTTON RAISED CLEAR WITH BLACK LETTERING, WITH INSCRIP | 0.93
5SG7133-8BA50 | MINIZED SWITCH DISCONNECTOR FOR NEOZED FUSE-LINK 50 A D02, 3-POLE DRAW-OUT ASSEMBLY | 84.76
6AV6381-2AB07-0AV4 | SIMATIC WINCC RC UPGRADE V7.0, FROM V6.0 TO V7.0 SP2 ASIA, FOR SIMATIC WINCC RUNTIME & CONFIGURATION | 4581.91
6ES7351-1AH02-0AE0 | SIMATIC S7-300, FM 351 POSITIONING MODULE FOR RAPID/ CREEP FEED DRIVE INCL. CONFIG. PACKAGE ON CD | 2042.36
5SY4650-8 | CIRCUIT BREAKER 400V 10KA, 3+N-POLE, D, 50A, D=70MM | 180.69
5UH1046 | DELTA I-SYSTEM, ELECTRIC WHITE COVER PLATE 55X55MM FOR SCHUKO OUTLET | 3.73
4RB2015-3FC50 | POWER CAPACITOR PHICAP MKP 525V 1.5KVAR | 35.06
5TG7804 | DELTA PROFIL, TITANIUM WHITE ROCKER W. LAB. PLATE W. BELL SYMBOL F. PUSHB., 65X65MM | 10.75
5TG7815 | DELTA PROFIL, TITANIUM WHITE ROCKER W. WINDOW, W. LAB. PLATE FOR HEATING EM. SWITCH 65X65MM | 10.75
3NA3362-6 | LV HRC FUSE LINK GL/GG WITH NON-INSULATED GRIP LUGS WITH FRONT INDICATOR SIZE 3, 425A, AC 690V/DC 44 | 86.56
3NA3803-6 | LV HRC FUSE LINK GL/GG WITH NON-INSULATED GRIP LUGS WITH FRONT INDICATOR SIZE 000, 10A, AC 690V/DC 2 | 22.75
3NJ6920-3DB00 | ACCESSORY FOR DISCONNECTOR-FUSE IN-LINE TYPE, CAN BE PLUGGED IN,NH00 CURRENT TRANSFORMER RAILS FOR 1 | 55.15
6AG1961-3BA21-7AX0 | SIPLUS PS E202U REDUNDANZMODUL -40 ... +70 DEGRESS C WITH CONFORMAL COATING BASED ON 6EP1961-3BA21 . | 631.9
3VL9300-3JM41 | ACCESSORY F. VL150XUL,VL250UL (CG FRAME AND FG FRAME) MAX-FLEX OPERATING MECHANISM, COMPLETE INCL. M | 891.63
3VL9400-3AT11 | ACCESSORY FOR VL400UL, VL400XUL (FG-FRAME - LG-FRAME) KIT F. LEADING AUXILIARY SWITCHES 2 CO CONTACT | 76.53
3VL9300-3MJ00-ZL12 | ACCESSORY FOR VL160X, VL160, VL250 MOT.OP.MECHAN.W/SPRING ENERGY STORE; 24V DC WITH CONNECTING CABLE | 1122.5
3VL9300-4RL00 | ACCESSORY FOR VL250, REAR TERMINAL, LONG, ROUND/FLAT COMPRISES 1 TERMINAL | 33.35
3VL9100-4TD30 | ACCESSORY FOR VL160X, TERMINAL FOR CABLE (CU OR AL) SET OF 3 PCS 3 POLE | 32.45
3VL9300-4WD40 | ACCESSORY FOR VL250, DRAW OUT ASSEMBLY FRONT CONNECTORS RCD 4 POLES | 1000.83
4AM4042-5MT10-0FA0 | TRANSFORMER SITAS; PHASES:1; PN/PN(S6)(KVA):0,25 /0,85; UPRI(V):690+/-5%; USEC(V):230; ISEC(A):1,09; | 216.75
4RB5104-3EE50 | POWER CAPACITOR PHASECAP MKK 440V 10.4KVAR | 290.05
A5E02196082 | ACCESSORIES WELD-IN CONNECTION (ISO 2037 (SMS3008)) DN 101.6 , FOR SENSOR SIZE DN100, (P GASKET) | 920.06
A5E02199116 | ACCESSORIES WELD-IN CONNECTION TRI-CLAMP (BS 4825-1) 1 1/2 INCH, DO 38.1MM, (P GASKET) | 450.95
A5E02212422 | LR460 ENCLOSURE WITH BOARD STACK, PROFIBUS PA COMMUNICATION, AC POWER, M20 CABLE INLET, APPROVAL OP | 6459.42
A5E01163724 | KIT, ELECTRONICS WITH STANDARD DRIVER, CLS300 CABLE LENGTHS GREATER THAN 5 M. | 1022.29
3VL9200-4TD40 | ACCESSORY FOR VL160, TERMINAL FOR CABLE (CU OR AL) SET OF 4 PCS 4 POLE | 42.53
5TT5840-8 | INSTA CONTACTOR 0/1 AUTOMATIC WITH 4 MAKE CONTACTS CONTACT FOR 230, 400 V AC, 40 A TRIGGERING 24 V A | 114.11
6FX2002-1DC00-1HA0 | SIGNAL CABLE, PREASSEMBLED (SINAMICS DRIVE CLIQ) CONNECTOR IP20/IP20, WITHOUT 24 V LENGTH (M) = 70 | 587.43
5ST3015 | AUXILIARY CIRCUIT SWITCH MOUNT. 2BC, FOR SMALL POWER FOR CIRCUIT-BREAKER D=70MM | 25.57
5SP4280-6 | CIRCUIT BREAKER 400V 10KA, 2-POLE, B, 80A, D=70MM | 75.44
3VL9500-4PC40 | ACCESSORY FOR VL630, PLUG IN SOCKET KIT ASSEMBLY FRONT CONNECTORS 4 POLE | 1367.15
3RP2005-2BW30 | SOLID-STATE TIME-DELAY RELAY MULTI-FUNCTION, 16 FUNCTIONS 2 CHANGEOVER CONTACTS AC/DC 24 TO 240V 0.0 | 134.84
5SW3201 | TERMINAL COVER F. RC UNIT 5SM2, | 7.11
6SL3225-0BH33-0AA1 | SINAMICS G120 POWER MODULE PM260 WITH BUILT IN CL. A FILTER POSSIBILITY OF REGENERATION 3AC660-690V | 33782.78
3RK3511-1BA10 | SIRIUS, INTERFACE MODULE DP-INTERFACE, FOR MODULAR SAFETY SYSTEM 3RK3 PROFIBUS-DP INTERFACE 12 KBIT/ | 730.36
3TH4310-0BM4 | CONTACTOR RELAY 100E EN 50 011 10 NO, SCREW TERMINALS DC OPERATION DC SOLENOID SYSTEM DC 220V | 131.42
3TF6944-0CM7-ZB01 | CONTACTOR SIZE 14, 3-POLE, AC-3, 450KW, 400/380V (690V) AUX. SWITCH 44 (4NO+4NC) AC OPERATION 200... | 4766.76
3TK1974-0AU0 | COIL FOR 3TK14,3TK15,3TK17 AC 230...240V, 50HZ | 284.43
3RW4024-2BB15 | SIRIUS SOFT STARTER, S0, 12.5A, 7.5KW/500V, 40 DEGR., AC 400-600V, AC/DC 110-230V, SPRING-LOADED TER | 528.76
3SB2908-0AA | HOLDER FOR SWITCHING ELEMENTS, PLUG-TYPE TERMINAL | 3.01
6GK1716-1CB00-3AE0 | SIMATIC NET IE S7-1613 UPGRADE FOR EDITION 2006 SW F. S7-,S5-COMP.-COMM.,OPC, PG/OP-COMM.,NCM PC,U | 518.52
3RP1574-1NM20 | TIME RELAY, SOLID-STATE, WITH STAR-DELTA FUNCTION, 1 NO CONTACT DELAYED, 1 NO CONTACT DELAYED 1 TIME | 205.1
6AV6671-8XK00-0AX1 | SPRING MOUNTING CLAMP SET FOR FOR BASIC PANEL,MP177,OP/TP277, MP 277, MP 377 AND THIN CLIENT SUITABL | 61.29
5SY4101-8 | CIRCUIT BREAKER 230/400V 10KA, 1-POLE, D, 1A, D=70MM | 22.59
5SY4220-6 | CIRCUIT BREAKER 400V 10KA, 2-POLE, B, 20A, D=70MM | 27.47
A5E01191995 | ACC. MAG 3100 DN250 CL150 GROUND RING HASTELLOY | 1300.23
6SL3335-1TG34-2AA3 | SINAMICS S120 BASIC LINE MODULE 3AC 500-690V, 50/60HZ OUTPUT: DC 675 - 930V, 420A RATED POWER: 355KW | 10503.2
3TH4244-5MM4 | CONTACTOR RELAY 44E EN 50 011 DIN EN 50011 4NO+4NC, TAB CONNECTOR DC OPERATION DC SOLENOID SYSTEM DC | 105.52
3TH4262-5MB4 | CONTACTOR RELAY 62E EN 50 011 6NO+2NC, TAB CONNECTOR DC OPERATION DC SOLENOID SYSTEM DC 24V | 105.52
3RW4424-1BC34 | SIRIUS SOFT STARTER, VALUES WITH 460 V, 50 DEG., STANDARD: 42A, 25HP, INSIDE-DELTA CIRCUIT 3: 73A, 5 | 4526.62
3RW3027-1BB14 | SIRIUS SOFT STARTER, SIZE S0, 32A, 15KW/400V, 40 DEGREES, 200-480V AC, 110-230V AC/DC, SCREW TERMINA | 480
5SU1154-7KK16 | FI/LS-PROTECTOR TYPE A (PSE/SSF), D=70MM IFN 10MA, 10KA, 1+N-POLEE C 16A | 81.75
3SB2901-2XZK2Y | INSCRIPTION LABEL FOR GLUING ONTO LABEL HOLDER, LABEL SIZE 9.5 X 18.5MM, SILVER-COLORED, BLACK LETTE | 2.4
3RW4453-2BC34 | SIRIUS SOFT STARTER, VALUES AT 460V, 50 DEG., STANDARD: 494A, 400HP, INSIDE-DELTA CIRCUIT 3: 856A, 7 | 24726.37
6FX2001-3CB02 | SIMODRIVE (ACCESSORIES) INCR. ROTARY ENCODER WITH 1-V SINUS 1024 PULSES, SYNCHROFLANGE,6 MM SHAFT, O | 366.56
8MF4634 | MOUNTING PLATE HXW=ALLX1200 | 270.47
6GT2800-1CA00 | SIMATIC RF300 TRANSPONDER RF320T BUTTON, 20 BYTE EEPROM, IP 67, -25 TO +125 DEGR/C, D=27 MM X 4 MM M | 43.9
6GK1900-1GP00-0AB0 | FC FO BFOC COUPLER ON-SITE MOUNTING ON FC FO CABLES (62.5/200/230) PACKAGE: 10 PCS. | 365.09
4AV3100-2EB00-0A | POWER SUPPLY; PHASES:3; PN(KW):0,36; UPRI(V):400+/-20 / 230+/-10; USEC(V DC):24; ISEC(A DC):15/18 (6 | 744.7
3TH4271-0BF4 | CONTACTOR RELAY 71E EN 50 011 7NO+1NC, SCREW TERMINALS DC OPERATION DC SOLENOID SYSTEM DC 110V | 99.96
5SY4406-5 | CIRCUIT BREAKER 400V 10KA, 4-POLE, A, 6A, D=70MM | 201.01
3NP1143-1BC13 | FUSE-SWITCH-DISCONNECTOR 3-POLE, NH1, 250A 60MM BUSBAR SYSTEM COVER LEVEL 32/70 MM FLAT CONNECTOR FU | 521.58
6SL3310-1GF34-1AA3 | SINAMICS G130 POWER MODULE IP00 3AC 500-600V, 50/60HZ, 410A UNIT RATING: 250 KW 6-PULSE SUPPLY WITH | 21423.7
6XV1821-0BN25 | SIMATIC NET, PROFIBUS PLASTIC FIBER OPTIC, STANDARD CABLE WITH 4 BFOC CONNECTORS L = 25 M | 262.08
6XV1821-1CT30 | SIMATIC NET, PROFIBUS PCF FIBER OPTIC, WITH 4 PCF SIMPLEX CONNECTORS L = 300 M | 2227.65
4EP3200-5US00 | MAINS CHOKE F.FU; PHASES:3; UN1(V):480; ITHMAX 1(A) / F1(HZ):3 /60; I LN (A):2,7; UK(%):2; LN(MH):4, | 268.32
6RA8025-6DV62-0AA0 | SINAMICS DCM DC CONVERTER FOR FOUR-QUADRANT DRIVES CONNECTION (B6) A (B6) C INPUT: 3-PHASE AC 400V, | 3262.56
3VL9800-3AT10 | ACCESSORY FOR VL1250, VL1600, KIT F. LEADING AUXILIARY SWITCHES 2 CO CONTACTS, FROM OFF TO ON 1.5 ME | 74.57
8MF4152 | PARTITION FOR CUBICLE HXD = 1800 X 800MM DEGREE OF PROTECTION IP40 | 212.49
3RT1946-4EA1 | TERMINAL COVER FOR CABLE LUG AND BAR CONNECTION, FOR CONTACTOR AND OVERLOAD RELAY SIZE S3 AND SOFT S | 7.34
3RT1926-4MA10 | SEALABLE COVER FOR CONTACTORS SIZE S0 TO S12 PROTECTED AGAINST INADVERTENT MANUAL OPERATION, PACK OF | 1.56
7ND4801-8DD | FIRMWARE OPTIONS FOR SIREC D200, 40 CREDITS | 1915.44
8GK9511-6KK32 | ALPHA 400DIN DOOR AS SPARE PART RIGHT DOOR H=950 MM,W=275 MM FOR CABINET WIDTH 750 MM INCL. CLOSING | 112.51
8GK9531-4KK20 | ALPHA 400/630 DIN, UNIVERS. DISTRIBUT. ACCESSORIES MOUNT. PLATE WITH MOUNT. SCRWES STEEL, SENDZIMIR | 63.5
6ES7431-1KF20-0AB0 | SIMATIC S7-400, SM 431 ANALOG INPUT MODULE OPTIC. ISOLATED, 8 AI, 14 BIT RESOLUTION, U/I/RESIST. 0.4 | 2774.3
6ES7650-1AF51-2XX0 | SIMATIC PCS7, TC MTA MARSHALLING TERMINATION ASSEMBLY FOR ET200M TC MODULE 6ES331-7PF11-0AB0 8 CHANN | 740.84
3NP1953-1BG30 | ACCES.F.FUSE SWI. DISCONNECTOR FOR NH2-NH3 AUXILIARY CONDUCTOR CONNECTION FOR SADDLE TERMINAL OR PRI | 12.63
3RT1466-6AD36 | CONTACTOR, 400A/AC-1 AC(40...60HZ)/DC OPERATION UC 42-48V AUXILIARY CONTACTS 2NO+2NC 3-POLE, SIZE S1 | 913.51
3RA6400-2BB43 | SIRIUS, COMPACT STARTER, DIRECT STARTER W/SYSTEM INTERFACE, 690 V, 32 A, 24 V DC, 0.32 ... 1.25 A, I | 820.76
3RF2190-1BA04 | SEMICONDUCTOR RELAY 3RF2, 1-PH. WIDTH 22.5 MM, 90 A 48-460V / 24V DC SCREW CONNECTION INSTANTANEOUS | 59.06
3RV1011-1EA10-ZW96 | CIRCUIT-BREAKER, 2.8...4 A, N-RELEASE 52 A, SIZE S00, MOTOR PROTECTION, CLASS 10, SCREW CONNECTION S | 64.57
3RV1923-2GA00 | MOULDED-PLASTIC ENCLOSURE FOR FLUSH MOUNTING WITH EMERGENCY STOP ROTARY OPERATING MECHANISM | 19.33
4RB2083-3EA50 | POWER CAPACITOR PHICAP MKP 400V 8.3KVAR | 107.81
5WG1588-2AB23 | GAMMA INSTABUS UP 588/23 TOUCH PANEL 5,7 INCH COLOUR-TFT DISPLAY 24 V AC/DC | 3799.04
5WG1588-8AB14 | GAMMA INSTABUS DESIGN FRAME FOR TOUCH PANEL GLASS IN BLACK | 303.93
6DL2804-1DD50 | EX-DEVICE MADE OF STAINLESS STEEL, IP65. WITH INSTALLATION OF ET200ISP- COMPONENTS (THEY HAVE TO ORD | 5723.31
3RT1975-5AF32 | WITHDRAWABLE COIL FOR SIZE S12 F. CONTS. 3RT107/3RT127/3RT147 AC/DC OPERATION UC110-127V DRIVE: CONV | 137.95
3RT1975-5AS32 | WITHDRAWABLE COIL FOR SIZE S12 F. CONTS. 3RT107/3RT127/3RT147 AC/DC OPERATION UC500-550V DRIVE: CONV | 137.95
6AG1503-3CC00-4AA0 | SIPLUS NET OLM/G12-1300 V4.0 FOR MEDIAL STRESS BASED ON 6GK1503-3CC00 | 5397.32
3VL9400-1UG01 | ACCESSORY FOR VL150XUL, VL150UL VL250UL,VL400UL,VL400XUL (CG-FRAME - LG-FRAME) UNDERVOLTAGE RELEASE | 239.41
3SE5114-1CA00-1AF5 | BASIC SWITCH FOR POSITION SWITCH 3SE51, METAL ENCLOSURE 40MM ACC.TO EN50041,1NO/NC SNAP ACTION CONT | 70.27
5TG4824 | I-SYSTEM HOTEL CARD SWITCH ILLUMINATED ELECTRIC WHITE, 55X55MM | 81.88
3NP1163-1BC12 | FUSE-SWITCH-DISCONNECTOR 3-POLE, NH3, 630A 60MM BUSBAR SYSTEM COVER LEVEL 32/70 MM FLAT CONNECTOR FU | 649.1
3NP1930-1FB00 | ACCES.F.FUSE SWI. DISCONNECTOR FOR NH00 AUXILIARY SWITCH, 1 CO CONTACT SOLID-STATE COMPATIBLE | 17.16
3NP1933-1BG30 | ACCES.F.FUSE SWI. DISCONNECTOR FOR NH00 AUXILIARY CONDUCTOR CONNECTION FOR PRISM TERMINAL | 6.79
3RT1456-6AP38-0PA5 | CONTACTOR, 275A/AC-1 AC(40...60HZ)/DC OPERATION UC 220...240V 3-POLE, SIZE S6 BAR CONNECTIONS CONVEN | 447.45
3LD2330-0TK11 | MAIN CONTROL SWITCH 3-POLE FLOOR MOUNTING KNOB BLACK IU=160A P/AC-23A AT 400V=75KW | 269.76
3LD2504-0TK51 | MAIN CONTROL SWITCH 3-POLE IU=63, P/AC-23A AT 400V=22KW FRONT MOUNTING FOUR-HOLE MOUNTING ROTARY ACT | 55.52
3RT1056-6NP36 | CONTACTOR, 90KW/400V/AC-3, AC(40...60HZ)/DC OPERATION UC 200...277V AUXIL. CONTACTS 2NO+2NC 3-POLE, | 623.6
3NA3022 | LV HRC FUSE LINK GL/GG WITH NON-INSULATED GRIP LUGS WITH FRONT INDICATOR SIZE 0, 63A, AC 500V/DC 440 | 13
3NE5318 | SITOR FUSE-LINK 63 A, 1500 V AC | 305.77
3SE5000-0AA63 | LENGTH-ADJUSTABLE TWIST LEVER FOR POSITION SWITCH 3SE51/52 STAINLESS STEEL LEVER 100MM LONG, WITH ST | 21.36
3SE5000-0AA68 | LENGTH-ADJUSTABLE TWIST LEVER FOR POSITION SWITCH 3SE51/52 METAL LEVER 100MM LONG, POSITIVE FIT (HOL | 15.35
3VL9400-3MN00 | ACCESSORY FOR VL400, STORED ENERGY OPERATOR 110-127V AC/DC | 1537.23
3VL9100-4PA40 | ACCESSORY FOR VL160X, PLUG IN SOCKET KIT ASSEMBLY REAR CONNECTORS 4 POLE | 464.44
4AM4042-5AV00-0EA0 | TRANSFORMER SITAS; PHASES:1; PN/PN(S6)(KVA):0,25 /0,85; UPRI(V):400+/-5%; USEC(V):42; ISEC(A):5,95; | 216.75
3SE5232-0LE10 | SIRIUS POSITION SWITCH; PLASTIC HOUSING ACC. TO EN50047, 31MM DEVICE CONNECTION 1X (M20X1.5); 1NO/2N | 29.71
6AG1197-1LB00-4XA0 | SIPLUS S7-400 Y-COUPLER FOR MEDIAL STRESS BASED ON 6ES7197-1LB00-0XA0 | 1183.01
3NP1153-1BC21 | FUSE-SWITCH-DISCONNECTOR 3-POLE, NH2, 400A 60MM BUSBAR SYSTEM COVER LEVEL 32/70 MM BOX TERMINAL FUSE | 551.73
3RT1265-6AP36 | VAC. CONTACTOR, 132KW/400V/AC-3 AC(40...60HZ)/DC OPERATION UC 220-240V AUXILIARY CONTACTS 2NO+2NC 3- | 1383.96
3TX7681-1A | BASEPLATE FOR 3TD6804 | 245.24
3NA6130-6 | LV HRC FUSE LINK GL/GG WITH INSULATED GRIP LUGS WITH COMBINATION INDICATOR SIZE 1, 100A, AC 690V/DC | 49.88
6ES7350-2AH01-0AE0 | SIMATIC S7-300, COUNTER MODULE FM 350-2, 8 CHANNELS, 20 KHZ, 24V ENCODER FOR COUNTING, MEASURING FRE | 2620.79
5SY4150-7 | CIRCUIT BREAKER 230/400V 10KA, 1-POLE, C, 50A, D=70MM | 17.94
4RB2050-3FC50 | POWER CAPACITOR PHICAP MKP 525V 5.0KVAR | 85.54
6AU1820-0AA24-0AB0 | SIMOTION TECHNOLOGY OPTION MULTIAXES PACKAGE SINGLE LICENSE FOR C2XX | 3169.02
3VL9800-3HF06 | ACCESSORY F. VL1200UL, VL1600UL (NG-FRAME - PG-FRAME) DOOR OP.MECH.8UC7 - NEW DESIGN HANDLE TI-GREY/ | 410.79
3RW4024-1BB15 | SIRIUS SOFT STARTER, S0, 12.5A, 7.5KW/500V, 40 DEGR., AC 400-600V, AC/DC 110-230V, SCREW TERMINALS | 528.76
3SB2210-4QA01 | KEYSWITCH, 16MM, ROUND, PLASTIC, CES, 3 SWITCH POSITIONS I>O<II, MOMENTARY CONTACT, KEY REMOVAL O, 1 | 75.96
3WL9111-0BC05-0AA0 | PREASSEMBLED CABLE FOR CONNECTING EXTERNAL CUBICLE BUS NO COM15 MODULE PRESENT 2M LONG | 15.22
3RW4447-2BC36 | SIRIUS SOFT STARTER, VALUES WITH 575 V, 50 DEG., STANDARD: 385A, 400HP, INSIDE-DELTA CIRCUIT 3: 667A | 27212.08
5SY4115-5 | CIRCUIT BREAKER 230/400V 10KA, 1-POLE, A, 1.6A, D=70MM | 36.21
5UH1055 | DELTA PROFIL, SILVER COVER PLATE 65X65MM W. BEZEL BLACK F. SCHUKO SOCKET OUTLET | 10.34
5SY4325-6 | CIRCUIT BREAKER 400V 10KA, 3-POLE, B, 25A, D=70MM | 38.56
3NW6006-1 | CYLINDRICAL FUSE GG ACC. TO FRENCH STANDARD (NFC) WITHOUT INDICATOR SIZE 10X38MM 500V 12A | 4.2
5SY4502-8 | CIRCUIT BREAKER 230V 10KA, 1+N-POLE, D, 2A, D=70MM | 44.15
3NX3106 | MOULDED PLASTIC PUSH-ON COVERS FOR LV HRC FUSE BASES SIZE 1 | 9.03
6ES7390-1AJ85-0AA0 | SIMATIC S7-300, RAIL L=885MM FOR INSTALLATION FROM ET200ISP IN 900MM CABINET | 99.33
6ES7392-2DX00-0AA0 | SIMATIC S7-300, 10 DIN A4 LABELLING SHEETS COLOR: RED, 10 LABELLING STRIPS/SHEETS FOR SIGNAL MODULES | 142.98
3NJ6900-4HF12 | ACCESSORY FOR SWITCH DISCONNECTOR W/FUSE, IN-LINE, PLUG-IN, AMPEREMETER, BI-METAL 200/1A, CL.1, 1 VA | 190.07
3RT1066-2AU36 | CONTACTOR, 160KW/400V/AC-3 AC(40...60HZ)/DC OPERATION UC 240-277 AUXILIARY CONTACTS 2NO+2NC 3-POLE, | 1077.64
6ES7135-7TD00-0AB0 | SIMATIC DP, ELECT. SUBMODULE FOR ET200ISP, 4 AO HART, 4 - 20MA, FOR CONNECTION OF HART FIELD DEVICES | 880.46
5SY4680-7 | CIRCUIT BREAKER 400V 10KA, 3+N-POLE, C, 80A, D=70MM | 169.17
5UB1906 | I-SYSTEM, ELECTRIC WHITE SCHUKO SOCKET OUTL. 10/16A 250V W. SCREWLESS TERMINALS W. INCREASED TOUCH P | 35.83
4RB2033-1EA50 | POWER CAPACITOR PHICAP MKP 400V 3.3KVAR | 40.61
3SB2910-1AH | LENS, TRANSPARENT, WITH CONCENTRIC RINGS | 0.38
3NW6002-1 | CYLINDRICAL FUSE GG ACC. TO FRENCH STANDARD (NFC) WITHOUT INDICATOR SIZE 10X38MM, 500V 2A | 4.2
3NW7132 | BUILT-IN FUSE BASE WITH SIGNAL DETECTOR FOR CYLINDRICAL FUSES SIZE 14X51 MM 50 A, 3-POLE | 88.08
6ES7335-7HG02-0AB0 | SIMATIC S7-300, ANALOG MODULE SM 335, OPTICALLY ISOLATED U/I; DIAGNOSTICS; INTERRUPT, 4 AI 14 BIT RE | 2007.29
5SY4520-8 | CIRCUIT BREAKER 230V 10KA, 1+N-POLE, D, 20A, D=70MM | 26.76
3NP1163-1DA23 | FUSE-SWITCH-DISCONNECTOR 3-POLE, NH3, 630A MOUNTING PLATE CONSTRUCTION COVER LEVEL 70 MM BOX TERMINA | 607.35
3RV1011-0AA10 | CIRCUIT-BREAKER, 0.11...0.16A N-RELEASE 2.1 A, SIZE S00 MOTOR PROTECTION, CLASS 10, SCREW CONNECTION | 48.33
3RA1962-2E | BASE PLATE FOR YD-STARTER MOD. S10-S10-S6 | 105.04
8MF4633 | MOUNTING PLATE HXW=ALLX1000 | 256.93
4AT3932-8ED40-0FA0 | TRANSFORMER SITAS; PHASES:1; PN/PN(S6)(KVA):10 /36,4; UPRI(V):600-575-550-525-500- 480-460-440-415-4 | 3966.68
3TH4310-0AB0 | CONTACTOR RELAY 100E EN 50 011 10 NO, SCREW TERMINALS AC OPERATION AC 50HZ 24V/60HZ 29V | 86.38
3NW3010-0HG | FUSE LINK CLASS CC ACC. TO UL STANDARD 248-4 SLOW-BLOW, CURRENT-LIMITING RATED CURRENT 1 A RATED VOL | 23.82
3NW8005-1 | CYLINDRICAL FUSE A.M. ACC. TO FRENCH STANDARD (NFC) WITHOUT INDICATOR SIZE 10X38MM, 500V 16A | 5.75
3NW8108-1 | CYLINDRICAL FUSE A.M. ACC. TO FRENCH STANDARD (NFC) WITHOUT INDICATOR SIZE 14X51MM, 500V 8A | 6.35
7ME6920-2MA11-1AA0 | MAG 6000, 19 INCH INSERT, IN IP66 / NEMA 4, ABS PLASTIC ENCLOSURE, INCL. SAFETY BARRIER ATEX 2G D (E | 2556.01
7MH7723-1AU | RBSS,MOUNT KIT,SPARE | 143.61
3TH4244-0AG1 | CONTACTOR RELAY 44E EN 50 011 4NO+4NC, SCREW TERMINALS AC OPERATION AC 110V 60HZ/AC 92V 50HZ | 59.12
3TH4244-0BG4 | CONTACTOR RELAY 44E EN 50 011 4NO+4NC, SCREW TERMINALS DC OPERATION DC SOLENOID SYSTEM DC 125V | 103.04
4AP2542-8BC40-0HA0 | TRANSFORMER SITAS; PHASES:3; PN/PN(S6)(KVA):1,6 /6,9; UPRI(V):Y500-400/D289-230; USEC(V):Y 400 / D 2 | 1671.68
8MF5064-5R | STANDARD CUBICLE 8MF5 HXWXD=2000X600X400 SIDE-BY-SIDE MOUNTING NON-VENT., NOT ASSEM., SCREWED IP54 | 2607.97
6GK1907-0DB10-6AA3 | IE POWER M12 PLUG PRO CONNECTOR FOR CONN. TO POWER SUPPLY PS791-1PRO, FOR 24V DC VOLTAGE SUPPLY, WIT | 49.11
8MF4421 | C-SECTION RAIL CABLE INTERCEPTING BAR C50 W=800 | 100.22
8MF5224-5R | STANDARD CUBICLE 8MF5 HXWXD=2200X1200X400 SIDE-BY-SIDE MOUNTING NON-VENT., NOT ASSEM., SCREWED IP54 | 4095.46
3RT1955-5NF31 | WITHDR. COIL FOR MOD. S6 FOR CONTACTORS 3RT105/3RT145 AC/DC ACTUATOR UC96-127V DRIVE: ELECTRONIC WI | 130.58
3RT1956-4EA1 | TERMINAL COVER FOR BAR CONNECTIONS FOR CONTACTOR SIZE S6, 3RT1.5 FOR OVERLOAD RELAY 3RB105 FOR SOFT | 12.93
3RT1965-5NB32 | WITHDRAWABLE COIL FOR SIZE S10 FOR CONTACTORS 3RT106/3RT146 AC/DC OPERATION UC21-27.3V DRIVE: ELECTR | 186.22
8GK1382-0KK42 | ALPHA 630 DIN, MARSHALLING BOX HEIGHT = 350MM, WIDTH = 1050MM, DEPTH = 210MM, SK1, IP43 | 705.2
6SE6420-2UC12-5AA1 | MICROMASTER 420 UNFILTERED 1/3AC 200-240V +10/-10% 47-63HZ CONSTANT TORQUE POWER 0.25 KW OVERLOAD | 661.8
5SY8363-8 | CIRCUIT BREAKER 400V 25KA, 3POLE, D, 63A, D=70MM | 158
6GT2810-2EC10 | SIMATIC RF630T SCREW-TAG; ACCORDING ISO 18000 6C; FREQUENCY 915 MHZ (USA); 96 / 240 BIT EPC, ADDITI | 35.85
4AM6442-4TJ10-0FA0 | TRANSFORMER SITAS; PHASES:1; PN/PN(S6)(KVA):2 /9,7; UPRI(V):230+/-5%; USEC(V):110; ISEC(A):18,2; F(H | 980.35
3TG1010-1AL2 | CONTACTOR TAB CONNECTOR, 4NO FOR SNAPPING ONTO STANDARD MOUNTING RAIL AC OPERATION AC 230V,45...450H | 22.09
6DL2804-0AD30 | EX-DEVICE MADE OF STAINLESS STEEL, IP65. EMPTY CABINET READY FOR INSTALLATION OF ET200ISP. EQUIPMENT | 5225.64
3VL9400-1SQ00 | ACCESSORY FOR VL160X, VL160, VL250, VL400, SHUNT RELEASE 220 - 250 V DC RIGHT POLE ONLY | 160.92
3VL9400-1UH00 | ACCESSORY FOR VL160X, VL160, VL250, VL400, UNDERVOLTAGE RELEASE 220 - 250 V AC RIGHT POLE ONLY | 215.86
8GK4710-2KK10 | ALPHA 400/ 630 DIN MCCB-ASSEMBLY KIT 2 X 3VT1 3 + 4 POLE, VERTICAL MOUNTING H=300/ W=250 | 134.6
5SY7503-8 | CIRCUIT BREAKER 230V 15KA, 1+N-POLE, D, 3A, D=70MM | 59.9
5SY7510-8 | CIRCUIT BREAKER 230V 15KA, 1+N-POLE, D, 10A, D=70MM | 50.01
5SY7515-7 | CIRCUIT BREAKER 230V 15KA, 1+N-POLE, C, 1.6A, D=70M | 50.71
5SY8110-8 | CIRCUIT BREAKER 230/400V 25KA, 1POLE, D, 10A, D=70MM | 29.84
3TH4391-0AL2 | EN 50 011 EN 50 011 9NO+1NC, SCREW TERMINALS AC OPERATION AC 50/60HZ 230V | 86.38
6SE6400-3TC00-4AD2 | MICROMASTER 4 OUTPUT CHOKE 380-480V 3AC 4A FOOTPRINT FSA - 2.0MH 400V: UP TO 150M CABLE LENGTH 440V: | 231.58
5SY4214-7 | CIRCUIT BREAKER 400V 10KA, 2-POLE, C, 0.3A, D=70MM | 46.74
5SY4216-6 | CIRCUIT BREAKER 400V 10KA, 2-POLE, B, 16A, D=70MM | 25.9
3NW7013 | BUILT-IN FUSE BASE FOR CYLINDRICAL FUSES SIZE 10X38MM 32A, 1POLE | 8.25
5SY6215-7 | CIRCUIT BREAKER 400V 6KA, 2-POLE, C, 1.6A, D=70MM | 23.61
3NW7533-0HG | MODULAR CYLINDRICAL FUSE BASE 3-POLE, WIDTH 1 DIV. FOR CYLINDRICAL FUSE LINKS 10.3 X 38.1 CLASS CC M | 44.16
3RK1315-6KS41-1AA5 | SIRIUS MOTOR STARTER M200D AS-I COMMUNICATION: AS-INTERFACE REVERSING STARTER, BASIC MECHANICAL SWIT | 1039.48
3RT1926-2FK31 | SOLID-STATE, TIME-DELAYED AUXILIARY SWITCH BLOCK SETTING RANGE 5 S...100 S, AC/DC 100...127 V, 1NO + | 83.56
3RT1975-5NP31 | WITHDR. COIL FOR SIZE S12 FOR CONTACTOR 3RT107/3RT127/3RT147 AC/DC OPERATION 200-277V UC DRIVE: ELEC | 318.46
6AG1334-0KE00-7AB0 | SIPLUS S7-300 SM334 4AI 2AO -25 ... +70 DEGREES C WITH CONFORMAL COATING BASED ON 6ES7334-0KE00-0AB0 | 1719.03
3RT1966-5NP31 | WITHDR. COIL FOR SIZE S10 FOR VAC. CONTACTOR 3RT126 AC/DC OPERATION 200-277V UC DRIVE: ELECTRONIC WI | 177.69
3NP5260-0EA86 | FUSE-SWITCH-DISCONNECTOR I=250A, U=690V, AUXILIARY SWITCH 1NO+1NC FOR CABLE-LUG CONNECTION FUSE SIZE | 859.02
6ES7148-4CA60-0AA0 | SIMATIC DP, POWER MODULES OUTPUT FOR ELECTRONIC MODULES ET 200PRO PM-O, DC 2X24V INCLUSIVE BUS MODU | 173.77
3RA6120-2CB34 | SIRIUS, COMPACT STARTER, DIRECT STARTER 690 V, 24 V AC/DC, 50 ... 60 HZ, 1 ... 4 A, IP20, CONNECTION | 594.04
5TG1802 | DELTA PROFIL, TITANIUM WHITE FRAME, 2FOLD, CUTOUT 151X80MM | 7.57
5SY6413-7 | CIRCUIT BREAKER 400V 6KA, 4-POLE, C, 13A, D=70MM | 39.11
3NW8212-1 | CYLINDRICAL FUSE A.M. ACC. TO FRENCH STANDARD (NFC) WITHOUT INDICATOR SIZE 22X58MM, 500V 32A | 11.18
3RT1476-6AB36 | CONTACTOR, 690A/AC-1 AC(40...60HZ)/DC OPERATION UC 23-26V AUXILIARY CONTACTS 2NO+2NC 3-POLE, SIZE S1 | 1526.19
3RT1054-6AF36-ZX95 | CONTACTOR, 55KW/400V/AC-3, AC(40...60HZ)/DC OPERATION UC 110...127V AUXIL. CONTACTS 2NO+2NC 3-POLE, | 422.87
3NC1405 | SITOR CYLINDRICAL FUSE LINK AR 5 A, 660 V AC/700 V DC | 13.63
3LD9240-2C | BASE MOUNTING ONLY | 28.72
3NA3260 | LV HRC FUSE LINK GL/GG WITH NON-INSULATED GRIP LUGS WITH FRONT INDICATOR SIZE 2, 400A, AC 500V/DC 44 | 13.58
6ES7148-6CB00-0AA0 | SIMATIC DP, ET 200ECO PN, POWER DISTRIBUTOR PD DC 24V; 1 X 7/8", 4 X M12, DEGREE OF PROTECTION IP67; | 245.34
3VL9400-8LA00 | ACCESSORY FOR VL400, CABLE INTERLOCK SYSTEM | 117.09
6SL3710-1GH34-1CA3 | SINAMICS G150 CONVERTER CABINET UNIT, AC/AC WITH CIM+CU320-2 3AC 660-690 V, 50/60 HZ NOM. POWER RATI | 55214.95
5TG2406 | INSERT F.UAE OUTLET BOX CAT.3-8/8 FOR DELTA PROGRAMS | 25.22
5TG7355 | DELTA SWITCH A. PUSHBUTTON LED INSERT F. CONTROL FUNCTION 230V/50HZ, BLUE | 6.66
3RF2320-2DA22 | SEMI-COND. CONTACTOR 3RF2,1-PH. AC 51 20 A 40 DEGREES C 24-230 V / 110-230 V AC SHORT-CIRC. RESIST | 81.67
6ES7144-6KD00-0AB0 | SIMATIC DP, ET 200ECO PN, 8 AI (4 U/I + 4 RTD/TC); 8XM12, DEGREE OF PROTECTION IP67 | 859.51
3NJ6930-2BB00 | ACCESSORY FOR DISCONNECTOR-FUSE IN-LINE TYPE, CAN BE PLUGGED IN,NH1 AUXILIARY SWITCH 1NO WITH COVER | 59.12
3VL9300-3ML00 | ACCESSORY FOR VL160X, VL160, VL250, STORED ENERGY OPERATOR 42-48V AC/DC | 1033.54
3VL9300-4PD30 | ACCESSORY FOR VL250, PLUG IN SOCKET KIT ASSEMBLY FRONT CONNECTORS RCD 3 POLE | 586.77
3VL9300-3MJ01 | ACCESSORY FOR VL150UL, VL250UL (DG-FRAME - FG-FRAME) MOTOR DRIVE WITH STORAGE SPRING 24V DC | 1118.57
3SE7921-1AB | BLOCK ROPE PULLEY, ROTATABLE, 3MM | 12.16
5UB1917 | I-SYSTEM, TITANIUM WHITE SCHUKO SOCKET OUTL. 10/16A 250V W. SCREWLESS TERMINALS W. HINGED LID 55X55M | 12.92
6AU1240-1AB00-0AA0 | SIMOTION C240 PN PROGRAMMABLE MOTION CONTROLLER FOR PROFINET- AND PROFIBUS- DRIVES ONBOARD PERIPHERA | 8214.44
5SY8450-8 | CIRCUIT BREAKER 400V 25KA, 4POLE, D, 50A, D=70MM | 190.2
3NA6812-6 | LV HRC FUSE LINK GL/GG WITH INSULATED GRIP LUGS WITH COMBINATION INDICATOR SIZE 000, 32A, AC 690V/DC | 28.09
3VL9400-1SK01 | ACCESSORY FOR VL150UL, VL250UL VL250 UL, VL400UL,VL400XUL (CG-FRAME - LG-FRAME) SHUNT RELEASE 110... | 180.54
8GK9913-0KK50 | MASK. FRAME FOR EXTRA DEEP STAY INSTALLATION H1800 W1250MM SHEET STEEL | 174.81
8MF2284-5E | CUBICLESYSTEM 8MF2000 HXWXD = 2200 X 800 X 400MM FOR INDIVIDUAL MOUNTING WITH SIDE PANELS, IP 54 | 3129.55
8GK9001-4KK01 | ALPHA 160 DIN, BARRIER VERTICAL, H=600 | 19.77
7MH7724-1AG | CALIBRATION WEIGHT 500G, FOR MILLFLO, SENSING HEAD ILE 37/-ILE 61 | 166.36
6RA8085-6GS22-0AA0 | SINAMICS DCM DC CONVERTER FOR TWO-QUADRANT DRIVES CONNECTION B6C INPUT: 3-PHASE AC 575V. 498A CONTRO | 11710.59
6RA8093-4KS22-0AA0 | SINAMICS DCM DC CONVERTER FOR TWO-QUADRANT DRIVES CONNECTION B6C INPUT: 3-PHASE AC 690V, 1245A CONTR | 28685.32
5SY8450-8BB08 | CIRCUIT BREAKER 400V 20KA, 4-POLE, 50A, D=70MM ONLY MAGNETIC TRIPPING | 138.47
3NC2240 | SITOR CYLINDRICAL FUSE LINK AR 40 A, 660 V AC/700 V DC | 21.23
3NE8022-1 | SITOR FUSE LINKS 125A, AC 690V (DIN 43620, SIZE 00) | 62.82
6AV6371-1DH07-0CX4 | WINCC/WEB NAVIGATOR UPGRADE V6.0 / V6.1 -> V7.0 FOR 25 CLIENTS, INCL. UPGRADE DIGNOSTICS CLIENT/ SE | 13677.49
8US1260-5AP00 | BUSBAR ADAPTER SYSTEM DEVICE HOLDER SPACER AND SHEET METAL SCREW ENCLOSED, F. LATERAL MOUNTING ONTO | 50.74
8MF2828-4R | STANDARD CUBICLE 8MF2 HXWXD=1800X1200X800 SIDE-BY-SIDE MOUNTING NON-VENTIL., ASSEMBL., WELDED IP40 | 3090.92
8WH6000-0AF01 | THROUGH-TYPE TERMINALS TERMINAL SIZE 2,5 MM2 WIDTH 5,2 MM COLOUR BLUE CLAMPING POINTS 2 | 2.11
5TG6204 | I-SYSTEM, TITANIUM WHITE ROCKER W. WINDOW F.2-CIRCUIT/DUAL 2-WAY SWITCH 55X55MM | 8.78
5SY8303-7 | CIRCUIT BREAKER 400V 25KA, 3POLE, C, 3A, D=70MM | 78.83
6SE6440-2AC23-0CA1 | MICROMASTER 440 WITH BUILT-IN CLASS A FILTER 3AC 200-240 V +10/-10% 47-63 HZ CONSTANT TORQUE POWER | 2142.84
5SY7514-7 | CIRCUIT BREAKER 230V 15KA, 1+N-POLE, C, 0.3A, D=70M | 50.71
5TA2155-0KK | DELTA SWITCH INSERT FM, SWITCH INSERT 10A 250V WITHOUT CLAWS | 10.57
5TA2114 | DELTA PUSHB. INSERT FM, SHUTTER PUSHB. 10A 250V ELECTRICALLY INTERLOCKED | 25.53
5SY8210-7 | CIRCUIT BREAKER 400V 25KA, 2POLE, C, 10A, D=70MM | 71.08
5SY8320-8 | CIRCUIT BREAKER 400V 25KA, 3POLE, D, 20A, D=70MM | 75.69
6SL3760-2AL55-0BA0 | CABINET-ANTI-CONDENSATION HEATE SPARE PART FOR CABINET MODULES SINAMICS GM / SM CABINET MODULES | 585.92
3RK1901-1PN00 | AS-INTERFACE, BLANK PLUG M8, FOR MODULES IP 67, | 1.7
3NJ4915-2DB20 | ACCESSORIES F. STRIPS 3NJ41 IN-LINE FUSE SW.DISC. S.NH1-3 INTEGRAT. CURR. TRANSFORMER 75/5A,CL.1 | 65.6
8UC7320-8BD | HANDLE 8UC7 WITH MASKING FRAME HANDLE RED, MASKING FRAME YELLOW SPARE PART FOR 8UC7324-8BD44 | 203.83
8WH8140-1XA05 | LABELS, TRANSV. SPECIAL LABELLING ZB4 | 0.25
BVP:034283 | BD01-AK2X/F TAP-OFF UNIT | 176.23
8WH9020-6CF10 | PLUG-IN JUMPER 6 DIVISIONS, AS TRANSVERSE JUMPER IN TERM. MIDDLE, 5-POLE, COLOR: SIEMENS COLOR | 2.17
8GK4501-0KK12 | ALPHA 400/630 DIN, KIT SPACE COVER WITH SUPPORT H=75 W=250 | 45.01
8GK9920-0KK31 | CONNECTING KIT FOR ALPHA 630 UNIVERSAL, IP 43/55 | 15.87
8MF2894-3RB | STANDARD CUBICLE 8MF2 HXWXD=1800X900X400 SIDE-BY-SIDE MOUNTING VENTIL., ASSEMBL., WELDED IP30 | 2453.41
2XV9450-1CG00 | SOFTNET S7 (TCP) FOR LINUX (REDHAT, SUSE) SOFTNET S7 F. COMMUNICATION BEETWEEN PC AND SIMATIC S7 TCP | 4564.14
3LD2103-2EP51 | MAIN CONTROL SWITCH 4-POLE IU=25, P/AC-23A AT 400V=9,5KW 1NO+1 NC, FRONT MOUNTING FOUR-HOLE MOUNTING | 47.45
3LD2122-3VK11 | MAIN SWITCH 6-POLE IU=25, P/AC-23A AT 400V=9,5KW FRONT MOUNTING FOUR-HOLE MOUNTING KNOB BLACK, ABSCH | 63.04
6SE6400-3TC01-0BD3 | MICROMASTER 4 OUTPUT CHOKE 380V-480V 3AC 10A FOOTPRINT FSB - 0.28MH 230V: UP TO 200M CABLE LENGTH 40 | 535.97
3NA3012 | LV HRC FUSE LINK GL/GG WITH NON-INSULATED GRIP LUGS WITH FRONT INDICATOR SIZE 0, 32A, AC 500V/DC 440 | 13
3NJ6900-4HB22 | ACCESSORY FOR SWITCH DISCONNECTOR W/FUSE, IN-LINE, PLUG-IN, AMPEREMETER, BI-METAL 50/5A, CL.1, 1 VA | 190.07
3NJ6933-4BB00 | ACCESSORY FOR DISCONNECTOR FUSES IN-LINE TYPE, CAN BE PLUGGED IN,NH1 FRONTPLATE FOR 3NJ6213-1, 3NJ62 | 76.25
3NH3330 | LV HRC FUSE BASE, 690V(1000V) SINGLE-POLE, 400A, SIZE 2 | 79.35
3NJ4915-1FB10 | ACCESSORIES F. STRIPS 3NJ41 IN-LINE FUSE SW.DISC. S.NH00 INTEGRAT. CURR. TRANSFORMER 150/5 A, CL.0.5 | 135.62
3VL9400-3HE00 | ACCESSORY FOR VL400, ROTARY DRIVE, DIRECT SHAFT STUB/ NO KNOB USE WITH 8UC6314-6BD44 OR 8UC6324-8BD4 | 108.59
3VL9325-5GF40 | ACCESSORY FOR VL250, RCD MODULE IN=250A UE=230...690V 4 POLE | 2093.23
6ES7194-4GC70-0AA0 | SIMATIC DP, MODULE CARRIER COMPACT VERSION FOR IO MODULES ET 200PRO, LENGTH: 500 MM, NEW HOLE PATTER | 51.49
8UC6081 | SPARE PART FOR ROTARY OPERATING MECHANISM 8UC6 EXTENSION SHAFT 600MM LONG 6 X 6MM | 15.43
5TG2551-7 | DELTA I-SYSTEM, CARBON METALLIC FRAME, 1FOLD, 80X80MM W. LABELING FIELD | 10.7
6SL3055-0AA00-5HA3 | SINAMICS SENSOR MODULE SME25 ABSOLUTE ENCODER: ENDAT PROTECTION IP67 | 420.69
BVP:262452 | BD2-AK02M2/A323N TAP-OFF UNIT 32A / 1X 3POLE+N M CB 32A C-CHAR. | 586.23
8GK9601-1KK30 | ALPHA 630 DIN, COVER HEIGHT = 150M, WIDTH = 750MM, CLOSED MINIMUM ORDER QTY 10 UNITS | 58.49
5SY7632-7 | CIRCUIT BREAKER 400V 15KA, 3+N-POLE, C, 32A, D=70MM | 135.42
5TG1103-3 | DELTA MIRO FRAME 3-FOLD GENUINE MATERIAL WOOD TYPE OF WOOD MAPLE TREE DIMENSIONS 232X90MM | 85.39
5TC1231 | SHUTTER/BLIND CONTROL INSERT SY FM, 1MOTOR 1000VA, 230V 50HZ W. SECONDARY INPUT | 146.65
5SY8116-8 | CIRCUIT BREAKER 230/400V 25KA, 1POLE, D, 16A, D=70MM | 29.84
6ES7365-0BA01-0AA0 | SIMATIC S7-300,INTERFACE MODULE IM 365 FOR CONNECTING AN EXPANSION RACK, W/O K-BUS, 2 MODULES + CONN | 355.84
6SL3760-0GF00-0AA0 | RESISTOR 70OHM SPARE PART FOR SINAMICS S120 CABINET MODULES | 181.6
3RK4353-3NR58-0BA0 | SIRIUS MCU MOTOR STARTER EN.DEGR. OF PROTEC.IP55 PLASTIC COMMUNICATION WITHOUT ELECTROMECHANICAL SWI | 649.19
3RN1010-2BG00 | THERMISTOR MOTOR PROTECTION STANDARD EVALUATION UNIT, AUTORESET, 2W,AC110V, SPRING-LOADED TERMINAL, | 154.47
8UC7424-3BB44 | DOOR OPERATING MECHANISM 8UC7 HANDLE RED/BLUE GREEN BASIC MASKING FRAME YELLOW FOR CIRCUIT-BREAKER 3 | 313.73
8WH9130-0DA00 | TERMINAL ELEMENT, FOR DIRECT SHIELD CONNECTION ON CONDUCTIVE MOUNTING PLATES, DIAMETER 3 - 35 MM | 11.44
8WH9140-0CA00 | SUPPORT REST, TO MOUNT ON TOP-HAT RAIL, FOR 10X3 MM BUSBARS, DISTANCE 65 MM | 5.12
3TY6483-0BW4 | COIL F.CONTACTORS 3TB47,3TB48,3TC48 DC 48V | 106.15
8GK4751-4KK23 | ALPHA 630 DIN, ASSEMBLY KIT F. 9-IN-LINE FUSE SWITCH DISC.N 3NJ4 SZ.00, H=600 W=500 | 211.97
8MF2086-4R | CUBICLESYSTEM 8MF2000 HXWXD = 2000 X 800 X 600MM FOR SIDE-BY-SIDE MOUNTING WITHOUT SIDE PANELS, IP 4 | 2298.86
5TG2551-1 | DELTA LINE, TITANIUM WHITE FRAME, 1FOLD, 80X80MM W. LABELING FIELD | 5.87
5TE6804 | SCHUKO SOCKET 16A ACC. TO IEC 60083, UL VERSION TYPE NEMA,F.INST.IN DIST-BOARDS | 29.51
3WL9111-1AT27-0AA0 | 3WL9 NAFTA ACCESSORY WLDGNCUB DIGITAL INPUT MODULE | 598.13
3NA6260-4 | LV HRC FUSE LINK GL/GG WITH INSULATED GRIP LUGS WITH COMBINATION INDICATOR SIZE 2, 400A, AC 400V | 25.69
3NC8425-0C | SITOR FUSE-LINK FOR SEMICONDUCTOR PROTECTION 200A GR 690V SIZE 3 CONNECTION CONTACT INDICATOR 110MM | 215.7
3RS1100-1CK20 | TEMPERATURE MONITORING RELAY THERMOCOUPLE TYP J, EXCEEDING 1 THRESH. VAL., WIDTH 22ND5 MM 0 C-200 C, | 200.04
5SJ4102-7HG40 | CIRCUIT BREAKER 240V 14KA, 1-POLE, C, 2A, D=70MM ACC. TO UL 489, SAME POLARITY | 35.7
6AG1322-5FF00-4AB0 | SIPLUS S7-300 SM322 8DO FOR MEDIAL STRESS BASED ON 6ES7322-5FF00-0AB0 | 1174.73
6ES7138-7BB00-0AB0 | SIMATIC DP, WATCHDOG MODULE FOR ET 200ISP | 324.82
4AM4342-5FJ10-0FA0 | TRANSFORMER SITAS; PHASES:1; PN/PN(S6)(KVA):0,315 /1,12; UPRI(V):500+/-5%; USEC(V):110; ISEC(A):2,86 | 249.32
6ES7195-0BF02-0XA0 | DP, ASIC DPC31 STEP C1 LEADFREE | 228.53
6ES7922-3BC50-0AC0 | FRONT CONNECTOR FOR S7-300 40-POLE (6ES7392-1AM00-0AA0), WITH 40 SINGLE CORES 0.5 MM2, H05V-K SINGLE | 182.36
3SE5312-1SD11 | SAFETY POSITION SWITCHES WITH SOLENOID INTERLOCKING LOCK. FORCE 2600N,5 APPR. DIR. METAL HOUSING,3X( | 297.33
3SE5312-1SJ11 | SAFETY POSITION SWITCHES WITH SOLENOID INTERLOCKING LOCK. FORCE 2600N,5 APPR. DIR. METAL HOUSING,3X( | 416.38
3SE5312-3SB13 | SAFETY POSITION SWITCHES WITH SOLENOID INTERLOCKING LOCK. FORCE 2600N;5 APPR. DIR. METAL HOUSING,3X( | 324.01
3RH1921-1CD01 | AUX. SWITCH BLOCK, 1 NC, DEL. DIN EN50005, SCREW CONNECTION, FOR MOTOR CONTACTORS, 1-POLE | 6.45
5UB1465 | DELTA PROFIL, SILVER SCHUKO SOCKET OUTL. 10/16A 250V BEZEL BLACK W. SCREWLESS TERMINALS W. INCREASED | 16.79
5TT3195 | VOLTAGE RELAY, N-TYPE AC 230/400V 2CO 0,9/1,3 ASYMMETRY | 256.16
5TT4101-0 | REMOTE SWITCH WITH 1 NO CONTACT FOR AC 230V 16A CONTROL AC 230V | 26.74
5SH5327 | INSULATED LINE-SIDE TERMINAL FOR 1.5SQMM UP TO 25SQMM PIN TYPE | 2.37
5SJ4106-7HG42 | CIRCUIT BREAKER 10KA, 1POLE, C, 6A ACC. TO UL 489 - 277V | 46.34
6SL3000-0CE36-3AA0 | SINAMICS LINE REACTOR INPUT: 3AC 380-480V, 50/60HZ 628A NMA: A5E00125730 | 1868.52
3VL9100-4RA00 | ACCESSORY FOR VL160X, REAR TERMINAL, SHORT, ROUND COMPRISES 1 TERMINAL | 19.5
3VL9200-4RK00 | ACCESSORY FOR VL160, REAR TERMINAL, SHORT, ROUND/FLAT COMPRISES 1 TERMINAL | 26.95
6FX2003-4AC00 | MALE CONTACTS 1.5 - 4.0 MM2 (FOR CONNECTORS SIZE 1.5 8-P.) POWER CONNECTION PACK = SET OF 20 | 99.14
6FX2003-5AE02 | FEMALE CONTACTS 0.08-0.22 SQMM (SUB-D, ROUND SIGNAL CONN.) ROLL = SET OF 500 | 231.63
3VL9440-8TC00 | ACCESSORY FOR VL400, CURRENT TRANSFORMER FOR OVERLOAD PROTECTION OF THE N-CONDUCTOR AND FOR EARTH-FA | 385.28
8GS6001-6 | A-ZS SMB F. EHZ H=900MM B1 1 RES WITH BUSBAR HOLDER WITHOUT BUSBARS WITHOUT EHZ ADAPTER | 385.74
6FX5008-1BB11-3AA0 | POWER CABLE, SOLD BY THE METER 4 X 1.5 C UL/CSA, DESINA MOTION-CONNECT 500 DELIVERY FORM: ON DISPOS. | 1136.27
3RN1013-1GW10 | THERMISTOR MOTOR PROTECTION STANDARD EVALUATION UNIT, MANUAL/AUTO/REMOTE, 2CC,HARD-GOLD-PL.,AC/DC24- | 367.8
3RP1511-2AP30 | MULTIFUNCTION TIME RELAY IN CAGE-CLAMP TECH. 1 CHANGEOVER, ON-DELAY, AC/DC 24V/AC 200...240V, 0,5... | 140.53
5SU1656-6KK16 | FI/LS-PROTECTOR TYPE A (PSE/SSF), D=70MM IFN 300MA,6KA, 1+N-POLEE B 16A | 80.48
4RB2007-1DJ50 | POWER CAPACITOR PHICAP MKP 380V 0.7KVAR | 29.92
6AV6613-0AA11-3CE5 | WINCC FLEXIBLE 2008 ASIA ADVANCED, UPGRADE FOR WINCC FLEXIBLE 2004/2005/2007 ASIA ADVANCED, INCL. CH | 1693.04
5SY5103-7 | CIRCUIT BREAKER CURR. SENS DC 220V AC 230/400V 10KA, 1-POLE, C, 03A | 22.8
4RB2028-1EE50 | POWER CAPACITOR PHICAP MKP 440V 2.8KVAR | 37.68
4RB2053-3GA50 | POWER CAPACITOR PHICAP MKP 600V 5.3KVAR | 119.88
A5E02199120 | ACCESSORIES WELD-IN CONNECTION TRI-CLAMP (BS 4825-1) 4 INCH, DO 102MM, (P GASKET) | 989.92
4AV3301-2EB00-0A | POWER SUPPLY; PHASES:3; PN(KW):0,72; UPRI(V):500-400(415); USEC(V DC):24; ISEC(A DC):30/36 (60/40 CE | 1024.51
3TH4394-0AD0 | CONTACTOR RELAY 55E EN 50 011 5NO+5NC,1 O'LAP,SCREW TERMIN. AC OPERATION AC 50HZ 42V/60HZ 50V | 100.66
3TH4244-0AS0 | CONTACTOR RELAY 44E EN 50 011 4NO+4NC, SCREW TERMINALS AC OPERATION AC 50HZ 500V/60HZ 600V | 59.12
3VL9600-3HG06 | ACCESSORY FOR VL800UL, (MG-FRAME) DOOR OP.MECH.8UC7 - NEW DESIGN HANDLE RED/BLUE GREEN BASIC MASKING | 323.79
3VL9600-3MA10 | ACCESSORY FOR VL630; VL800 MOTOR OPERATOR 24 VDC | 1471.8
3SB2204-6BG06 | INDICATOR LIGHT, 16MM, ROUND, PLASTIC, WHITE, LAMPHOLDER W2 X 4.6D, WITHOUT LAMP | 9.63
3VL9800-4WA40 | ACCESSORY FOR VL1250, VL1600, DRAW OUT ASSEMBLY REAR CONNECTORS 4 POLES | 3931.37
6FX2001-2RB02 | SIMODRIVE (ACCESSORIES) INCR. ROTARY ENCODER W. RS 422 (TTL) 1024 PULSES, CLAMP FLANGE 10 MM SHAFT, | 366.56
8MF4811 | PERFORATED COMPARTM. BOTTOM FIXED HXD=600X600 | 174.04
8MF5098-5R | STANDARD CUBICLE 8MF5 HXWXD=2000X900X800 SIDE-BY-SIDE MOUNTING NON-VENT., NOT ASSEM., SCREWED IP54 | 3148.89
3TH4271-0AG2 | CONTACTOR RELAY 71E EN 50 011 7NO+1NC, SCREW TERMINALS AC OPERATION AC 50/60HZ 110V | 57.21
3TH4271-0BB4 | CONTACTOR RELAY 71E EN 50 011 7NO+1NC, SCREW TERMINALS DC OPERATION DC SOLENOID SYSTEM DC 24V | 99.96
7ML1930-1BL | DUST COVER ASSEMBLY,3", LR460 | 229.8
7ML1930-1CG | PLASTIC ENCL. FOR 1 RD DISPLAY | 333.08
3TG1001-1AL2 | CONTACTOR TAB CONNECTOR, 3NO+1NC FOR SNAPPING ONTO STANDARD MOUNTING RAIL AC OPERATION AC 230V 45... | 22.09
3TG1010-0AL20-0AA0 | CONTACTOR SCREW TERMINALS, 4NO FOR SNAPPING ONTO STANDARD MOUNTING RAIL AC OPERATION AC 230V,45...45 | 26.71
3TH4364-4MF0 | CONTACTOR RELAY 64E DIN EN50011 6NO+4NC, TAB CONNECTOR AC OPERATION AC 50HZ 110V/60HZ 132V | 109.83
3WL9111-0AL13-0AA0 | ACCESSORIES CIRCUIT BREAKER 3WL MAIN CONDUCTOR CONN. 1 OFF FIXED-MOUNTED CIRC.BR. SIZE II FRONT CONN | 194.04
8MF6868-5E | STANDARD CUBICLE 8MF6 HXWXD=1800X600X800 INDIVIDUAL MOUNTING NON-VENT., ASSEM., WELDED IP54 | 3342.07
8WA2011-3KE51 | CONN. MODULE L+,L-,S INTEGR FOR 16/17 INITIATOR OR ACTUATOR TERMINALS AND 2/1 FEEDER TERM. | 17.88
8WH2003-0AG00 | FEED-THROUGH TERMINAL WITH SPRING CONNECTION, 3 CONNECT. POINTS, SECTION: 0,5 - 4 MM2, WIDTH: 6.2 MM | 1.94
3NP1923-1BF30 | ACCES.F.FUSE SWI.DISCONNECTOR FOR NH000 3-PHASE BUSBAR FOR 3X NH000 | 185.45
3NP1933-1GB30 | ACCES.F.FUSE SWI. DISCONNECTOR FOR NH00 FUSE CARRIER WITH FUSE MONITORING ELECTRONIC, EFM 20 | 272.4
6ES7142-4BD00-0AB0 | SIMATIC DP, ELECTRONIC MODULES FOR ET200PRO 4 DO DC 24V, 2.0A HIGH FEATURE, CHANNEL DIAGNOSTICS; SHO | 166.04
3SE5000-0AA21-1AJ0 | . POSITION SWITCH 3SE52 METAL LEVER 21MM LONG PLASTIC ROLLER 19MM | 5.96
A5E02778219 | KIT,FLANGE SHIELD ROD, 3 INCH 150LB,370MM,316L | 1802.63
BVP:261994 | BD2A-250-VE DISTR. FEEDER UNIT 250A | 305.97
7VV3003-5FG32 | SICROWBAR 2200V/5,8KA DC - SURGE SUPPRESSOR C98130-A7060-A30 | 10336.22
8GK1423-8KK35 | ALPHA AS DIN FLOOR DISTR.BOARD IP55, SK I, RAL 7035 H=1950 W=800 D=400 INCL. BASE AND SHEET-STEEL DO | 1516.85
8GK4001-8KK22 | ALPHA 400 DIN, RAPID MOUNTING KIT FOR INSTALLATION MOUNT. DEVICE WITH ROW DISTANCE 125 MM WITH LONGI | 814.41
7VV3002-3CD20 | OVERVOLTAGE PROTECTION MODULE FOR MAXIMUM PERMISSIBLE SUPPLY VOLTAGE 400V AND RATED TRANSFORMER OPER | 9864.95
5SY7306-7 | CIRCUIT BREAKER 400V 15KA, 3-POLE, C, 6A, D=70MM | 69.43
5SY7406-6 | CIRCUIT BREAKER 400V 15KA, 4-POLE, B, 6A, D=70MM | 74.11
6RA8031-6GV62-0AA0 | SINAMICS DCM DC CONVERTER FOR FOUR-QUADRANT DRIVES CONNECTION (B6) A (B6) C INPUT: 3-PHASE AC 575V, | 5216.93
3RN1010-2CW00 | THERMISTOR MOTOR PROTECTION STANDARD EVALUATION UNIT AUTO, 1NO+1NC, UC 24...240V SPRING-LOADED TERMI | 186.12
3RK1903-0CF00 | XB4 BRAKE CONTROL MODUL DC 500V 0,7A | 594.04
3RS1100-1CD30 | TEMPERATURE MONITORING RELAY THERMOCOUPLE TYP J, EXCEEDING 1 THRESH. VAL., WIDTH 22ND5 MM 0 C - 600 | 200.04
4AT3912-5FT10-0FA0 | TRANSFORMER SITAS; PHASES:1; PN/PN(S6)(KVA):8 /28,5; UPRI(V):500+/-5%; USEC(V):230; ISEC(A):34,8; F( | 3888.53
3RT1056-6NF36 | CONTACTOR, 90KW/400V/AC-3, AC(40...60HZ)/DC OPERATION UC 96...127V AUXIL. CONTACTS 2NO+2NC 3-POLE, S | 623.6
8GK9900-0KK54 | A630 SOCKET, H=100MM A630 SOCKET D=320MM, W=1300MM MOUNT. AT EXISTING SOCKET | 285.29
5SB211 | DIAZED FUSE LINK 500V F.CABLE AND LINE PROTECTION OP.CL.GL,SZ.DII,THREAD E27,2A | 1.52
6ES7468-1BB50-0AA0 | SIMATIC S7-400, IM CABLE WITH K BUS, 1.5 M | 329.01
A5E01191940 | ACC. MAG 3100 DN65 PN16 GROUND RING W1.4404 | 131.57
6SL3000-0CE15-0AA0 | SINAMICS LINE REACTOR FOR 5 KW SMART LINE MODULE INPUT: 3-PH 380-480 V, 50/60 HZ | 224.85
3VL9300-8LC00 | ACCESSORY FOR VL160X, VL160, VL250, WALKING-BEAM INTERLOCK FIXED MOUNTED | 526.57
3RS1020-1DD00 | TEMPERATURE MONITORING RELAY FOR PT100, EXCEEDING OF 2 THRESH. VAL., WIDTH 22ND5 MM -50 C - +50 C, 2 | 305.12
6ES7194-4CB00-0AA0 | SIMATIC DP, CONNECTING MDULE FOR DIGITAL ELECTRONIC MODULES ET 200PRO 8 X M12 | 70.79
3RS1030-1DD00 | TEMPERATURE MONITORING RELAY FOR PT100, UNDERSHOOTING OF 2 THRESH. VAL., WIDTH 22ND5 MM -50 C - +50 | 305.12
5UB1844 | DELTA STYLE, TITANIUM WHITE SCHUKO OUTLET 10/16A 250V STATUS DISPLAY COVER PLATE 68X68MM | 21.05
5TG7922 | DELTA PROFIL, SILVER ROCKER W. SYMBOLS I0 FOR OFF SWITCH 2POLE, 3-POLE 65X65MM | 11.62
7MH4133-3KG11 | SIWAREX R BASE PLATE WITH OVERLOAD PROTECTION FOR SERIES BB LOAD CELLS - MADE OF STAINLESS STEEL - | 541.06
6GK1503-4CB00 | PROFIBUS OLM/G22 V4.0; OPTICAL LINK MODULE WITH 2 RS485 AND 2 GLASS-FO-INTERFACES (4 BFOC-SOCKETS) F | 2143.39
3VL9400-4EC40 | ACCESSORY FOR VL400, FRONT BUS-BAR CONNECTION SET OF 4 PCS 4 POLE | 126.25
3RP1902 | SEALABLE COVER FOR DEVICES WITH 1 OR 2 CHANGEOVER CONTACTS, FOR SECURING AGAINST UNAUTHORIZED CONFIG | 3.71
5SY4114-7 | CIRCUIT BREAKER 230/400V 10KA, 1-POLE, C, 0.3A, D=70MM | 16.95
4RB2083-3GA50 | POWER CAPACITOR PHICAP MKP 600V 8.3KVAR | 138
5UH1211 | DELTA I-SYSTEM OUTLET COVER W/O INSERT W. INCREASED TOUCH PROTECTION ELECTRIC WHITE 55X55MM | 6.55
A5E01191991 | ACC. MAG 3100 DN65 CL150 GROUND RING HASTELLOY | 274.02
6SL3330-1TE41-5AA3 | SINAMICS S120 BASIC LINE MODULE 3AC 380-480V, 50/60HZ, 1500A OUTPUT: DC 510 - 650V RATED POWER: 710K | 18003.08
6SL3120-1TE28-5AA3 | SINAMICS S120 SINGLE MOTOR MODULE INPUT: DC 600V OUTPUT: 3AC 400V, 85A FRAME SIZE: BOOKSIZE INTERNAL | 8865.07
6SL3262-1FF00-0CA0 | SINAMICS SCREENING KIT FOR POWER MODULE PM260 FSF | 505.89
3TF6833-8DB4 | CONTACTOR SIZE 14, 3-POLE AC-3, 335KW, 400/380V (1000V) AUXILIARY SWITCH 33 (3NO+3NC) W.3TC44174A RE | 4081.46
3TH4244-0AP6 | CONTACTOR RELAY 44E EN 50 011 4NO+4NC, SCREW TERMINALS AC OPERATION AC 240V 60HZ/AC 220V 50HZ | 59.12
3RX9027-0AA00 | AS-INTERFACE SHAPED CABLE FOR EXT. AUX. VOLTAGE 24V DC "BLACK, TPE, OIL-RESISTANT" SPECIAL DES. TO U | 985.76
3VL9800-4TA40 | ACCESSORY FOR VL1250, VL1600, NUT PLATE METRIC CONSISTS OF 4 PIECES 4 POLE | 175.96
6FX8008-1BB21-3AA0 | POWER CABLE,SOLD BY THE METER, 4X2.5 C TRAILING CABLE, UL/CSA DESINA MOTION CONNECT 800, DELIVERED O | 3008.52
6FX2001-2EF00 | SINUMERIK (ACCESSORIES) INCR. POS. ENCODER, WITH LED, RADIAL FLANGE CONNECTOR, 5000 PULSES/REV | 366.56
8MF6086-4R | STANDARD CUBICLE 8MF6 HXWXD=2000X800X600 SIDE-BY-SIDE MOUNTING NON-VENT., ASSEM., WELDED IP40 | 2607.97
6FX2003-8LS50 | SET OF PIN CONTACTS (POWER CONNECTOR SIZE 3) 5X POWER CONTACTS 50 SQMM, 3X BRAKE CONTACTS 1-2.5 SQMM | 170.98
3NP1143-1DA11 | FUSE-SWITCH-DISCONNECTOR 3-POLE, NH1, 250A MOUNTING PLATE CONSTRUCTION COVER LEVEL 70 MM FLAT CONNEC | 325.72
5SY4516-7 | CIRCUIT BREAKER 230V 10KA, 1+N-POLE, C, 16A, D=70MM | 10.89
6XV1830-2AN10 | SIMATIC NET, CONN. CABLE 830-2 F. PROFIBUS, PREASSEMBLED CABLE WITH 2 SUB-D-CONNECTORS 9-POLE, SWITC | 225.68
7ME5933-0AB22 | ELECTRONIC MODUL, 230 V AC, PROFIBUS FOR TRANSMAG 2 | 1893.73
7MH7723-1DE | ENCAPSULATED LVDT REPLACEMENT KIT | 1783.2
7ML1930-1EA | LOCK FITTING , -1 BIS 64 BAR, G 1 A/316L | 800.4
3VL9800-1UR00 | ACCESSORY FOR VL630, VL800, VL1250, VL1600, UNDERVOLTAGE RELEASE 110 - 127 V DC RIGHT POLE ONLY | 267.54
3LD2064-0TB51 | 3-P. MAIN CTR./EM.-STOP SWITCH IU=16, P/AC-23A AT 400V=7.5KW 1 N-TERMINAL + 1 PE-TERMINAL MOULDED-PL | 38.09
3RS1000-1CK00 | TEMPERATURE MONITORING RELAY FOR PT100, EXCEEDING OF 1 THRESH. VAL., WIDTH 22ND5 MM -50 C-50 C, 110- | 200.04
6AV6381-2BC07-0AX3 | SIMATIC WINCC RUNTIME CLIENT UPGRADE FROM V6.2 TO V7.0 SP1, FOR WINCC RT CLIENTS (RT128), INCL. DRI | 1025.24
5SD8020 | DIAZED FUSE-LINK 690V FOR CABLE AND LINE PROTECTION UTILIZATION CATEGORY GG SIZE DIII, E33, 20A | 27.07
8WH9130-0NA00 | TERMINAL ELEMENT, FOR SHIELD CONNECTION ON BUSBARS, DIAMETER 3 - 20 MM | 10.44
3UF7933-0BA00-0 | CONNECTION CABLE; LENGTH 2,5M; ROUND; CONNECTION OF BASIC UNIT TO CURRENT MEASURING MODULE, CURRENT/ | 48.72
BVP:261817 | BD2A-1000-ZV-Z* Z UNIT FRONTSIDE X/Y 0,36M, Z 0 ,26M-1,25M 500-1000A | 2390.22
BVP:261864 | BD2A-400-LV-Y*-G* KNEE FRONTSIDE X 0,36M / Y 0,36 M-1,25M 160A-400A WINKEL 85 GRA D-175 GRAD | 1275.28
4RB2021-3EE50 | POWER CAPACITOR PHICAP MKP 440V 2.1KVAR | 40.61
5SY5263-7 | CIRCUIT BREAKER CURR. SENS DC 440V AC 400V 10KA, 2-POLE, C, 63A | 66.93
5SY4313-7 | CIRCUIT BREAKER 400V 10KA, 3-POLE, C, 13A, D=70MM | 46.69
3TY6443-0BW4 | COIL F.3TB44,3TC44 CONTACTORS DC 48V | 47.81
3NA3822-7 | LV HRC FUSE LINK GL/GG WITH NON-INSULATED GRIP LUGS WITH FRONT INDICATOR SIZE 00, 63A, AC 500V/DC 25 | 5.02
8WH9000-0GA00 | COVER SEGMENT, FOR F-T TERMINALS 2.5 MM2 WITH SPRING CONNECTION, COLOR: GRAY | 0.25
BVP:034272 | BD01-AK1X/F TAP-OFF UNIT | 149.31
BVP:203246 | BD01-GK2X/2SDCEE/F TAP-OFF UNIT | 197.04
3LD2165-4VD53 | MAIN/EMERG. STOP SWITCH 6-POLE IU=25, P/AC-23A AT 400V=9.5KW 1NO+1NC, 1 N-TERMINAL INSULATION-ENCLOS | 81.81
3LD2318-3VK11 | IU=160A, P/AC-23A BEI 400V=75KW SWITCHING ELEM. FLOOR MOUNTING WITH DOOR-COUPL. ROT. OP. MECH. CONTR | 649.34
3RT1056-2AV36 | CONTACTOR, 90KW/400V/AC-3 AC(40...60HZ)/DC OPERATION UC 380-420V AUXILIARY CONTACTS 2NO+2NC 3-POLE, | 563.43
3UG4513-1BR20-ZX95 | ANALOG MONITORING RELAY PHASE FAILURE AND -SEQUENCE ADJUSTABLE UNDERVOLTAGE UNBALANCE 20% FIXED 3X 1 | 127.87
3WL9111-1AA61-0AA0 | 3WL9-NAFTA-ACCESSORY WLRP1600 RATING PLUG, 1600A | 118.28
5SY6302-7 | CIRCUIT BREAKER 400V 6KA, 3-POLE, C, 2A, D=70MM | 38
5SY6332-6 | CIRCUIT BREAKER 400V 6KA, 3-POLE, B,32A, D=70MM | 34.24
3LD2704-2TC53 | MAIN/EMERG. STOP SWITCH IU=100, P/AC-23A AT 400V=37KW FRONT MOUNTING FOUR-HOLE MOUNTING ROTARY ACTUA | 122.99
3RA6250-1BB34 | SIRIUS, COMPACT STARTER, REVERSING STARTER 690 V, 24 V AC/DC, 50 ... 60 HZ, 0.32 ... 1.25 A, IP20, M | 962.81
BVP:261527 | BD2A-3-630-WB-3W* OPTIONAL LENGTH 2,26M-3,24M 630 A, N + PE, 8-12 TAP OFFS | 2384.09
FDK:083N8469 | MAG 3100 C FLANGE 1400MM PN16 S/STEEL | 5344.3
6RA8031-6FV62-0AA0 | SINAMICS DCM DC CONVERTER FOR FOUR-QUADRANT DRIVES CONNECTION (B6) A (B6) C INPUT: 3-PHASE AC 480V, | 4586.51
6RA8082-6FS22-0AA0 | SINAMICS DCM DC CONVERTER FOR TWO-QUADRANT DRIVES CONNECTION B6C INPUT: 3-PHASE AC 480V, 374A CONTRO | 7975.13
3RS1800-1HP01 | COUPLING RELAY IM INDUSTRY-STANDARD ENCLOSURE 3 COS, HARD GOLD-PLATED COMBIVOLTAGE 24 V AND 220 V TO | 101.29
3NE1225-3 | SITOR FUSE-LINK FOR SEMICONDUCTOR PROTECTION 200A GR 690V SIZE 1 CONNECTION CONTACT INDICATOR 110MM | 139.86
3LD9243-3B | ROTARY ACTUATOR BLACK F. SWITCH 3LD23/24 FOR FRONT MOUNTING FOUR-HOLE MOUNTING | 52.01
3NA3124-6 | LV HRC FUSE LINK GL/GG WITH NON-INSULATED GRIP LUGS WITH FRONT INDICATOR SIZE 1, 80A, AC 690V/DC 440 | 37.19
3RU1900-2AM71 | REMOTE RESET MODULE, ELECTRICAL FOR 3RU11/3RB10 SIZE S00...S12 | 69.54
3RV1011-0EA10 | CIRCUIT-BREAKER SIZE S00, FOR MOTOR PROTECTION, CLASS 10, A-REL.0.28...0.4A,N-REL.5.2A, SCREW TERMIN | 48.75
3RF2190-1AA04 | SEMICONDUCTOR RELAY 3RF2, 1-PH. WIDTH 22.5MM, 90 A 48-460 V / 24 V DC SCREW TERMINAL | 59.06
5SE2320 | NEOZED FUSE LINK 400V GL, SIZE D02, 20A IN FOLDING BOX | 0.91
5SF6020 | DIAZED-BUSBAR-MOUNT. FUSEBASES SR60 3P, DII, 25A, 500V FOR 5/10 MM BUSBARS GAUGE-SCREW VERSION | 19.61
BVP:261963 | BD2C-400-LL-X*-G* ELBOW LEFT X 0,36M-1,25M / Y 0, 36M 160A-400A WINKEL 85 GRAD-17 5 GRAD | 1608.16
8US1922-1GA02 | BUSBAR ADAPTER SYSTEM COVER, 270MM WIDE FOR TERMINALS UP TO 300MM2 | 48.98
8UC7324-8BD44 | DOOR DRIVE 8UC7 HANDLE RED, MASKING FRAME YELLOW FOR CIRCUIT-BREAKER 3VL7, 3VL8 | 300.44
8WH8121-2AB05 | LABELS, FLAT, LONGIT. 1-10 SIZE ZBF5 | 0.08
3TY7570-0A | MAIN CONTACT FOR 3TF57 | 1019.19
3UG4621-1AA30 | DIGITAL MONITORING RELAY CURRENT MONITORING, 22.5MM FROM 2 TO 500MA AC/DC OVERSHOOT AND UNDERSHOOT A | 133.58
3TH4244-0AB0 | CONTACTOR RELAY 44E EN 50 011 4NO+4NC, SCREW TERMINALS AC OPERATION AC 50HZ 24V/60HZ 29V | 57.21
5TE8153 | TOGGLE SWITCH, D=70MM 20A 3NC 1NO | 26.19
FDK:085U1019 | MATING PART FOR HYGIENIC FITTING DN25 DIN11851 | 100.71
BVP:261785 | BD2C-3-1000-WO-3W* OPTIONAL LENGTH 2,26M-3,24M 100 0A, N + PE, WITHOUT TAP OFFS | 4306.8
M56340-A0037 | DOUBLE SHUT-OFF VALVE TYPE A TEST CONNECT.SIMIL.TO DIN 16272 W/ TEST PEG MAX.OPER. PRESS. 400BAR STE | 44.91
6DR4004-1M | MANOMETER MANIFOLD FOR SIPART PS2 ELECTROPNEUMATIC POSITIONER SINGLE ACTION SIMPLE TO RETROFIT 1 NET | 193.25
5SY4206-7 | CIRCUIT BREAKER 400V 10KA, 2-POLE, C, 6A, D=70MM | 23.5
5UH1098 | DELTA LINE COVER PLATE W. INCREASED TOUCH PROTECTION COMPLETE COVER 80X80MM ELECTRIC WHITE | 7.07
3TY2781-2C | AUXILIARY CONTACT BLOCK 2NO+2NC LEFT | 47.65
3RT1054-6AU36 | CONTACTOR, 555KW/400V/AC-3, AC(40...60HZ)/DC OPERATION UC 240...277V AUX. CONTACTS 2NO+2NC, 3-POLE, | 365.41
3RT1054-6NB36 | CONTACTOR, 55KW/400V/AC-3 AC(40...60HZ)/DC OPERATION UC 21...27.3V AUXIL. CONTACTS 2NO+2NC 3-POLE, S | 425.04
8WH9020-6AF10 | PLUG-IN JUMPER 4 DIVISIONS, AS TRANSVERSE JUMPER IN TERM. MIDDLE, 5-POLE, COLOR: SIEMENS COLOR | 2.19
3RT1055-6AV36 | CONTACTOR, 75KW/400V/AC-3, AC(40...60HZ)/DC OPERATION UC 380...420V AUXIL. CONTACTS 2NO+2NC 3-POLE, | 446.38
3WL9111-0AT58-0AA0 | 3WL9-NAFTA-ACCESSORY WLGFA76 GROUND FAULT MODULE ALARM ONLY FOR ETU 755 & 776 | 475.54
M56340-A0079 | INSTRUMENT BRACKET, DSIGN A TO DIN 16281, MADE OF ANNEALED CAST IRON, FOR MOUNTING ON A HORIZONTAL O | 39.29
W79054-L1011-T250 | FUSE, T 2,5A / 250V | 9.87
3NW7363 | BUILT-IN FUSE BASE FOR CYLINDRICAL FUSES SIZE 8.5X31.5 MM 20 A, 3-POL+N | 35.77
3NW7523-0HG | MODULAR CYLINDRICAL FUSE BASE 2-POLE, WIDTH 1 DIV. FOR CYLINDRICAL FUSE LINKS 10.3 X 38.1 CLASS CC M | 29.48
3NA7236-6 | LV HRC FUSE LINK GL/GG WITH NON-INSULATED GRIP LUGS WITH COMBINATION INDICATOR SIZE 2, 160A, AC 690V | 50.58
3RA6250-0AP30 | SIRIUS, COMPACT STARTER, REVERSING STARTER 690 V, 110 ... 240 V AC/DC, 50 ... 60 HZ, 0.1 ... 0.4 A, | 975.71
3RA6250-0DP30 | SIRIUS, COMPACT STARTER, REVERSING STARTER 690 V, 110 ... 240 V AC/DC, 50 ... 60 HZ, 3 ... 12 A, IP2 | 1166.56
3RB2906-2DG1 | CURRENT TRANSFORMER 2.4...25 A FOR 3RB22/23/24 SIZE S00/S0 STAND-ALONE INSTALLATION MAIN CIRCUIT: TH | 160.79
6RA8088-6LV62-0AA0 | SINAMICS DCM DC CONVERTER FOR FOUR-QUADRANT DRIVES CONNECTION (B6) A (B6) C INPUT: 3-PHASE AC 830V, | 30891.9
6RA8093-4LV62-0AA0 | SINAMICS DCM DC CONVERTER FOR FOUR-QUADRANT DRIVES CONNECTION (B6) A (B6) C INPUT: 3-PHASE AC 830V, | 38772.47
3RT1064-6AB36 | CONTACTOR, 110KW/400V/AC-3 AC(40...60HZ)/DC OPERATION UC 23-26V AUXILIARY CONTACTS 2NO+2NC 3-POLE, S | 634.56
3RH1921-1CA01 | AUXILIARY SWITCH BLOCK, 1 NC, DIN EN50005, SCREW CONNECTION, FOR CONTACTORS FOR SWITCHING MOTORS, 1- | 3.82
3RA6250-1EB33 | SIRIUS, COMPACT STARTER, REVERSING STARTER 400 V, 24 V AC/DC, 50 ... 60 HZ, 8 ... 32 A, IP20, MAIN C | 1477.93
8MF2264-3RB | STANDARD CUBICLE 8MF2 HXWXD=2200X600X400 SIDE-BY-SIDE MOUNTING VENTIL., ASSEMBL., WELDED IP30 | 2202.29
8MF2264-4RB | STANDARD CUBICLE 8MF2 HXWXD=2200X600X400 SIDE-BY-SIDE MOUNTING VENTIL., ASSEMBL., WELDED IP40 | 2240.92
5TE4820 | PUSHBUTTON, D=70MM 1NC/1NO 20A, 1BUTTON RED LAMP 230V | 15.57
3RS1140-1GD60 | TEMPERATURE MONITORING RELAY THERMOCOUPLE J, T, E, K, N 2 THRESH. VAL., DIGITAL -99 C - 999 C, 24V A | 403.24
7ME6920-2PA30-1AA0 | MAG 6000, 19 INCH INSERT, IN IP66 / NEMA 4, ABS PLASTIC ENCLOSURE,INCL. CLEANING UNIT 11-30V DC/11-2 | 3156.67
6SE6440-2UC23-0CA1 | MICROMASTER 440 WITHOUT FILTER 1/3AC 200-240V +10/-10% 47-63HZ CONSTANT TORQUE POWER 3 KW OVERLOAD | 1904.71
3NG1202 | LV HRC ISOLATING LINK,SIZE 1 INSULATED GRIPPING LUG | 17.58
3NJ6920-3DG00 | ACCESSORY FOR DISCONNECTOR-FUSE IN-LINE TYPE, CAN BE PLUGGED IN, NH00 CURRENT TRANSF. BARS FOR 4 CUR | 219.07
6SE6400-4BD21-2DA0 | MICROMASTER 4 BRAKING RESISTOR 380-480 V 27R 24000 W PK 1200 W CONT 515 X 270 X 175 MM H X W X D IP | 552.78
6SL3710-1GH32-2CA3 | SINAMICS G150 CONVERTER CABINET UNIT, AC/AC WITH CIM+CU320-2 3AC 660-690 V, 50/60 HZ NOM. POWER RATI | 28794.04
3VL9200-4WC40 | ACCESSORY FOR VL160, DRAW OUT ASSEMBLY FRONT CONNECTORS 4 POLES | 752.25
8US1941-2BB00 | BUSBAR ADAPTER SYSTEM TERMINAL FOR FLAT RAILS AND COPPER STRIPS 20 X 5 UP TO 30 X 10MM ON BUSBARS 20 | 22.92
8WH5100-2KF01 | HYBRID FEED-THROUGH TERMINAL, PLUG AND SPRING CONNECTION, SECTION 0.08 - 2.5 MM2, WIDTH 5.2 MM, COLO | 2.53
5TC8912 | DELTA STYLE, TITANIUM WHITE COVER PLATE F. DIMMER W. ROTARY BUTTON 68X68MM | 12.74
5TC9200 | ROOM TEMP. CONTROLLER INSERT NC CONTACT | 102.56
8GK9511-8KK31 | ALPHA 400DIN DOOR AS SPARE PART LEFT DOOR H=1250 MM, W=525 MM FOR CABINET WIDTH 750/1000 MM UP, IP31 | 176.8
7PV1508-1BW30 | TIME RELAY, MULTI-FUNCTION 2 CHANGEOVER, 16UNCTIONS, 7 TIME SETTING RANGES 0,05S...100H, AC/DC 12... | 59.4
8GK4351-4KK11 | ALPHA 160 DIN, ASSEMBLY KIT F. MODULAR INSTALLATION DEVICES, TIER SPACING 150MM, H=600 W=250 | 129.56
5SY8605-8 | CIRCUIT BREAKER 400V 25KA, 3+N-POLE, D, 0.5A, D=70M | 178.78
5SY7532-6 | CIRCUIT BREAKER 230V 15KA, 1+N-POLE, B, 32A, D=70MM | 34.24
5SY8525-8 | CIRCUIT BREAKER 230V 25KA, 1+N-POLE, D, 25A, D=70M | 56.69
3RK1315-6NS71-0AA0 | SIRIUS MOTOR STARTER M200D AS-I COMMUNICATION: AS-INTERFACE DIRECT ON-LINE STARTER, BASIC ELECTR. SW | 925.19
3RK1315-6NS71-1AA5 | SIRIUS MOTOR STARTER M200D AS-I COMMUNICATION: AS-INTERFACE REVERSING STARTER, BASIC ELECTR. SWITCHI | 1227.77
3NJ4915-2FA20 | ACCESSORIES F. STRIPS 3NJ41 IN-LINE FUSE SW.DISC. S.NH1-3 INTEGRAT. CURR. TRANSFORMER 150/1A,CL.1 | 65.6
3NJ6916-5FA00 | ACCESSORIES FOR PLUG-IN SWITCH DISCONNECT. 3NJ6 LCL 104 RELAIS UNIT WITH CABLE CONNECTION TO PALMY | 7729.37
8WH8140-2AB85 | LABELS, TRANSV. 81 - 90 SIZE ZB5 | 0.11
8WH8140-3AB15 | LABELS, TRANSV. 11 - 20 SIZE ZB6 | 0.11
8WH8140-3AB85 | LABELS, TRANSV. 81 - 90 SIZE ZB6 | 0.11
6SL3710-1GF34-7CA3 | SINAMICS G150 CONVERTER CABINET UNIT, AC/AC WITH CIM+CU320-2 3AC 500-600V, 50/60HZ NOM. POWER RATING | 43349.3
8MF2028-4E | STANDARD CUBICLE 8MF2 HXWXD=2000X1200X800 INDIVIDUAL MOUNTING NON-VENTIL., ASSEMBL., WELDED IP40 | 3709.12
8GK4550-2KK22 | A400/630 MOUNTINGKIT H=300 W=50 4 X 3NP1123./3NP1133.(NH00/000) AT MOUNTING PLATE | 116.53
8GK4650-3KK12 | A400/630 MOUNTINGKIT H=450 W=25 2 X 3NP1123./3NP1133.(NH00/000) FOR BUSBAR 40/60MM WITHOUT BUSBARHOL | 81.26
8GK9911-0KK05 | ALPHA DIN, ISO SUPPORT 31.5MM FOR ISOL. RAIL MOUNTING BULK PACK: 50 UNITS | 2.92
8MF2286-4EN | SICUBE 8MF2000 EMC-CUBICLE; WELDED, NI-PLATED H X W X D = 2200 X 800 X 600MM FOR INDIVIDUAL MOUNTING | 6278.44
8GK9510-6KK42 | ALPHA 400DIN DOOR AS SPARE PART RIGHT DOOR H=950 MM ,W=500 MM FOR CABINET WIDTH 750/1000 MM INCL. CL | 126.56
6FX5002-2YA04-1BK0 | CABLE ABSOLUTE ENCODER M=019 | 257.18
8MR2122-4B | COMPACT HEATER BLOWER HGL 046 120V, 250W (UL APPROVED) | 223.33
8MF5886-5R | STANDARD CUBICLE 8MF5 HXWXD=1800X800X600 SIDE-BY-SIDE MOUNTING NON-VENT., NOT ASSEM., SCREWED IP54 | 2839.79
8WH2004-0AG00 | FEED-THROUGH TERMINAL WITH SPRING CONNECTION, 4 CONNECT. POINTS, SECTION: 0,5 - 4 MM2, WIDTH: 6.2 M | 2.46
3TK2810-0GA01 | SIRIUS SAFETY RELAY FOR SAFETY-ORIENTED STANDSTILL MONITORING, 230V AC, 45.0MM, SCREW TERMINAL, FK | 813.29
3NP1963-1BB10 | ACCES.F.FUSE SWI. DISCONNECTOR FOR NH3 PRISM TERMINAL, SINGLE | 45.51
3RT1955-5AV32 | WITHDRAWABLE COIL FOR SIZE S6 FOR CONTACTORS 3RT105/3RT145 AC/DC OPERATION UC380-420V DRIVE: CONVENT | 77.76
7NG3212-0NN00 | TEMPERATURE TRANSMITTER SITRANS TH300 FOR INSTALLATION IN SENSOR HEAD 2-WIRE SYSTEM, 4-20 MA, HART W | 465.23
3RS2140-1GD60 | TEMPERATURE MONITORING RELAY THERMOCOUPLE J, T, E, K, N 2 THRESHOLD VALUES, DIGITAL -99 DEGR.F TO 18 | 425.39
6SE6430-2AD37-5FA0 | MICROMASTER 430 WITH BUILT-IN CLASS A FILTER 3AC 380-480 V +10/-10% 47-63 HZ SQUARED TORQUE POWER 75 | 18627.38
3RK1395-6LS41-2AD3 | SIRIUS MOTOR STARTER M200D TECHNOLOGY MODULE DIRECT ON-LINE-STARTER MECHANICAL SWITCHING 3 400V AC/5 | 1013.96
3NA6824-7 | LV HRC FUSE LINK GL/GG WITH INSULATED GRIP LUGS WITH COMBINATION INDICATOR SIZE 00, 80A, AC 500V/DC | 5.64
3NA7252-6 | LV HRC FUSE LINK GL/GG WITH NON-INSULATED GRIP LUGS WITH COMBINATION INDICATOR SIZE 2, 315A, AC 690V | 68.57
3TH4382-0AF0 | CONTACTOR RELAY 82E EN 50 011 8NO+2NC, SCREW TERMINALS AC OPERATION AC 50HZ 110V/60HZ 132V | 86.38
8MF2294-4RB | STANDARD CUBICLE 8MF2 HXWXD=2200X900X400 SIDE-BY-SIDE MOUNTING VENTIL., ASSEMBL., WELDED IP40 | 2607.97
6SE6440-2UD31-5DA1 | MICROMASTER 440 WITHOUT FILTER 3AC 380-480 V +10/-10% 47-63 HZ CONSTANT TORQUE POWER 15 KW OVERLOAD | 7562.96
3TH4382-0BE4 | CONTACTOR RELAY 82E EN 50 011 8NO+2NC, SCREW TERMINALS DC OPERATION DC SOLENOID SYSTEM DC 60V | 131.42
7ME3951-0LE00 | TRANSDUCER, PORTABLE, NO APPROV TRANSDUCER FOR PORTABLE METER VERSION, NO APPROVAL LIQUID FLOW: D3 U | 1994.82
5SY8413-8 | CIRCUIT BREAKER 400V 25KA, 4POLE, D, 13A, D=70MM | 167.61
3NC2427-0C | SITOR FUSE-LINK FOR SEMICONDUCTOR PROTECTION 250A GR 500V SIZE 3 CONNECTION CONTACT INDICATOR 110MM | 201.5
3NA3236-6 | LV HRC FUSE LINK GL/GG WITH NON-INSULATED GRIP LUGS WITH FRONT INDICATOR SIZE 2, 160A, AC 690V/DC 44 | 48.23
3ND1830 | LV HRC FUSE LINK A.M. W.NON-INSULATED GRIPPING LUGS SIZE 00, 100A, 500V | 14.04
5SY7315-8 | CIRCUIT BREAKER 400V 15KA, 3-POLE, D, 1.6A, D=70MM | 125.65
6SE6420-2UC21-5BA1 | MICROMASTER 420 UNFILTERED 1/3AC 200-240V +10/-10% 47-63HZ CONSTANT TORQUE POWER 1.5 KW OVERLOAD | 1099.43
3VL9300-4PC30 | ACCESSORY FOR VL250, PLUG IN SOCKET KIT ASSEMBLY FRONT CONNECTORS 3 POLE | 374.17
6ES7652-5AX17-0YH0 | SIMATIC PCS 7, SOFTWARE, UPGRADE PACKAGE RUNTIME OS FROM V7.0 TO V7.1 SINGLE LICENSE F.1 INSTALLATIO | 10399.8
8US1923-3AA01 | BUSBAR SYSTEM, ACCESSORIES CENTER-CENTER DISTANCE 60 MM BUSBAR HOLDER 3-POLE FOR RAILS 12X5(10)-30X5 | 23.6
5TG6202 | I-SYSTEM, TITANIUM WHITE ROCKER W. SYMBOLS I/O FOR OFF SWITCH 2POLE, 3-POLE 55X55MM | 4.68
3LD2122-3VK13 | MAIN/EMERG. STOP SWITCH 6-POLE IU=25, P/AC-23A AT 400V=9.5KW FRONT MOUNTING FOUR-HOLE MOUNTING KNOB | 63.04
8GK4051-7KK11 | ALPHA 160/400 DIN, RAPID KIT F. MODULAR INSTALLATION DEVICES W. TIER SPACING 150MM, H=1050 W=250 | 417.99
3LD2003-0TK51 | 3-P. MAIN CTR./EM.-STOP SWITCH IU=16, P/AC-23A AT 400V=7.5KW FRONT MOUNTING 4-HOLE MOUNTING ROTARY A | 26.27
6SE6440-2AC25-5CA1 | MICROMASTER 440 WITH BUILT-IN CLASS A FILTER 3AC 200-240 V +10/-10% 47-63 HZ CONSTANT TORQUE POWER | 3350.84
5SY8213-7 | CIRCUIT BREAKER 400V 25KA, 2POLE, C, 13A, D=70MM | 71.08
3RV1011-0FA10-ZX95 | CIRCUIT-BREAKER, 0.35...0.50A N-RELEASE 6,5 A, SIZE S00, MOTOR PROTECTION, CLASS 10, SCREW CONNECTIO | 54.31
3SE5112-3QV10 | SAFETY POS. SWITCH W. SEPARATE ACTUATOR, METAL HOUSING, 40MM, 1X(M20X1.5) SLOW-ACTION CONTACTS 2NC/1 | 52.59
BVP:261843 | BD2A-1000-LL-X*-G* ELBOW LEFT X 0,36M-1,25M / Y 0, 36M 500A-1000A WINKEL 85 GRAD-1 75 GRAD | 1901.89
LZS:PT2D5T30 | PLUG-IN RELAY COMPACT UNIT 230V AC, 2 CO LED MODULE RED SOCKET W. LOGIC ISOLATION PLUG-IN TERMINAL ( | 24.5
5SY7203-8 | CIRCUIT BREAKER 400V 15KA, 2-POLE, D, 3A, D=70MM | 55.7
5SY7216-8 | CIRCUIT BREAKER 400V 15KA, 2-POLE, D, 16A, D=70MM | 47
3VL9000-8AQ61 | ACCESSORIES FOR VL400 CONNECTING CABLE COM2X - ETU; 3.0M | 121.66
4AM4842-5AV00-0EA0 | TRANSFORMER SITAS; PHASES:1; PN/PN(S6)(KVA):0,5 /2; UPRI(V):400+/-5%; USEC(V):42; ISEC(A):11,9; F(HZ | 321.57
4AM4042-5AN00-0EA0 | TRANSFORMER SITAS; PHASES:1; PN/PN(S6)(KVA):0,25 /0,85; UPRI(V):400+/-5%; USEC(V):24; ISEC(A):10,4; | 216.75
3VL9116-4TA30 | ACCESSORY FOR VL160X, SCREW TERMINAL METRIC THREAD M6 COMPRISING 3 TERMINALS | 32.45
6SE6400-1PB00-0AA0 | MICROMASTER 4 PROFIBUS MODULE | 430.66
5TG1803 | DELTA PROFIL, TITANIUM WHITE FRAME, 2FOLD, W. 1 CUTOUT 151X80MM | 7.57
5TG1804 | DELTA PROFILE, TITANIUM WHITE FRAME WITH 1 CUTOUT 48X48MM TRIPLE FRAME, 80MM | 12.84
5TG7155-1 | DELTA STYLE, PLATINUM METALLIC ROCKER W. WINDOW, LABEL F.HEATING EMER. SWITCH, 68X68MM | 15.45
3SE5242-0HK21-1AJ0 | SIRIUS POSITION SWITCH, PLASTIC 50MM, INCREASED CORROSION PROTECTION, DEVICE CONNECTION 2X (M20X1.5) | 52.04
6ES7222-1BD30-0XB0 | SIMATIC S7-1200, DIGITAL OUTPUT SB 1222, 4DQ, 24VDC 200KHZ | 97.05
5TG6221 | I-SYSTEM, CARBON METALLIC ROCKER F.UNIVERSAL SWITCH CO/OFF F. INTERMEDIATE AND OFF SWITCH FOR PUSHB. | 9.63
3SE5122-0BC02 | SIRIUS POSITION SWITCH METAL ENCLOSURE 56MM WIDE DEVICE CONNECTION 3X (M20X1.5) 1NO/1NC SLOW-ACTION | 50.11
5TG6260 | I-SYSTEM, TITANIUM WHITE ROCKER, SCREWABLE FOR CONTROL SWITCH, 55X55MM | 10.02
5TG6276 | I-SYSTEM, ELECTRIC WHITE ROCKER W. WINDOW W. LIGHT SYMBOL F. PUSHB., 55X55MM | 5.87
3VL9400-1UU00 | ACCESSORY FOR VL160X, VL160, VL250, VL400, UNDERVOLTAGE RELEASE 48 V DC RIGHT POLE ONLY | 215.86
3VL9400-3HR10 | SIDE ROTARY OPER. MECHANISM 3VL4 W/ 600MM BOWDEN WIRE ROTARY HANDLE BLACK | 364.36
3SE5132-0BF05 | SIRIUS POSITION SWITCH PLASTIC ENCLOSURE 40MM TO EN50041 DEVICE CONNECTION 1X (M20X1.5) 1NO/1NC SLOW | 37.15
3SE5132-0PJ01 | SIRIUS POSITION SWITCH PLASTIC ENCLOSURE 40MM, TWIST LEVER, TO EN50041, DEVICE CONNECTION 1X (M20X1. | 41.42
3RF2370-3AA45 | SEMI-COND. CONTACTOR 3RF2,1-PH. AC51 70A 40 DEGREE C 48-600 V / 4-30 V DC RING CABLE CONNECTION BL | 148.76
3RF2410-1AB55 | SEMI-CONDUCTOR CONTAC.3-PH.3RF2 AC51 10A 40 DEG. C 48-600V / 230V AC 2-PHASE CONTROLLED SCREW TERMIN | 139.26
6ES7317-2EK14-0AB0 | SIMATIC S7-300 CPU 317-2 PN/DP, CENTRAL PROCESSING UNIT WITH 1 MB WORKING MEMORY, 1. INTERFACE MPI/D | 10372.67
5TG7148-1 | DELTA STYLE, PLATINUM METALLIC ROCKER W. DOOR OPENER SYMBOL FOR PUSHBUTTON, 68X68MM | 11.94
3SE5242-0HC05-1AJ0 | SIRIUS POSITION SWITCH, PLASTIC 50MM, INCREASED CORROSION PROTECTION, DEVICE CONNECTION 2X (M20X1.5) | 37.03
3SE5000-0AT03 | FORK LEVER FOR POSITION SWITCH 3SE51 2XLEVER MADE OF STAINLESS STEEL WITH ONE PLASTIC ROLLER 19MM EA | 21.59
3SE5212-0LU22 | HINGED SWITCH METAL HOUSING, 31MM; 1X(M20X1.5) WITH SOLID SHAFT D=10MM; ACTUATING ANGLE 10 DEG; SNAP | 48.43
3RF2340-1BA04 | SEMI-COND. CONTACTOR 3RF2,1-PH. AC 51 40A / AC15 20A 40 DEG. C 48-460 V / 24 V DC INSTANTANEOUS SWI | 77.23
3RF2350-3AA22 | SEMI-COND. CONTACTOR 3RF2,1-PH. AC 51 50 A 40 DEGREES C 24-230 V / 110-230 V AC RING TERMINAL | 89.9
3RF2410-1AB45 | SOLID STATE CONTACTOR 3-P. 3RF2 AC51 10 A 40 DEG. C 48-600 V / 4-30 V DC 2PH.-CONTROLLED SCREW TERM | 130.4
3RV1011-1GA15 | CIRCUIT-BREAKER SIZE S00, FOR MOTOR PROTECTION, CLASS 10, A-REL. 4.5...6.3A, N-REL. 82A SCREW TERMIN | 70.99
3VL9400-1SV00 | ACCESSORY FOR VL160X, VL160, VL250, VL400, SHUNT RELEASE 380 - 600 V AC RIGHT POLE ONLY | 160.92
3VL9300-3HA00 | ACCESSORY FOR VL160X, VL160, VL250 FRONT ROTARY DRIVE STANDARD | 106.62
3NP1953-1GB30 | ACCES.F.FUSE SWI. DISCONNECTOR FOR NH2 FUSE CARRIER WITH FUSE MONITORING ELECTRONIC, EFM 20 | 319.92
6ES7138-7EA01-0AA0 | SIMATIC DP, POWER SUPPLY MODULE 24V FOR ET200ISP | 1927.35
3RV1011-0CA10-ZW97 | CIRCUIT-BREAKER 0.18...0,.25 N-RELEASE 3,3A, SIZE S00, MOTOR PROTECTION, CLASS 10, SCREW CONNECTION | 53.87
4AM4842-5CT10-0FA0 | TRANSFORMER SITAS; PHASES:1; PN/PN(S6)(KVA):0,5 /2; UPRI(V):440+/-5%; USEC(V):230; ISEC(A):2,17; F(H | 321.57
3RV1011-1HA10-ZW97 | CIRCUIT-BREAKER, 5.5...8 A, N-RELEASE 104 A, SIZE S00, MOTOR PROTECTION, CLASS 10, SCREW CONNECTION | 64.57
LZX:PT270024 | PLUG-IN RELAY 2 CHANGEOVER CONT. DC 24V | 7.03
6SE6420-2AD24-0BA1 | MICROMASTER 420 WITH BUILT IN CLASS A FILTER 3AC 380-480V +10/-10% 47-63HZ CONSTANT TORQUE POWER 4 | 2542
6SE6440-2UC17-5AA1 | MICROMASTER 440 WITHOUT FILTER 1/3AC 200-240V +10/-10% 47-63HZ CONSTANT TORQUE POWER 0.75 KW OVERLO | 1053.94
5SY8150-8 | CIRCUIT BREAKER 230/400V 25KA, 1POLE, D, 50A, D=70MM | 53.79
4AM6142-5MT10-0FA0 | TRANSFORMER SITAS; PHASES:1; PN/PN(S6)(KVA):1,6 /7,3; UPRI(V):690+/-5%; USEC(V):230; ISEC(A):6,96; F | 834.42
4AM4042-8JN00-0ED0 | TRANSFORMER SITAS; PHASES:1; PN/PN(S6)(KVA):0,2 /0,85; UPRI(V):400-230+/-15; USEC(V):24; ISEC(A):8,3 | 551
3RV1011-1CA15 | CIRCUIT-BREAKER SIZE S00, FOR MOTOR PROTECTION, CLASS 10, A-REL. 1.8...2.5A, N-REL. 33A SCREW TERMIN | 70.99
3RA6120-1EB33 | SIRIUS, COMPACT STARTER, DIRECT STARTER 400 V, 24 V AC/DC, 50 ... 60 HZ, 8 ... 32 A, IP20, CONNECTIO | 955.63
5TG1328 | DELTA STYLE, TITANIUM WHITE INTERMED. FRAME 68X68MM FOR INSTALLING DEVICES W. COVER PLATE 65X65MM | 4.8
3SE5232-0HK50 | SIRIUS POSITION SWITCH; PLASTIC HOUSING ACC. TO EN50047, 31MM DEVICE CONNECTION 1X(M20X1.5); 1NO/1NC | 33.05
5SY8310-8 | CIRCUIT BREAKER 400V 25KA, 3POLE, D, 10A, D=70MM | 75.69
3SE5112-0CH24 | SIRIUS POSITION SWITCH METAL ENCLOSURE 40MM ACC. TO EN50041 DEVICE CONNECTION 1X (M20X1.5) 1NO/ 1NC | 53.09
5TG2862 | DELTA LINE SURFACE-M. ENCL., 2FOLD ELECTRIC WHITE | 19.63
3SE5112-1LA00 | BASIC SWITCH FOR POSITION SWITCH 3SE51. METAL ENCLOSURE 40MM TO EN50041 DEVICE CONNECTION 1X (M20X1. | 49.06
4AM4642-5AT10-0FA0 | TRANSFORMER SITAS; PHASES:1; PN/PN(S6)(KVA):0,4 /1,44; UPRI(V):400+/-5%; USEC(V):230; ISEC(A):1,74; | 284.74
3VL9300-3HC01 | ACCESSORY FOR VL150XUL- VL250UL (CG-FRAME - FG FRAME) FRONT ROTARY OPERAT. MECHAN. EMERG. STOP, RED/ | 139.98
3RK1903-2AC10 | 65MM TERMINAL BLOCK PEN FOR ET200S HIGH FEATURE STARTER, WITH CONN. FOR LOADS | 107.61
3SE5312-0SE12 | SAFETY POSITION SWITCHES WITH SOLENOID INTERLOCKING LOCK. FORCE 2600N,5 APPR. DIR. METAL HOUSING,3X( | 314.26
3RF2340-3AA24 | SEMI-COND. CONTACTOR 3RF2,1-PH. AC 51 40 A 40 DEGREES C 48-460 V / 110-230 V AC RING TERMINAL | 84.83
A5E01163684 | KIT, SENSOR FOR CABLE UNIT, PVDF, DIGITAL, FFKM | 1685.65
3SE5250-0BC05 | SIRIUS POSITION SWITCH; PLASTIC HOUSING OPEN TYPE 30MM 1NO/1NC SLOW-ACTION CONTACTS TEFLON PLUNGER, | 21.36
3RG9004-0DC00 | AS-INTERFACE MODULE 4I/4O 4X1 INPUT, FREE OF POTENTIAL 4X1 OUTPUT ELECTRON. DC 24V,2A COMBICON STRIP | 305.63
3SE5000-0AF03 | ACTUATOR HEAD FOR POSITION SWITCH 3SE51/52 ANGULAR ROLLER LEVER, STAINLESS STEEL LEVER WITH PLASTIC | 21.36
3RF2330-1AA22 | SEMI-COND. CONTACTOR 3RF2,1-PH. AC 51 30 A 40 DEGREES C 24-230 V / 110-230 V AC SCREW TERMINAL | 68.36
3SE5312-2SJ12 | SAFETY POSITION SWITCHES WITH SOLENOID INTERLOCKING LOCK. FORCE 2600N;5 APPR. DIR. METAL HOUSING,3X( | 416.38
8MF2298-4RB | STANDARD CUBICLE 8MF2 HXWXD=2200X900X800 SIDE-BY-SIDE MOUNTING VENTIL., ASSEMBL., WELDED IP40 | 2743.2
4AM3442-5CT10-0FA1 | TRANSFORMER SITAS; PHASES:1; PN/PN(S6)(KVA):0,1 /0,31; UPRI(V):440+/-5%; USEC(V):230; ISEC(A):0,435; | 128.76
3RP1525-1BW30 | TIME RELAY, MOUNT. ON-DELAY 2 W, 15 TIME SETTING RANGES, 0.05 S...100 H, AC/DC 24. .240 V, WIDE SUP | 258.92
3RP1574-1NP30 | TIME RELAY, STAR-DELTA SINGLE TIME RANGE 20 S AC 24 V DC 200...240 V 0.7...1.25 US | 176.62
3TH4391-0AK6 | EN 50 011 EN 50 011 9NO+1NC, SCREW TERMINALS AC OPERATION AC 120V 60HZ/AC 110V 50HZ | 86.38
5SD7428-1 | MALE CONNECTOR TYPE 2 L-N REQUIREMENT CATEGORY C, UC 350V 1POLE, NARROW DESIGN F. SURGE ARRESTER 5SD | 53.89
3UF7113-1AA00-0 | CURRENT/VOLTAGE MEASUR. MODULE; SET CURRENT 20...200A; VOLTAGE DETECTION UP TO 690V; OVERALL WIDTH 1 | 1010.15
3WL9111-0BA85-0AA0 | ACCESSORIES CIRCUIT BREAKER 3WL LOCKING DEVICE AGAINST TRAVERSING OF CIRC. BREAKER IN SEP. POSITION | 978.26
8MF2898-4E | STANDARD CUBICLE 8MF2 HXWXD=1800X900X800 INDIVIDUAL MOUNTING NON-VENTIL., ASSEMBL., WELDED IP40 | 3071.62
PBD:45000673 | TAG, PAPER WITH HOLE, 100 X 50MM,MULTIPLE TEXT LINES | 40.82
PBD:51002K0150CAA | KIT,LR,ROD,SHIELD,2G,150MM, 316,PTFE,VITON. PTFE ROD ANTENNA SHIELDED KIT, 2"G 316 STAINLESS STEEL P | 1309.44
5SU1674-7FK82 | RCBO SIQUENCE TYPE B,UNIVERS.CURRENT SENSITIV IFN 300MA, 10KA, 4POLIG C 100A 480V, SHORT-TIME DELAYE | 3144.92
5SY4320-5 | CIRCUIT BREAKER 400V 10KA, 3-POLE, A, 20A, D=70MM | 120.46
5SY5432-7 | CIRCUIT BREAKER CURR.SENS.DC 880V AC 400V 10KA, 4POLE, C, 32A MAX. DC 1000V | 168.37
3RT1054-1AD36 | CONTACTOR, 55KW/400V/AC-3 AC(40...60HZ)/DC OPERATION UC 42...48V AUXIL. CONTACTS 2NO+2NC 3-POLE, SIZ | 365.41
8WH8141-2AB65 | LABELS, FLAT, TRANSV. 61 - 70 SIZE ZBF5 | 0.08
8WH8141-2AB75 | LABELS, FLAT, TRANSV. 71 - 80 SIZE ZBF5 | 0.08
BVP:087483 | BD01-AK01X/ZS TAP-OFF UNIT | 115.05
8WH9020-0FC10 | REDUCING JUMPER, TO CONNECT SPRING CONNECTIONS 6 MM2 WITH SPRING TERMINALS 2.5 MM2 OR 4 MM2, SIEMENS | 0.99
4AM3442-4TN00-0EC0 | TRANSFORMER SITAS; PHASES:1; PN/PN(S6)(KVA):0,09 /0,31; UPRI(V):230+/-5%; USEC(V):24; ISEC(A):3,75; | 303.18
3NA6812 | LV HRC FUSE LINK GL/GG WITH INSULATED GRIP LUGS WITH COMBINATION INDICATOR SIZE 000, 32A, AC 500V/DC | 5.15
3NA6830-4KK | LV HRC FUSE LINK GL/GG WITH INSULATED GRIP LUGS WITH COMBINATION INDICATOR SIZE 00, 100A, AC 400V | 7.33
3TY6523-0AF0 | COIL FOR 3TC52 CONTACTORS AC 50HZ 110V / 60HZ 132V | 55.25
3NX3115 | MOULDED-PLASTIC COVER IP2X FOR LV HRC FUSE BASE SIZE 00 | 6.34
3RT1064-6AV36 | CONTACTOR, 110KW/400V/AC-3 AC(40...60HZ)/DC OPERATION UC 380-420V AUXILIARY CONTACTS 2NO+2NC 3-POLE, | 634.56
3NC2263-5 | SITOR CYLIND. FUSE-LINK AR WITH HAMMER 22X58 63 A, 690 V | 37.36
3NC2280 | SITOR CYLINDRICAL FUSE LINK AR 80 A, 660 V AC/700 V DC | 26.19
6RA8031-6DV62-0AA0 | SINAMICS DCM DC CONVERTER FOR FOUR-QUADRANT DRIVES CONNECTION (B6) A (B6) C INPUT: 3-PHASE AC 400V, | 4365.85
3NJ6900-2CC00 | ACCESSORY FOR DISCONNECTOR-FUSE IN-LINE TYPE, CAN BE PLUGGED IN AUXILIARY SWITCH 1NC | 31.52
4AM4842-5CT10-0FB0 | TRANSFORMER SITAS; PHASES:1; PN/PN(S6)(KVA):0,5 /2; UPRI(V):440+/-5%; USEC(V):230; ISEC(A):2,17; F(H | 424.73
3NP5260-0HA13 | FUSE-SWITCH-DISCONNECTOR FOR SURFACE MOUNTING AND FOR INSTALLATION 3-POLE, I=250A, U=400/500V AC AUX | 2127.01
3NW1008-0HG | FUSE LINK CLASS CC ACC. TO UL STANDARD 248-4 SLOW-BLOW RATED CURRENT 0.8 A RATED VOLTAGE UP TO 600 V | 17.94
3RF2190-2AA26 | SEMICONDUCTOR RELAY 3RF2, 1-PH. WIDTH 22.5MM, 90 A 48-600 V / 110-230 V AC SPRING-LOADED TERMINAL | 81.03
3RV1011-1CA10-ZX95 | CIRCUIT-BREAKER, 1.8...2.5 A, N-RELEASE 33 A, SIZE S00, MOTOR PROTECTION, CLASS 10, SCREW CONNECTION | 64.57
4AT3032-8DD40-0FA0 | TRANSFORMER SITAS; PHASES:1; PN/PN(S6)(KVA):4 /17,8; UPRI(V):550-525-500-480-460- 440-415-400-380-23 | 2040.02
5TG8237 | TRANSPARENT COVER TO COMPENSATE THE DEPTH FROM 55 TO 70 MM FOR DIFFERENT UNITS OF SERIES 5TT3 AND 5T | 10.44
3RF2420-2AB45 | SEMI-CONDUCTOR CONTAC.3-PH.3RF2 AC51 20A 40 DEG. C 48-600V / 4-30V DC 2-PHASE CONTROLLED SPRING-LOAD | 149.39
5SJ4150-8HG41 | CIRCUIT BREAKER 240V 10KA, 1-POLE, D, 50A, D=70MM ACC. TO UL 489 | 81.28
6SL3720-1TE33-8AA3 | SINAMICS S120 CABINET MODULE SINGLE MOTOR MODULE WITH CIM+CU320-2 INPUT: DC 510 - 720V OUTPUT: 3AC 0 | 26420.92
6SL3162-1AH01-0AA0 | SINAMICS SHIELD CONNECTION SHEET FOR 200 MM LINE/MOTOR MODULES INTERNAL AIR COOLING | 33.55
6SL3310-1GH32-6AA3 | SINAMICS G130 POWER MODULE IP20 3AC 660-690V, 50/60HZ, 260 A UNIT RATING: 250 KW 6-PULSE SUPPLY WIT | 22119.27
3WL9111-0BB22-0AA0 | ACCESSORIES CIRCUIT BREAKER 3WL MUTUAL MECHANICAL INTERLOCK W. CABLE PULL 2M FOR GUIDE FRAME | 962.21
3WL9111-0BB25-0AA0 | ACCESSORIES CIRCUIT BREAKER 3WL BOWDEN WIRE F. MUTUAL MECH. INTERLOCKINGS, 2M, THREAD M5 | 106.07
6XV1873-3AT20 | SIMATIC NET FO STANDARD CABLE 50/125, PREASSEMBLED WITH 2X2 BFOC CONNECTORS, INSERTION GUIDE, LENGTH | 1324.95
3SE7930-1AD | ROPE EYE 4MM | 2.07
3SF1234-1LC05-1BA1 | BASIC SWITCH W/O ACTUATOR HEAD MOLDED-PLASTIC ENCLOSURE, ACC. TO EN50047, ASISAFE INTEGRATED AS-I ST | 200.88
3SF1214-1LC05-1BA1 | BASIC SWITCH ROUNDED PLUNGER METAL ENCLOSURE, ACC. TO EN50047, ASISAFE INTEGRATED AS-I STATUS:1:F-IN | 218.09
3RK1301-0EB00-0AA2 | DS1-X FOR ET 200S ELECTROMECHANICS LINE STARTER EXPANDABLE ADJUSTABLE RANGE 0.28...0.40A AC-3, 0.10 | 484.99
3TC4417-0HP0 | CONTACTOR SIZE 2, 2-POLE DC-3 AND 5, 32A AUXILIARY SWITCHES 22 (2NO+2NC) WITH SURGE SUPPRESS.(VARIST | 188.47
5TT4202-0 | RELAY, N-TYPE WITH 2 NO CONTACT FOR AC 230V 16A CONTROL AC 230V | 31.36
5TT4206-4 | RELAY,N-TYPE W 1 CHANGEOV.CONT. CONTACT FOR AC 230V 16A CONTROL AC 8V | 33.47
5SJ4245-8HG41 | CIRCUIT BREAKER 240V 10KA, 2-POLE, D, 45A, D=70MM ACC. TO UL 489 | 226.38
3RW4047-2BB15 | SIRIUS SOFT STARTER, S3, 106A, 75KW/500V, 40 DEGR., AC 400-600V, AC/DC 110-230V, SPRING-LOADED TERMI | 1783.94
5ST2206 | BUSBAR, TOUCH SAFE FOR 5SQ M.C.B.S 16SSQMM CU, 1PHASE 1000MM LONG, FOR 56MW | 19.87
6XV1820-5BN40 | SIMATIC NET, FIBER OPTIC CABLE (62.5/125)STANDARD CABLE, SPLITTABLE, PREASSEMBLED WITH 4 BFOC CONNEC | 458.63
7MH5106-3PD00 | SIWAREX WL 230 LOAD CELL BB-S SA 500KG C3 - RATED LOAD 500KG - ACCURACY CLASS C3 - 3M CABLE LENGTH, | 460.79
7MH3110-3DA1 | SET OF 2 ROUND-HEAD BOLT GUIDES MAX. LOAD IN AXIAL DIRECTION 500 KN,WITHOUT BEARING BLOCKS | 2682.93
5SJ4213-8HG41 | CIRCUIT BREAKER 240V 14KA, 2-POLE, D, 13A, D=70MM ACC. TO UL 489 | 127.61
5SJ4218-7HG41 | CIRCUIT BREAKER 240V 14KA, 2-POLE, C, 15A, D=70MM ACC. TO UL 489 | 109.4
6FX2003-0LU40 | POWER CONNECTOR 6-POL SIZE 1.5 SPEED CONNECT SOCKET, UNION NUT 1 X 6-POLE INSULATOR 5 SOCKET CONTACT | 200.23
3TC4817-0BG1 | CONTACTOR SIZE 4 2-POLE DC-3 AND 5, 75 A AUX. SWITCHES 22 (2NO+2NC) ALT. CURRENT ACTUATION 110 V AC | 669.84
3TC5217-0AE4 | CONTACTOR, SIZE 8, 2-POLE DC-3 AND 5,RATD.OPER.CURR. 220A AUXILIARY CONTACTS 22 (2NO+2NC) DC OPERATI | 1186.4
5SJ4332-8HG41 | CIRCUIT BREAKER 240V 10KA, 3-POLE, D, 32A, D=70MM ACC. TO UL 489 | 218.01
5SY4303-7 | CIRCUIT BREAKER 400V 10KA, 3-POLE, C, 3A, D=70MM | 51.38
5SY4510-8 | CIRCUIT BREAKER 230V 10KA, 1+N-POLE, D, 10A, D=70MM | 13.14
3TH4382-0AP6 | CONTACTOR RELAY 82E EN 50 011 8NO+2NC, SCREW TERMINALS AC OPERATION AC 240V 60HZ/AC 220V 50HZ | 86.38
5SJ4140-7HG40 | CIRCUIT BREAKER 240V 14KA, 1-POLE, C, 40A, D=70MM ACC. TO UL 489, SAME POLARITY | 49.24
3RW4966-8VX30 | FAN FOR SIRIUS SOFT STARTER 3RW446.-.BC3., AC 115V | 201.47
5SY6616-7 | CIRCUIT BREAKER 400V 6KA,3+N-POLE C, 16A, D=70MM | 35.59
3RK1315-6KS71-0AA0 | SIRIUS MOTOR STARTER M200D AS-I COMMUNICATION: AS-INTERFACE DIRECT ON-LINE STARTER, BASIC ELECTR. SW | 882.15
3RK1903-1BB00 | PM-D F2 F. MOTOR STARTER POWER MODULE, FAILSAFE UP TO SAFETY CAT. 4 EN954-1 FOR AUTOSTART PROTECTIVE | 513.69
4RB5083-1EE50 | POWER CAPACITOR PHASECAP MKK 440V 8.3KVAR | 280.05
5SH112 | DIAZED-SCREW CAP DII 25A AC DC 500V CERAMIKS | 1.18
8WH8121-3AB55 | LABELS, FLAT, LONGIT. 51 - 60 SIZE ZBF6 | 0.08
BVP:202752 | BD2-AK1/CEE165S18 TAP-OFF UNIT 16A / 3X1POLS18+1X 5POLCEE | 237.43
5TE8112 | SWITCH, D=70MM 20A 2NC | 14.52
6SL3710-1GH31-5AA3 | SINAMICS G150 CONVERTER CABINET UNIT, AC/AC WITH CIM+CU320-2 3AC 660-690 V, 50/60 HZ NOM. POWER RATI | 19776.13
8GK4451-3KK22 | ALPHA 400/630 DIN, KIT MOUNTING PLATE WITH FIELD COVER WITHOUT CUTOUT H=450 W=500 | 165.78
8MF2226-4E | CUBICLESYSTEM 8MF2000 HXWXD = 2200 X 1200 X 600MM FOR INDIVIDUAL MOUNTING WITH SIDE PANELS, IP 40 | 3689.79
8GS2078-4 | ALPHA-ZS QUICK-MOUNTING SET H=1350 MM, W=250 MM 2 METERS | 277.25
3LD2103-3VK51 | MAIN SWITCH 6-POLE IU=25, P/AC-23A AT 400V=9,5KW FRONT MOUNTING FOUR-HOLE MOUNTING ACTUATOR BLACK | 52.01
5TE6801 | SCHUKO SOCKET 16A WITH COVER ACC. TO DIN VDE 0620 FOR INSTALL. IN DISTRIB. BOARDS | 11.31
5TE8102 | CONTROL SWITCH, D=70MM 20A 2NO, 1LAMP 230V | 24.8
3WL9317-6AA20-0AA2 | ACCESSORIES CIRCUIT-BREAKER 3WL OVERCURRENT RELEASE ETU76B LSIN PROTECTION OPTION W. MEAS. FUNCT. U, | 7577.43
3LD2113-3VK51 | MAIN SWITCH 6-POLE IU=25, P/AC-23A AT 400V=9,5KW BASE MOUNTING DIN-RAIL-MOUNTING/ TWO-HOLE MOUNTING | 68.68
4EU2722-8BA00-0AA0 | COMMUTATING CHOKE FOR CONVERTER; PHASES:3; UN1(V):400; ITHMAX 1(A) / F1(HZ):315 /50; I LN (A):283,5; | 5093.83
6AU1820-0AA42-0AB0 | SIMOTION TECHNOLOGY OPTION MULTIAXES PACKAGE SINGLE LICENSE ON PAPER FOR ONE D425 | 1621.52
4EU3022-3BA00-0AA0 | COMMUTATING CHOKE FOR CONVERTER; PHASES:3; UN1(V):400; ITHMAX 1(A) / F1(HZ):450 /50; I LN (A):405; U | 8150.11
3UF1868-3GA00 | CURRENT TRANSFORMER, 3-PHASE FOR MOUNTING ONTO CONTACTOR AND INSTALLING AS A SINGLE UNIT 820A / 1A, | 945.03
6EP1967-2AA00 | SITOP INRUSH LIMITING MODULE PRIMARY CONTROL GEAR FOR SITOP POWER SUPPLIES INPUT: 100-480 V AC, 10 A | 85.31
4AM3242-5MT10-0FA0 | TRANSFORMER SITAS; PHASES:1; PN/PN(S6)(KVA):0,063 /0,19; UPRI(V):690+/-5%; USEC(V):230; ISEC(A):0,27 | 111.94
8US1998-1AA00 | BUSBAR ADAPTER SYSTEM PACKAGE OF 100 CONNECTION KEYS FOR CONNECTING ADAPTERS WITH DEVICE HOLDERS WIT | 0.63
3TX6526-1C | SURGE SUPPRESSOR VARISTOR AC 115 TO 240V/DC 150 TO 290V F. CONTACTORS SIZE 8 TO 12 | 28.39
3TY7683-0DP4 | MAGNET COIL FOR CONTACTOR 3TF6833-.D.. 230 V DC | 440.53
4AM2342-4TN00-0EA1 | SAFETY ISOLATING TRANSFORMER; PHASES:1; PN(KVA):0,025; UPRI(V):230+/-5%; USEC(V):24; ISEC(A):1,04; F | 79.66
3TK1910-3B | 2ND AUXILIARY CONTACT BLOCK FOR SIDE-MOUNTING TO CONTACTORS, LEFT OR RIGHT 1 NO + 1 NC | 19.58
3WL9111-2AA52-0AA0 | ACCESSORIES CIRCUIT BREAKER 3WL RATED CURRENT REF. MODULE 315A F. ETU25, 27, 45, 55, 75, 76 APPROVED | 255.11
BVP:261715 | BD2C-3-250-SB-3 STANDARD LENGTH 3,25M 250A, N + PE, 12 TAP OFFS | 1309.54
LZX:RT424012 | PLUG-IN RELAY, 2W RELAY 15MM, 12V DC | 5.61
5SY5163-6 | CIRCUIT BREAKER CURR. SENS DC 220V AC 230/400V 10KA, 1-POLE, B, 63A | 45.18
3LD2555-1TP00-0AE8 | MAIN/EMERG. STOP SWITCH 3-POLE IU=63, P/AC-23A WITH 400V=22KW *** SPECIAL DESIGN *** W/O ROTARY OPER | 67.42
BVP:034261 | BD01-R2 FLEXIBLE CONNECTION UNITS (1M) | 318.2
BVP:045505 | BD2-400-D PROTECTION SLEEVE | 134.63
3LD2265-3VB51 | MAIN SWITCH 6-POLE IU=32, P/AC-23A AT 400V=11,5KW 2 N-TERMINAL MOULDED-PLASTIC ENCLOSURED, IP65 | 83.66
3NA6250-4 | LV HRC FUSE LINK GL/GG WITH INSULATED GRIP LUGS WITH COMBINATION INDICATOR SIZE 2, 300A, AC 400V | 25.69
5UB1303 | I-SYSTEM, ELECTRIC WHITE SOCKET OUTLET 15A 125V US STANDARD C73 CENTRAL PLATE 51X51MM | 21.88
5UB1367-1 | DELTA STYLE, PLATINUM METALLIC OUTLET 10/16A 250V WITH GROUNDING PIN WITH INCREASED TOUCH PROTECTION | 22.96
5TT3423 | PHASE SEQUENCE MONITOR, N-TYPE AC 230V 4A | 97.82
5TT4151-2 | REMOTE SWITCH 1 NO CONTACT CENTRAL AND COMBINED CIRCUIT CONTACT FOR AC 230,400V 16A ACTIVATION AC 24 | 100.66
5TT4204-3 | RELAY, N-TYPE WITH 4 NO CONTACT FOR AC 230V 16A CONTROL AC 12V | 58.3
5TT5800-0 | INSTA CONTACTOR WITH 2 MAKE CONTACTS CONTACT FOR 230, 400 V AC, 20 A TRIGGERING 230 V AC | 28.22
6SL3310-1TE33-1AA3 | SINAMICS S120 CONVERTER POWER MODULE 3AC 380-480V, 50/60HZ, 310A (160 KW) INTERNAL AIR COOLING FRAME | 24637.98
6XV1830-0EN50 | SIMATIC NET, PB FC STANDARD, BUS CABLE, 2-WIRE, SHIELDED, SPEC. DESIGN FOR RAPID INSTALL. 50 M | 116.92
3TY7561-1UA00 | AUX.SWITCHBLOCK ELECTRONICS COMPATIBLE, FOR 3TF44-69, 3TK4/5, 3TC4/5 FOR LEFT/RIGHT CONNECTION (REPL | 32.83
3WL9111-0BA35-0AA0 | ACCESSORIES CIRCUIT BREAKER 3WL LOCKING DEVICE OFF-POSITION PROFALUX LOCK IN OPER.PANEL FUNCTION SAF | 390.5
3SE5000-0AV08-1AA3 | BLOCKING ELEMENT, ACCESSORY FOR POSITION SWITCH WITH SEPERATE ACTUATOR, WITH AND W/O TUMBLER 3SE51/2 | 26.27
5TG9880-5 | DELTA M SYSTEM LIGHT SIGNAL SINGLE 1W 90-240V RED COLOR OF LIGHT | 42.77
5UB1561 | I-SYSTEM, ELECTRIC WHITE SCHUKO SOCKET OUTL. 10/16A 250V W. SCREWLESS TERMINALS STATUS DISPLAY, LABE | 22.45
3RK1301-1EB00-0AA2 | DS1-X FOR ET 200S ELECTROMECHANICS LINE STARTER EXPANDABLE ADJUSTABLE RANGE 2.8...4.0A AC-3, 1.5 KW/ | 484.99
3TK2810-0BA01 | SIRIUS SAFETY RELAY FOR SAFETY-ORIENTED STANDSTILL MONITORING, 24V DC, 45.0MM, SCREW TERMINAL, FK I | 813.29
6FX2003-0BB00 | SIGNAL CONNECTOR, MPI ADAPTER 9-WAY SOCKET AND PINS | 20.18
6FX2003-0YQ02 | CAP SIGNAL CONNECTOR METAL VERSION WITH MOUNTING ROPE | 30.24
6XV1821-1CT15 | SIMATIC NET, PROFIBUS PCF FIBER OPTIC, WITH 4 PCF SIMPLEX CONNECTORS L = 150 M | 1179.35
7MH7723-1FE | RANGE SPRING ASSEMBLY, C8, ILE-37, SPARE | 704.93
7MH4710-5BA | SIWAREX IS SYSTEM INTERMEDIATE BOX FOR INTRINSIC SAFE CONNECTION OF LOAD CELLS, STANDARD VERSION ATE | 1342.79
6ES7921-3AB00-0AA0 | FRONT CONNECTOR WITH TWISTED RIBBON CABLE CONNECTION FOR 16 DIGITAL I/O MOD. OF THE S7-300, POWER SU | 74.05
7MF9004-6AE | ACCESSORY KIT FOR OXYGEN 4 SCREWS M10 X 30, 4 WASHERSM 2 FLAT-PROFILE GASKETS | 18.99
3TC7814-1CM | CONTACTOR,SIZE 12,2-POLE DC-3 AND 5,RATD.OPER.CURR. 400A AUXILIARY CONTACTS 44 (4NO+4NC) AC OPERATIO | 3916.85
5ST2136 | FLAT PROFILE F.TERMINAL COVER FOR 2-TIER ARRANGEMENT | 10.84
3VL9500-3HR30 | SIDE ROTARY OPER. MECHANISM 3VL5 W/ 1500MM BOWDEN WIRE ROTARY HANDLE BLACK | 414.73
5ST3664-1HG | PIN BUSBAR, 16SQMM CONNECTION: 6X2-PHASE ACC.UL 489,480Y/277V FOR MCB 5SJ4...-.HG | 13
8GK4001-5KK11 | ALPHA 160/400 DIN, RAPID KIT F. MODULAR INSTALLATION DEVICES W. TIER SPACING 125MM W. N/PE-BAR, H=75 | 351.26
6FX2001-2EC00 | SINUMERIK (ACCESSORIES) INCR. POS. ENCODER, WITH LED, RADIAL FLANGE CONNECTOR, 2000 PULSES/REV | 366.56
5SP3716-2 | MAIN CONDUCTOR CIRCUIT-BREAKER (SHU),1-POLE, E 16 A, 230/400 V (SET WITH L1,L2,L3) | 156.36
5ST3012 | AUXILIARY SWITCH MOUNT. 2OE, F. LS-SWITCH T=70MM | 14.2
5ST3646 | PIN BUSBAR, 16 SQMM CONNECTION: 2X(3-PHASE+HS/FS) SAFE-TO-TOUCH | 4.31
5ST3761 | PIN BUSBAR, 1PHASE 10SQMM, 13PINS, ISOLATION BLUE | 3.57
3SB2202-0LD01 | PUSHBUTTON, 16MM, ROUND, PLASTIC, YELLOW, BUTTON, RAISED, 1NO | 17.41
5ST3664-2HG | PIN BUSBAR, 16SQMM CONNECTION: 9X2-PHASE ACC.UL 489,480Y/277V FOR MCB 5SJ4...-.HG | 18.38
3SB2901-4RE | INSCRIPTION PLATE FOR PUSHBUTTON AND ILLUMINATED PUSHBUTTON, FLAT, CLEAR WITH BLACK LETTERING, WITH | 0.72
3RX9022-0AA00 | AS-I CABLE, TRAPEZOIDAL, F. EXTERNAL AUXILIARY VOLTAGE, UP TO 24V, BLACK, RUBBER, 2X 1.5QMM, 1000M, | 4821.2
3RX9026-0AA00 | AS-I CABLE TRAPEZOIDAL F. EXTERNAL AUXILIARY VOLTAGE, UP TO 24V,BLACK,PUR,OIL-RESIST. 2 X 1,5QMM, 1K | 8695.37
3RW4038-2BB05 | SIRIUS SOFT STARTER, S2, 72A, 45KW/500V, 40 DEGR., AC 400-600V, AC/DC 24V, SPRING-LOADED TERMINALS | 1450.26
3VL9800-8BC00 | ACCESSORY FOR VL1250, VL1600, COVER FRAME IP30 FOR CIRCUIT BREAKER FIXED/PLUG IN MOUNTED | 49.66
3RW4445-2BC45 | SIRIUS SOFT STARTER, VALUES WITH 500 V, 40 DEG., STANDARD: 313A, 200KW, INSIDE-DELTA CIRCUIT 3: 542A | 17661.69
3RW4447-2BC44 | SIRIUS SOFT STARTER, VALUES WITH 400 V, 40 DEG., STANDARD: 432A, 250KW, INSIDE-DELTA CIRCUIT 3: 748A | 20932.37
8GK9560-0KK03 | ALPHA DIN PROFILE SEMI CYLINDER W. SENAT TUMBLER ARRANGEMENT | 197.9
8GB2053-1 | SIMBOX UNIVERSAL WP INNER BARRIER HORIZONTAL, 18MW | 8.05
5SP4280-7 | CIRCUIT BREAKER 400V 10KA, 2-POLE, C, 80A, D=70MM | 101.02
3VL9500-3HR10 | SIDE ROTARY OPER. MECHANISM 3VL5 W/ 600MM BOWDEN WIRE ROTARY HANDLE BLACK | 393.14
3SB2901-4AN | INSCRIPTION PLATE FOR PUSHBUTTON AND ILLUMINATED PUSHBUTTON, FLAT, CLEAR WITH BLACK LETTERING, WITH | 0.72
3WL9111-0AT53-0AA0 | ACCESSORIES CIRCUIT BREAKER 3WL EARTH-FAULT PROT.MODULE CUSTOMER-UPGRADABLE FOR ETU 45 W. DISPLAY AL | 1427.28
3RW4424-3BC44 | SIRIUS SOFT STARTER, VALUES WITH 400 V, 40 DEG., STANDARD: 47A, 22KW, INSIDE-DELTA CIRCUIT 3: 81A, 4 | 4526.62
3RW4426-1BC35 | SIRIUS SOFT STARTER, VALUES WITH 575 V, 50 DEG., STANDARD: 68A, 50HP, INSIDE-DELTA CIRCUIT 3: 118A, | 6332.04
3RW4426-1BC44 | SIRIUS SOFT STARTER, VALUES WITH 400 V, 40 DEG., STANDARD: 77A, 37KW, INSIDE-DELTA CIRCUIT 3: 133A, | 5507.83
3RW4026-2TB04 | SIRIUS SOFT STARTER, S0, 25A, 11KW/400V, 40 DEGR., AC 200-480V, AC/DC 24V, SPRING-LOADED TERMINALS, | 693.05
6SE6400-3TD03-2DE0 | MICROMASTER 4 OUTPUT LC FILTER 500-600V 3AC 32.6 / 27.0 A (40 / 50 GRD C) STAND ALONE FS D 300 X 300 | 4434.65
6SE7021-6ES87-2DC0 | SIMOVERT MASTERDRIVES BRAKING RESISTOR 510-620V DC, 10KW, 40 OHM | 712.12
7ND4800-8BA | SIREC D SOFTWARE ACTIVATION FOR SIREC D-MANAGER | 1163.27
8GK4451-4KK12 | ALPHA 400/630 DIN, KIT MOUNTING PLATE WITH FIELD COVER WITHOUT CUTOUT H=600 W=250 | 141.63
8MF2266-3RB | STANDARD CUBICLE 8MF2 HXWXD=2200X600X600 SIDE-BY-SIDE MOUNTING VENTIL., ASSEMBL., WELDED IP30 | 2279.56
6FX2001-2HB02 | SIMODRIVE (ACCESSORIES) INCR. ROTARY ENCODER W. RS 422 (TTL), 1024 PULSES, SYNCHRON. FLANGE, 6 MM SH | 366.56
6FX8002-2DC10-1FA0 | SIGNAL CABLE, PREASSEMBLED (SINAMICS DRIVE CLIQ) CONNECTOR IP20/IP67, WITH 24 V MOTION-CONNECT 800 L | 519.62
8MF6288-4E | STANDARD CUBICLE 8MF6 HXWXD=2200X800X800 INDIVIDUAL MOUNTING NON-VENT., ASSEM., WELDED IP40 | 3400.03
3RW4444-6BC34 | SIRIUS SOFT STARTER, VALUES WITH 460 V, 50 DEG., STANDARD: 215A, 150HP, INSIDE-DELTA CIRCUIT 3: 372A | 12572.51
3VL9600-3MM00 | ACCESSORY FOR VL630, VL800, STORED ENERGY OPERATOR 220...250V AC/DC WITH AUXILIARY SWITCH | 2407.22
3SB2901-2XZK3Y | INSCRIPTION LABEL FOR GLUING ONTO LABEL HOLDER, LABEL SIZE 9.5 X 18.5MM, SILVER-COLORED, BLACK LETTE | 2.4
3WL9111-0AS32-0AA0 | ACCESSORIES CIRCUIT BREAKER 3WL ARC CHUTE COVER F. WITHDRAW. CIRC. BREAKER SZ I 3-POLE | 443.42
6GK5798-0CN00-0AA0 | IWLAN RCOAX N-CONNECT FEMALE N-CONNECTOR 2.4 AND 5 GHZ CAN BE PRE-ASSEMBLED IN THE FIELD COAXIAL CAB | 69.36
6GK5798-0SN00-0EA0 | IWLAN RCOAX N-CONNECT FEMALE POWER SPLITTER 2-FOLD 2.4 AND 5 GHZ Y-ELEMENT FOR SPLITTING THE RCOAX C | 395.27
3VL9800-1UH01 | ACCESSORY FOR VL800UL, VL1200UL VL1600UL (MG-FRAME - PG-FRAME) UNDERCURRENT RELEASE 220...250V AC FO | 283.89
5SY8663-8 | CIRCUIT BREAKER 400V 25KA, 3+N-POLE, D, 63A, D=70M | 313
5SY8508-7 | CIRCUIT BREAKER 230V 25KA, 1+N-POLE, C, 8A, D=70M | 57.16
3RV1011-1DA10-ZW97 | CIRCUIT-BREAKER, 2.2...3.2 A, N-RELEASE 42 A, SIZE S00, MOTOR PROTECTION, CLASS 10, SCREW CONNECTION | 64.57
3RA1962-2A | BASE PLATE FOR REVERSING STARTER MOD. S10 | 97.09
BVP:261787 | BD2C-3-1000-WO-1W* OPTIONAL LENGTH 0,50M-1,24M 100 0A, N + PE, WITHOUT TAP OFFS | 2280.06
5SY8516-8 | CIRCUIT BREAKER 230V 25KA, 1+N-POLE, D, 16A, D=70M | 56.69
5SY8640-8 | CIRCUIT BREAKER 400V 25KA, 3+N-POLE, D, 40A, D=70M | 223.86
5TA2117-0KK | DELTA ROCKER SWITCH INSERT FOR FLUSH MOUNTING 10A, 250V, INTERMEDIATE SWITCH WITHOUT CLAWS | 14.12
5TG1207 | I-SYSTEM, ELECTRIC WHITE COVER PLATE UAE OUTLET BOX SUITABLE F. ACKERMANN CAT.3 1X8POLE, 55X55MM | 5.19
3VL9400-8LC01 | ACCESSORY F. VL400UL, (JG FRAME) MUTUAL INTERLOCKING W. ROCKER, CAT NUMBER WBMLFM F. FIXED INSTALLAT | 1007.36
6SL3710-1GH35-8AA3 | SINAMICS G150 CONVERTER CABINET UNIT, AC/AC WITH CIM+CU320-2 3AC 660-690 V, 50/60 HZ NOM. POWER RATI | 77997.03
6SL3710-2GH41-5AA3 | SINAMICS G150 CONVERTER CABINET UNIT, AC/AC WITH CIM+CU320-2 3AC 660-690V, 50/60HZ NOM. POWER RATING | 178776.2
3RA1952-2E | BASE PLATE FOR YD-STARTER MOD. S6-S6-S3 | 90.27
4AM4842-5FT10-0FA0 | TRANSFORMER SITAS; PHASES:1; PN/PN(S6)(KVA):0,5 /2; UPRI(V):500+/-5%; USEC(V):230; ISEC(A):2,17; F(H | 321.57
3RA6120-2DB32 | SIRIUS, COMPACT STARTER, DIRECT STARTER 690 V, 24 V AC/DC, 50 ... 60 HZ, 3 ... 12 A, IP20, CONNECTIO | 651.43
5TG2861 | DELTA LINE SURFACE-M. ENCL., 1FOLD ELECTRIC WHITE | 11.31
5SY7114-7 | CIRCUIT BREAKER 230/400V 15KA, 1-POLE, C, 0.3A, D=70MM | 25.36
5TG6226 | I-SYSTEM, CARBON METALLIC ROCKER W. WINDOW W. LIGHT SYMBOL F. PUSHB., 55X55MM | 12.25
6ES7833-1FC02-0YE5 | SIMATIC S7, F PROGRAMMING TOOL DISTRIBUTED SAFETY V5.4, UPGRADE FROM V5.X TO V5.4, FLOATING LICENSE | 493.93
3VL9300-3AS10 | ACCESSORY FOR VL160X, VL160, VL250, KIT F. LEADING AUXILIARY SWITCHES 1 CO CONTACT, FROM OFF TO ON 1 | 31
3RK1402-0BG00-0AA2 | AS-INTERFACE SLIMLINE MOD. IP20 S22.5, DIGITAL, 2I/2OR(RELAY), 2 X 1 INPUT, 2-WIRE, PNP 2 X 1 OUTPUT | 430.47
3RK4340-3MR51-1BA0 | SIRIUS MCU MOTOR STARTER EN.DEGR. OF PROTEC.IP55 PLASTIC COMMUNICATION WITHOUT ELECTROMECHANICAL SWI | 609.78
3RK4340-3PR51-1BA0 | SIRIUS MCU MOTOR STARTER EN.DEGR. OF PROTEC.IP55 PLASTIC COMMUNICATION WITHOUT ELECTROMECHANICAL SWI | 676.52
6NH7997-0CA50-0GA0 | SINAUT ST7, UPGRADE TO ENGINEERING-SOFTWARE EDITION 09/2009; FOR STEP7 V5.4 SP4, FOR OWNERS OF SINA | 303.33
3SE5212-0KC05 | SIRIUS POSITION SWITCH; METAL ENCLOSURE TO EN50047, 31MM DEVICE CONNECTION 1X(M20X1.5); 1NO/2NC SLOW | 27.94
3SE5312-2SD12 | SAFETY POSITION SWITCHES WITH SOLENOID INTERLOCKING LOCK. FORCE 2600N;5 APPR. DIR. METAL HOUSING,3X( | 297.33
3SE5000-0AF01 | ACTUATOR HEAD FOR POSITION SWITCH 3SE51/52 ANGULAR ROLLER LEVER, METAL LEVER WITH PLASTIC ROLLER 22M | 16.86
6XV1870-8AH10 | SIMATIC NET,IE CONNECTING CABLE M12-180/M12-180, PREASSEMBLED IE FC TRAILING CABLE GP, WITH 2 M12 CO | 39.01
5TG7818 | DELTA PROFIL, TITANIUM WHITE ROCKER W. WINDOW FOR PUSHB. 2FOLD F.PUSHB. 2FOLD CENTER POSITION 65X65M | 12.84
3RF2320-2CA24 | SEMI-COND. CONTACTOR 3RF2,1-PH. AC 51 20 A 40 DEGREES C 48-460 V / 110-230 V AC LOW NOISE | 84.19
3RF2320-3AA24 | SEMI-COND. CONTACTOR 3RF2,1-PH. AC 51 20 A 40 DEGREES C 48-460 V / 110-230 V AC RING TERMINAL | 69.01
3SE5312-3SG13 | SAFETY POSITION SWITCHES WITH SOLENOID INTERLOCKING LOCK. FORCE 2600N;5 APPR. DIR. METAL HOUSING,3X( | 379.32
3RG9220-0AA00 | AS-INTERFACE HEAVY GAUGE E INTERFACE MODULE WITH 4 ENTRIES,HEAVY GAUGE 11 FOR STANDARD ROUND CABLES, | 74.32
3RN1013-1BW01 | THERMISTOR MOTOR PROTECTION MULTIFUNCTION EVALUATION UNIT MANUAL/AUTO/REMOTE, SHORT-CIRC.DETECT., UC | 455.78
3RK1903-3CA00 | FOR ET200S SOLUTION PROFISAFE F-CM FAILSAFE CONTACT MULTI- PLIER, W. 4 FLOATING CONTACTS, 2A DC-13 T | 641.4
3NA7803-6 | LV HRC FUSE LINK GL/GG WITH NON-INSULATED GRIP LUGS WITH COMBINATION INDICATOR SIZE 000, 10A, AC 690 | 24.23
3LD2866-0TB53 | MAIN/EMERG. STOP SWITCH 3-POLE IU=125, P/AC-23A AT 400V=45KW 1 N-TERMINAL + 1 PE-TERMINAL INSULATION | 337.18
3UG4618-2CR20 | DIGITAL MONITORING RELAY FOR 3-PH. VOLT. W. N COND. AUT. CORRECTION OF PHASE SEQUENCE PHASE FAILURE | 255.11
5SY6410-7 | CIRCUIT BREAKER 400V 6KA, 4-POLE, C, 10A, D=70MM | 27.92
5SY4603-5 | CIRCUIT BREAKER 400V 10KA, 3+N-POLE, A, 3A, D=70MM | 183.62
3LD2804-0TK53 | MAIN/EMERG. STOP SWITCH 3-POLE IU=125, P/AC-23A AT 400V=45KW FRONT MOUNTING FOUR-HOLE MOUNTING ROTAR | 113.04
3RA6250-2AB33 | SIRIUS, COMPACT STARTER, REVERSING STARTER 690 V, 24 V AC/DC, 50 ... 60 HZ, 0.1 ... 0.4 A, IP20, MAI | 955.63
3RF2120-2AA22 | SEMICOND. RELAY 3RF2, 1-PHASE WIDTH 22.5 MM, 20 A 24-230 V / 110-230 V AC SPRING-LOADED TERMINAL | 41.28
3RF2120-2AA04 | SEMICONDUCTOR RELAY 3RF2, 1-PH. WIDTH 22.5MM, 20 A 48-460 V / 24 V DC SPRING-LOADED TERMINAL | 40.39
3RF2190-2AA22 | SEMICOND. RELAY 3RF2, 1-PHASE WIDTH 22.5 MM, 90 A 24-230 V / 110-230 V AC SPRING-LOADED TERMINAL | 67.1
6ES7658-2BX00-0YL8 | SIMATIC PCS7, OS SERVER, SOFTWARE UPDATE SERVICE WITHIN THE FRAMEWORK OF THIS CONTRACT, YOU WILL REC | 2328.18
3VL9400-1SR01 | ACCESSORY FOR VL150UL, VL250UL VL250 UL, VL400UL,VL400XUL (CG-FRAME - LG-FRAME) SHUNT RELEASE 110... | 180.54
4AM4642-5AT10-0FA1 | TRANSFORMER SITAS; PHASES:1; PN/PN(S6)(KVA):0,4 /1,44; UPRI(V):400+/-5%; USEC(V):230; ISEC(A):1,74; | 315.9
3RT1456-6AV36 | CONTACTOR, 275A/AC-1, AC(40...60HZ)/DC OPERATION UC 380...420V AUXIL. CONTACTS 2NO+2NC 3-POLE, SIZE | 413
3RT1975-5AM31 | WITHDR. COIL FOR SIZE S12 FOR CONTACTOR 3RT107/3RT127/3RT147 AC/DC OPERATION 200-220V UC DRIVE: CONV | 108.42
3RF2130-1AA26 | SEMICOND. RELAY 3RF2, 1-PHASE WIDTH 22.5MM, 30A 48-600V / 110-230VAC SCREW CONNECTION | 67.73
LZS:RT4A4L24 | PLUG-IN RELAY COMPACT UNIT DC 24V, 2 CO CONTACT LED MODULE RED STANDARD PLUG-IN SOCKET SCREW TERMINA | 18.93
6SE7023-2ES87-2DC0 | SIMOVERT MASTERDRIVES BRAKING RESISTOR 510-620V DC, 20KW, 20 OHM | 753.22
5SY7510-6 | CIRCUIT BREAKER 230V 15KA, 1+N-POLE, B, 10A, D=70MM | 28.44
5SY8506-8 | CIRCUIT BREAKER 230V 25KA, 1+N-POLE, D, 6A, D=70M | 67.48
5TA4711 | DELTA FLAT IP44, SM DARK GRAY/LIGHT GRAY OFF SWITCH, 10A 250V 66X75MM, W. LAMP A. 2 WINDOWS (NEUTRAL | 21.88
3RV1915-3AB | 3-PHASE BUSBARS MODULAR SPACING 63MM FOR 2 CIRCUIT-BREAKERS + ACCESSORIES | 8.59
3VL9200-4WA40 | ACCESSORY FOR VL160, DRAW OUT ASSEMBLY REAR CONNECTORS 4 POLES | 752.25
3RB2056-1FF2 | OVERLOAD RELAY 50...200 A FOR MOTOR PROTECTION SIZE S6, CLASS 10 MOUNT. ONTO CONT./ STAND-ALONE MAIN | 231.06
5TG1912 | DELTA PROFIL,TITANIUM WHITE MODULE CARRIER,2FOLD INCL. INTERMED. FRAME SCREW FIXING | 7.05
PBD:23900268 | LOAD CELL, 500 LB,G4-CD500-S, HI-TEMP | 2805.19
5SY8250-8BB08 | CIRCUIT BREAKER 400V 20KA, 2-POLE, 50A, D=70MM ONLY MAGNETIC TRIPPING | 72.44
5SY8320-8BB08 | CIRCUIT BREAKER 400V 25KA, 3-POLE, 20A, D=70MM ONLY MAGNETIC TRIPPING | 89.09
5TE4811 | PUSHBUTTON, D=70MM 2NO 20A, 1BUTTON GREY | 13.11
3SE5112-0CH02 | SIRIUS POSITION SWITCH METAL HOUSING 40MM TO EN50041 DEVICE CONNECTION 1X (M20X1,5) 1NO/ 1NC SNAP-AC | 61.23
5TG7802 | DELTA PROFIL, TITANIUM WHITE ROCKER W. SYMBOLS I0 FOR OFF SWITCH 2POLE, 3-POLE 65X65MM | 7.49
6SL3730-1TG41-1BC3 | SINAMICS S120 CABINET MODULE BASIC LINE MODULE 3AC 500-690V, 50/60HZ, 1100A OUTPUT: DC 675 - 930V UN | 32116.44
6ES7392-2DX10-0AA0 | SIMATIC S7-300, 10 DIN A4 LABELLING SHEETS COLOR: RED, 10 LABELLING STRIPS/SHEETS FOR SIGNAL MODULES | 142.98
6ES7900-1BA00-0XA0 | SIMATIC PC, SUPPLY CABLE 230V AC, ANGLED, 3M, FOR BOX-PC AND PANEL-PC FOR UNITED KINGDOM | 28.46
5ST3746 | PIN BUSBAR SHOCKPROOF, 10 SQMM 4-PHASE, 1016 MM LONG WITHOUT END CAPS | 59.25
3RW3036-1BB04 | SIRIUS SOFT STARTER, SIZE S2, 45A, 22KW/400V, 40 DEGREES, 200-480V AC, 24V AC/DC, SCREW TERMINALS | 734.08
5ST3803 | BARRIER FOR CLAMP LOCK FOR CIRCUIT BREAKER (1SET IN POLY-BAG) | 17.68
3WL9111-0AT20-0AA0 | ACCESSORIES CIRCUIT BREAKER 3WL DIGITAL OUTPUT MODULE PARAMETER., W. RELAY OUTP. FOR CUBICLE BUS MOD | 841.94
3SB2910-0CD | BUTTON, YELLOW, FLAT, FOR ILLUMINATED PUSHBUTTON | 0.38
3VL9700-8BL00 | ACCESSORY FOR VL160, VL250, VL400, VL630, VL800, TRIP ADJUSTMENT SEALING COVER ELECTRONIC TRIP | 59.53
8GK9733-0KK10 | ALPHA DIN, COPPER BUSBARS 20X5MM, 320A, W=250 | 16
8GK4651-2KK12 | ALPHA 400/630 DIN, KIT FOR FUSE SWITCH 3NP4010, 1XNH00 FOR MOUNTING ON BUS BAR 40/60MM H=300 W=250 | 82.05
8MF2084-3RB | STANDARD CUBICLE 8MF2 HXWXD=2000X800X400 SIDE-BY-SIDE MOUNTING VENTIL., ASSEMBL., WELDED IP30 | 2395.47
8GK4855-2KK02 | ALPHA 630 DIN, STAY F. MARSHALING BOX HEIGHT = 300MM, DEPTH = 210MM (1 SET = 2 UNITS) | 23.42
8PQ2197-6BA10 | SIVACON S4 CUBICLE DOOR WITH TRANSPARENT DEGREE OF PROTECTION UP TO IP55 HINGE LEFT DOUBLE BIT KEY H | 660.59
6FX8008-1BA11-1FA0 | POWER CABLE,SOLD BY THE METER, 4 X 1.5 + 2 X 1.5 C TRAILING CABLE, DELIVERY: COILS UL/CSA DESINA MOT | 887.37
6FX2001-2QB25 | SIMODRIVE (ACCESSORIES) INCR. ROTARY ENCODER W. RS 422 (TTL) 1250 PULSES, CLAMP FLANGE 10 MM SHAFT, | 366.56
4AM6442-5CT10-0FC0 | TRANSFORMER SITAS; PHASES:1; PN/PN(S6)(KVA):1,7 /9,7; UPRI(V):440+/-5%; USEC(V):230; ISEC(A):7,39; F | 1228.26
6SE6430-2AD31-5CA0 | MICROMASTER 430 WITH BUILT-IN CLASS A FILTER 3AC 380-480 V +10/-10% 47-63 HZ SQUARED TORQUE POWER 1 | 6057.32
5TA4707 | DELTA FLAT IP44, SM DARK GRAY/LIGHT GRAY INTERMEDIATE SWITCH, 10A 250V 66X75MM | 23
6SE6440-2UD22-2BA1 | MICROMASTER 440 WITHOUT FILTER 3AC 380-480 V +10/-10% 47-63 HZ CONSTANT TORQUE POWER 2.2 KW OVERLOA | 2443.91
6SE6440-2UD42-0GA1 | MICROMASTER 440 WITHOUT FILTER 3AC 380-480 V +10/-10% 47-63 HZ CONSTANT TORQUE POWER 200 KW OVERLOAD | 47268.62
5SY7615-8 | CIRCUIT BREAKER 400V 15KA, 3+N-POLE, D,1.6A, D=70MM | 158.24
3RK1901-1NP00 | ACCESSORY ASISAFE (OPTIONAL) 24V SUPPLY MODULE FOR K45F LS FOR POWER SUPPLY EMITTER LIGHT CURTAIN MA | 154.97
3RK1922-2BP00 | RS232 INTERFACE CABLE FOR SERIAL DATA CONNECTION BETWEEN ET 200PRO MS/FC AND LAPTOP/PC/PG OR MS AND | 172.12
8US1250-5RM07 | BUSBAR ADAPTER SYSTEM BUSBAR ADAPTER, 45MM WIDTH 60MM SYSTEM, 5+10MM RAIL-THICK. OUTGOING TERM. TOP | 47.6
6GK1901-1BE00-0AA2 | INDUSTRIAL ETHERNET FASTCONNECT RJ45 MODULAR OUTLET BASE MODULE WITH 1GE INSERT, REPL. INSERT FOR 1 | 97.06
8MF4270 | TRIM STRIP W. SIEMENS LETTERING PETROL W. 1 DRILLED HOLE F.LAMP FOR CUBICLE WIDTH 600MM | 130.76
4AM6542-5AJ10-0FA0 | TRANSFORMER SITAS; PHASES:1; PN/PN(S6)(KVA):2,5 /13,3; UPRI(V):400+/-5%; USEC(V):110; ISEC(A):22,7; | 1228.26
3RK1325-6KS71-3AA3 | SIRIUS MOTOR STARTER M200D AS-I COMMUNICATION: AS-INTERFACE REVERSING STARTER STANDARD ELECTRONICALL | 1258.68
3RK1325-6LS71-2AA3 | SIRIUS MOTOR STARTER M200D AS-I COMMUNICATION: AS-INTERFACE DIRECT ON-LINE STARTER STANDARD ELECTRON | 1199.51
3RK1902-3NB30 | ENERGY CABLE 7/8 FOR 24V SWITCHED AND UNSWITCHED PREASSEMBLED WITH 2X7/8 BOTH SIDES ANGLED, 1,5MM2 M | 111.91
3RP1525-2BQ30 | MULTIFUNCTION TIME RELAY IN CAGE-CLAMP TECH. 2 CHANGEOVER ON-DELAY, 0.5S...100H AC/DC 24V/AC 100...1 | 201.94
8WH9000-1AA00 | COVER, FOR F-T TERMINALS 2.5MM2 WITH QUICK CONNECTION, COLOR: GRAY | 0.65
BVP:203531 | BD2-BVF FIXING BRACKETS | 23.26
3RK3251-2AA10 | SIRIUS, 3RK32 EXPANSION MODULE FOR MODULAR 3RK3 SAFETY SYSTEM 4/8 F-RO, 24 V DC/2A PARAMETERIZABLE V | 948.45
3NA3130-6 | LV HRC FUSE LINK GL/GG WITH NON-INSULATED GRIP LUGS WITH FRONT INDICATOR SIZE 1, 100A, AC 690V/DC 44 | 37.19
3RN1010-1CW00 | THERMISTOR MOTOR PROTECTION STANDARD EVALUATION UNIT AUTO, 1NO+1NC, UC 24...240V SCREW CONNECTION | 180.41
8UB9530 | MASKING FRAME 96X96MM F.OPERATING MECH.TYPE 8UC | 8.46
8MF9052 | ACTUATION KEY 7 MM SQUARE | 10.29
8MF9100 | CUBICLE CONNECTION IP40 | 87.5
8MF4172 | PARTITION FOR CUBICLE HXD = 2200 X 800MM DEGREE OF PROTECTION IP40 | 237.61
8MF9113 | MOUNTING SET FOR CUBICLE SERIES IP40 | 18.49
6GK1905-0CD00 | PROFIBUS ECOFAST HYBRID PLUG ANGLED (ECOFAST CU) 2 X CU; 4 X 1.5 SQMM CU; SOCKET CONNECTOR HANBRID | 240.52
8MF4623 | MOUNTING PLATE HXW=ALLX1000 | 178.11
8WA2011-3KE33 | ACTUATOR TERMINAL(L-,S,A) W. YELLOW LED, PNP, 15-30V, SPRING-L. TERM. SZ1.5SQMM, 5MM | 11.09
8MF5266-5R | STANDARD CUBICLE 8MF5 HXWXD=2200X600X600 SIDE-BY-SIDE MOUNTING NON-VENT., NOT ASSEM., SCREWED IP54 | 2743.2
3RK1315-6KS71-3AA3 | SIRIUS MOTOR STARTER M200D AS-I COMMUNICATION: AS-INTERFACE REVERSING STARTER BASIC ELECTRONICALLY S | 1168.6
3RP1574-1NQ30 | TIME RELAY, STAR-DELTA SINGLE TIME RANGE 20 S AC/DC 24 V, AC 100...127 V, 1...20 US | 176.62
3RK1911-2BF10 | ET 200PRO MS/FC/RSM CONNEC.SET CABLE-END CONN.HOOD ANGLED HANQ4/2 WITH PIN INSERT 4MM2 FOR POWER LOO | 69.27
3RK1901-0NA00 | AS-INTERFACE CONNECTOR FOR DATA AND AUX. SUPPLY CABLE WITH 2 INSUL. PIERC. CLAMPS FOR STAND. LITZ W. | 5.67
3RK1901-1AA01 | AS-INTERFACE ACCESSORIES INPUT JUMPER M12 FOR SAFE MODULES SPECIAL DESIGN FARBE RED | 30.55
3RP1505-1BT20 | MULTI-FUNCTION TIME RELAY 2 CHANGEOVER CONT., 16 FUNCT., AC 400...440V, 0,05S...100H SCREW CONNECTIO | 316.52
8UC7262-8BD26 | DOOR DRIVE 8UC7 HANDLE RED, MASKING FRAME YELLOW W. REDUCED TOLERANCE COMPENS. FOR CIRCUIT-BREAKER 3 | 180.8
BVP:034285 | BD01-GK1X/F TAP-OFF UNIT | 143.19
BVP:045503 | BD2-BWV FIXING VERTICAL | 132.18
3RP1903 | PUSH-IN LUG / ADAPTER FOR SCREW FIXING, FOR DEVICES WITH 1 OR 2 CHANGEOVER CONTACTS | 1.2
3RK3242-1AA10 | * | 714.57
3NJ4163-3BF01 | FOR TRANSF. PROTECT., SIZE NH3 3-POLE SWITCHABLE NEW DESIGN | 1530
3NJ4911-6CA00 | ACCESSORY FOR FUSE SWITCH DISCONN. SIZE NH3 MECAN. COUPLING OF OPERATING HANDLES FOR DOUBLE IN-LINE | 9.72
3LD2064-1TC51 | MAIN CTR./EM.-STOP SWITCH 4-POLE IU=16, P/AC-23A AT 400V=7.5KW + N TERMINAL SWITCHED + 1 PE TERMINA | 55.69
3LD2103-3VK53 | MAIN/EMERG. STOP SWITCH 6-POLE IU=25, P/AC-23A AT 400V=9.5KW FRONT MOUNTING FOUR-HOLE MOUNTING ROTAR | 52.01
5TG6200 | I-SYSTEM, TITANIUM WHITE ROCKER W. WINDOW, 55X55MM F.CONTROL/OFF/CO SWITCH F.PUSHB. NEUTRAL AND F.PU | 3.99
5TG1123-0 | DELTA MIRO ALUMINUM FRAME 3-FOLD REAL ALUMINUM UNPAINTED DIMENSIONS 232X90MM | 118.49
8MF6888-4E | STANDARD CUBICLE 8MF6 HXWXD=1800X800X800 INDIVIDUAL MOUNTING NON-VENT., ASSEM., WELDED IP40 | 3245.47
8MF9112 | CONNECTING PLATE FOR CUBICLE SERIES IP40 | 37.29
8WA1011-1PK00 | PEN TERM. THERMOPLASTIC PA6.6 SCREW TERMINAL ON BOTH ENDS GREEN-YELLOW, 12MM, SZ16 | 9.79
8MF4816 | PERFORATED COMPARTM. BOTTOM FIXED HXD=800X600 | 212.49
BVP:261949 | BD2C-400-LL-X*/Y* ELBOW LEFT X/Y 0,36M-1,25M 160 A-400A | 2064.66
BVP:261546 | BD2A-3-1000-WO-2W* OPTIONAL LENGTH 1,26M-2,24M 100 0A, N + PE, WITHOUT TAP OFFS | 2250.7
3NE8702-1 | SITOR FUSE-LINK FOR SEMICONDUCTOR PROTECTION 40A GR, AC 690V, DC 700V SIZE 000, BRACKETS 80MM | 47.58
3NE8722-1 | SITOR FUSE-LINK FOR SEMICONDUCTOR PROTECTION 125A AR, AC 690V, DC 700V SIZE 000, BRACKETS 80MM | 50.44
3RT1075-2AF36 | CONTACTOR, 200KW/400V/AC-3 AC(40...60HZ)/DC OPERATION UC 110-127V AUXILIARY CONTACTS 2NO+2NC 3-POLE, | 1351.16
3RT1075-2AV36 | CONTACTOR, 200KW/400V/AC-3 AC(40...60HZ)/DC OPERATION UC 380-420V AUXILIARY CONTACTS 2NO+2NC 3-POLE, | 1351.16
3RS2040-2GD50 | TEMPERATURE MONITORING RELAY PT100/1000, KTY83/84, NTC 2 THRESHOLDS, DIGITAL -58 DEG. F TO 932 DEG. | 409.58
5UB1525 | I-SYSTEM SCHUKO SOCKET OUTLET W. OVERVOLTAGE PROTECTION AND INCR. TOUCH PROT., W. LABEL AND STATUS D | 178.32
5SJ4206-7HG42 | CIRCUIT BREAKER 10KA, 2POLE, C, 6A ACC. TO UL 489 - 480Y/277V | 127.61
5SJ4213-8HG42 | CIRCUIT BREAKER 10KA, 2POLE, D, 13A ACC. TO UL 489 - 480Y/277V | 123.06
5TT5842-2 | INSTA CONTACTOR WITH 2 MAKE A. 2 BREAK CONTACTS CONTACT FOR 230, 400 V AC, 40 A TRIGGERING 24 V AC | 72.44
6SL3300-1AF32-5BA0 | SINAMICS BRAKING MODULE INPUT: 860V DC OUTPUT: 250 KW/15S FOR CHASSIS UNITS H AND J | 3350.32
BVP:610415 | BD2-AK05/FS400BS-3 TAP-OFF UNIT 400A / 1X 3 POLE WITH BS FUSE SWITCH | 3380.32
6SL3511-0PE24-0AM0 | SINAMICS G110D AC-DRIVE, W/O REPAIR SWITCH WITH BUILT IN CL. A FILTER WITH BULT IN BRAKING CHOPPER W | 3139.04
3UG4633-1AL30 | DIGITAL MONITORING RELAY VOLTAGE MONITORING, 22.5MM FROM 17 TO 275V AC/DC OVERSHOOT AND UNDERSHOOT I | 139.9
5UB1518-0KK | I-SYSTEM, TITANIUM WHITE SCHUKO SOCKET OUTL. 10/16A 250V WITH SCREWLESS TERMINALS WITH CHILD-PROOF D | 8.9
3TC4417-0AP4 | CONTACTOR, SIZE 2, 2-POLE DC-3 AND 5,RATD.OPERAT.CURR.32A AUXILIARY CONTACTS 22 (2NO+2NC) DC OPERATI | 204.93
5SP4291-6 | CIRCUIT BREAKER 400V 10KA, 2-POLE, B, 100A, D=70MM | 84.94
5SP4392-6 | CIRCUIT BREAKER 400V 10KA, 3-POLE, B, 125A, D=70MM | 134.84
5SJ4125-7HG41 | CIRCUIT BREAKER 240V 14KA, 1-POLE, C, 25A, D=70MM ACC. TO UL 489 | 39.2
7ME5933-0AB21 | ELECTRONIC MODUL , 230 V AC, HART, DIGITAL OUT/INPUTS FOR TRANSMAG 2 | 1591.52
7MH7723-1BN | ILE-37,LEAF SPRING KIT,A2 | 336.31
6ES7657-5XX17-0YF0 | SIMATIC PCS 7, SOFTWARE SIMATIC BATCH UPGRADE PACKAGE SERVER FROM V6.X -> V7.0 / V7.1 SINGLE LICENSE | 6220.96
6ES7922-4BF00-0AE0 | FRONT CONNECTOR FOR S7-400 48-POLE (6ES7492-1CL00-0AA0), WITH 46 SINGLE CORES 0.5 MM2, H05V-K SINGLE | 167.67
3RK1315-6KS41-0AA5 | SIRIUS MOTOR STARTER M200D AS-I COMMUNICATION: AS-INTERFACE DIRECT ON-LINE STARTER, BASIC MECHANICAL | 938.65
5SJ4163-8HG41 | CIRCUIT BREAKER 240V 10KA, 1-POLE, D, 63A, D=70MM ACC. TO UL 489 | 94.19
5SM3445-0 | RES.CURRENT OP.CIRCUIT BREAKER TYPE AC WS 125A 3+N-POL IFN 100MA 400V 4MW | 1063.5
5SJ4263-8HG41 | CIRCUIT BREAKER 240V 10KA, 2-POLE, D, 63A, D=70MM ACC. TO UL 489 | 265.11
5ST3022-0HG | FAULT SIGNAL CONTACT 2NC, FOR MCB ACC.UL489 | 34.65
5SP3825-2 | MAIN CONDUCTOR CIRCUIT-BREAKER (SHU),3X1-POLE E 25 A,230/400 V FOR MOUNTING ONTO 40MM BUSBAR | 162.67
5SP4192-7 | CIRCUIT BREAKER 230/400V 10KA, 1-POLE, C, 125A, D=70MM | 34.71
5SP4380-6 | CIRCUIT BREAKER 400V 10KA, 3-POLE, B, 80A, D=70MM | 107.24
5SJ4125-7HG42 | CIRCUIT BREAKER 10KA, 1POLE, C, 25A ACC. TO UL 489 - 277V | 38.36
3VL9600-3HN01 | ACCESSORY FOR VL800UL, (MG FRAME) TOGGLE HANDLE EXTENSION WITH SCREWS PACKED IN BAG | 35.51
3SB2204-6BE06 | INDICATOR LIGHT, 16MM, ROUND, PLASTIC, GREEN, LAMPHOLDER W2 X 4.6D, WITHOUT LAMP | 9.63
7MH7725-1DH | LOAD CELL, MCS, 50LBS, STAINLESS STEEL, F, SPARE | 1980.66
7MH7725-1DX | LOAD CELL,MSI,750LB, STAINLESS STEEL, CSA/FM/ATEX,SPARE | 2411.53
7ND4801-8CC | FIRMWARE OPTIONS FOR SIREC D300 / SIREC D400. 30 CREDITS | 2270.89
8GK4001-5KK22 | ALPHA 400 DIN, RAPID MOUNTING KIT FOR INSTALLATION MOUNT. DEVICE WITH ROW DISTANCE 125 MM WITH LONGI | 596.57
3RW4047-1BB15 | SIRIUS SOFT STARTER, S3, 106A, 75KW/500V, 40 DEGR., AC 400-600V, AC/DC 110-230V, SCREW TERMINALS | 1783.94
5ST2197 | END CAP FOR FORK-TYPE BUSBAR 2+3-PHASE 5ST218. AND 5ST219. | 0.7
3SB2000-4LA01 | KEYSWITCH, 16MM, ROUND, PLASTIC, CES, 2 SWITCH POSITIONS O-I, LATCHING ACTUATING ANGLE 62 DEGREES KE | 51.47
3RW4426-1BC36 | SIRIUS SOFT STARTER, VALUES WITH 575 V, 50 DEG., STANDARD: 68A, 50HP, INSIDE-DELTA CIRCUIT 3: 118A, | 7077.76
5SM2625-0 | FI-BLOCK F.LS-SWITCH 5SY TYPE AC (WS), T=70MM 6-63A 2POLE IFN 0,3A 230V | 51.72
3RB2066-1GF2 | OVERLOAD RELAY 55...250 A FOR MOTOR PROTECTION SIZE S10/S12, CLASS 10 MOUNT. ONTO CONT./ STAND-ALONE | 250.05
5TG2587 | DELTA I-SYSTEM, ELECTRIC WHITE INTERMED. FRAME 55X55MM FOR DEVICES W. CENTRAL PLATE 51X51MM | 2.8
5TG2903 | DELTA LINE/STYLE SURFACE-M. ENCL., 3FOLD TITANIUM WHITE | 32.28
3SE5112-0CH82 | SIRIUS POSITION SWITCH METAL ENCLOSURE 40MM ACC. TO EN50041 DEVICE CONNECTION 1X (M20X1.5) 1NO/1NC S | 60.45
3SE5114-1LH50-1AD4 | POSITION SWITCH 3SE51, METAL ENCLOSURE 40MM ACC.TO EN50041,1NO/2NC SNAP-ACT.CONT. WITH M12-CONNECT., | 230.49
5TG2553-6 | DELTA I-SYSTEM, CARBON METALLIC FRAME, 3FOLD, 222X80MM | 19.77
3VL9400-3MC10 | ACCESSORY FOR VL400 MOTORIZED OPERATING MECH. 42-60 V AC/DC FOR ETU GREATER THAN,EQUAL TO *E02*01* | 1157.83
3SE5000-0AF03-1AJ0 | ACTUATOR HEAD FOR POSITION SWITCH 3SE51 ROLLER LEVER, METAL LEVER, WITH PLASTIC ROLLER 22MM, FUNCTIO | 24.02
3RF2340-3AA22 | SEMI-COND. CONTACTOR 3RF2,1-PH. AC 51 40 A 40 DEGREES C 24-230 V / 110-230 V AC RING TERMINAL | 78.49
A5E01181599 | ACC. MAG 1100 DN2/10 GROUNDING RING TANTALUM | 1690.4
6SL3211-0AB13-7BA1 | SINAMICS G110 - CPM110 AC-DRIVE,BUILT IN CL. B FILTER 1AC200-240V +10/-10% 47-63HZ ANALOG INPUT CT: | 380.11
6ES7331-7SF00-0AB0 | SIMATIC S7, ANALOG INPUT SM 331, OPTICALLY ISOLATATED, 8 AI THERMOCOUPLE/4 AI PT100, F. SIGNALS F. H | 1765.42
3SE5250-0CC05 | SIRIUS POSITION SWITCH; PLASTIC HOUSING OPEN TYPE 30MM 1NO/1NC SNAP-ACTION CONTACTS TEFLON PLUNGER, | 20.11
3SE5000-0AE12-1AJ0 | ACTUATOR HEAD FOR POSITION SWITCH 3SE52 STAINL. STEEL ROLLER PLUNGER W. PLASTIC ROLLER 13MM, FUNCTIO | 15.8
3RF2320-3AA04 | SEMI-COND. CONTACTOR 3RF2,1-PH. AC 51 20 A 40 DEGREES C 48-460 V / 24 V DC RING TERMINAL | 61.84
3SE7160-1AE04 | SIRIUS CABLE-OPER. SWITCH METAL HOUSING,2X M25X1.5 2NO+2NC, LATCHES ACC. TO EN418 BUTTON RESET WITH | 542.62
3RK1301-0BB00-0AA2 | DS1-X FOR ET 200S ELECTROMECHANICS LINE STARTER EXPANDABLE ADJUSTABLE RANGE 0.14...0.20A AC-3, TO 0. | 484.99
3RP1525-1BQ30 | TIME RELAY, ON-DELAY, 2C, 15 RANGES (1,3,10,30,100) (S,MIN,H) AC 24,100...127 V AND DC 24 V, WITH LE | 200.04
3RP1555-1AQ30 | TIME RELAY, CLOCK-PULSE RELAY 15 TIME SETTING RANGES AC 24 V DC 100... 127 V, WITH LED | 334.88
3SE7931-1AB | SPRING (13N) | 17.89
5TT4102-4 | REMOTE SWITCH WITH 2 NO CONTACT FOR AC 230, 400V 16A CONTROL AC 8V | 28.67
3TC4417-0LV4 | CONTACTOR SIZE 2, 2-POLE FOR RAILWAY APPLICATIONS DC-3 AND 5, 7.5A AT 750V AUXILIARY CONTACTS 21 (2N | 283.83
5SJ4205-8HG41 | CIRCUIT BREAKER 240V 14KA, 2-POLE, D, 0,5A, D=70MM ACC. TO UL 489 | 148.89
6SL3211-0KB11-2BB1 | SINAMICS G110 - CPM110 AC-DRIVE,BUILT IN CL. B FILTER 1AC200-240V +10/-10% 47-63HZ RS485-INTERFACE ( | 322.82
A5E02296329 | 2X5M(16FT)CABLE KIT WITH STANDARD COIL CABLE, 3 X 1.5 MM2/ 18 GAGE WITH SHIELD PVC AND ELECTRODE | 109.78
6SL3700-0LE34-0AA3 | SINAMICS S120 CABINET MODULE LINE CONNECTION MODULE 3AC 380-480V, 50/60HZ RATED CURRENT: 380 A CABIN | 8131.93
3WL9111-0AT82-0AA0 | ACCESSORIES CIRCUIT BREAKER 3WL LCD DISPLAY, 2-ROW FOR ETU45B CHINESE CHARACTER WITH DISPLAY ILLUM. | 443.42
3UG4651-2AA30 | DIGITAL MONITORING RELAY SPEED MONITORING FROM 0.1 TO 2200 REV/MIN OVERSHOOT AND UNDERSHOOT AC/DC 24 | 211.43
3TX7462-3D | SURGE SUPPRESSOR DIODE ASSEMBLY (DIODE AND ZENER DIODE) FOR STICKING ON DC 24-250V, DC SOLENOID SYST | 18.8
3RF2370-1BA04 | SEMI-COND. CONTACTOR 3RF2,1-PH. AC 51 70A/AC15 27.5A 40 DEG. C 48-460 V / 24 V DC INSTANTANEOUS SWI | 139.26
5TG8060 | CAP SET FOR PUSHBUTTON 5TE48 SET W. PER 5XGRAY/OPAQUE | 5.51
3SE7141-1EG10 | SIRIUS ROPE SWITCH W. EMER-STOP "METAL ENCLOSURE,3XM20X1.5;" 1NO+3NC, LATCHING TO AND TURN-TO-RESET, | 355.25
5UB1914 | I-SYSTEM, ORANGE (ZSV) SCHUKO SOCKET OUTL. 10/16A 250V W. SCREWLESS TERMINALS W. INCREASED TOUCH PRO | 28.56
3NA3814-6 | LV HRC FUSE LINK GL/GG WITH NON-INSULATED GRIP LUGS WITH FRONT INDICATOR SIZE 000, 35A, AC 690V/DC 2 | 21.85
3LD2013-1TL51 | 4-P. MAIN CTR./EM.-STOP SWITCH IU=16, P/AC-23A AT 400V=7.5KW TO BE FITTED AD THE BASE RAILS/2-HOLE M | 48.13
3NC8427-3C | SITOR FUSE-LINK FOR SEMICONDUCTOR PROTECTION 250A GR 690V SIZE 3 CONNECTION CONTACT INDICATOR 110MM | 224.01
6GT2398-1CB00 | RF300 / MOBY E ANTENNA ANT 1 PVC, CABLE LENGTH: 3M IP 65, -25 TO +70 DEGR/C, 75X75X20 MM, MAX. DISTA | 710.26
8MF4912 | COPPER EARTHING RAIL 30 X 5MM FOR CUBICLE WIDTH 600MM | 77.84
8MR2110-0B | HEATER UNIT WITH CONVECTION FOR CUBICLES POWER 10W | 47.15
8MF4500 | MOUNTING PLATE FOR CUBICLE HXW = 1800 X 600MM | 303.31
3NJ4915-2FA10 | ACCESSORIES F. STRIPS 3NJ41 IN-LINE FUSE SW.DISC. S.NH1-3 INTEGRAT. CURR. TRANSFORMER 150/1A,CL.0.5 | 91.34
3NE3635-6 | SITOR FUSE-LINK 450 A | 376.9
3UG4511-1BQ20 | ANALOG MONITORING RELAY PHASE SEQUENCE MONITORING 3X 420 TO 690V AC 50 TO 60 HZ 2 CHANGEOVER CONTACT | 108.88
3TY7563-0DW4 | COIL FOR 3TF56 AND 3TK56 CONTACTORS DC ECONOMY CIRCUIT DC 48V | 263.98
6RA8090-6GV62-0AA0 | SINAMICS DCM DC CONVERTER FOR FOUR-QUADRANT DRIVES CONNECTION (B6) A (B6) C INPUT: 3-PHASE AC 575V, | 25848.33
5SY7206-8 | CIRCUIT BREAKER 400V 15KA, 2-POLE, D, 6A, D=70MM | 55.7
8MF4622 | MOUNTING PLATE HXW=ALLX900 | 172.12
8WH2000-0CK07 | PE TERMINAL WITH SPRING CONNECTION, SECTION: 1.5 - 16 MM2, WIDTH: 12 MM, COLOR:GREEN-YEL. | 8.3
8MF5828-5R | STANDARD CUBICLE 8MF5 HXWXD=1800X1200X800 SIDE-BY-SIDE MOUNTING NON-VENT., NOT ASSEM., SCREWED IP54 | 3998.88
8MF6028-5R | STANDARD CUBICLE 8MF6 HXWXD=2000X1200X800 SIDE-BY-SIDE MOUNTING NON-VENT., ASSEM., WELDED IP54 | 4114.8
LZS:PTMG0024 | LED MODULE, GREEN, DC 24V | 3.52
LZX:PT370524 | PLUG-IN RELAY, 3 CO CONTACTS, 24V AC, 10A, WIDTH 22.5MM | 7.03
5SM2635-8 | FI-BLOCK F.LS-SWITCH 5SY TYPE A (PSE/SSF), D=70MM 6-63A 3POLE IFN 0.3A 400V FOR SELECTIVE SWITCH OFF | 158.68
5SY4140-8 | CIRCUIT BREAKER 230/400V 10KA, 1-POLE, D, 40A, D=70MM | 26.98
5SY5203-7 | CIRCUIT BREAKER CURR. SENS DC 440V AC 400V 10KA, 2-POLE, C, 03A | 40.4
3ND2122 | LV HRC FUSE LINK A.M. W. NON-INSULATED GRIPPING LUGS SIZE 1, 63A, AC 690 V | 24.29
3NP1133-1BB11 | FUSE-SWITCH-DISCONNECTOR 3-POLE, NH00, 160A 40MM BUSBAR SYSTEM COVER LEVEL 32/70 MM FLAT CONNECTOR F | 248.03
5SY8401-7 | CIRCUIT BREAKER 400V 25KA, 4POLE, C, 1A, D=70MM | 109.06
3RT1076-6AT36 | CONTACTOR, 250KW/400V/AC-3 AC(40...60HZ)/DC OPERATION UC 575-600V AUXILIARY CONTACTS 2NO+2NC 3-POLE, | 1947.39
2XV9450-1CF03 | SOFTBUS-SOFTNET-S7/SPARC SOFTBUS FOR CONNECTION TO SIMATIC S7 PACKAGE CONSISTS OF SOFTBUS & SOFTNET | 17937.82
3RS1800-2HW00 | COUPLING RELAY IM INDUSTRY-STANDARD ENCLOSURE 3 CHANGEOVER CONTACTS WIDE VOLTAGE RANGE 24 V TO 240 V | 106.98
3UG4632-1AA30 | DIGITAL MONITORING RELAY VOLTAGE MONITORING, 22.5MM FROM 10 TO 600V AC/DC OVERSHOOT AND UNDERSHOOT A | 133.58
3VL1710-1DD33-0AA0 | CIRCUIT-BREAKER VL160X N STANDARD SWITCHING CAPACITY ICU=55KA / 415 V AC 3 POLE, LINE PROTECTION OVE | 572.37
3RF2150-2AA02 | SEMICOND. RELAY 3RF2, 1-PHASE WIDTH 22.5 MM, 50 A 24-230 V / 24 V DC SPRING-LOADED TERMINAL | 41.98
3RF2150-3AA02 | SEMICOND. RELAY 3RF2, 1-PHASE WIDTH 22.5 MM, 50 A 24-230 V / 24 V DC RING TERMINAL | 40.01
S79220-B2093-F888 | SIMATIC PCS 7, SOFTWARE UPDATE PACKAGE V7.0 SP3 DATA MEDIUM WITHOUT LICENSE UTILIZATION ONLY WITH VA | 45.54
5SY4315-5 | CIRCUIT BREAKER 400V 10KA, 3-POLE, A, 1.6A, D=70MM | 146.88
5SY4403-8 | CIRCUIT BREAKER 400V 10KA, 4-POLE, D, 3A, D=70MM | 158.34
3NP1133-1JC13 | FUSE-SWITCH-DISCONNECTOR 3-POLE, NH00, 160A 60MM BUSBAR SYSTEM COVERS FOR RITTAL FLAT CONNECTOR FUSE | 323.39
5SY6250-6 | CIRCUIT BREAKER 400V 6KA, 2-POLE, B, 50A, D=70MM | 53.03
6SE6400-4BC18-0DA0 | MICROMASTER 4 BRAKING RESISTOR 200-240 V 10R 16000 W PK 800 W CONT 515 X 270 X 175 MM H X W X D IP2 | 987.38
6SE6420-2AB22-2BA1 | MICROMASTER 420 WITH BUILT IN CLASS A FILTER 1AC 200-240V +10/-10% 47-63HZ CONSTANT TORQUE POWER 2 | 1488.1
4EP3900-1US00 | MAINS CHOKE F.FU; PHASES:3; UN1(V):500; ITHMAX 1(A) / F1(HZ):63 /50; I LN (A):56,7; UK(%):2; LN(MH): | 957.07
8MF5286-4E | STANDARD CUBICLE 8MF5 HXWXD=2200X800X600 INDIVIDUAL MOUNTING NON-VENT., NOT ASSEM., SCREWED IP40 | 3245.47
8MF5294-5E | STANDARD CUBICLE 8MF5 HXWXD=2200X900X400 INDIVIDUAL MOUNTING NON-VENT., NOT ASSEM., SCREWED IP54 | 3573.88
6SL3000-2DE35-0CA0 | SINAMICS DU/DT INDUCTOR SPARE PART FOR POWER MODULE/MOTOR MODULE 250KW, 3AC 380-480V MAX. CABEL LENG | 4037.05
6SL3000-2DH33-3BA0 | SINAMICS VOLTAGE PEAK LIMITER SPARE PART FOR POWER MODULE/MOTOR MODULE 315KW, 3AC 500-690V | 3259.66
8WD4420-5AE | SIGNALLING COLUMN STEADY LIGHT LED TRANSP., 24V AC/DC | 78.49
6DR2801-8D | INPUT/OUTPUT MODULE FOR OUTPUT OF LIMIT ALARMS WITH 2 OUTPUT RELAYS | 454.66
6DR4004-1PN | GAUGE MADE OF STEEL, ALUMINIUM BLOCK, SINGLE-ACTION 1/4-18 NPT, SCALED IN MPA, BAR AND PSI | 283.37
6ES7134-7TD00-0AB0 | SIMATIC DP, ELECT. SUBMODULE FOR ET200ISP, 4 AI HART, 2DMU, FOR CONNECTION OF HART 2-WIRE TRANSDUCER | 841.55
5SY4210-6 | CIRCUIT BREAKER 400V 10KA, 2-POLE, B, 10A, D=70MM | 24.68
5SY4215-7 | CIRCUIT BREAKER 400V 10KA, 2-POLE, C, 1.6A, D=70MM | 46.74
3NJ6900-4HJ11 | ACCESSORY FOR SWITCH DISCONNECTOR W/FUSE, IN-LINE, PLUG-IN, AMPEREMETER, MOVING IRON 400/1A, CL.1, 0 | 64.31
6SE6440-2UE32-2DA1 | MICROMASTER 440 WITHOUT FILTER 3AC 500-600 V +10/-10% 47-63 HZ CONSTANT TORQUE POWER 22 KW OVERLOAD | 11064.41
5TC8904 | DELTA PROFIL, TITANIUM WHITE COVER PLATE F. DIMMER W. ROTARY BUTTON 65X65MM | 12.35
6RA8093-4DV62-0AA0 | SINAMICS DCM DC CONVERTER FOR FOUR-QUADRANT DRIVES CONNECTION (B6) A (B6) C INPUT: 3-PHASE AC 400V, | 26793.98
3UF7010-1AB00-0 | BASIC UNIT 2 SIMOCODE PRO V; PROFIBUS DP INTERFACE 12 MBIT/S, RS485; 4I/3O FREELY PARAMETERIZABLE; U | 742.79
3RA6400-1EB42 | SIRIUS, COMPACT STARTER, DIRECT STARTER W/SYSTEM INTERFACE, 400 V, 32 A, 24 V DC, 8 ... 32 A, IP20, | 1256.96
3RA6400-2EB42 | SIRIUS, COMPACT STARTER, DIRECT STARTER W/SYSTEM INTERFACE, 400 V, 32 A, 24 V DC, 8 ... 32 A, IP20, | 1256.96
3RA6500-1EB42 | SIRIUS, COMPACT STARTER, REVERSING STARTER W/SYSTEM INTERFACE, 400 V, 32 A, 24 V DC, 8 ... 32 A, IP2 | 1793.6
A5E00915771 | 2 PCS. GASKETS DN25, 1 INCH FKM/FPM (FDA) FOR CERAMIC LINED SENSORS | 41.73
4RB2125-3GA50 | POWER CAPACITOR PHICAP MKP 600V 12.5KVAR | 172.49
3NP1143-1DA21 | FUSE-SWITCH-DISCONNECTOR 3-POLE, NH1, 250A MOUNTING PLATE CONSTRUCTION COVER LEVEL 70 MM BOX TERMINA | 362.79
3RT1076-6AF36 | CONTACTOR, 250KW/400V/AC-3 AC(40...60HZ)/DC OPERATION UC 110-127V AUXILIARY CONTACTS 2NO+2NC 3-POLE, | 1947.39
3NW7063 | BUILT-IN FUSE BASE FOR CYLINDRICAL FUSES SIZE 10X38MM 32A, 3POLE+N | 33.61
3RT1264-6AV36 | VAC. CONTACTOR, 110KW/400V/AC-3 AC(40...60HZ)/DC OPERATION UC 380-420V AUXILIARY CONTACTS 2NO+2NC 3- | 1176.09
6DR2800-8V | UNIVERSAL ANALOG INPUT MODULE FOR TC/RTD/R/MV, PROGRAMMABLE | 699.61
6EP1321-5BA00 | SITOP PSU100C 12 V/2 A STABILIZED POWER SUPPLY INPUT: AC 100-230 V OUTPUT: DC 12 V/2 A | 97.9
3LD2017-1TL11 | MAIN/EMERG. STOP SWITCH 4-POLE IU=16, P/AC-23A AT 400V=7.5KW WITH DEFEATABLE DOOR COUPLING ROT. MECH | 55.52
3LD2044-0TK53 | MAIN/EMERG. STOP SWITCH 3-POLE IU=16, P/AC-23A AT 400V=7.5KW FLOOR MOUNTING DIN RAIL/TWO-HOLE MOUNTI | 43.95
5TG1137 | I-SYSTEM SHEET OF PICTOG. FOR ROCKER SERIES | 3.01
5SY7308-7 | CIRCUIT BREAKER 400V 15KA, 3-POLE, C, 8A, D=70MM | 105.78
3RA1973-3D | CABLE SET TOP FOR REVERSING STARTER COMBINATIONS BG S12 WITH PHASE EXCHANGE | 241.27
5SJ4145-8HG40 | CIRCUIT BREAKER 240V 10KA, 1-POLE, D, 45A, D=70MM ACC. TO UL 489, SAME POLARITY | 67.76
3RW4458-2BC34 | SIRIUS SOFT STARTER, VALUES AT 460V, 50DEGREES, STANDARD: 850A, 750HP, INSIDE-DELTA CIRCUIT 3: 1472A | 40687.29
3VL9600-3HE01 | ACCESSORY FOR VL800UL, (MG FRAME) FRONT ROTARY OPERAT. MECHAN. WITH SHAFT END W/O KNOB ADDIT. DRIVE | 165.5
3RW4037-2TB04 | SIRIUS SOFT STARTER, S2, 63A, 30KW/400V, 40 DEGR., AC 200-480V, AC/DC 24V, SPRING-LOADED TERMINALS, | 1224.37
3SB2900-0XZK1Y | LABEL HOLDER WITH INSCRIPTION LABEL, LABEL SIZE 9.5 X 18.5MM, SILVER-COLORED, BLACK LETTERING, CUSTO | 3.1
6RA8087-6DS22-0AA0 | SINAMICS DCM DC CONVERTER FOR TWO-QUADRANT DRIVES CONNECTION B6C INPUT: 3-PHASE AC 400V, 706A CONTRO | 12719.26
3SB2901-5AL | INSERT CAP FOR PUSHBUTTON AND ILLUMINATED PUSHBUTTON RAISED CLEAR WITH BLACK LETTERING, WITH INSCRIP | 0.93
6GK5320-3BF00-2AA3 | SCALANCE X320-3LDFE MANAGED IE SWITCH, 20 X 10/100 MBIT/S RJ45 PORTS, 1 X 100MBIT/S SC PORT MM 2 X | 8417.02
6GK5793-4MN00-0AA6 | IWLAN RCOAX N-CONNECT FEMALE ANTENNA ANT793-4MN 5GHZ ANTENNA ANTENNA FOR RCOAX SYSTEME LAMDA/4 OMNI- | 214.95
8GK1032-4KK11 | ALPHA 160 DIN, WALL-MOUNTED DB, SM UNEQ. DISTR. BOARD RAL 9016 IP43 SK2, H=950 W=300 D=140 | 272.24
8MF2064-5R | CUBICLESYSTEM 8MF2000 HXWXD = 2000 X 600 X 400MM FOR SIDE-BY-SIDE MOUNTING WITHOUT SIDE PANELS, IP 5 | 2279.56
6FX8008-1BD81-2AA0 | SIGNAL CABLE,SOLD BY THE METER 12 X 0.22 C TRAILING CABLE, UL/CSA DESINA MOTION CONNECT 800, DELIVER | 664.48
8JH4114 | TERMINAL 1-POLE, FOR BUSBAR 6 X 6 CONDUCTOR CONNECTION 1 X 16-35MM2 | 6.42
3VL9800-1SK00 | ACCESSORY FOR VL630, VL800, VL1250, VL1600, SHUNT RELEASE 110 - 127 V DC RIGHT POLE ONLY | 240.72
5TA2114-0KK | DELTA VENET.BLIND PUSHBT.INSERT FOR FLUSH MOUNTING 10A, 250V,ELECTRIC.INTERLOCKED WITHOUT CLAWS | 25.53
5TE4823 | PUSHBUTTON, D=70MM 2NC 20A, 1BUTTON RED LAMP 230V | 18.01
3RK1395-6LS41-3AD0 | SIRIUS MOTOR STARTER M200D TECHNOLOGY MODULE REVERSING STARTER MECHANICAL SWITCHING 3 400V AC/5,5KW; | 1001.84
3RK1395-6LS71-3AD0 | SIRIUS MOTOR STARTER M200D TECHNOLOGY MODULE REVERSING STARTER ELECTRONICAL SWITCHING 3 400V AC/5,5K | 1141.7
8US1921-2BC01 | BUSBAR SYSTEM, ACCESSORIES CENTER-CENTER DISTANCE 40.60 MM TERMINAL RAIL THICKNESS: 10MM+TT PROFILE | 14.41
8GK1112-5KK22 | ALPHA 400 DIN, WALL-MOUNTING DISTRIBUTOR, DELIVERY FORM FLAT PACK, AP-CUBICLE, RAL 9016, IP43, SK2, | 487.21
7MF9007-7AB | SEALING RINGS ACC. EN837-1, THREAT G1/2 MILD STEEL (1 SET = 100 PIECES) | 96.22
8GS4034-0 | A400 ZS KIT FOR VNB COMP. ON EHZ SUPPORT PLATE H=150MM, W=250MM | 58.57
8MF5866-5R | STANDARD CUBICLE 8MF5 HXWXD=1800X600X600 SIDE-BY-SIDE MOUNTING NON-VENT., NOT ASSEM., SCREWED IP54 | 2550.02
8WH2020-0CG07 | TWO-TIER PE TERMINAL WITH SPRING CONNECTION, SECTION: 0.5 - 4 MM2, WIDTH: 6.2 MM, COLOR:GREEN-YEL. | 10.62
3RK1902-0CW00 | CRIMPING TOOL FOR PIN/SOCKET 4 A. 6MM2 | 836.43
4AM6542-8DD40-0FC0 | TRANSFORMER SITAS; PHASES:1; PN/PN(S6)(KVA):2,13 /13,3; UPRI(V):550-525-500-480-460- 440-415-400-380 | 1558.34
3RK1395-6KS71-0AD0 | SIRIUS MOTOR STARTER M200D TECHNOLOGIEMODUL DIRECT ON-LINE STARTER ELECTRONIC SWITCHING 3 400V AC/0, | 923.85
3RK1395-6LS41-0AD0 | SIRIUS MOTOR STARTER M200D TECHNOLOGY MODULE DIRECT ON-LINE-STARTER MECHANICAL SWITCHING 3 400V AC/5 | 828.38
5SY8113-7 | CIRCUIT BREAKER 230/400V 25KA, 1POLE, C, 13A, D=70MM | 25.15
5SY8203-7 | CIRCUIT BREAKER 400V 25KA, 2POLE, C, 3A, D=70MM | 84.06
5SY8220-7 | CIRCUIT BREAKER 400V 25KA, 2POLE, C, 20A, D=70MM | 71.08
4AT3632-5AT10-0FD0 | TRANSFORMER SITAS; PHASES:1; PN/PN(S6)(KVA):5 /22,5; UPRI(V):400+/-5%; USEC(V):230; ISEC(A):21,7; F( | 2833.34
4AV3101-2EB00-0A | POWER SUPPLY; PHASES:3; PN(KW):0,36; UPRI(V):500-400(415); USEC(V DC):24; ISEC(A DC):15/18 (60/40 CE | 726.74
5TT4125-0 | REMOTE SWITCH WITH 1 NO AND 1 NC WITH CENTRAL ON-OFF-FUNCTION CONTACT FOR AC 230, 400V 16A CONTROL A | 45.01
5UB1460 | DELTA PROFIL, SILVER SCHUKO SOCKET OUTL. 10/16A 250V WITH SCREWLESS TERMINALS W.OVERVOLTAGE PROTECTI | 198.86
6FX2001-4DB00 | BUILT-ON ENCODER 1000 P/REV OPTICAL INCREMENTAL WITH HTL LEVEL, OPER. VOLTAGE 10-30V SYNCHROFLANGE A | 366.56
5TT4142-2 | REMOTE SWITCH WITH 2 NO WITH JALOUSIE CONTROL CONTACT FOR AC 230, 400V 16A CONTROL AC 24V | 37.45
4AU3632-8CC40-0HA0 | TRANSFORMER SITAS; PHASES:3; PN/PN(S6)(KVA):10 /34,1; UPRI(V):Y500-440-380+/-20/D289- 254-220+/-11; | 5284.19
5SY4302-5 | CIRCUIT BREAKER 400V 10KA, 3-POLE, A, 2A, D=70MM | 146.88
5SJ4313-7HG41 | CIRCUIT BREAKER 240V 14KA, 3-POLE, C, 13A, D=70MM ACC. TO UL 489 | 158
3RW4046-1TB04 | SIRIUS SOFT STARTER, S3, 80A, 45KW/400V, 40 DEGR., AC 200-480V, AC/DC 24V, SCREW TERMINALS, THERMIST | 1565.75
6XV1821-0BH10 | SIMATIC NET, PROFIBUS PLASTIC FIBER OPTIC, STANDARD CABLE WITH 4 BFOC CONNECTORS LENGTH = 1 M | 88.08
7MH5108-5AD01 | SIWAREX WL 270 LOAD CELL CP-S SA 10T C3 EX - RATED LOAD 10T - ACCURACY CLASS C3 - 15M CABLE LENGTH, | 826.74
7MH7725-1AK | LOADCELL,MSI,50LB,LOW PROFILE, SS,WITH HARDWARE | 2170.96
7ML1930-1EU | RD500 8 CHANNEL THERMOCOUPLE MODULE | 949.18
6ES7902-3AG00-0AA0 | SIMATIC S7/M7, CABLE FOR POINT TO POINT CONNECTIONS RS422 - RS422, 15-POLE SUBMIN. D PINS, 50 M | 353.66
8GK1102-3KK42 | ALPHA 400 DIN, WALL-MOUNTING DISTRIBUTOR, DELIVERY FORM FLAT PACK, AP-CUBICLE, RAL 9016, IP43 SK1, H | 538.44
8GS4034-3 | ALPHA 400-ZS N/PE TERMINAL 16-POLE, 2 X 25SQMM SCREW TER. 14 X 6SQMM PLUG-IN TERMINAL, HORIZONTAL IN | 32.15
7MH4115-3DC11 | SIWAREX R SELF-ALIGNING BEARING BOTTOM PART FOR LOAD CELLS SERIES RN - RATED LOAD 60 KG,130 KG,280K | 122.43
5SY4280-6 | CIRCUIT BREAKER 400V 10KA, 2-POLE, B, 80A, D=70MM | 65.07
5UB1842 | DELTA STYLE, TITANIUM WHITE SCHUKO OUTLET 10/16A 250V WITH HINGED LID, INCREASED TOUCH PROTECTION CO | 17.68
6FX2003-0DC20 | SIGNAL CONNECTOR, RJ45 IP20 | 22.66
5SY4513-5 | CIRCUIT BREAKER 230V 10KA, 1+N-POLE, A, 13A, D=70MM | 57.71
3RW4422-1BC44 | SIRIUS SOFT STARTER, VALUES WITH 400 V, 40 DEG., STANDARD: 29A, 15KW, INSIDE-DELTA CIRCUIT 3: 50A, 2 | 3506.17
3VL9500-4TA30 | ACCESSORY FOR VL630, NUT PLATE METRIC CONSISTS OF 3 PIECES 3 POLE | 98.12
5ST3663-1HG | PIN BUSBAR, 16SQMM CONNECTION: 12X1-PHASE ACC.UL 489,480Y/277V FOR MCB 5SJ4...-.HG | 11.31
5SJ4130-8HG41 | CIRCUIT BREAKER 240V 10KA, 1-POLE, D, 30A, D=70MM ACC. TO UL 489 | 53.71
3SB2202-0AF01 | PUSHBUTTON, 16MM, ROUND, PLASTIC, BLUE, BUTTON, FLAT, 1NO | 16.08
3RW4443-6BC36 | SIRIUS SOFT STARTER, VALUES WITH 575 V, 50 DEG., STANDARD: 180A, 150HP, INSIDE-DELTA CIRCUIT 3: 312A | 14391.01
8GK1323-8KP54 | ALPHA 630 DIN FLOOR-MOUNTED DB IP55, SK I, RAL 7035 H=1950 W=1300 D=320 INCL. BASE AND SHEET STEEL D | 2089.49
8GK9560-0KK08 | PROFILE SEMI-CYLINDER W. SENAT TUMBLER ARRANGEMENT | 302.39
8GK4001-4KK22 | ALPHA 400 DIN, RAPID MOUNTING KIT FOR INSTALLATION MOUNT. DEVICE WITH ROW DISTANCE 125 MM WITH LONGI | 533.77
8GB1371-1 | SIMBOX UNIVERSAL WP WALL-MOUNTED DB SM, IP 65 1ROW, 8MW, W/O TERMINAL STRIP | 44.02
6GK5204-2BC00-2AF2 | SCALANCE XF204-2, FLAT, MANAGED IE SWITCH, 4 X 10/100MBIT/S RJ45 PORTS, 2 X 100MBIT/S FO PORTS, FAU | 1495.41
5ST2204 | BUSBAR, 3-PHASE F.5SQ N-TYPE MIN.CIRC.-BREAKER FOR 12 SPACING UNITS,210MM LONG 16SQMM CU | 13.4
5SJ4135-8HG40 | CIRCUIT BREAKER 240V 10KA, 1-POLE, D, 35A, D=70MM ACC. TO UL 489, SAME POLARITY | 56.22
5ST3651 | PIN BUSBAR, 16 SQMM CONNECTION: 2X4-PHASE SAFE-TO-TOUCH | 6.63
3RX9013-0AA00 | AS-I CABLE TRAPEZOIDAL YELLOW, TPE, OIL-RESISTANT, 2 X 1,5QMM, 100M 1 PIECE = 100M | 474.94
5ST3801 | BLOCKING FOR HANDLE FOR LS-SWITCH DEPTH=70MM | 7.47
3RT1276-6AT36 | VAC. CONTACTOR, 250KW/400V/AC-3 AC/DC OPERATION UC 575-600V AUXILIARY CONTACTS 2NO+2NC 3-POLE, SIZE | 2751.52
4RB5063-3EB50 | POWER CAPACITOR PHASECAP MKK 415V 6.3KVAR | 280.05
5SJ4111-8HG40 | CIRCUIT BREAKER 240V 14KA, 1-POLE, D, 5A, D=70MM ACC. TO UL 489, SAME POLARITY | 45.05
5SY7340-6 | CIRCUIT BREAKER 400V 15KA, 3-POLE, B, 40A, D=70MM | 65.07
5SY7404-8 | CIRCUIT BREAKER 400V 15KA, 4-POLE, D, 4A, D=70MM | 111.73
6SE6420-2AD27-5CA1 | MICROMASTER 420 WITH BUILT IN CLASS A FILTER 3AC 380-480V +10/-10% 47-63HZ CONSTANT TORQUE POWER 7 | 3886.51
3RV1903-5E | INDICATOR LIGHT WITH GLOW LAMP AC/DC 380...415 V, W. COL. LENSES:RED,GREEN,CLEAR FOR 3RV19 HOUSINGS | 9.5
3RA6120-1BB33 | SIRIUS, COMPACT STARTER, DIRECT STARTER 690 V, 24 V AC/DC, 50 ... 60 HZ, 0.32 ... 1.25 A, IP20, CONN | 555.29
BVP:262501 | BD2-AK03X/FS125IEC-4 TAP-OFF UNIT 125A / 1X 4POLE IE C FUSE SWITCH DISC. | 1145.54
BVP:610372 | BD2-1250-FSE UPGRADING IP55 END FLANGE | 326.78
6XV1822-5BH30 | SIMATIC NET, 7/8" CONN. CABLE FOR POWER SUPPLY OF ET200, PREASSEMBLED CABLE WITH 2 7/8" CONNECTORS, | 86.5
6SL3700-0LE41-0AA3 | SINAMICS S120 CABINET MODULE LINE CONNECTION MODULE 3AC 380-480V, 50/60HZ RATED CURRENT: 1000 A CABI | 17561.22
6XV1801-5DH20 | POWER CONNECTING CABLE M12-180/M12-180 FOR POWER SUPPLY OF ET200, PREASSEMBLED CABLE WITH M12 CONNEC | 64
6XV1843-2R | SM FO ROBUST CABLE GP (4E9/125) OUTDOOR CABLE; WITH PROTECTION AGAIST RODENTS; SPLITTABLE; W/O CONNE | 14.13
3RT1966-1PV3 | MAIN CIRCUIT ATTENUATION MODULE FOR VACUUM CONTACTORS 3RT126/7 FOR UE <= 690 V AC SCREW MOUNTING | 67.55
4RB2100-3EA50 | POWER CAPACITOR PHICAP MKP 400V 10.0KVAR | 115.17
3NP1153-1BC10 | FUSE-SWITCH-DISCONNECTOR 3-POLE, NH2, 400A 60MM BUSBAR SYSTEM COVER LEVEL 32/70 MM FLAT CONNECTOR | 367.44
5SY6240-6 | CIRCUIT BREAKER 400V 6KA, 2-POLE, B, 40A, D=70MM | 37.26
5SY7632-8 | CIRCUIT BREAKER 400V 15KA, 3+N-POLE, D, 32A, D=70MM | 158.24
5SY8104-8 | CIRCUIT BREAKER 230/400V 25KA, 1POLE, D, 4A, D=70MM | 22.69
5SY8250-7 | CIRCUIT BREAKER 400V 25KA, 2POLE, C, 50A, D=70MM | 81.96
5TG2582-2 | DELTA LINE, ELECTRIC WHITE FRAME, 2FOLD, 151X80MM VERTICAL, W.LABELING FIELD | 10.83
5TG1203-3 | DELTA MIRO GLASS FRAME 3-FOLD REAL GLASS ORIENT 232X90MM | 124.66
3SE5112-0LB01 | SIRIUS POSITION SWITCH METAL ENCLOSURE 40MM TO EN50041 DEVICE CONNECTION 1X (M20X1.5) 1NO/ 2NC SNAP- | 38.44
7MH7723-1AP | TASS PROXIMITY SWITCH | 246.52
6ES7952-1AY00-0AA0 | SIMATIC S7, RAM MEMORY CARD FOR S7-400, LONG VERSION 64 MBYTES | 6599.52
3RT1975-5AB32 | WITHDRAWABLE COIL FOR SIZE S12 F. CONTS. 3RT107/3RT127/3RT147 AC/DC OPERATION UC23-26V DRIVE: CONVEN | 137.95
3NP5260-0CB10 | FUSE-SWITCH-DISCONNECTOR I=250A, U=690V, FUSE SIZE NH0 AND NH1 AUXILIARY SWITCH 1NO+1NC WITH CLAMP C | 560.3
6ES7141-6BH00-0AB0 | SIMATIC DP, ET 200ECO PN, 16 DI 24V DC; 8 X M12, DOUBLE-ASSIGNEMENT; DEGREE OF PROTECTION IP67 | 627.17
3SE5000-0AA11 | TWIST LEVER FOR POSITION SWITCH 3SE51 STAINLESS STEEL LEVER, 27MM LONG,STEP 9MM, FORM A W. PLASTIC R | 7.24
3UF7982-0AA11-0 | PCS 7 BLOCK LIBRARY, SIMOCODE PRO V7.X; AS BLOCKS FOR INTEGRATION OF SIMOCODE PRO IN PCS 7 PROCESS C | 1107.8
3SE5242-0HE10 | SIRIUS POSITION SWITCH; PLASTIC HOUSING ACC. TO EN50047, 50MM DEVICE CONNECTION 2X(M20X1.5); 1NO/1NC | 33.24
6SE6400-3CC00-5AC3 | MICROMASTER 4 AC COMMUTATION CHOKE 200V-240V 3AC 4,1A FOOTPRINT FSA - 3.6MH | 378.09
8GK1112-3KK32 | ALPHA 400 DIN, WALL-MOUNTING DISTRIBUTOR, DELIVERY FORM FLAT PACK, AP-CUBICLE, RAL 9016, IP43 SK2, H | 626.83
4AM4042-5FT10-0FA0 | TRANSFORMER SITAS; PHASES:1; PN/PN(S6)(KVA):0,25 /0,85; UPRI(V):500+/-5%; USEC(V):230; ISEC(A):1,09; | 216.75
6FX2001-5QS24 | ABSOLUTE VALUE ENCODER RESOLUTION 25 BIT WITH SSI, OPERAT. VOLT. 10-30 V STRIP FLANGE RADIAL FLANGE | 947.02
4AM5542-5FT10-0FA0 | TRANSFORMER SITAS; PHASES:1; PN/PN(S6)(KVA):0,8 /3,4; UPRI(V):500+/-5%; USEC(V):230; ISEC(A):3,48; F | 454.75
6SL3262-1BA00-0BA0 | SINAMICS DIN RAIL MOUNTING KIT FOR POWER MODULE FSA | 102.77
A5E02385587 | LOAD CELL,MSI, 500LB, STAINLES STEEL,F, 15M CABLE L | 2798.01
A5E02391790 | CONNECTION BOARD FOR SITRANS TF WITH TH400 | 143.15
5SY4203-7 | CIRCUIT BREAKER 400V 10KA, 2-POLE, C, 3A, D=70MM | 39.5
5UH1085 | LABEL SHEET W. 20 ADH. LAB. PLATES ORANGE FOR MARKING OF SCHUKO INSERTS OF ZSV DESIGNS | 5.43
3RT1076-6NF36 | CONTACTOR, 250KW/400V/AC-3 AC(40...60HZ)/DC OPERATION UC 96-127V AUXILIARY CONTACTS 2NO+2NC 3-POLE, | 2149.79
5SY6314-7 | CIRCUIT BREAKER 400V 6KA, 3-POLE, C, 0.3A, D=70MM | 33.74
5SY5406-7 | CIRCUIT BREAKER CURR.SENS.DC 880V AC 400V 10KA, 4POLE, C, 6A MAX. DC 1000V | 168.37
5SY6220-7 | CIRCUIT BREAKER 400V 6KA, 2-POLE, C, 20A, D=70MM | 16.01
3WL9111-2AA63-0AA0 | ACCESSORIES CIRCUIT BREAKER 3WL RATED CURRENT REF. MODULE 2500A F. ETU25, 27, 45, 55, 75, 76 APPROVE | 255.11
3WL9317-6AA00-0AA1 | ACCESSORIES CIRCUIT-BREAKER 3WL OVERCURRENT RELEASE ETU76B LSIN PROTECTION OPTION NO MEASUREMENT FUN | 10263.62
5SY7550-8 | CIRCUIT BREAKER 230V 15KA, 1+N-POLE, D, 50A, D=70MM | 89.14
5SY7563-7 | CIRCUIT BREAKER 230V 15KA, 1+N-POLE, C, 63A, D=70MM | 86.93
5SY7604-7 | CIRCUIT BREAKER 400V 15KA, 3+N-POLE, C, 4A, D=70MM | 132.7
6SE6440-2AD34-5FA1 | MICROMASTER 440 WITH BUILT-IN CLASS A FILTER 3AC 380-480 V +10/-10% 47-63 HZ CONSTANT TORQUE POWER 4 | 18697.38
5SY8116-7 | CIRCUIT BREAKER 230/400V 25KA, 1POLE, C, 16A, D=70MM | 24.62
3SE5112-0BD02 | SIRIUS POSITION SWITCH, METAL ENCLOSURE 40MM ACC. TO EN50041 DEVICE CONNECTION 1X (M20X1.5) 1NO/1NC | 55.61
3SF1324-1SD21-1BA4 | SAFETY POSITION SWITCH WITH SOLENOID INTERLOCKING LOCKING FORCE 1300N, 5 DIRECTIONS OF APPROACH PLAS | 703.1
6XV1850-2LH20 | SIMATIC NET, IND. ETHERNET TP CORD 15/RJ45, TP CORD PREASSEMBLED WITH 1 RJ45 CONNECTOR AND 1 15-PI | 78.47
7MH7725-1AD | LOAD CELL,WITH HARDWARE, MSI,100 LB,STAINLESS STEEL, F SPARE | 2170.96
7ML1930-1DA | STEEL ENCLOSURE FOR 6 RD DISPLAY | 1103.18
7MH7725-1BN | LOAD CELL, MCS 50 LB (22.7 KG), 17-4 PH (1.4568) STAINLESS STEEL CONSTRUCTION WITH 304 (1.4301) STAI | 2053.67
3RT1965-5PP31 | WITHDR. COIL FOR SIZE S10 FOR CONTACTORS 3RT106/3RT146 AC/DC OPERATION 200-277V UC DRIVE: ELECTRONIC | 336.08
3NP5060-0EB86-ZA01 | FUSE-SWITCH-DISCONNECTOR I=160A, U=690V, 3-POLE AUXILIARY SWITCH 1NO+1NC WITH CLAMP CONNECTION WITH | 790.53
6AG1322-1BL00-2AA0 | SIPLUS S7-300 SM322 32 DO - 40-POLE -25 ... +70 DGR C EN50155 CONFORMITY BASED ON 6ES7322-1BL00-0AA0 | 1782.4
6ES7142-6BF00-0AB0 | SIMATIC DP, ET 200ECO PN, 8 DO DC 24V/1,3A; 4 X M12, DOUBLE-ASSIGNEMENT, DEGREE OF PROTECTION IP67; | 521.57
4AM3842-4TV00-0EA0 | TRANSFORMER SITAS; PHASES:1; PN/PN(S6)(KVA):0,16 /0,49; UPRI(V):230+/-5%; USEC(V):42; ISEC(A):3,81; | 158.68
3SE2902-0AB20 | FOOT SWITCH SINGLE PEDAL CABLE ENTRY 1X(M20X1,5) METAL CASING IP65, 1 NO + 1 NC WITHOUT PROTECTIVE C | 110.61
3SE5322-0SF22 | SAFETY POSITION SWITCHES WITH SOLENOID INTERLOCKING LOCK. FORCE 1300N,5 APPR. DIR. PLASTIC ENCLOSURE | 265.45
3RH1921-2JA11 | AUX. SWITCH BLOCK, 1 NO+1 NC, DIN EN50012, LATERALLY, 10 MM, CAGE CLAMP, SIZE S3...S12, FOR MOTOR CO | 10
7NG3032-1JN00 | TEMPERATURE TRANSMITTER SITRANS TR200, FOR RAIL MOUNTING, 2-WIRE SYSTEM, 4 TO 20 MA, PROGRAMMABLE, W | 456.28
8GB1371-3 | SIMBOX UNIVERSAL WP WALL-MOUNTED DB SM, IP 65 1ROW, 18MW, W/O TERMINAL STRIP | 101.99
8GK9733-0KK30 | ALPHA DIN, COPPER BUSBARS 20X5MM, 320A, W=750 | 48.33
8GK9735-0KK10 | ALPHA 400/630/1600 DIN, COPPER BUSBARS 30X5MM, 450A, L=250 | 26.32
3SE5122-0LH60 | SIRIUS POSITION SWITCH METAL ENCLOSURE 56MM WIDE DEVICE CONNECTION 3X (M20X1.5) 1NO/ 2NC SNAP-ACTION | 59.32
3RW4435-6BC34 | SIRIUS SOFT STARTER, VALUES WITH 460 V, 50 DEG., STANDARD: 117A, 75HP, INSIDE-DELTA CIRCUIT 3: 203A, | 7993.56
3SB2901-5RF | INSERT CAP FOR PUSHBUTTON AND ILLUMINATED PUSHBUTTON RAISED 5 CLEAR WITH BLACK LETTERING, WITH SYMBO | 0.93
8GK9720-0KK00 | ALPHA AS BUSBAR HOLDER FOR CU TO 80 X 10 BB SPACING 100MM OR 185MM INCL. SUPP. PLATE F. ALPHA 1600 I | 111.5
8GK9910-0KK24 | ALPHA 630 DIN SUPPORT, SHORT MINIMUM ORDER QTY 100 UNITS | 1.7
8MF2024-5E | CUBICLESYSTEM 8MF2000 HXWXD = 2000 X 1200 X 400MM FOR INDIVIDUAL MOUNTING WITH SIDE PANELS, IP 54 | 4095.46
8MF2864-4EN | SICUBE 8MF2000 EMC-CUBICLE; WELDED, NI-PLATED H X W X D = 1800 X 600 X 400MM FOR INDIVIDUAL MOUNTING | 5312.54
7MC2921-4AC | COMPENS.LEAD F.INSULAT.THERMOC. EXTERNAL DIAMETER 6 MM FOR ELEMENT NICR/NI, 0.25 OHM/M | 12.66
6FX8008-1BB41-6AA0 | POWER CABLE,SOLD BY THE METER, 4X6.0 C TRAILING CABLE, UL/CSA DESINA MOTION CONNECT 800, DELIVERED O | 11508.6
8MF4070 | BOTTOM PLATE FOR CUBICLE WXD = 900 X 400MM | 224.09
8WA1011-1BG22 | THROUGH-TYPE TERMINAL THERMOPL. SCREW TERMINAL ON BOTH ENDS SINGLE TERM.,ORANGE,6.5MM, SZ 4 | 2.58
3SB2910-0DD | BUTTON, YELLOW, RAISED, FOR ILLUMINATED PUSHBUTTON | 1.29
3VL9700-4RG01 | ACCESSORY FOR VL1200UL, (NG FRAME) FLAT TERMINAL BARS COMPRISES 1 TERMINAL BREAKER VL REAR STUD FLAT | 79.15
3VL9800-3AW10 | ACCESSORY FOR VL1250, VL1600, KIT F. LEADING AUXILIARY SWITCHES 2 CO CONTACTS, FROM OFF TO ON 1.5 ME | 74.57
3WL9111-0AS36-0AA0 | ACCESSORIES CIRCUIT BREAKER 3WL ARC CHUTE COVER F. WITHDRAW. CIRC. BREAK. SZ II 3-POLE | 489.93
5SY7408-8 | CIRCUIT BREAKER 400V 15KA, 4-POLE, D, 8A, D=70MM | 176.23
6SE6440-2UD34-5FA1 | MICROMASTER 440 WITHOUT FILTER 3AC 380-480 V +10/-10% 47-63 HZ CONSTANT TORQUE POWER 45 KW OVERLOAD | 17296.83
6SE6440-2UE31-1CA1 | MICROMASTER 440 WITHOUT FILTER 3AC 500-600 V +10/-10% 47-63 HZ CONSTANT TORQUE POWER 11 KW OVERLOAD | 6582.6
4AM6542-5FJ10-0FA0 | TRANSFORMER SITAS; PHASES:1; PN/PN(S6)(KVA):2,5 /13,3; UPRI(V):500+/-5%; USEC(V):110; ISEC(A):22,7; | 1228.26
3RK1901-1NR04 | AS-INTERFACE 4-FOLD M12 FEEDER AS-I AND U-AUX, 4 X M12 SOCKET IP67, SUPPLIED WITH MOUNTING PLATE | 112.64
3RN1011-2BB00 | THERMISTOR MOTOR PROTECTION STANDARD EVALUATION UNIT, MANUAL/REMOTE, 2W,AC/DC24V, SPRING-LOADED TERM | 191.17
8UC6024 | SPARE PART FOR ROTARY OPERATING MECHANISM 8UC6 COUPLING PIECE FOR SHAFT 12MM ONTO 12MM | 38.28
8MF2208-3RB | STANDARD CUBICLE 8MF2 HXWXD=2200X1000X800 SIDE-BY-SIDE MOUNTING VENTIL., ASSEMBL., WELDED IP30 | 3226.16
6GK1901-1BB30-0AE0 | IE FC RJ45 PLUG 145 2X2, RJ45 PLUG CONNECTOR (10/100MBIT/S) WITH RUGGED METAL HOUSING A. FC CONNECTI | 873.32
8MF4942 | GROUNDING RAIL W=600 | 157.25
8WA1842 | CONNECTING BAR FOR 2 TERMINALS SIZE 16 | 5.54
8MF5286-4ES | EMC CUBICLE IP40 HXWXD=2200X800X600 | 4095.46
8WA2211-3KE12 | INITIATOR TERMINAL(L+,L-,A) W. YELLOW LED, PNP, 15-30V, SPRING-L. TERM. SZ1.5SQMM, 5MM | 9.35
3RP1531-2AP30 | MULTI-FUNCTION TIME RELAY CAGE CLAMP TECHNIQUE 1 CHANGEOVER CONTACT WITH OFF-DELAY 0.5S...10S AC/DC | 243.08
3RP1540-2AB31 | TIMING RELAY, SOLID-STATE, OFF-DELAY, W/O AUX.VOLTAGE, 1 CO CONTACT, 9 TIME SETTING RANGES 0.05S...6 | 307.02
3RK1902-0CR00 | MOTOR SUPPLY CABLE JZHF 5M, 6X1.5 MM2, PLUG 9-POLE | 113.38
3RK1922-2BA00 | BACKPLANE BUS MODULE 110 MM FOR ET 200PRO MOTOR STARTER; REPAIR SWITCH MODULES AND ASM 400V DISCONNE | 76.37
5SY8325-8BB08 | CIRCUIT BREAKER 400V 25KA, 3-POLE, 25A, D=70MM ONLY MAGNETIC TRIPPING | 101.94
3RP1540-2BN31 | TIMING RELAY, PROCESSOR BASIS OFF-DELAY, WITHOUT AUXILIARY VOLTAGE, 2 CO CONTACTS, 0.05S...600S, 200 | 358.3
6FX5008-1BA11-6AA0 | POWER CABLE, SOLD BY THE METER 4 X 1.5 + 2 X 1.5 C UL/CSA, DESINA MOTION-CONNECT 500 DELIVERY FORM: | 4675.03
6AG1332-5HD01-7AB0 | SIPLUS S7-300 SM332 4AO U/I -25 ... +70 DEGREES C WITH CONFORMAL COATING BASED ON 6ES7332-5HD01-0AB0 | 2039.12
6AG1332-5HF00-2AB0 | SIPLUS S7-300 SM332 40POLE -25...+70 DGR C WITH CONFORMAL COATING BASED ON 6ES7332-5HF00-0AB0 | 3587.54
4AM4042-4TN00-0EA0 | TRANSFORMER SITAS; PHASES:1; PN/PN(S6)(KVA):0,25 /0,85; UPRI(V):230+/-5%; USEC(V):24; ISEC(A):10,4; | 216.75
3RF2420-2AB55 | SEMI-CONDUCTOR CONTAC.3-PH.3RF2 AC51 20A 40 DEG. C 48-600V / 230V AC 2-PHASE CONTROLLED SPRING-LOADE | 158.26
5TT3181 | TIMER, N-TYPE AC 230V 10A 1CO DELAY | 114.53
5TT4122-0 | REMOTE SWITCH WITH 2 NO WITH CENTRAL ON-OFF-FUNCTION CONTACT FOR AC 230, 400V 16A CONTROL AC 230V | 45.01
5TT4201-4 | RELAY, N-TYPE WITH 1 NO CONTACT FOR AC 230V 16A CONTROL AC 8V | 27.44
5TT4204-1 | RELAY, N-TYPE WITH 4 NO CONTACT FOR AC 230V 16A CONTROL AC 115V | 58.3
3LD2154-0TK51 | MAIN CONTROL SWITCH 3-POLE IU=25, P/AC-23A AT 400V=9,5KW FRONT MOUNTING CENTRAL-HOLE MOUNTING ROTARY | 28.93
5TE8108 | CONTROL SWITCH, D=70MM 20A 3NO, 1LAMP 230V W. AUXILIARY.CURRENT SWITCH 1NC/1NO | 38.77
8GK4703-4KK13 | ALPHA 630 DIN, ASSEMBLY KIT F. 3 A. 4-POLE CIRCUIT BREAKER 3VL630, H=600 W=250 | 211.97
8MF2868-4R | STANDARD CUBICLE 8MF2 HXWXD=1800X600X800 SIDE-BY-SIDE MOUNTING NON-VENTIL., ASSEMBL., WELDED IP40 | 2086.36
8MF2884-4E | CUBICLESYSTEM 8MF2000 HXWXD = 1800 X 800 X 400MM FOR INDIVIDUAL MOUNTING WITH SIDE PANELS, IP 40 | 2492.08
8MF2888-4E | STANDARD CUBICLE 8MF2 HXWXD=1800X800X800 INDIVIDUAL MOUNTING NON-VENTIL., ASSEMBL., WELDED IP40 | 2897.73
4AM6442-8ED40-0FA0 | TRANSFORMER SITAS; PHASES:1; PN/PN(S6)(KVA):2 /9,7; UPRI(V):600-575-550-525-500- 480-460-440-415-400 | 1054.02
3VL9400-1ST01 | ACCESSORY FOR VL150UL, VL250UL VL250 UL, VL400UL,VL400XUL (CG-FRAME - LG-FRAME) SHUNT RELEASE 208... | 180.54
3VL9400-1UM01 | ACCESSORY FOR VL150UL, VL250UL VL250UL,VL400UL,VL400XUL (CG-FRAME - LG-FRAME) UNDERVOLT. RELEASE 208 | 239.41
3VL9400-1UQ00 | ACCESSORY FOR VL160X, VL160, VL250, VL400, UNDERVOLTAGE RELEASE 277 V AC RIGHT POLE ONLY | 215.86
5SJ4225-8HG42 | CIRCUIT BREAKER 10KA, 2POLE, D, 25A ACC. TO UL 489 - 480Y/277V | 123.06
3LD2814-0TK53 | MAIN/EMERG. STOP SWITCH 3-POLE IU=125, P/AC-23A AT 400V=45KW FLOOR MOUNTING DIN RAIL/TWO-HOLE MOUNTI | 132.36
3NA3252 | LV HRC FUSE LINK GL/GG WITH NON-INSULATED GRIP LUGS WITH FRONT INDICATOR SIZE 2, 315A, AC 500V/DC 44 | 13.58
3NA3252-6 | LV HRC FUSE LINK GL/GG WITH NON-INSULATED GRIP LUGS WITH FRONT INDICATOR SIZE 2, 315A, AC 690V/DC 44 | 63.79
8US1251-5NT10 | DEVICE ADAPTER S00/0, 32A, FOR 60MM BUSBAR SYSTEM, 45X260MM LONG SPECIAL CABLES WELDED ON AWG 10, 99 | 45.41
8US1922-1GC00 | BUSBAR SYSTEM, ACCESSORY BUSBAR CENTER-TO-CENTER CLEARANCE 60 MM COVER FOR 8US1941-2AA03/04 | 92.59
8PQ1204-4BA04 | SIVACON S4 CONNECTING KIT CUBICLE IP55 | 11.52
8UC7212-1BB20 | FOR SWITCH DISCONNECTOR 3KL52, 3KM52, 3KL53, 3KM53, 3KA FOR SWITCH DISCONNECTOR FOR ACTUATING SHAFTS | 105.46
6XV1860-3PN50 | SIMATIC NET, PROFIBUS ECOFAST HYBRID CABLE GP, 2XCU 0.64 MM, 4XCU 1.5 SQMM, CABLE PREASSEMBLED WITH | 947.85
4AM4642-8ED40-0FA0 | TRANSFORMER SITAS; PHASES:1; PN/PN(S6)(KVA):0,4 /1,44; UPRI(V):600-575-550-525-500- 480-460-440-415- | 362.64
3VL9100-4RA01 | ACCESSORY FOR VL150XUL (CG-FRAME) REAR TERMINAL SHORT, ROUND COMPRISES 1 TERMINAL | 24.99
3RU1900-2AB71 | REMOTE RESET MODULE, ELECTRICAL FOR 3RU11/3RB10 SIZE S00...S12 | 69.54
3RA6400-2BB42 | SIRIUS, COMPACT STARTER, DIRECT STARTER W/SYSTEM INTERFACE, 690 V, 32 A, 24 V DC, 0.32 ... 1.25 A, I | 836.53
5ST2190 | FORK-TYPE BUSBAR SHOCK-PROOF, 1-PHASE 16 SQMM, 56 SPACING UNITS | 20.96
3RW4056-2BB34 | SIRIUS SOFT STARTER, S6, 145 A, 100 HP/460 V, 50 DEG., 200-460 V AC, 115 V AC, CAGE CLAMP TERMINALS | 3427.68
6FX8008-1BA21-2AA0 | POWER CABLE,SOLD BY THE METER, 4 X 2.5 + 2 X 1.5 C TRAILING CABLE, UL/CSA DESINA MOTION CONNECT 800 | 1997.71
6FX8008-1BD41-1FA0 | SIGNAL CABLE,SOLD BY THE METER 3X2X0.14 + 4X0.14 + 2X0.5 C TRAILING CABLE, UL/CSA DESINA MOTION CONN | 606.02
8WD5320-5DD | BUILT-IN LUMINAIRE ROTATING BEACON, 24V, YELLOW | 173.44
8WD5340-0CC | BUILT-IN LUMINAIRE FLASHLIGHT, 115V, GREEN | 144.97
3TK1948-0A | ANSCHLUSSABDECKUNG FOR CONTACTOR 3TK183 (1200 A) | 65.83
A5E00082459 | MOTHERBOARD TWO-WIRE, NOT EEX, WITHOUT HART FOR SIPART PS2 6DR50**-*N AND (6DR40**-*N) | 1067.55
8WH9020-6BT10 | PLUG-IN JUMPER 5 DIVISIONS, AS TRANSVERSE JUMPER IN TERM. MIDDLE, 50-POLE, COLOR: SIEMENS COLOR | 22.96
6SL3060-4AM00-0AA0 | SINAMICS DRIVE-CLIQ CABLE IP20/IP20 LENGTH: 0.36 M | 36.47
6SL3060-4AU00-0AA0 | SINAMICS DRIVE-CLIQ CABLE IP20/IP20 LENGTH: 0.60 M | 41.08
8MF6084-5E | STANDARD CUBICLE 8MF6 HXWXD=2000X800X400 INDIVIDUAL MOUNTING NON-VENT., ASSEM., WELDED IP54 | 3342.07
8MF6268-4R | STANDARD CUBICLE 8MF6 HXWXD=2200X600X800 SIDE-BY-SIDE MOUNTING NON-VENT., ASSEM., WELDED IP40 | 2492.08
8MF4936 | INDENTED RAIL Z-SHAPE W=1200 | 204.77
8MF5024-5R | STANDARD CUBICLE 8MF5 HXWXD=2000X1200X400 SIDE-BY-SIDE MOUNTING NON-VENT., NOT ASSEM., SCREWED IP54 | 3960.25
FDK:083F5030 | 21TE FRONT PANEL | 485.44
FDK:083N8300 | MAG 3100 C FLANGE 700MM, PN6, AISI 304 | 788.49
6AV6623-2DA00-0AA0 | WINCC FLEXIBLE RUNTIME SW PACKAGE FOR SIMATIC IPC 512 POWER TAGS, CONTAINS: WINCC FLEXIBLE RUNTIME, | 4235.83
3NE1332-3 | SITOR FUSE-LINK FOR SEMICONDUCTOR PROTECTION 400A GR 690V SIZE 2 CONNECTION CONTACT INDICATOR 110MM | 193.18
3NE1437-2 | SITOR SET OF FUSES DUTY CLASS GR, DIN 43620 710A, 400V AC (SIZE 3) | 259.57
6SE6400-3TD02-3DE0 | MICROMASTER 4 OUTPUT LC FILTER 500-600V 3AC 27.5 / 22.0 A (40 / 50 GRD C) STAND ALONE FS D 280 X 240 | 2692.51
8MF5894-4E | STANDARD CUBICLE 8MF5 HXWXD=1800X900X400 INDIVIDUAL MOUNTING NON-VENT., NOT ASSEM., SCREWED IP40 | 2994.33
6AV7674-0KH30-0AA0 | SPARE PART FRONT PLATE FOR 15"/19" EXTENSION UNITS | 534.17
5UB1854-1 | DELTA STYLE, PLATINUM METALLIC SCHUKO OUTLET 10/16A 250V STATUS DISPLAY, LABELING FIELD WITH INCREAS | 36.68
6AV6671-5AD00-0AX0 | OPTION PACKAGE ACCU FOR MOBILE PANELS | 318.75
5SY4115-8 | CIRCUIT BREAKER 230/400V 10KA, 1-POLE, D, 1.6A, D=70MM | 23.06
4EP4002-7DS00 | COMMUTATING CHOKE FOR CONVERTER; PHASES:3; UN1(V):400; ITHMAX 1(A) / F1(HZ):71 /50; I LN (A):63,9; U | 2324.5
5SY8363-8BB08 | CIRCUIT BREAKER 400V 20KA, 3-POLE, 63A, D=70MM ONLY MAGNETIC TRIPPING | 108.36
5SY7110-7 | CIRCUIT BREAKER 230/400V 15KA, 1-POLE, C, 10A, D=70MM | 22.22
3RB2956-2TH2 | CURRENT TRANSFORMER 20...200 A FOR 3RB22/23/24 SIZE S6 MOUNT. ONTO CONT./ STAND-ALONE MAIN CIRCUIT: | 410.84
3RV1923-4G | HOLDER FOR FRONT PLATE SIZE S0 | 12.17
8WD5320-5AD | BUILT-IN LUMINAIRE STEADY BURNING LIGHT, 24V UC, YELLOW | 134.84
6SL3211-0KB11-2BA1 | SINAMICS G110 - CPM110 AC-DRIVE,BUILT IN CL. B FILTER 1AC200-240V +10/-10% 47-63HZ ANALOG INPUT CT: | 322.82
5SY6401-7 | CIRCUIT BREAKER 400V 6KA, 4-POLE, C, 1A, D=70MM | 78.46
5SY6514-7 | CIRCUIT BREAKER 230V 6KA,1+N-POLE C,0.3A, D=70MM | 16.04
6AU1820-0AA35-0AB0 | SIMOTION TECHNOLOGY OPTION MULTIAXES PACKAGE SINGLE LICENSE FOR P350 | 5176.13
5SH5020 | NEOZED ADAPTER SIZE D02 20A | 0.42
3LD2054-2EP53 | MAIN/EMERG. STOP SWITCH 4-POLE IU=16, P/AC-23A AT 400V=7.5KW 1NO+1NC, FRONT MOUNTING CENTER HOLE MOU | 42.77
4AM5242-5CT10-0FA0 | TRANSFORMER SITAS; PHASES:1; PN/PN(S6)(KVA):0,63 /2,35; UPRI(V):440+/-5%; USEC(V):230; ISEC(A):2,74; | 381.09
6SL3330-7TE36-1AA3 | SINAMICS ACTIVE LINE MODULE 3AC 380-480V, 50/60HZ, 605A OUTPUT: DC 510 - 720V RATED POWER: 380KW BUI | 30005.17
3NA6832-4 | LV HRC FUSE LINK GL/GG WITH INSULATED GRIP LUGS WITH COMBINATION INDICATOR SIZE 00, 125A, AC 400V | 8.05
3LD2555-0TK51 | MAIN CONTROL SWITCH 3-POLE IU=63, P/AC-23A AT 400V=22KW FRONT MOUNTING CENTRAL-HOLE MOUNTING ROTARY | 55.52
3WL9111-2AA65-0AA0 | ACCESSORIES CIRCUIT BREAKER 3WL RATED CURRENT REF. MODULE 4000A F. ETU25, 27, 45, 55, 75, 76 APPROVE | 255.11
6ES7921-3AB20-0AA0 | FRONT CONN. MODULE W. TWISTED RIBBON CABLE CONNECTION FOR DIGITAL 32 I/O MODULE OF THE S7-300, POWER | 102.31
6ES7922-4BD20-0AE0 | FRONT CONNECTOR FOR S7-400 48-POLE (6ES7492-1CL00-0AA0), WITH 46 SINGLE CORES 0.5 MM2, H05V-K SINGLE | 148.08
5SJ4208-7HG42 | CIRCUIT BREAKER 10KA, 2POLE, C, 8A ACC. TO UL 489 - 480Y/277V | 127.61
5SY4280-7 | CIRCUIT BREAKER 400V 10KA, 2-POLE, C, 80A, D=70MM | 79.98
3RW4046-2BB15 | SIRIUS SOFT STARTER, S3, 80A, 55KW/500V, 40 DEGR., AC 400-600V, AC/DC 110-230V, SPRING-LOADED TERMIN | 1655.6
3TY7403-0AC2 | COIL FOR CONTACTORS: 3TF30 TO 3TF33, 3TF40 TO 3TF43 3TH3, 3TH4 3TB40 TO 3TB44, 3TC44, 3TH8 AC 24V 50 | 15.45
4AM3242-4TT10-0FD0 | TRANSFORMER SITAS; PHASES:1; PN/PN(S6)(KVA):0,05 /0,19; UPRI(V):230+/-5%; USEC(V):230; ISEC(A):0,22; | 394.59
3LD9200-2B | N-/PE-TERMINAL CONTINUOUS FOR FRONT MOUNTING UP TO 16A (ACCESS. FOR SWITCH 3LD2) | 8.05
3NC2427-3C | SITOR FUSE-LINK FOR SEMICONDUCTOR PROTECTION 250A GR 500V SIZE 3 CONNECTION CONTACT INDICATOR 110MM | 201.5
3RT1066-2AT36 | CONTACTOR, 160KW/400V/AC-3 AC(40...60HZ)/DC OPERATION UC 575-600V AUXILIARY CONTACTS 2NO+2NC 3-POLE, | 1077.64
3NE9634-1C | SITOR FUSE-LINK FOR SEMICONDUCTOR PROTECTION 500A AR 2500V SIZE 3 CONNECTION CONTACT INDICATOR 260MM | 951.72
8UC6083 | SPARE PART FOR ROTARY OPERATING MECHANISM 8UC6 EXTENSION SHAFT 600MM LONG 10 X 10MM | 29.85
8MF2208-4E | SICUBE 8MF2000 CUBICLE SYSTEM WELDED H X W X D = 2200 X 1000 X 800MM FOR INDIVIDUAL MOUNTING WITH 2 | 3612.52
8WA1822-7VH01 | JUMPER INSULATED FOR TERMINALS SZ 6 | 5.25
8WA1011-1BF23 | THROUGH-TYPE TERMINAL THERMOPL. SCREW TERMINAL ON BOTH ENDS SINGLE TERM.,BLUE, 6MM, SZ 2.5 | 2.07
8WH8111-1AA05 | EMPTY LABELS, FLAT SIZE ZBF4 | 0.06
8MF4125 | SIDE PANEL FOR CUBICLE HXD = 1800 X 400MM DEGREE OF PROTECTION IP54 | 262.73
8UC9400 | INTERLOCKING MODULE UL508A | 416.53
6XV1873-3DH30 | SIMATIC NET FO TRAILING CABLE GP 50/125, PREASSEMBLED WITH 2X2 BFOC CONNECTORS, LENGTH 3.0 M | 144.58
3VL9600-3MQ01 | ACCESSORY FOR VL800UL, (MG-FRAME) MOTOR DRIVE WITH STORAGE SPRING 220...250V AC/DC | 2165.19
3RF2170-1AA24 | SEMICONDUCTOR RELAY 3RF2, 1-PH. WIDTH 22.5MM, 70 A 48-460 V / 110-230 V AC SCREW TERMINAL | 57.86
3RW4075-2BB35 | SIRIUS SOFT STARTER, S12, 315 A, 300 HP/575 V, 50 DEG., 400-600 V AC, 115 V AC, CAGE CLAMP TERMINALS | 5743.31
5ST3762 | PIN BUSBAR, 1PHASE 10SQMM, 12PINS, ISOLATION GREY | 4.25
3RW4027-1BB14 | SIRIUS SOFT STARTER, S0, 32A, 15KW/400V, 40 DEGR., AC 200-480V, AC/DC 110-230V, SCREW TERMINALS | 645.56
6XV1870-2B | SIMATIC NET, IE FC FLEXIBLE CABLE, GP 2X2 (PROFINET TYP B) TP INSTALLATION CABLE W. FLEXIBLE CORES | 3.21
6SL3224-0BE37-5AA0 | SINAMICS G120 POWER MODULE PM240 WITH BUILT IN CL. A FILTER WITH BULT IN BRAKING CHOPPER 3AC380-480V | 24536.15
6XV1830-0MH10 | SIMATIC NET, PROFIBUS SHIPBOARD CABLE SIENOPYR, COPPER CABLE, FOR WIRING ON SHIPBOARD AND OFFSHORE, | 14.25
8WH8121-5XA05 | LABELS, FLAT, LONGIT, SPECIAL LABELLING ZBF10 | 0.23
BVP:047167 | BD2-AK1/2CEE163S14 TAP-OFF UNIT 16A / 2X1POL D01+2 X3P.CEE | 249.66
6ES7902-1AB00-0AA0 | SIMATIC S7/M7, CABLE FOR POINT TO POINT CONNECTIONS RS232C - RS232C, 9-POLE SUBMIN. D SOCKETS, 5 M L | 165.05
6ES7332-5HB01-0AB0 | SIMATIC S7-300, ANALOG OUTPUT SM 332, OPTICALLY ISOLATED, 2 AO, U/I; 11/12 BITS RESOL., 20 PIN., REM | 890.38
6GK1562-3AA00 | COMMUNICATION PROCESSOR CP 5623 PCI EXPRESS X1 (3.3V) FOR CONNECTION TO PROFIBUS; INCL.DP-BASE SW,NC | 1581.54
8WH8140-2AB25 | LABELS, TRANSV. 21 - 30 SIZE ZB5 | 0.11
8WH8140-3AB25 | LABELS, TRANSV. 21 - 30 SIZE ZB6 | 0.11
BVP:034257 | BD01-100-3-0,5 3M 100A BUSBAR TRUNKING | 319.43
3NA3144 | LV HRC FUSE LINK GL/GG WITH NON-INSULATED GRIP LUGS WITH FRONT INDICATOR SIZE 1, 250A, AC 500V/DC 44 | 11.1
3NA3807 | LV HRC FUSE LINK GL/GG WITH NON-INSULATED GRIP LUGS WITH FRONT INDICATOR SIZE 000, 20A, AC 500V/DC 2 | 4.59
3NC8425-3C | SITOR FUSE-LINK FOR SEMICONDUCTOR PROTECTION 200A GR 690V SIZE 3 CONNECTION CONTACT INDICATOR 110MM | 213.33
5TD4708 | DELTA FLAT IP44, SM DARK GRAY/LIGHT GRAY SHUTTER PUSHB. W. ELECTRICAL INTERLOCK 10A 250V AND SYMBOL | 34.05
6AV7674-0NE00-0AA0 | IP65 STAINLESS STEEL KEYBOARD MOUNTABLE AT SIMATIC HMI PRO UNITS, LAYOUT: EN/US ADJUSTABLE INCLINATI | 2627.1
4EJ9900-0EG | DISCHARGE REACTOR; UN(V):690; IEFF(A):0,02 | 216.67
6GK1900-1LB00-0AC0 | FC FO SC PLUG ON-SITE MOUNTING ON FC FO CABLES (62.5/200/230) PACKAGE: 20 PCS. DUPLEX CONNECT + CLEA | 1412.3
8MF4097 | BOTTOM PLATE SUBDIVIDED FOR CUBICLE WXD = 1200 X 600MM | 434.66
8MF9271 | MOUNTING PLATE H X W = 2000 X 800 MM FOR 8MF SYSTEM CUBICLE | 361.25
8MR2110-4D | HEATER 110-120 V, 50 W;UL-APP. HG 04004.9-00 | 109.69
8MF4431 | CABLE ROUTING CLAMP 80 X 40MM | 178.11
8MF5264-4E | STANDARD CUBICLE 8MF5 HXWXD=2200X600X400 INDIVIDUAL MOUNTING NON-VENT., NOT ASSEM., SCREWED IP40 | 2743.2
BVP:261529 | BD2A-3-800-WB-3W* OPTIONAL LENGTH 2,26M-3,24M 800 A, N + PE, 8-12 TAP OFFS | 2491.8
3NA3236 | LV HRC FUSE LINK GL/GG WITH NON-INSULATED GRIP LUGS WITH FRONT INDICATOR SIZE 2, 160A, AC 500V/DC 44 | 13.34
6SE6400-3TD11-5FE0 | MICROMASTER 4 OUTPUT LC FILTER 500-600V 3AC 127.5 / 99.0 A (40 / 50 GRD C) STAND ALONE FS F 515 X 42 | 9229.76
3TH4373-0AM0 | CONT. RELAY 73E DIN EN 50011 7NO+3NC, SCREW CONNECTION ALT. CURRENT ACTUATING 220 V AC 50 HZ/264 V A | 91.96
8WA1838 | CONNECTING BAR BACK TIER FOR 10 TERMINALS | 9.27
8WD4440-5AB | SIGNALLING COLUMN STEADY LIGHT LED RED, 115V AC | 73.43
5SY4150-6 | CIRCUIT BREAKER 230/400V 10KA, 1-POLE, B, 50A, D=70MM | 18.61
5SY5413-7 | CIRCUIT BREAKER CURR.SENS.DC 880V AC 400V 10KA, 4POLE, C, 13A MAX. DC 1000V | 140.93
3ND2254 | LV HRC FUSE LINK A.M. W. NON-INSULATED GRIPPING LUGS SIZE 2, 355A, AC 690 V | 43
3NJ4915-2EA10 | ACCESSORIES F. STRIPS 3NJ41 IN-LINE FUSE SW.DISC. S.NH1-3 INTEGRAT. CURR. TRANSFORMER 100/1A,CL.0.5 | 91.34
5SY8316-7 | CIRCUIT BREAKER 400V 25KA, 3POLE, C, 16A, D=70MM | 100.38
5SY8140-8 | CIRCUIT BREAKER 230/400V 25KA, 1POLE, D, 40A, D=70MM | 44.73
3RS1800-2BW00 | COUPLING RELAY IM INDUSTRY-STANDARD ENCLOSURE 2 CHANGEOVER CONTACTS WIDE VOLTAGE RANGE 24 V TO 240 V | 94.96
3WL9111-0BA38-0AA0 | ACCESSORIES CIRCUIT BREAKER 3WL LOCKING DEVICE OFF-POSITION IKON LOCK IN OPER.PANEL FUNCTION SAFE OF | 465.07
3RF2150-1BA06 | SEMICONDUCTOR RELAY 3RF2, 1-PH. WIDTH 22.5 MM, 50 A 48-600V / 24V DC SCREW CONNECTION INSTANTANEOUS | 62.93
3RF2310-1AA04-0KN0 | SEMI-CONDUCTOR CONTACTOR 3RF2 AC 51 10 A 40 DEGREES C 48-460 V / 24 V DC SCREW TERMINAL | 59.69
A5E01163682 | KIT, SENSOR FOR CABLE UNIT, PVDF, DIGITAL, FKM | 820.22
6SL3720-1TE35-0AA3 | SINAMICS S120 CABINET MODULE SINGLE MOTOR MODULE WITH CIM+CU320-2 INPUT: DC 510 - 720V OUTPUT: 3AC 0 | 33540.31
5WG1562-1AB11 | MAIN MODULE 3X AC 230/400V, 10A C-LOAD, LOAD-CHECK | 572.92
5SY4563-6 | CIRCUIT BREAKER 230V 10KA, 1+N-POLE, B, 63A, D=70MM | 47.52
5SY6563-7 | CIRCUIT BREAKER 230V 6KA,1+N-POLE C, 63A, D=70MM | 28.56
4EU3951-0UA00-0A | MAINS CHOKE F.FU; PHASES:3; UN1(V):690; ITHMAX 1(A) / F1(HZ):910 /50; I LN (A):819; UK(%):2; LN(MH): | 9671.1
6FX2003-7MA40 | CLAMP RING ADAPTER FOR POWER CONNECTOR SIZE 3 | 150.66
3RW4074-2BB44 | SIRIUS SOFT STARTER, S12, 280 A, 160 KW/400 V, 40 DEG., 200-460 V AC, 230 V AC, CAGE CLAMP TERMINALS | 4238.81
3SB2000-2EE01 | TOGGLE SWITCH, 16MM, ROUND, PLASTIC, GREEN, 3 SWITCH POSITIONS I-O-II, MOMENTARY CONTACT, RETURN FRO | 15.32
3SB2000-2HG01 | TOGGLE SWITCH, 16MM, ROUND, PLASTIC, WHITE, 2 SWITCH POSITIONS O-I, LATCHING, ACTUATING ANGLE 90 DEG | 13.55
3RW3036-2BB14 | SIRIUS SOFT STARTER, SIZE S2, 45A, 22KW/400V, 40 DEGREES, 200-480V AC, 110-230V AC/DC, SPRING-LOADED | 734.08
3RW3038-1BB14 | SIRIUS SOFT STARTER, SIZE S2, 72A, 37KW/400V, 40 DEGREES, 200-480V AC, 110-230V AC/DC, SCREW TERMINA | 1056.24
3NJ6923-4BC00 | ACCESSORY FOR DISCONNECTOR FUSES IN-LINE TYPE, CAN BE PLUGGED IN,NH00 FRONTPLATE FOR 3NJ6243-3, 3NJ6 | 61.54
BVP:084837 | BD2-SK-K3 CODING PIN T-O UNITS | 1236.1
7MF9412-6EA | 4 SCREWS M10X50, DIN EN 24014 2 O-RINGS (FPM90) | 8.61
4AM6142-5AT10-0FC0 | TRANSFORMER SITAS; PHASES:1; PN/PN(S6)(KVA):1,36 /7,3; UPRI(V):400+/-5%; USEC(V):230; ISEC(A):6,09; | 1341.61
3SE5232-0HE12 | SIRIUS POSITION SWITCH PLASTIC HOUSING ACC. TO EN50047, 31MM DEVICE CONNECTION 1X(M20X1.5); 1NO/1NC | 32.54
5TG2554-3 | DELTA LINE, ALUMINUM METALLIC FRAME, 4FOLD, 293X80MM | 29.37
BVP:611063 | BD2-AK04-IP55 DEVICES FOR IP55 TAP-OFF UNIT | 55.07
6SL3200-0ST04-0AA1 | PM260 FSD PLUG 6SL3200-0ST04-0AA1 REPAIR FOR MICROMASTER | 324.25
7ML1830-1KN | LC 300 ELECTRONIC TRANSMITTER, KIT (INCLUDES TRANSMITTER/DRIVER). | 704.31
7ML1830-1NV | REPLACEMENT ELECTRONIC MODULE FOR LVS200,230 V AC, LOW DENSITY | 751.69
6XV1822-5BE30 | SIMATIC NET, 7/8" CONN. CABLE FOR POWER SUPPLY OF ET200, PREASSEMBLED CABLE WITH 2 7/8" CONNECTORS, | 61.86
BVP:261887 | BD2C-400-LR ELBOW RIGHT X 0,36M / Y 0,36M 1 60A-400A | 731.88
8GS2097-2 | ALPHA-ZS QUICK-MOUNTING SET H=1200 MM, W=250 MM | 445
6ES7648-3AE00-0XA0 | SIMATIC PC DVI-I Y-GRAPHICS-ADAPTER CABLE; DVI-I TO VGA AND DVI-D; | 40.73
3SE5134-0BA00-1AC4 | SIRIUS POSITION SWITCH, PLASTIC ENCLOSURE ACC. TO EN50041, 40MM 1NO/1NC SLOW-ACTION CONTACTS W. M12 | 40.55
3SE5134-0CA00-1AC4 | SIRIUS POSITION SWITCH, PLASTIC ENCLOSURE ACC. TO EN50041, 40MM 1NO/1NC SLOW-ACTION CONTACTS W. M12 | 39.69
3SE5312-0SB13 | SAFETY POSITION SWITCHES WITH SOLENOID INTERLOCKING LOCK. FORCE 2000N,5 APPR. DIR. METAL HOUSING,3X( | 288.85
3SE5212-0KB01 | SIRIUS POSITION SWITCH METAL ENCLOSURE 31MM TO EN50047 DEVICE CONNECTION 1X (M20X1.5) 1NO/ 2NC SLOW- | 36.35
3SE5413-0CN20-1EA2 | COMPACT SWITCH 30MM WIDE W. CONNECTING CABLE 2M SNAP-ACTION CONTACTS 1NO+1NC TWIST LEVER, SPECIAL CU | 50.81
7KT5503 | TIME COUNTER 48X48MM AC 115V 50HZ WITHOUT BLIND 55X55MM | 34
7KT5505 | TIME COUNTER 48X48MM AC 24V 50HZ WITHOUT BLIND 55X55MM | 35.36
7ML1930-1BE | LOCKNUT,3/4,ALUMINUM | 18.8
BVP:660870 | BD2-AK1/2SD163FIA161 TAP-OFF UNIT 16A / 2X1P MCB(B)+ + 2P FI + 2XSD | 357.37
BVP:261767 | BD2C-3-800-WB-3W* OPTIONAL LENGTH 2,26M-3,24M 800 A, N + PE, 8-12 TAP OFFS | 4316.59
8GS4027-2 | ALPHA 400-ZS ACCESSORIES COVER F LOWER CONNEC. COMPARTM. H=150MM,W=250MM WITH CUT-OUT FOR TSG-FUSE B | 30.86
6FX8002-2YQ27-1BJ0 | SIGNAL CABLE CUSTOMIZED LENGTH(M)=18 | 304.64
6FX8002-2YW12-1BD0 | EXTENSION M.013,00 | 471.05
6XV1873-6AH20 | SIMATIC NET FO STANDARD CABLE GP (50/125), PREASSEMBLED WITH 2X2 SC CONNECTORS, LENGTH 2.0 M | 107.3
3SE5423-0CD20-1EB1 | COMPACT SWITCH 40MM WIDE WITH M12 CONNECTOR SNAP-ACTION CONTACTS 1NO+1NC ROLLER PLUNGER, SPECIAL CU | 59.93
3SX3245 | LED LUMINAIRE WHITE 24V DC DIAMETER 25 MM FOR M20X1.5 SCREW CONNECTION | 157.46
5TT1011 | DELTA PLUS PROGRAM, TITANWEISS TIME SWITCH, 16A, 250V, 2-POLE WITH COVER PLATE 55X55MM CAN BE SWITCH | 119.52
BVP:610369 | BD2-400-FS FLANGE IP55 TERMINAL JUNCTION UNIT | 272.92
7ME3960-0MS20 | TRANSDUCER MOUNTING HARDWARE DEDICATED SPACER BAR FOR PIPES TO DN 500 (LIQUID), DN 1200 (GAS) LEGACY | 238.66
3VL9600-4ED40 | ACCESSORY FOR VL800, FRONT CONNECTION BARS INCREASED POLE SPACING COMPRISES 4 TERMINALS 4-POLE | 312.03
3RT1955-5NP31 | WITHDR. COIL FOR MOD. S6 FOR CONTACTORS 3RT105/3RT145 AC/DC ACTUATOR UC200-277V DRIVE: ELECTRONIC W | 130.58
5SY4108-8 | CIRCUIT BREAKER 230/400V 10KA, 1-POLE, D, 8A, D=70MM | 16.79
5UH1065 | DELTA STYLE, TITANIUM WHITE COVER PLATE 68X68MM FOR SCHUKO OUTLET | 6.9
5SY4401-7 | CIRCUIT BREAKER 400V 10KA, 4-POLE, C, 1A, D=70MM | 89.77
4AM2342-5AN00-0EA0 | TRANSFORMER SITAS; PHASES:1; PN/PN(S6)(KVA):0,025 /0; UPRI(V):400+/-5%; USEC(V):24; ISEC(A):1,04; F( | 74.7
5SY8350-8 | CIRCUIT BREAKER 400V 25KA, 3POLE, D, 50A, D=70MM | 136.06
5TG6231 | I-SYSTEM, CARBON METALLIC ROCKER W. WINDOW, W. LAB. PLATE FOR HEATING EM. SWITCH 55X55M | 14.41
3SE5120-1AA00 | LED COVER FOR POS.SWITCH METAL POSITION SWITCH 3SE51. 2 LEDS, YELLOW/GREEN, 24V DC, COLOR TURQUOISE | 21.46
3SE5122-0BH50 | SIRIUS POSITION SWITCH METAL ENCLOSURE 56MM WIDE DEVICE CONNECTION 3X (M20X1.5) 1NO/ 1NC SLOW-ACTION | 56.66
7ML1830-1KM | REPLACEMENT ELECTRONICS MODULE FOR POINTEK LVS200, 350 HZ (19 TO 230 V AC, 19 TO 55 V DC, ONE RELAY | 485.8
7ND4801-8DC | FIRMWARE OPTIONS FOR SIREC D300 / SIREC D400, 40 CREDITS | 2816.6
6SL3730-6TG41-7AA3 | SINAMICS S120 CABINET MODULE SMART LINE MODULE WITH CIM+CU320-2 3AC 500-690V, 50/60HZ OUTPUT: DC 67 | 87173.18
5SY7263-8 | CIRCUIT BREAKER 400V 15KA, 2-POLE, D, 63A, D=70MM | 153.98
3NX1024 | STRIKER BASE FOR ISO LV HRC FUSE LINK OF SIZES 000/00/1, AND 2 FOR MOUNTING ONTO THE GRIP LUGS OF TH | 13.14
3NY1074 | SPARE PART FOR FUSE SWITCH DISCONNECTORS 3NP5060 INSERT WITH HANDLE FUSE CARRIER | 55.14
3NP5460-0EA26 | FUSE-SWITCH-DISCONNECTOR I=630A, U=690V, AUXILIARY SWITCH 1NO+1NC FOR CABLE-LUG CONNECTION FUSE SIZE | 1025.72
6ES7148-4FC00-0AB0 | SIMATIC DP, ET 200PRO FAILSAFE ELECTRONIC MODULE 4/8 F-DI/ 4 F-DO DC24V/2A PROFISAFE, 90 MM WIDTH, | 942.21
3WL9111-0BA86-0AA0 | ACCESSORIES CIRCUIT BREAKER 3WL LOCKING DEVICE AGAINST TRAVERSING OF CIRC. BREAKER IN SEP. POSITION | 978.26
3SE5312-0SG12 | SAFETY POSITION SWITCHES WITH SOLENOID INTERLOCKING LOCK. FORCE 2600N,5 APPR. DIR. METAL HOUSING,3X( | 364.33
3LD2113-0TK53 | MAIN/EMERG. STOP SWITCH 3-POLE IU=25, P/AC-23A AT 400V=9.5KW FLOOR MOUNTING DIN RAIL/TWO-HOLE MOUNTI | 46.72
8GK9901-0KK42 | ALPHA 630 DIN, BASE FRAME, H=100 W=1050 D=210 | 208.94
3VL9400-4RL00 | ACCESSORY FOR VL400, REAR TERMINAL, LONG, ROUND/FLAT COMPRISES 1 TERMINAL | 65.01
3RK1301-1AB00-0AA2 | DS1-X FOR ET 200S ELECTROMECHANICS LINE STARTER EXPANDABLE ADJUSTABLE RANGE 1.1...1.6A AC-3, 0.55 KW | 484.99
3TX7402-3D | SURGE SUPPRESSOR DIODE COMBINATION (DIODE AND ZENER DIODE) WITH WIRING SPACER DC 24 TO 250V SHORT BR | 10.63
8MF2028-3RB | STANDARD CUBICLE 8MF2 HXWXD=2000X1200X800 SIDE-BY-SIDE MOUNTING VENTIL., ASSEMBL., WELDED IP30 | 3400.03
8GK1031-4KK11 | ALPHA 160 DIN, WALL-MOUNTED DB, FM UNEQ. DISTR. BOARD RAL 9016 IP31 SK2, H=950 W=300 D=140 | 639.75
6ES7331-7TF01-0AB0 | SIMATIC DP, HART ANALOG INPUT SM 331, 8 AI, 0/4 - 20MA HART, FOR ET200M WITH IM153-2, 1 X 20-POLE, F | 2695.41
5SM3315-6KK | RES.CURRENT OP.CIRCUIT BREAKER TYPE A PSE/SSF 125A 1+N-POL IFN 30MA 230V 2MW | 250.48
5SJ6116-6KS | CIRCUIT BREAKER 230/400V 6KA, 1-POLE, B, 16A, D=70MM WITH SCREWLESS TAP-OFF TERMINAL | 6.08
5SJ6120-6KS | CIRCUIT BREAKER 230/400V 6KA, 1-POLE, B, 20A, D=70MM WITH SCREWLESS TAP-OFF TERMINAL | 8.9
5SM3648-8 | RES.CURRENT OP.CIRCUIT BREAKER TYPE A PSE/SSF 100A 3+N-POL 300MA 400V 4MW FOR SELECTIVE SWITCH OFF | 1868.72
3RA6120-2DP32 | SIRIUS, COMPACT STARTER, DIRECT STARTER 690 V, 110 ... 240 V AC/DC, 50 ... 60 HZ, 3 ... 12 A, IP20, | 651.43
5TG2591 | I-SYSTEM, ELECTRIC WHITE ANTENNA COVER PLATE 55X55MM F.BROADBAND OUTLET BOX RF/TV | 5.19
5SU1324-7FA25 | FI/LS-PROTECTOR TYPE A (PSE/SSF), D=70 MM IFN 30MA, 10KA,2-POLE C 25A 3MW | 109.75
3RW4036-2BB04 | SIRIUS SOFT STARTER, S2, 45A, 22KW/400V, 40 DEGR., AC 200-480V, AC/DC 24V, SPRING-LOADED TERMINALS | 921.48
3VL9600-8BC00 | ACCESSORY FOR VL630, VL800, COVER FRAME IP30 FOR CIRCUIT BREAKER FIXED/PLUG IN MOUNTED | 40.1
3SB2901-5AZK2Y | INSERT CAP FOR PUSHBUTTON AND ILLUMINATED PUSHBUTTON RAISED CLEAR WITH BLACK LETTERING, CUSTOMER-SPE | 2.51
6SL3700-0LE42-0BA3 | SINAMICS S120 CABINET MODULE LINE CONNECTION MODULE 3AC 380-480V, 50/60HZ RATED CURRENT: 2000 A CABI | 31641.81
7MH5105-4HD00 | SIWAREX WL 250 LOAD CELL ST-S SA 2,5T C3 - RATED LOAD 2,5T - ACCURACY CLASS C3 - 6M CABLE LENGTH, 4 | 601.61
5TG6284 | I-SYSTEM, ELECTRIC WHITE ROCKER W.SHUTTER/BLIND SYMBOLS FOR SHUTTER PUSHB. , 55X55MM | 8.9
3RF2320-1DA22 | SEMI-COND. CONTACTOR 3RF2,1-PH. AC 51 20 A 40 DEGREES C 24-230 V / 110-230 V AC SHORT-CIRC. RESIST | 77.86
3RK1325-6LS41-2AA3 | SIRIUS MOTOR STARTER M200D AS-I COMMUNICATION: AS-INTERFACE DIRECT ON-LINE STARTER STANDARD MECHANIC | 1065.06
7MC2027-2AA40 | INSULATED THERMOCOUPLE WITH COMPENSATION LEAD NOM. LENGTH 300 MM,COMPENS LEAD L2SS; SHEATH DIAMETER | 91.16
7ML1930-1FN | USB CABLE TYPE A TO B | 22.37
7ND4801-8FC | FIRMWARE OPTIONS FOR SIREC D300 / SIREC D400, 60 CREDITS | 3926.02
7ML5740-1CC01-0A | THE SITRANS RD200 IS A UNIVERSAL INPUT, PANEL MOUNT REMOTE DIGITAL DISPLAY FOR PROCESS INSTRUMENTATI | 775.38
8HP1808 | RUBBER CABLE GLAND FOR 4 CABLES 4-12MM | 3.84
6XV1873-3AT10 | SIMATIC NET FO STANDARD CABLE 50/125, PREASSEMBLED WITH 2X2 BFOC CONNECTORS, INSERTION GUIDE, LENGTH | 698.87
3RH1921-2EA20 | AUXILIARY SWITCH BLOCK, 2 NO, DIN EN50005, LATERALLY, 10 MM CAGE-CLAMP ,SIZE S0...S12, FOR CONTACTOR | 10
3RK1207-3BQ44-0AA3 | AS-INTERF. COMPACT MODULE, IP67 ANALOG, 4AI 4 X INP. (M12), PT100 LIN. ST. FOR 4-WIRE SENSORS ACTIVE | 515.12
3RK1315-6LS41-1AA5 | SIRIUS MOTOR STARTER M200D AS-I COMMUNICATION: AS-INTERFACE REVERSING STARTER, BASIC MECHANICAL SWIT | 1083.89
4AT3632-5AT10-0FC0 | TRANSFORMER SITAS; PHASES:1; PN/PN(S6)(KVA):5,6 /22,5; UPRI(V):400+/-5%; USEC(V):230; ISEC(A):24,4; | 2805
3RS1120-1DD30 | TEMPERATURE MONITORING RELAY THERMOCOUPLE TYP J, EXCEEDING 2 THRESH. VAL., WIDTH 22ND5 MM 0 C - 600 | 305.12
8GK1102-4KK42 | ALPHA 400 DIN, WALL-MOUNTING DISTRIBUTOR, DELIVERY FORM FLAT PACK, AP-CUBICLE, RAL 9016, IP43, SK1, | 565.55
7PV1513-1AQ30 | TIME RELAY, ON-DELAY, 1CO, TIME RANGE 5 S...100 S, AC 24,110 V AND DC 24 V, WITH LED | 28.31
8MF2268-5R | STANDARD CUBICLE 8MF2 HXWXD=2200X600X800 SIDE-BY-SIDE MOUNTING NON-VENTIL., ASSEMBL., WELDED IP54 | 2550.02
8MF2864-5R | CUBICLESYSTEM 8MF2000 HXWXD = 1800 X 600 X 400MM FOR SIDE-BY-SIDE MOUNTING WITHOUT SIDE PANELS, IP 5 | 2202.29
8MF6824-4E | STANDARD CUBICLE 8MF6 HXWXD=1800X1200X400 INDIVIDUAL MOUNTING NON-VENT., ASSEM., WELDED IP40 | 3593.2
8MF9283 | MOUNTING PLATE H X W = 2200 X 1000 MM FOR 8MF SYSTEM CUBICLE | 436.58
8MF4614 | MOUNTING PLATE HXW=ALLX1200 | 139.67
5SJ4201-8HG42 | CIRCUIT BREAKER 10KA, 2POLE, D, 1A ACC. TO UL 489 - 480Y/277V | 149.65
6FX2003-0CJ00 | SIGNAL CONNECTOR, 90-DEGREE ANGLED, 12/17-WAY SOCKET, UNION NUT, CABLE CLAMPING 7.7-14.5 PACK OF 17 | 108.02
7MF9008-1GC | CONNECTION GLAND FOR PIPE O.D. 12 MM, MAT. NO. 1.4571, GREASE-FREE PRESSURE EQUIPMENT DIREKTIVE F. G | 69.64
3TH4355-0AN1 | CONTACTOR RELAY 55E EN 50 011 5NO+5NC, SCREW TERMINALS AC OPERATION AC 220V 60HZ/AC 183V 50HZ | 91.96
4RB5300-3EJ50 | POWER CAPACITOR PHASECAP MKK 480V 30.0KVAR | 510.11
5TG2548-2 | I-SYSTEM COVER PLATE TV/RF/SAT 3 HOLES TITANIUM WHITE | 6.08
5TD2115-0KK | DELTA PROGRAM DOUBLE PUSHBUTTON INSERT FOR FLUSH MOUNTING 10A 250V, 1NO 1NO/1NC WITHOUT CLAWS | 20.47
5TD2865 | I-SYSTEM, CARBON METALLIC LIGHT SIGNAL 250V W. GLOW LAMP COVER PLATE 55X55MM W. RED WINDOW | 33.79
5SY7314-8 | CIRCUIT BREAKER 400V 15KA, 3-POLE, D, 0.3A, D=70MM | 125.65
5SY7402-7 | CIRCUIT BREAKER 400V 15KA, 4-POLE, C, 2A, D=70MM | 97.24
5SY8414-7 | CIRCUIT BREAKER 400V 25KA, 4POLE, C, 0.3A, D=70MM | 166.65
6SL3224-0BE27-5AA0 | SINAMICS G120 POWER MODULE PM240 WITH BUILT IN CL. A FILTER WITH BULT IN BRAKING CHOPPER 3AC380-480V | 4490.22
6SL3563-4UA00-0GA0 | SINAMICS G110D UL CONNECTOR KIT | 459.67
6XV1820-6BN10 | SIMATIC NET, FLEXIBLE FIBER OPTIC CABLE (62.5/125), TRAILING CABLE, SPLITTABLE, PREASSEMBLED WITH 4 | 364
3RT1916-4KA2 | SOLDER-TYPE PIN ADAPTER FOR CONTACTORS EQUIPPED WITH 4-POLE AUXILIARY CONTACT BLOCK FOR 3RT101.1., | 6.45
3NY1107 | ACCESSORIES FOR FUSE SWITCH DISCONNECTORS 3NP50 MOULDED-PLASTIC MASKING FRAME 265 X 135MM | 16
3RT1964-7A | ARC CHUTES FOR SIZE S10 F. CONTACTOR 3RT1064,110KW/AC-3 | 129.46
3RA6970-3E | AS-I ADD-ON MODULE WITH 2 FREE EXTERNAL OUTPUTS | 588.3
6EP1935-5PG01 | SITOP UPS501S EXPANSION MODULE 5 KWS FOR UPS500S (2.5 KWS, 5 KWS) DEGREE OF PROTECTION IP20 | 414.89
5SY5206-7 | CIRCUIT BREAKER CURR. SENS DC 440V AC 400V 10KA, 2-POLE, C, 6A | 57.76
4RB2230-3EE50 | POWER CAPACITOR PHICAP MKP 400V 30.0KVAR | 269.84
5SY4225-8 | CIRCUIT BREAKER 400V 10KA, 2-POLE, D, 25A, D=70MM | 22.8
5SY4420-5 | CIRCUIT BREAKER 400V 10KA, 4-POLE, A, 20A, D=70MM | 168.79
5SY4450-8 | CIRCUIT BREAKER 400V 10KA, 4-POLE, D, 50A, D=70MM | 228.5
4AM3442-5AN00-0EA1 | TRANSFORMER SITAS; PHASES:1; PN/PN(S6)(KVA):0,1 /0,31; UPRI(V):400+/-5%; USEC(V):24; ISEC(A):4,17; F | 128.76
5SY7505-8 | CIRCUIT BREAKER 230V 15KA, 1+N-POLE, D,0.5A, D=70MM | 59.9
6SE6440-2UC31-1DA1 | MICROMASTER 440 WITHOUT FILTER 3AC 200-240 V +10/-10% 47-63 HZ CONSTANT TORQUE POWER 11 KW OVERLOAD | 5006.98
5SY8615-8 | CIRCUIT BREAKER 400V 25KA, 3+N-POLE, D, 1.6A, D=70M | 178.78
5SY7640-6 | CIRCUIT BREAKER 400V 15KA, 3+N-POLE, B, 40A, D=70MM | 111.81
3SE5112-0QV10 | SAFETY POS. SWITCH W. SEPARATE ACTUATOR, METAL HOUSING,40MM, 1X(M20X1.5) SLOW-ACTION CONTACTS 1NO/2N | 74.83
3SF1314-1SF11-1BA1 | SAFETY POSITION SWITCHES WITH SOLENOID INTERLOCKING LOCKING FORCE 2600N, 5 DIR. OF APPROACH METAL EN | 860.93
6SL3710-1GE35-0AA3 | SINAMICS G150 CONVERTER CABINET UNIT, AC/AC WITH CIM+CU320-2 3AC 380-480 V, 50/60 HZ NOM. POWER RATI | 35122.38
7MH7723-1BQ | ILE-61,LEAF SPRING KIT | 1407.41
7ML1998-5FC03 | MANUAL,SIEMENS HYDRORANGER 200,ENGLISH | 78.04
7ND4801-7CM | INTERNAL MEMORY 2 GB FOR SIREC D300/400 | 3234.9
7VV3003-5CG32 | SICROWBAR 1600V/2,5KA DC - SURGE SUPPRESSOR C98130-A7060-A15 | 8806.06
6ES7901-0BF00-0AA0 | SIMATIC S7, MPI CABLE FOR CONNECTING SIMATIC S7 AND PG VIA MPI 5M | 46.45
3RT1476-6AD36 | CONTACTOR, 690A/AC-1 AC(40...60HZ)/DC OPERATION UC 42-48V AUXILIARY CONTACTS 2NO+2NC 3-POLE, SIZE S1 | 1526.19
3NP5260-0CA00 | FUSE-SWITCH-DISCONNECTOR I=250A, U=690V, FUSE SIZE NH0 AND NH1 FOR CABLE-LUG CONNECTION | 491.06
3RA1941-1B | LINK MODULE (EL. A. MECH.) FOR 3RV1.41 A. 3RT1.4. PACKING = 5 ITEMS DC OPERATION | 18.01
3UF1900-1KB00 | BUS TERMINATING MODULE FOR SINEC L2-RS 485 AND PROFIBUS RS 485 FOR BUS TERMINATION AFTER THE LAST DE | 217.38
3UF7700-1AA00-0 | TEMPERATURE MODULE; 3 INPUTS TO CONNECT UP TO 3 TEMPERATURE SENSORS; MAX. 1 TEMPERATURE MODULE PER B | 294.09
3SE5132-3KA00 | BASIC SWITCH FOR POSITION SWITCH 3SE5132, PLASTIC ENCLOSURE 40MM TO EN50041 DEVICE CONNECTION 1X (M2 | 44.36
3RK1301-0CB13-0AA2 | F-DS1E-X FOR ET 200S FAILSAFE DIRECT STARTER SETTING RANGE 2.4...16A, MECHANICAL SWITCHING, ELECTRON | 1411.92
3RK3111-2AA10 | SIRIUS,CENTRAL MOD. 3RK3 BASIC FOR MODULAR SAFETY SYSTEM 3RK3 4/8 F-DI, 1F-RO, 1 F-DO, 24V DC PARAME | 1535.33
3RS1030-1DW20 | TEMPERATURE MONITORING RELAY FOR PT100, UNDERSHOOTING OF 2 THRESH. VAL., WIDTH 22ND5 MM 0 C-200 C, 1 | 336.78
3TH4262-0BF4 | CONTACTOR RELAY 62E EN 50 011 6NO+2NC, SCREW TERMINALS DC OPERATION DC SOLENOID SYSTEM DC 110V | 99.96
7MF9008-1GA | CONNECTION GLAND FOR PIPE O.D. 12 MM, MAT. NO. 1.0501 PRESSURE EQUIPMENT DIREKTIVE F. GAS 1/LIQUIDS | 13.92
8GK9602-2KK11 | ALPHA DIN/ZS ACCESSORY SECTION COVER W. CUTOUT 2 ROWS W. 12MW EACH TIER SPACING 125MM H=300MM,W=250M | 33.35
8MF2296-4RB | STANDARD CUBICLE 8MF2 HXWXD=2200X900X600 SIDE-BY-SIDE MOUNTING VENTIL., ASSEMBL., WELDED IP40 | 2665.93
8GK9510-7KK41 | ALPHA 400DIN DOOR AS SPARE PART LEFT DOOR H=1100 MM, W=775 MM FOR CABINET WIDTH 1250 MM AP, IP43,55, | 172.78
S79220-B1455-F888 | SIMATIC PCS 7, SOFTWARE, RUNTIME LICENSE AS (PO 100), FLOATING LICENSE F.1 USER R-SW, WITHOUT SW AND | 235.21
8MF6094-4E | STANDARD CUBICLE 8MF6 HXWXD=2000X900X400 INDIVIDUAL MOUNTING NON-VENT., ASSEM., WELDED IP40 | 3090.92
6FX2003-8LB35 | SET OF SOCKET CONTACTS (POWER CONNECTOR SIZE 3) 5X POWER CONTACTS 35 SQMM, 3X BRAKE CONTACTS 1-2.5 S | 173.83
8MF4414 | C-SECTION RAIL CABLE INTERCEPTING BAR C40 W=1200 | 100.22
8MF4427 | C-SECTION RAIL CABLE INTERCEPTING BAR C50 D=800 | 100.22
8WA1011-3JF17 | INSTA TERMINAL, 6MM, SZ 2.5 PE, L, N | 8.96
3TC4417-0BV0 | CONTACTOR, SIZE 2, 2-POLE DC-3 AND 5,RATD.OPERAT.CURR.32A AUXILIARY CONTACTS 22 (2NO+2NC) AC OPERATI | 149.3
3RK1315-6KS41-0AA0 | SIRIUS MOTOR STARTER M200D AS-I COMMUNICATION: AS-INTERFACE DIRECT ON-LINE STARTER, BASIC MECHANICAL | 736.94
5TT4205-1 | RELAY, N-TYPE WITH 1 NO AND 1NC CONTACT FOR AC 230V 16A CONTROL AC 115V | 38.28
5SJ4325-7HG42 | CIRCUIT BREAKER 10KA, 3POLE, C, 25A ACC. TO UL 489 - 480Y/277V | 153.45
7MC1907-1BK | CONNECTION HEAD, FORM B FOR LOW/HIGH-PRES. FLANGE AND FLUE-GAS RESISTANCE THERMOMETER 1 CABLE ENTRY; | 24.05
7MC1907-1BS | QUICK-RELEASE LOCK CLIP | 8.87
4AU3932-8CC40-0HA0 | TRANSFORMER SITAS; PHASES:3; PN/PN(S6)(KVA):16 /55; UPRI(V):Y500-440-380+/-20/D289- 254-220+/-11; US | 6998.38
4AV2106-2EB00-0A | POWER SUPPLY; PHASES:1; PN(KW):0,024; UPRI(V):400(415); USEC(V DC):24; ISEC(A DC):1/1,2 (60/40 CEL); | 219.59
4AV2400-2EB00-0B | POWER SUPPLY; PHASES:1; PN(KW):0,24; UPRI(V):400-230+/-15; USEC(V DC):24; ISEC(A DC):10/12 (60/40 CE | 697.34
7MH4130-5CE11 | SIWAREX R ELASTOMERIC BEARING FOR LOAD CELLS SERIES RN - RATED LOAD 10T OR 13T - CARRIER MADE OF STA | 481.83
7MH4132-4KK11 | SIWAREX R TOP UNIT FOR FOR LOAD CELLS SERIES RN - RATED LOAD 2T, 3.5 T AND 5T - MADE STAINLESS STEEL | 369.92
8PQ6000-2BA48 | SIVACON S4 KIT SENTRON 3NJ4 SWITCH 3NJ4 UP TO 630A HEIGHT 800MM | 131.92
3RT1054-3AB36 | CONTACTOR, 55 KW / 400 V / AC-3 AC(40...60HZ)/DC OPERATION UC 23-26V AUXILIARY CONTACTS 2NO+2NC 3-PO | 365.41
3RT1054-3AR36 | CONTACTOR, 55KW/400V/AC-3 AC(40...60HZ)/DC OPERATION UC 440-480V AUXILIARY CONTACTS 2NO+2NC 3-POLE, | 365.41
3LD2244-0TK51 | MAIN CONTROL SWITCH 3-POLE IU=32, P/AC-23A AT 400V=11,5KW BASE MOUNTING MOUNTING RAIL/TWO-HOLE MOUNT | 55.2
3RT1065-2AB36 | CONTACTOR, 132KW/400V/AC-3 AC(40...60HZ)/DC OPERATION UC 23-26V AUXILIARY CONTACTS 2NO+2NC 3-POLE, S | 897.12
8MF6026-4E | STANDARD CUBICLE 8MF6 HXWXD=2000X1200X600 INDIVIDUAL MOUNTING NON-VENT., ASSEM., WELDED IP40 | 3998.88
8WH2023-0AF00 | TWO-TIER TERMINAL WITH SPRING CONNECTION, 3 CONNECT. POINTS, SECTION: 0.08 - 2.5 MM2, WIDTH: 5.2 MM, | 5.19
6FX2003-7LS30 | PIN CONTACTS 1-2.5 MM2 (POWER CONNECTOR SIZE 1.5) BRAKE PACK = 10 PIECES | 34.96
7MF9408-2CE | OVAL FLANGE WITH INTERNAL THREAD 1/2-14 NPT MAT. C22.8, MAT. NO. 1.0460 PRESSURE EQUIPMENT DIREKTIVE | 53.17
8WH8120-5AB25 | LABELS, LONGIT. 21 - 30 SIZE ZB10 | 0.11
3NA6817-6 | LV HRC FUSE LINK GL/GG WITH INSULATED GRIP LUGS WITH COMBINATION INDICATOR SIZE 00, 40A, AC 690V/DC | 28.09
3NA7114 | LV HRC FUSE LINK GL/GG WITH NON-INSULATED GRIP LUGS WITH COMBINATION INDICATOR SIZE 1, 35A, AC 500V/ | 10.06
5SM2347-0 | FI- BLOCK F. LS-SWITCH 5SX6+7 TYPE A (PSE/SSF), DEPTH=70MM 80/100A 4 POLE IFN 30A 400V | 148.42
3TH4244-0AP0 | CONTACTOR RELAY 44E EN 50 011 4NO+4NC, SCREW TERMINALS AC OPERATION AC 230/220V 50HZ, 276/264V 60HZ | 57.21
4EM4700-8CB00 | COMMUTATING CHOKE FOR CONVERTER; PHASES:1; UN1(V):230; ITHMAX 1(A) / F1(HZ):20 /50; I LN (A):18; UK( | 167.89
8GS4004-3 | ALPHA-ZS, CONTROL LINE TERMINAL 7POLE MIN. 2 OUTG. FEEDERS PER POLE | 24.02
6FX5008-1BA50-3AA0 | POWER CABLE, SOLD BY THE METER 4 X 50 + 2 X 1.5 C UL/CSA, DESINA MOTION-CONNECT 500 DELIVERY FORM: O | 17899.31
6FX2001-2SC00 | SIMODRIVE (ACCESSORIES) INCR. ROTARY ENCODER W. RS 422 (TTL) 2000 PULSES, CLAMP FLANGE 10 MM SHAFT, | 366.56
8WH8141-2AB15 | LABELS, FLAT, TRANSV. 11 - 20 SIZE ZBF5 | 0.08
3NE3535-5 | SITOR FUSE LINK 450A, AC 1000V, FOR 6QG10 | 163.56
3NE4327-0B | SITOR FUSE-LINK 250A, AC 800V, SIZE 2 | 167.12
3NJ4123-3BT01 | IN-LINE FUSE SWITCH DISCONNECTOR 3-POLE SWITCHABLE, SIZE 1, I=250A , U=690V, V-SHAPE TERMINALS NEW D | 302.55
3NJ4915-1FA20 | ACCESSORIES F. STRIPS 3NJ41 IN-LINE FUSE SW.DISC. S.NH00 INTEGRAT. CURR. TRANSFORMER 150/1 A, CL.1 | 89.1
A5E01623513 | LR260/LR460,HORN 3",WITH PURGE, NO EMITTER | 409.45
3RW4443-6BC34 | SIRIUS SOFT STARTER, VALUES WITH 460 V, 50 DEG., STANDARD: 180A, 125HP, INSIDE-DELTA CIRCUIT 3: 312A | 10989.5
3SB2908-0AB | HOLDER FOR SWITCHING ELEMENTS AND LAMPHOLDERS, SOLDER PIN CONNECTION | 3.01
3RW4456-2BC45 | SIRIUS SOFT STARTER, VALUES AT 500V, 40DEG., STANDARD: 780A, 560KW, INSIDE-DELTA CIRCUIT 3: 1351A, 9 | 40294.81
6FX8008-1BD21-1FA0 | SIGNAL CABLE,SOLD BY THE METER 4 X 2 X 0.34 + 4 X 0.5 C TRAILING CABLE, UL/CSA DESINA MOTION CONNECT | 443.69
6FX2001-3EC50 | SIMODRIVE (ACCESSORIES) INCR.ROTARY ENCODER W.1-V-SINUS 2500 PULSES, SYNCHRON. FLANGE, 6 MM SHAFT, V | 366.56
8MF4077 | BOTTOM PLATE FOR CUBICLE WXD = 1200 X 600MM | 312.97
8MF4211 | TRIM STRIP W.O. SIEMENS LETTER. PETROL FOR CUBICLE WIDTH 800MM | 96.2
8MF9282 | MOUNTING PLATE H X W = 2200 X 900 MM FOR 8MF SYSTEM CUBICLE | 415.33
BVP:261953 | BD2C-400-LH-X*/Y*-G* KNEE BACKSIDE X/Y 0,36M-1,25M 1 60A-400A WINKEL 85 GRAD-175 GRA D | 2530.96
3NP1123-1CA20 | FUSE-SWITCH-DISCONNECTOR 3-POLE, NH000, 160A MOUNTING PLATE CONSTRUCTION COVER LEVEL 45 MM BOX TERMI | 56.43
3VL9800-1SR01 | ACCESSORIES FOR VL800UL, VL1200UL, VL1600UL, SHUNT RELEASE 110...127V AC FOR RIGHT MOUNTING | 252.5
3NC2291-5 | SITOR FUSE DISCONNECTOR WITH ALARM SWITCH | 67.08
3NA3030 | LV HRC FUSE LINK GL/GG WITH NON-INSULATED GRIP LUGS WITH FRONT INDICATOR SIZE 0, 100A, AC 500V/DC 44 | 13
3RT1066-6NB36 | CONTACTOR, 160KW/400V/AC-3 AC(40...60HZ)/DC OPERATION UC 21-27.3V AUXILIARY CONTACTS 2NO+2NC 3-POLE, | 1170.63
3NA3672 | LV HRC FUSE LINK GL/GG WITH NON-INSULATED GRIP LUGS WITH FRONT INDICATOR SIZE 4A, 630A, AC 500V/DC 4 | 256.42
6GT2698-5AF00 | MOBY D ANTENNA ANT D10 FOR CONNECTION TO SLG D10/SLG D10S (BASIC UNITS), WRITE/READ DISTANCE UP TO 5 | 3673.29
6GK1905-0AE00 | PROFIBUS PA SPLITCONNECT TERMINATOR, FOR TERMINATING OF PROFIBUS PA SEGMENTS, NOT SUITABLE FOR APPLI | 420.91
8MF4857 | PERFORATED COMPARTM. BOTTOM TELESCOPE RAIL EXTENSION HXD=800X800 | 467.5
8MF9212 | MOUNTING PLATE H X W = 200 X 900 MM FOR 8MF SYSTEM CUBICLE | 119.4
8MF5884-4E | STANDARD CUBICLE 8MF5 HXWXD=1800X800X400 INDIVIDUAL MOUNTING NON-VENT., NOT ASSEM., SCREWED IP40 | 2839.79
6SL3710-7LG31-2AA3 | SINAMICS S150 CONVERTER CABINET UNIT, AC/AC WITH CIM+CU320-2 3AC 500-690V, 50/60HZ UNIT RATING: 110K | 45757.86
3NE1227-3 | SITOR FUSE-LINK FOR SEMICONDUCTOR PROTECTION 250A GR 690V SIZE 1 CONNECTION CONTACT INDICATOR 110MM | 143.43
8WH6000-0AF00 | THROUGH-TYPE TERMINALS TERMINAL SIZE 2,5 MM2 WIDTH 5,2 MM COLOUR GREY CLAMPING POINTS 2 | 2.11
3TX7686-1A | LOCKING DEVICE FOR MECHANICAL INTERLOCK OF 2 CONTACTORS OF IDENTICAL SIZE FOR 3TD68 | 1061.54
3TY2440-0A | FOR CONTACTOR 3TC44, SIZE 2, F. 3TC44 CONTACTORS, SIZE 2 MAIN CONTACTS | 23.39
3RB2153-4FX2 | OVERLOAD RELAY 50...200 A FOR MOTOR PROTECTION SIZE S6, CLASS 5...30 MOUNT. ONTO CONT./ STAND-ALONE | 307.65
3RB2163-4MF2 | OVERLOAD RELAY 160...630 A FOR MOTOR PROTECTION SIZE S10/S12, CLASS 5...30 MOUNT. ONTO CONT./ STAND- | 539.34
3RA6120-0EB30 | SIRIUS, COMPACT STARTER, DIRECT STARTER 400 V, 24 V AC/DC, 50 ... 60 HZ, 8 ... 32 A, IP20, CONNECTIO | 931.24
3RW4458-6BC46 | SIRIUS SOFT STARTER, VALUES AT 690V, 40DEGREES, STANDARD: 970A, 1000KW, INSIDE-DELTA CIRCUIT 3: ONLY | 52200.11
6ES7922-3BD20-5AC0 | FRONT CONNECTOR FOR SIMATIC S7-300 40-POLE (6ES7392-1AM00-0AA0), WITH 40 SINGLE CORES 0.5 MM2, H05V- | 851.81
6ES7422-1FH00-0AA0 | SIMATIC S7-400, SM 422 DIGITAL OUTPUT MODULE, OPTIC. ISOLATED, 16 DO, 120/230V AC, 2A | 989.45
6ES7321-1CH20-0AA0 | SIMATIC S7-300, DIGITAL INPUT SM 321, OPTICALLY ISOLATED, 16 DI, DC 48-125V, 1 X 20 PIN | 872.51
6SL3224-0BE22-2UA0 | SINAMICS G120 POWER MODULE PM240 WITHOUT FILTER WITH BULT IN BRAKING CHOPPER 3AC380-480V +10/-10% 47 | 1571.63
6SL3224-0BE33-0AA0 | SINAMICS G120 POWER MODULE PM240 WITH BUILT IN CL. A FILTER WITH BULT IN BRAKING CHOPPER 3AC380-480V | 12588.8
6SL3325-1TG31-0AA3 | SINAMICS S120 SINGLE MOTOR MODULE INPUT: DC 675 V - 1035V OUTPUT: 3AC 500 V - 690V, 100A FRAME SIZE: | 14759.74
6SL3255-0BT01-0PA0 | SINAMICS G120 CHEMICAL INDUST. MODULE CM240NE FOR OPERATION WITH CU240S DP-F ATEX CERTIFIED COLD LEA | 2677.18
6SL3262-1AB00-0DA0 | SINAMICS SCREENING KIT FOR POWER MODULE FSB | 102.77
6SL3262-1AC00-0DA0 | SINAMICS SCREENING KIT FOR POWER MODULE FSC | 71.39
8GK1112-7KK52 | ALPHA 400 DIN, WALL-MOUNTING DISTRIBUTOR, DELIVERY FORM FLAT PACK, AP-CUBICLE, RAL 9016, IP43, SK2, | 1175.31
6ES7193-4LB20-0AA0 | 200 COLOR CODING PLATES FOR TERMINAL MODULES OF THE ET 200S AND ET 200S COMPACT IN THE COLOR YELLOW | 37.37
3SE5112-0CH62-1AJ0 | SIRIUS POSITION SWITCH, METAL ENCLOSURE 40MM, ACCORDING TO EN50041 DEVICE CONNECTION 1X (M20X1.5) 1N | 75.46
3VL9800-8CB40 | ACCESSORY FOR VL1250, VL1600 TERMINAL COVER STANDARD 1 PIECE = 2 COVERS 4 POLE | 224.37
3SB2901-2BE | INSCRIPTION LABEL FOR GLUING ONTO LABEL HOLDER, LABEL SIZE 9.5 X 18.5MM, SILVER-COLORED, BLACK LETTE | 0.72
6SL3263-1GA20-0GA0 | SINAMICS G110D ADAPTOR PLATES FOR SIRIUS M200D | 237.41
7MH5106-2AD00 | SIWAREX WL 230 LOAD CELL BB-S SA 10KG C3 - RATED LOAD 10KG - ACCURACY CLASS C3 - 3M CABLE LENGTH, 4 | 430.48
6XV1850-2GE50 | SIMATIC NET, IND. ETHERNET TP CORD RJ45/RJ45, TP CORD PREASSEMBLED WITH 2 RJ45 CONNECTORS, LENGTH | 19.37
6XV1820-7AH10 | SIMATIC NET, INDOOR FIBER OPTIC (62.5/125), FREE OF HALOGEN, RESIS. TO TREADING, FLAME-RETARDANT GLA | 5.06
FDK:085B5510 | SONO 3200 TRANSDUCER BODY, O-RING GASKET IN FKM 602, LIQUID TEMPERATURE: -20 TO +200DEG.C, PN 40 | 1742.61
3SE5122-0CB01 | SIRIUS POSITION SWITCH METAL ENCLOSURE 56MM WIDE DEVICE CONNECTION 3X (M20X1.5) 1NO/ 1NC SNAP-ACTION | 36.82
3SE5122-0CD02 | SIRIUS POSITION SWITCH METAL ENCLOSURE 56MM WIDE DEVICE CONNECTION 3X (M20X1.5) 1NO/1NC SNAP-ACTION | 54.34
3SE5122-0LC02 | SIRIUS POSITION SWITCH METAL ENCLOSURE 56MM WIDE DEVICE CONNECTION 3X (M20X1.5) 1NO/ 2NC SNAP-ACTION | 50.68
3VL9750-4TM31 | BREAKER VL 2-LUG KIT CU-AL 2W 7 | 1707.3
3SE5242-1QV40 | SAFETY POS. SWITCH W. SEPARATE ACTUATOR, PLASTIC ENCLOSURE, 50MM; 2X(M20X1.5) SLOW-ACTION CONTACTS 1 | 65.7
3SE5000-0AD05 | ACTUATOR HEAD, PLASTIC, FOR POSITION SWITCH 3SE5132 ROLLER PLUNGER, FORM C, WITH PLASTIC ROLLER 13 M | 11.18
2XV9450-1MB00 | S7 - OPEN MODBUS/TCP FOR NCM_CP, SINGLE LICENSE, ON CD | 5066.93
3LD2022-0TK13 | MAIN/EMERG. STOP SWITCH 3-POLE IU=16, P/AC-23A AT 400V=7.5KW FRONT MOUNTING FOUR-HOLE MOUNTING KNOB- | 23.53
7ML5740-1BB01-0A | THE SITRANS RD200 IS A UNIVERSAL INPUT, PANEL MOUNT REMOTE DIGITAL DISPLAY FOR PROCESS INSTRUMENTATI | 604.25
3SE5232-0CC05-1AJ0 | SIRIUS POSITION SWITCH, PLASTIC 31MM, ACC. TO EN 50047 INCREASED CORROSION PROTECTION, DEVICE CONNEC | 31.67
4AM4342-8DN00-0EA0 | TRANSFORMER SITAS; PHASES:1; PN/PN(S6)(KVA):0,315 /1,12; UPRI(V):550-525-500-480-460- 440-415-400-38 | 315.9
5TG8058-1 | LED LAMP RED 230V | 3.97
3TX7686-1B | LOCKING DEVICE FOR MECHANICAL INTERLOCK OF 2 CONTACT.OF DIFFERENT SIZE FOR 3TD68 AND 3TD56 | 3684.26
6DL2804-1DD30 | EX-DEVICE MADE OF STAINLESS STEEL, IP65. WITH INSTALLATION OF ET200ISP- COMPONENTS (THEY HAVE TO ORD | 5640.38
3RT1054-1AR36 | CONTACTOR, 55KW/400V/AC-3, AC(40...60HZ)/DC OPERATION UC 440...480V AUX. CONTACTS 2NO+2NC, 3-POLE, S | 365.41
3RT1056-6AU36 | CONTACTOR, 90KW/400V/AC-3, AC(40...60HZ)/DC OPERATION UC 240...277V AUXIL. CONTACTS 2NO+2NC 3-POLE, | 563.43
5TE8218 | SWITCH, D=70MM 32A 3NC+N, TERMINAL 6QMM W. AUXILIARY.CURRENT SWITCH 1NC/1NO | 51.26
3TY6561-1A | AUXILIARY CONTACT BLOCK F.3TB52 TO 3TB56,3TC52, 3TC56 LEFT | 21.88
8GK1032-5KK31 | ALPHA 160 DIN, WALL-MOUNTED DB, SM UNEQ. DISTR. BOARD RAL 9016 IP43 SK2, H=1100 W=800 D=140 | 626.83
8MF2298-5R | STANDARD CUBICLE 8MF2 HXWXD=2200X900X800 SIDE-BY-SIDE MOUNTING NON-VENTIL., ASSEMBL., WELDED IP54 | 2897.73
8MF2864-5E | CUBICLESYSTEM 8MF2000 HXWXD = 1800 X 600 X 400MM FOR INDIVIDUAL MOUNTING WITH SIDE PANELS, IP 54 | 2607.97
6XV1870-8AH20 | SIMATIC NET,IE CONNECTING CABLE M12-180/M12-180, PREASSEMBLED IE FC TRAILING CABLE GP, WITH 2 M12 CO | 45.57
3VL9400-1US01 | ACCESSORY FOR VL150UL, VL250UL VL250UL,VL400UL,VL400XUL (CG-FRAME - LG-FRAME) UNDERVOLT. RELEASE 220 | 239.41
5TT5800-2 | INSTA CONTACTOR WITH 2 MAKE CONTACTS CONTACT FOR 230, 400 V AC, 20 A TRIGGERING 24 V AC | 34.54
5SJ4210-7HG41 | CIRCUIT BREAKER 240V 14KA, 2-POLE, C, 10A, D=70MM ACC. TO UL 489 | 109.4
5SY4301-5 | CIRCUIT BREAKER 400V 10KA, 3-POLE, A, 1A, D=70MM | 146.88
6ES7221-3BD30-0XB0 | SIMATIC S7-1200, DIGITAL INPUT SB 1221, 4DI, 24VDC 200KHZ | 97.05
3UF7982-0AA10-0 | PCS 7 BLOCK LIBRARY, SIMOCODE PRO V7.0; AS BLOCKS AND FACEPLATES FOR INTEGRATION OF SIMOCODE PRO IN | 1708.77
3UF7937-0BA00-0 | CONNECTION CABLE; LENGTH 1,0M; ROUND; CONNECTION OF BASIC UNIT TO CURRENT MEASURING MODULE, CURRENT/ | 44.16
4AM3242-5AN00-0EA1 | TRANSFORMER SITAS; PHASES:1; PN/PN(S6)(KVA):0,063 /0,19; UPRI(V):400+/-5%; USEC(V):24; ISEC(A):2,625 | 119.69
3WL9111-1AT12-0AA0 | 3WL9-NAFTA-ACCESSORY WLCM15RET RETROFIT KIT COM15 PROFIBUS WITH BSS | 2303.38
3LD9200-5C | AUXIL. SWITCH 1NO+1NC (ACCESSORY FOR SWITCH 3LD2) -NEW DESIGN - FOR FLOOR MOUNTING FOR INSTALLATION | 12.37
3NA3122 | LV HRC FUSE LINK GL/GG WITH NON-INSULATED GRIP LUGS WITH FRONT INDICATOR SIZE 1, 63A, AC 500V/DC 440 | 9.5
3RT1066-6AU36 | CONTACTOR, 160KW/400V/AC-3 AC(40...60HZ)/DC OPERATION UC 240-277V AUXILIARY CONTACTS 2NO+2NC 3-POLE, | 1077.64
3NA3254 | LV HRC FUSE LINK GL/GG WITH NON-INSULATED GRIP LUGS WITH FRONT INDICATOR SIZE 2, 355A, AC 500V/DC 44 | 13.58
8WH8120-5AA15 | LABELS L1,L2,L3,PE,N SIZE ZB10 | 0.11
3VL9300-4WA30 | ACCESSORY FOR VL250, DRAW OUT ASSEMBLY REAR CONNECTORS 3 POLES | 563.22
6ES7652-5CX17-0CH5 | SIMATIC PCS 7, SOFTWARE, UPGRADE PACKAGE CLIENT, SFC VISUALIZATION ASIA FROM V7.0 TO V7.1 FLOATING L | 2320.6
3VL9460-4TB31 | ACCESSORY FOR VL400UL,VL400XUL (JG-FRAME - LG-FRAME) SCREW TERMINAL INCH THREAD CONSISTS OF 3 CONNEC | 106.62
5ST3623 | PIN BUSBAR, 10 SQMM CONNECTION: 2X3X(1-PHASE+N) SAFE-TO-TOUCH | 8.25
5SJ4120-7HG40 | CIRCUIT BREAKER 240V 14KA, 1-POLE, C, 20A, D=70MM ACC. TO UL 489, SAME POLARITY | 32.75
3RW4427-1BC46 | SIRIUS SOFT STARTER, VALUES WITH 690 V, 40 DEG., STANDARD: 93A, 90KW, INSIDE-DELTA CIRCUIT 3: ONLY U | 7862.72
5ST3800 | TERMINAL COVER 1POLE FOR LS-SWITCH DEPTH=70MM | 1.33
7MF9411-6BC | ACCESSORY KIT, CONSISTING OF: 4 SCREWS M 10X45, STAINL.STEEL 4 WASHERS, STAINLESS STEEL 2 SEALING RI | 12.93
6GK7343-2AH01-0XA0 | SIMATIC NET, CP 343-2 COMMUNICATION PROCESSOR FOR CONNECTING SIMATIC S7-300 AND ET200M TO AS-INTERFA | 1433.44
BVP:090168 | BD01-AK02M0/2SD163FIA161 TAP-OFF UNIT | 412.45
3NC2250-5 | SITOR CYLIND. FUSE-LINK AR WITH HAMMER 22X58 50 A, 690 V | 35.93
3RT1065-6AB36 | CONTACTOR, 132KW/400V/AC-3 AC(40...60HZ)/DC OPERATION UC 23-26V AUXILIARY CONTACTS 2NO+2NC 3-POLE, S | 897.12
3NE1022-2 | SITOR FUSE-LINK UTILIZ. CATEGORY GR, DIN 43620 125A , AC 690 V ,(SIZE 00) | 60.45
6SL3040-0JA00-0AA0 | SINAMICS S110 CONTROL UNIT CU305 DP WITH PROFIBUS INTERFACE WITHOUT MEMORY CARD | 838.55
3SB2202-0AH01 | PUSHBUTTON, 16MM, ROUND, PLASTIC, TRANSPARENT, BUTTON, FLAT, 1NO | 16.08
6FX2001-2QB02 | SIMODRIVE (ACCESSORIES) INCR. ROTARY ENCODER W. RS 422 (TTL) 1024 PULSES, CLAMP FLANGE 10 MM SHAFT, | 366.56
6GT2600-1AA01-0AX0 | MOBY D / RF300 ISO MOBILE DATA STORAGE MDS D261 (SPECIAL VERSION) PET-LABEL, 256 BYTE (APPLICATION S | 3.79
6RA8086-6KV62-0AA0 | SINAMICS DCM DC CONVERTER FOR FOUR-QUADRANT DRIVES CONNECTION (B6) A (B6) C INPUT: 3-PHASE AC 690V, | 21119.98
8MF6264-5R | STANDARD CUBICLE 8MF6 HXWXD=2200X600X400 SIDE-BY-SIDE MOUNTING NON-VENT., ASSEM., WELDED IP54 | 2685.25
8MF6284-4R | STANDARD CUBICLE 8MF6 HXWXD=2200X800X400 SIDE-BY-SIDE MOUNTING NON-VENT., ASSEM., WELDED IP40 | 2627.29
8MF4823 | 19 INCH LOCK COVER | 328.41
8MF4430 | CABLE ROUTING CLAMP 120 X 60MM | 178.11
BVP:261959 | BD2C-400-LR-X*-G* ELBOW RIGHT X 0,36M-1,25M / Y 0 ,36M 160A-400A WINKEL 85 GRAD-1 75 GRAD | 1581.24
CQO:992MTNHMSH-1 | TRANSDUCER MOUNTING TRACK, SIZE MOUNTING TRACK FOR SIZE 1, HIGH TEMPERATURE TRANSDUCER, PAIR LEGACY | 2277.92
3VL9800-1SV00 | ACCESSORY FOR VL630, VL800, VL1250, VL1600, SHUNT RELEASE 380 - 600 V AC RIGHT POLE ONLY | 240.72
3VL9800-2AC00 | ACCESSORY FOR VL630, VL800, VL1250, VL1600, AUXILIARY SWITCH KIT 4HS(2NO+2NC) N, LEFT(1), RIGHT | 147.17
3NE5433-0C | SITOR FUSE-LINK FOR SEMICONDUCTOR PROTECTION 450A AR 1500V SIZE 3 CONNECTION CONTACT INDICATOR 210MM | 404.15
8MF4031 | BASE FOR CUBICLE WXD = 600 X 600MM HEIGHT 200MM | 421.13
8MF4504 | MOUNTING PLATE FOR CUBICLE HXW = 1800 X 1200MM | 444.32
8MF5264-4R | STANDARD CUBICLE 8MF5 HXWXD=2200X600X400 SIDE-BY-SIDE MOUNTING NON-VENT., NOT ASSEM., SCREWED IP40 | 2376.17
8WA1828 | CONNECTING BAR FOR 2 TERMINALS SIZE 35 | 7.07
8WH2004-6AF00 | ISOL. TERM. FOR ISOL. CONNECTOR WITH SPRING CONNECTION, 4 CONNECT. POINTS SECTION: 0.08 - 2.5 MM2, W | 3.52
A5E01261836 | LR260/LR460 O-RINGS FOR EASY AIMER | 116.98
BVP:261807 | BD2A-1000-TH JUNCTION UNIT T UNIT BACKSIDE 5 00-1000A | 1261.81
BVP:261853 | BD2A-400-LR-Y* ELBOW RIGHT X 0,36M / Y 0,36M-1 ,25M 160A-400A | 1133.31
6SE6420-2AB17-5AA1 | MICROMASTER 420 WITH BUILT IN CLASS A FILTER 1AC 200-240V +10/-10% 47-63HZ CONSTANT TORQUE POWER 0 | 948.9
5SY8410-7 | CIRCUIT BREAKER 400V 25KA, 4POLE, C, 10A, D=70MM | 92.17
3NJ6943-4BC00 | ACCESSORY FOR DISCONNECTOR FUSES IN-LINE TYPE, CAN BE PLUGGED IN,NH2 FRONTPLATE FOR 3NJ6283-3, 3NJ62 | 105.94
8MF5894-4ES | EMC CUBICLE IP40 HXWXD=1800X900X400 | 3747.76
4AM6542-5FT10-0FA0 | TRANSFORMER SITAS; PHASES:1; PN/PN(S6)(KVA):2,5 /13,3; UPRI(V):500+/-5%; USEC(V):230; ISEC(A):10,9; | 1228.26
6XV1873-3AN15 | SIMATIC NET FO STANDARD CABLE 50/125, PREASSEMBLED WITH 2X2 BFOC CONNECTORS, LENGTH 15 M | 167.43
6XV1860-2P | SIMATIC NET, PROFIBUS ECOFAST HYBRID CABLE GP, TRAILING CABLE WITH 4 X CU (1.5 SQMM) AND 2XCU (0.64 | 10.55
6XV1873-6AN15 | SIMATIC NET FO STANDARD CABLE GP (50/125), PREASSEMBLED WITH 2X2SC CONNECTORS, LENGTH 15 M | 182
7MH7725-1BC | LOAD CELL,WITH HARDWARE, MTS,100 LB, STAINLESS STEEL, SPARE | 2170.96
7MH7725-1BQ | LOAD CELL,MCS 250LB (113.6KG), 17-4 PH (1.4568) STAINLESS STEEL CONSTRUCTION WITH 304 (1.4301) STAIN | 2053.67
7MH7725-1EE | LOAD CELL, 1250 LB, CSA/FM/ATEX/IEC EX S | 2411.53
7ND4801-7AG | EXPANSION COMMS BOARD FOR SIREC D200 | 752.17
FDK:083N8492 | MAG 3100 E FLANGE 50MM, PN 40 HAST C | 1188.64
CQO:1012-84-2 | SPACER BAR FOR WELD SEAL ENCLOSURE. LEGACY PN: 1012-84-2 | 515.16
BVP:261863 | BD2A-400-LV-X*-G* KNEE FRONTSIDE X 0,36M-1,25M / Y 0,36M 160A-400A WINKEL 85 GRA D-175 GRAD | 1275.28
LZS:RT4B4L24 | PLUG-IN RELAY COMPACT UNIT DC 24V, 2 CO CONTACT LED MODULE RED SOCKET W. LOGIC ISOLATION SCREW TERMI | 18.93
3RH2911-1LA20-ZW97 | AUX. SWITCH BLOCK , 2NO COND. PATHS: 1NO, 1NO, CONNECTION FROM ABOVE F. CONT. RELAYS A. MOTOR CONT. | 8.54
3RK1205-0BQ00-0AA3 | SAFE MODULE K45F, WITH TWO SECURE INPUTS 2FE | 242.5
3RK1400-0GQ20-0AA3 | AS-INTERFACE COMPACT MODUL, K45 DIGITAL, 2X 1E/1A, IP67, 2 X 1 INPUT/OUTPUT 2 X M12-SOCKET TOTAL POW | 200.88
8GK4722-3KK10 | ALPHA 400/ 630 DIN MCCB-ASSEMBLY KIT 1 X 3VL 160X/160/250, 3+4 POLE, VERTICAL MOUNTING, WITH DIRECT | 159.72
8MF2086-3RB | STANDARD CUBICLE 8MF2 HXWXD=2000X800X600 SIDE-BY-SIDE MOUNTING VENTIL., ASSEMBL., WELDED IP30 | 2472.74
8MF6884-5R | STANDARD CUBICLE 8MF6 HXWXD=1800X800X400 SIDE-BY-SIDE MOUNTING NON-VENT., ASSEM., WELDED IP54 | 2743.2
8MF4230 | TRIM STRIP W. SIEMENS LETTERING UMBER FOR CUBICLE WIDTH 600MM | 81.33
8MF4820 | LIMITER FOR 8MF SYSTEM CUBICLE FOR 8MF SYSTEM CUBICLE | 312.97
3RK1301-0JB00-0AA2 | DS1-X FOR ET 200S ELECTROMECHANICS LINE STARTER EXPANDABLE ADJUSTABLE RANGE 0.70...1.00A AC-3, 0.25 | 484.99
5SJ4204-8HG41 | CIRCUIT BREAKER 240V 14KA, 2-POLE, D, 4A, D=70MM ACC. TO UL 489 | 148.89
5SJ4232-8HG42 | CIRCUIT BREAKER 10KA, 2POLE, D, 32A ACC. TO UL 489 - 480Y/277V | 149.65
3TH4346-0BB4 | CONTACTOR RELAY 73E EN 50 011 7NO+3NC, 1 OVERLAPPING CONTACT SCREW TERMINALS DC OPERATION DC SOLENOI | 141.29
8GS4016-3 | ALPHA-ZS QUICK-MOUNTING SET FOR TELECOMMUNICATION, H=1200, W=250 WITH PERF. SHEET AND INSERT. NU | 218
8MF2004-4E | SICUBE 8MF2000 CUBICLE SYSTEM WELDED H X W X D = 2000 X 1000 X 400MM FOR INDIVIDUAL MOUNTING WITH 2 | 3148.89
8MF2828-4RB | STANDARD CUBICLE 8MF2 HXWXD=1800X1200X800 SIDE-BY-SIDE MOUNTING VENTIL., ASSEMBL., WELDED IP40 | 3361.38
8WH9130-0CA00 | TERMINAL ELEMENT, FOR DIRECT SHIELD CONNECTION ON CONDUCTIVE MOUNTING PLATES, DIAMETER 3 - 20 MM | 10.44
6ES7658-2BX17-0CE0 | SIMATIC PCS 7, SOFTWARE, UPGRADE PACKAGE OS SERVER ASIA FROM V6.X TO V7.1, R-SW, WITHOUT SW AND DOKU | 8003.9
3NA7120 | LV HRC FUSE LINK GL/GG WITH NON-INSULATED GRIP LUGS WITH COMBINATION INDICATOR SIZE 1, 50A, AC 500V/ | 10.06
3NA7814-6 | LV HRC FUSE LINK GL/GG WITH NON-INSULATED GRIP LUGS WITH COMBINATION INDICATOR SIZE 000, 35A, AC 690 | 23.01
8MF5884-4R | STANDARD CUBICLE 8MF5 HXWXD=1800X800X400 SIDE-BY-SIDE MOUNTING NON-VENT., NOT ASSEM., SCREWED IP40 | 2492.08
8WH2020-0AG01 | TWO-TIER TERMINAL WITH SPRING CONNECTION, SECTION: 0.5 - 4 MM2, WIDTH: 6.2 MM, COLOR: BLUE | 3.35
6SL3000-2DE41-4DA0 | SINAMICS DU/DT INDUCTOR SPARE PART FOR MOTOR MODULE 800KW, 3AC 380-480V MAX. CABEL LENGTH 100/150 ME | 4964.51
5SY7432-7 | CIRCUIT BREAKER 400V 15KA, 4-POLE, C, 32A, D=70MM | 131.36
6SE6440-2UC15-5AA1 | MICROMASTER 440 WITHOUT FILTER 1/3AC 200-240V +10/-10% 47-63HZ CONSTANT TORQUE POWER 0.55 KW OVERLO | 1001.4
5SD7464-0 | SURGE ARRESTER TYPE 2 REQUIREMENT CATEGORY C, UC 350V PLUG-IN PROTECTION BLOCKS 4POLE, 3+1 CIRCUIT F | 224.16
5SE2013-2A | NEOZED FUSE LINK 380V GL, SIZED01, 13A, FOLDING BOX | 0.72
5SU1656-6KK40 | FI/LS-PROTECTOR TYPE A (PSE/SSF), D=70MM IFN 300MA,6KA, 1+N-POLEE B 40A | 89.04
3NJ6933-4BC00 | ACCESSORY FOR DISCONNECTOR FUSES IN-LINE TYPE, CAN BE PLUGGED IN,NH1 FRONTPLATE FOR 3NJ6273-3, 3NJ62 | 76.25
8MF5294-5R | STANDARD CUBICLE 8MF5 HXWXD=2200X900X400 SIDE-BY-SIDE MOUNTING NON-VENT., NOT ASSEM., SCREWED IP54 | 3129.55
8MF5898-4ES | EMC CUBICLE IP40 HXWXD=1800X900X800 | 4308
3RK1911-2BM00 | ECOFAST CONNECTOR SET HAN 10E FOR MOTOR CONNECTION SOCKET HOUSING LOW, PG13 SOCKET INSERT | 77.71
A5E01163720 | KIT, 316L STAINLESS STEEL ROD 330 MM (12.99") | 479.9
6SL3720-1TE23-0AB3 | SINAMICS S120 CABINET MODULE BOOKSIZE CABINET KIT SINGLE MOTOR MODULE INPUT: DC 510 - 720V OUTPUT: 3 | 4856.33
A5E02296490 | 2X25M(82FT)CABLE KIT WITH STANDARD COIL CABLE, 3 X 1.5 MM2/ 18 GAGE WITH SHIELD PVC AND ELECTRODE | 412.85
5SY5102-6 | CIRCUIT BREAKER CURR. SENS DC 220V AC 230/400V 10KA, 1-POLE, B, 2A | 25.78
4RB2167-3EJ50 | POWER CAPACITOR PHICAP MKP 480V 16.7KVAR | 179.42
4RB4250-3EB50 | POWER CAPACITOR PHASECAP COMPACT MKK 415V 25.0KVAR | 441.75
4RB5083-3FC50 | POWER CAPACITOR PHASECAP MKK 525V 8.3KVAR | 250.05
A5E01181691 | 100M.(330FT)CABLE KIT WITH STANDARD COIL CABLE, 3 X 1.5 MM2/ 18 GAGE WITH SHIELD PVC AND ELECTRODE C | 1723.96
3LD2405-7UL01 | CHANGEOVER SWITCHES 4-POLE CH.SW.250A/690V 132KW/400V 4-PO FRONT MOUNTING 4-HOLE MOUNTING CONTROL EL | 1092.66
BVP:610364 | BD01-FES FLANGE IP55 FEEDER UNIT | 56.3
3RF2090-1AA45 | SEMICONDUCTOR RELAY SINGLE-PHASE 3RF2 WIDTH 45MM, 90A 48-600V / 4-30V DC SCREW CONNECTION BLOCKING V | 65.83
3RA6500-1CB43 | SIRIUS, COMPACT STARTER, REVERSING STARTER W/SYSTEM INTERFACE, 690 V, 32 A, 24 V DC, 1 ... 4 A, IP20 | 1305.75
3RV1011-0HA10 | CIRCUIT-BREAKER SIZE S00, FOR MOTOR PROTECTION, CLASS 10, A-REL.0.55...0.8A, N-REL.10 A SCREW TERMIN | 52.17
3RF2050-1AA06 | SEMICONDUCTOR RELAY 3RF2, 1-PH. WIDTH 45MM, 50 A 48-600 V / 24 V DC SCREW TERMINAL | 65.2
6SL3060-4AA10-0AA0 | SINAMICS DRIVE-CLIQ CABLE IP20/IP20 LENGTH: 0.95 M | 45.72
5TE8211 | SWITCH, D=70MM 32A 1NC, TERMINAL 6QMM | 18.3
3RT1076-2AS36 | CONTACTOR, 250KW/400V/AC-3 AC(40...60HZ)/DC OPERATION UC 500-550V AUXILIARY CONTACTS 2NO+2NC 3-POLE, | 1947.39
3RT1076-6NP36 | CONTACTOR, 250KW/400V/AC-3 AC(40...60HZ)/DC OPERATION UC 200-277V AUXILIARY CONTACTS 2NO+2NC 3-POLE, | 2149.79
5SY6313-6 | CIRCUIT BREAKER 400V 6KA, 3-POLE, B,13A, D=70MM | 36.38
3NP1163-1BC10 | FUSE-SWITCH-DISCONNECTOR 3-POLE, NH3, 630A 60MM BUSBAR SYSTEM COVER LEVEL 32/70 MM FLAT CONNECTOR | 472.91
3NP1933-1CF00 | ACCES.F.FUSE SWI. DISCONNECTOR FOR NH00 MASKING FRAME PLATING | 4.21
3RT1456-6AP36-ZX95 | CONTACTOR, 275A/AC-1, AC(40...60HZ)/DC OPERATION UC 220...240V AUXIL. CONTACTS 2NO+2NC 3-POLE, SIZE | 477.94
6AV6613-2BD01-3AD5 | WINCC FLEXIBLE 2008 ADVANCED POWERPACK FOR WINCC FLEXIBLE 2008 COMPACT ENGINEERING SW, FLOATING LICE | 5962.98
5SY4203-5 | CIRCUIT BREAKER 400V 10KA, 2-POLE, A, 3A, D=70MM | 101.79
5SY4225-6 | CIRCUIT BREAKER 400V 10KA, 2-POLE, B, 25A, D=70MM | 26.89
6SL3000-0JH34-7AA0 | SINAMICS LINE HARMONICS FILTER INPUT 3AC 500-600V, 50/60HZ 250 / 315 KW INPUT 3AC 660-690V, 50/60HZ | 19094.19
6SL3300-1AE31-3AA0 | SINAMICS BRAKING MODULE INPUT: 600 V DC OUTPUT: 125 KW/15 S FOR CHASSIS UNIT | 2251.88
3NC2232 | SITOR CYLINDRICAL FUSE LINK AR 32 A, 660 V AC/700 V DC | 20.05
3RK2207-2BQ50-0AA3 | AS-INTERFACE COMPACT MODULE K60, IP67, A/B-SLAVE (SPEC. 3.0), ANALOG, 2AI(1AI), 2(1)X INPUT VOLTAGE | 473.51
3RK2400-1BQ30-0AA3 | AS-I COMPACT MODULE K20, IP67, A/B-SLAVE, DIGITAL, 2DI/2DO, 2 X INPUT FOR SENSOR(MECHAN./2- OR 3-WIR | 239.63
3RN1011-2GB00 | THERMISTOR MOTOR PROTECTION STANDARD EVALUATION UNIT, MANUAL/REMOTE, 2W, HARD GOLD-PLATED,AC/DC24V, | 195.62
A5E01153422 | ACC. MAG 3100 DN80 CL300 GROUND RING W1.4404 | 188.73
6SL3720-1TE37-5AA3 | SINAMICS S120 CABINET MODULE SINGLE MOTOR MODULE WITH CIM+CU320-2 INPUT: DC 510 - 720V OUTPUT: 3AC 0 | 45722.42
BVP:270887 | BD2-RAL* BD2: EXTRA CHARGE FOR SPECIAL C OLOUR | 1499.24
5SY8108-8 | CIRCUIT BREAKER 230/400V 25KA, 1POLE, D, 8A, D=70MM | 35.75
5SY8310-7 | CIRCUIT BREAKER 400V 25KA, 3POLE, C, 10A, D=70MM | 100.38
5TC1337 | DELTA STYLE, TITANIUM WHITE PUSHB. SYS SHUTTER, 68X68MM | 101.71
5SY5120-7 | CIRCUIT BREAKER CURR. SENS DC 220V AC 230/400V 10KA, 1-POLE, C, 20A | 23.01
5SY4120-5 | CIRCUIT BREAKER 230/400V 10KA, 1-POLE, A, 20A, D=70MM | 30.1
4RB2104-3FC50 | POWER CAPACITOR PHICAP MKP 525V 10.4KVAR | 115.17
5SH1231 | DIAZED-SCREW CAP DIII 63A AC DC 500V MOULDED PLASTIC WITH TEST HOLE | 3.03
4RB9515-4CD50 | POWER FACTOR CONTROLLER BR7000 15 STEPS 230 V | 1989.02
A5E01091264 | 1000 MM (32") HORN EXTENSION KIT, NO PURGE | 3934.95
A5E01151569 | 50 MM (2") STAINLESS STEEL HORN ANTENNA KIT | 620.82
6SL3202-0AJ23-2CA0 | SINAMICS OUTPUT REACTOR FOR POWER MODULE FSC FOOT PRINT | 314.38
6SL3720-1TG31-8AA3 | SINAMICS S120 CABINET MODULE SINGLE MOTOR MODULE WITH CIM+CU320-2 OUTPUT: DC 675 - 1035V INPUT: 3AC | 22149.26
6SL3224-0BE25-5AA0 | SINAMICS G120 POWER MODULE PM240 WITH BUILT IN CL. A FILTER WITH BULT IN BRAKING CHOPPER 3AC380-480V | 3367.73
6SL3320-1TG38-1AA3 | SINAMICS S120 SINGLE MOTOR MODULE INPUT: DC 675 - 1035V OUTPUT: 3AC 0 - 690V, 810A RATED POWER: 800K | 67511.63
6SL3325-1TE35-0AA3 | SINAMICS S120 SINGLE MOTOR MODULES INPUT: 600 V DC OUTPUT: 3-PH 400 V, 490 A FRAME SIZE: CHASSIS LIQ | 41193.75
3LD2318-3VK13 | MAIN SWITCH 6-POLE FLOOR MOUNTING IU=160A P/AC-23A AT 400V=75KW WITH DOOR COUPLING ROTARY MECHANISM | 649.34
3NA6230-4 | LV HRC FUSE LINK GL/GG WITH INSULATED GRIP LUGS WITH COMBINATION INDICATOR SIZE 2, 100A, AC 400V | 23.99
3RT1056-2NB36 | CONTACTOR, 90KW/400V/AC-3 AC(40...60HZ)/DC OPERATION UC 21-27.3V AUXILIARY CONTACTS 2NO+2NC 3-POLE, | 623.6
6SL3261-1BA00-0AA0 | SINAMICS G110 DIN RAIL MOUNTING KIT SIZE 1, FS A | 15.64
6XV1850-2EE50 | SIMATIC NET, TP CONVERTER CORD 15/RJ45 FOR INDUSTR. ETHERNET TP CORD, PREASS. W. 1 X 15-PIN ITP SOCK | 74.7
6XV1820-7BN20 | SIMATIC NET, INDOOR FIBER OPTIC (62.5/125), FREE OF HALOGEN, RESISANT TO, TREADING, FLAME-RETARDANT | 218.4
4AM5242-8EN00-0EA0 | TRANSFORMER SITAS; PHASES:1; PN/PN(S6)(KVA):0,63 /2,35; UPRI(V):600-575-550-525-500- 480-460-440-415 | 443.42
3WL9111-2AA53-0AA0 | ACCESSORIES CIRCUIT BREAKER 3WL RATED CURRENT REF. MODULE 400A F. ETU25, 27, 45, 55, 75, 76 APPROVED | 255.11
3RT1265-6AF36 | VAC. CONTACTOR, 132KW/400V/AC-3 AC(40...60HZ)/DC OPERATION UC 110-127V AUXILIARY CONTACTS 2NO+2NC 3- | 1383.96
6AG1101-1BB00-4AA3 | SIPLUS NET X101-1 FOR MEDIAL STRESS BASED ON 6GK5101-1BB00-2AA3 | 1290.09
5SY6304-7 | CIRCUIT BREAKER 400V 6KA, 3-POLE, C, 4A, D=70MM | 29.85
3RT1456-6NB36 | CONTACTOR, 275A/AC-1 | 477
5UH1081 | I-SYSTEM, TITANIUM WHITE COVER PLATE W. HINGED LID 55X55MM, W. LAB. PLATE F. SCHUKO SOCKET OUTLETS | 16.48
6EP1931-2DC42 | SITOP DC UPS MODULE 24 V/6 A UNINTERRUPTIBLE POWER SUPPLY WITH USB INTERFACE INPUT: 24 V DC/6.85 A O | 305.97
6SL3730-1TE35-3AA3 | SINAMICS S120 CABINET MODULE BASIC LINE MODULE 3AC 380-480V, 50/60HZ, 530A OUTPUT: DC 510 - 650V UNI | 10694.94
3RA6500-1DB43 | SIRIUS, COMPACT STARTER, REVERSING STARTER W/SYSTEM INTERFACE, 690 V, 32 A, 24 V DC, 3 ... 12 A, IP2 | 1424.83
3RF2310-1AA24 | SEMICOND. CONTACTOR 3RF2, 1-PH. AC 51 10 A 40 DEGREES C 48-460 V / 110-230 V AC SCREW TERMINAL | 65.2
4AM5542-8ED40-0FA0 | TRANSFORMER SITAS; PHASES:1; PN/PN(S6)(KVA):0,8 /3,4; UPRI(V):600-575-550-525-500- 480-460-440-415-4 | 531.24
3RW4076-2BB45 | SIRIUS SOFT STARTER, S12, 432 A, 315 KW/500 V, 40 DEG., 400-600 V AC, 230 V AC, CAGE CLAMP TERMINALS | 7496.41
3RW4423-1BC36 | SIRIUS SOFT STARTER, VALUES WITH 575 V, 50 DEG., STANDARD: 32A, 25HP, INSIDE-DELTA CIRCUIT 3: 55A, 5 | 5154.6
3SB2000-0LC01 | PUSHBUTTON, 16MM, ROUND, PLASTIC, RED, BUTTON, RAISED | 7.91
5ST3765 | PIN BUSBAR, 1PHASE 10SQMM, 56PINS, ISOLATION BLUE | 13.78
3RW3047-2BB04 | SIRIUS SOFT STARTER, SIZE S3, 106A, 55KW/400V, 40 DEGREES, 200-480V AC, 24V AC/DC, SPRING-LOADED TER | 1360.41
6ES7392-2XY00-0AA0 | SIMATIC S7-300, LABELING COVER (SPARE PART), FOR MODULES WITH FRONT CONNECTOR 20-PIN, 10 PIECES PER | 17.88
6SL3330-1TG41-1AA3 | SINAMICS S120 BASIC LINE MODULE 3AC 500-690V, 50/60HZ, 1100A OUTPUT: DC 675 - 930V RATED POWER: 900K | 22094.7
8WH9003-1VA00 | COVER FOR FEED-THROUGH TERM. WITH SPRING CONNECTION SECTION: 4 MM2, WIDTH: 2.2 MM, COLOR: GRAY | 0.72
8WH9020-3FA00 | INSERTABLE JUMPER, 3-POLE, FULLY INSULATED, INSERTED IN LOCKING SLEEVE AND LATCHED FOR 240 MM2 TERMI | 35.02
7MC1027-1AA | RESISTANCE THERMOMETER FOR DAMP LOCATION 1 PT MEAS. RESISTOR | 160.79
6ES7952-1KT00-0AA0 | SIMATIC S7, MEMORY CARD FOR S7-400, LONG VERSION, 5V FLASH EPROM, 32 MBYTES | 3702.28
5TG4200 | I-SYSTEM, SPARE WINDOW FOR LIGHT SIGNAL FOR SWITCHES AND PUSHB. SET 2XTRANSPARENT, 2XRED, 2XWHI | 6.21
3SB2210-2DB01 | TOGGLE SWITCH, 16MM, ROUND, PLASTIC, BLACK, 3 SWITCH POSITIONS I-O-II, LATCHING, 1NO, 1NO | 31.59
3RW4447-6BC35 | SIRIUS SOFT STARTER, VALUES WITH 575 V, 50 DEG., STANDARD: 385A, 400HP, INSIDE-DELTA CIRCUIT 3: 667A | 24072.23
6XV1830-2AH30 | SIMATIC NET, CONN. CABLE 830-2 F. PROFIBUS, PREASSEMBLED CABLE WITH 2 SUB-D-CONNECTORS 9-POLE, SWITC | 203.83
7MH7723-1BM | CABLE,M-500,SUPPORT,C/W ADJ HARDWARE | 372.2
5TG6282 | I-SYSTEM, ELECTRIC WHITE ROCKER W. LAB. PLATE F.2-CIRCUIT/DUAL 2-WAY SWITCH 55X55MM | 12.35
3RF2320-2AA26 | SEMI-COND. CONTACTOR 3RF2,1-PH. AC 51 20 A 40 DEGREES C 48-600 V / 110-230 V AC SPRING-LOADED TERM | 88.62
3RF2370-3BA24 | SEMI-COND. CONTACTOR 3RF2,1-PH. AC 51 70A/AC15 27.5A 40 DEG. C 48-460 V / 110-230 V AC INSTANTANEOU | 146.87
7MH7724-1BJ | MLC CALIBRATION WEIGHT, (STAINLESS STEEL 304(1.4301)) FOR SCALES WITH BELT WIDTH OF 48", 1200MM, 4.2 | 229.8
8GD9296 | TERMINAL SET F.CU BUSBAR 2X20X10MM, M10X60MM BUSBAR-BUSBAR/CABLE LUG | 121.37
FDK:083N8478 | MAG 3100 C FLANGE 66 INCH, AWWA C207, S/STEEL | 5900.5
FDK:087L4203 | MAG8000 ADVANCED TRANSMITTER COMPACT REPLACEMENT KIT WITH DEFAULT SETTINGS | 2280.32
6FX8008-1BA21-3AA0 | POWER CABLE,SOLD BY THE METER, 4 X 2.5 + 2 X 1.5 C TRAILING CABLE, UL/CSA DESINA MOTION CONNECT 800 | 3960.81
6ZB2310-0AL00 | CONNECTING CABLE SIMULATOR - MODEL | 314.51
5UB1348 | I-SYSTEM, ELECTRIC WHITE SOCKET OUTLET 10/16A 250V W. GROUNDING PIN 2POLE ACC. TO CEE7 COVER PLATE 5 | 9.3
3RS1000-1CK20 | TEMPERATURE MONITORING RELAY FOR PT100, EXCEEDING OF 1 THRESH. VAL., WIDTH 22ND5 MM 0 C-200 C, 110-1 | 200.04
3TH4253-0BE4 | CONTACTOR RELAY 53E EN 50 011 5NO+3NC, SCREW TERMINALS DC OPERATION DC SOLENOID SYSTEM DC 60V | 103.04
8GK1102-2KK42 | ALPHA 400 DIN, WALL-MOUNTING DISTRIBUTOR, DELIVERY FORM FLAT PACK, AP-CUBICLE, RAL 9016, IP43 SK1, H | 485.2
8GB1373-3 | SIMBOX UNIVERSAL WP WALL-MOUNTED DB SM, IP 65 3ROW, 54MW, W/O TERMINAL STRIP | 313.57
8MF2266-4RB | STANDARD CUBICLE 8MF2 HXWXD=2200X600X600 SIDE-BY-SIDE MOUNTING VENTIL., ASSEMBL., WELDED IP40 | 2298.86
6SL3000-2DG33-3EA0 | SINAMICS DU/DT-FILTER COMPACT PLUS VOLTAGE PEAK LIMITER FOR SINAMICS G: 3AC 500-600V 160/200KW 3AC 6 | 5646.43
5SY4304-5 | CIRCUIT BREAKER 400V 10KA, 3-POLE, A, 4A, D=70MM | 146.88
3RW3016-1BB04 | SIRIUS SOFT STARTER, SIZE S00, 9A, 4KW/400V, 40 DEGREES, 200-480V AC, 24V AC/DC, SCREW TERMINALS | 275.94
5SJ4132-7HG42 | CIRCUIT BREAKER 10KA, 1POLE, C, 32A ACC. TO UL 489 - 277V | 46.34
5SJ4135-6HG40 | CIRCUIT BREAKER 240V 14KA, 1-POLE, B, 35A, D=70MM ACC. TO UL 489, SAME POLARITY | 36.94
6SE6430-2AD33-7EA0 | MICROMASTER 430 WITH BUILT-IN CLASS A FILTER 3AC 380-480 V +10/-10% 47-63 HZ SQUARED TORQUE POWER 37 | 12429.92
6GK1704-1CW00-3AE1 | SIMATIC NET IE SOFTNET-S7 UPGRA DE F.V6.0,V6.1,V6.2 U. ED.2005 SW F. S7-,S5-COMP.-COMM.,OPC, PG/OP-C | 511.71
6FX8002-2YW11-1AJ7 | EXTENSION M.008,7 | 419.53
3NC7327-2 | SITOR FUSE-LINK 250A, AC 680V FOR RAILWAY EQUIPMENT | 128
3NA3360 | LV HRC FUSE LINK GL/GG WITH NON-INSULATED GRIP LUGS WITH FRONT INDICATOR SIZE 3, 400A, AC 500V/DC 44 | 23.78
3RT1075-2AD36 | CONTACTOR,200KW/400V/AC-3 AC(40...60HZ)/DC OPERATION UC 42-48V AUXILIARY CONTACTS 2NO+2NC 3-POLE, SI | 1351.16
8WD4408-0AB | SIGNALLING COLUMN CONNECT. ELEMENT FOR WITH BASE MOUNT./ANGLE MOUNT. COVER LID AND SEAL FOR SCREW CO | 42.85
3RT1054-6AT36 | CONTACTOR, 55KW/400V/AC-3, AC(40...60HZ)/DC OPERATION UC 575...600V AUXIL. CONTACTS 2NO+2NC 3-POLE, | 365.41
3RT1055-2NB36 | CONTACTOR, 75KW/400V/AC-3 AC(40...60HZ)/DC OPERATION UC 21-27.3V AUXILIARY CONTACTS 2NO+2NC 3-POLE, | 508.18
3LD2265-8VQ51-0AF6 | MAIN SWITCH 6-POLE IU=32, P/AC-23A AT 400V=11,5KW 2 N-TERMINAL MOULDED-PLASTIC ENCLOSURED, IP65 | 151.11
3NA6812-4 | LV HRC FUSE LINK GL/GG WITH INSULATED GRIP LUGS WITH COMBINATION INDICATOR SIZE 000, 32A, AC 400V | 6.42
3WL9111-0AN06-0AA0 | ACCESSORIES CIRCUIT BREAKER 3WL MAIN CONDUCTOR CONN. 1 OFF WITHDRAW. CIRC. BREAKER SZ III FRONT CONN | 366.45
3RW4446-2BC36 | SIRIUS SOFT STARTER, VALUES WITH 575 V, 50 DEG., STANDARD: 315A, 300HP, INSIDE-DELTA CIRCUIT 3: 546A | 23156.44
3VL9600-8BH00 | ACCESSORY FOR VL630, VL800, COVER FRAME IP40 FOR CIRCUIT BREAKER DRAW-OUT MOUNTED | 62.02
3SB2901-4MD | INSCRIPTION PLATE FOR PUSHBUTTON AND ILLUMINATED PUSHBUTTON, FLAT, CLEAR WITH BLACK LETTERING, WITH | 0.72
3WL9111-0AA16-0AA0 | ACCESSORIES CIRCUIT BREAKER 3WL INT. CURRENT TRANSFORMERS S.III F. N-COND.PROT. ROGOWSKI CONVRTR. | 401.72
8MF4145 | SIDE PANEL FOR CUBICLE HXD = 2200 X 400MM DEGREE OF PROTECTION IP54 | 287.85
8MF6884-4E | STANDARD CUBICLE 8MF6 HXWXD=1800X800X400 INDIVIDUAL MOUNTING NON-VENT., ASSEM., WELDED IP40 | 2839.79
8MF6886-5R | STANDARD CUBICLE 8MF6 HXWXD=1800X800X600 SIDE-BY-SIDE MOUNTING NON-VENT., ASSEM., WELDED IP54 | 2839.79
8MF6894-5R | STANDARD CUBICLE 8MF6 HXWXD=1800X900X400 SIDE-BY-SIDE MOUNTING NON-VENT., ASSEM., WELDED IP54 | 2897.73
6AV6613-6AA01-3AB5 | WINCC FLEXIBLE /CHANGE CONTROL 2008, FOR WINCC FLEXIBLE COMPACT, STANDARD, ADVANCED, ENGINEERING-SW, | 3806.88
6AV6371-1DN07-0XX3 | WINCC/DATAMONITOR UPGRADE V6.2 -> V7.0 FOR 1, 3, 10, 25 0R 50 CLIENTS, OPTION FOR WINCC V7.0, RUNTIM | 1844.13
4RB4250-3FC50 | POWER CAPACITOR PHASECAP COMPACT MKK 525V 25.0KVAR | 426.76
4EU2522-5BA00-0AA0 | COMMUTATING CHOKE FOR CONVERTER; PHASES:3; UN1(V):400; ITHMAX 1(A) / F1(HZ):200 /50; I LN (A):180; U | 3458.07
4RB5200-3EA50 | POWER CAPACITOR PHASECAP MKK 400V 20.0KVAR | 430.08
6AU1820-1AC20-0AB0 | SIMOTION TECHNOLOGY OPTION CAM LICENSE FOR 1 AXIS | 1291.37
3RP1540-2AW31 | TIMING RELAY, SOLID-STATE, OFF-DELAY, W/O AUX.VOLTAGE, 1 CO CONTACT, 9 TIME SETTING RANGES 0.05S...6 | 338.67
3NC2232-5 | SITOR CYLIND. FUSE-LINK AR WITH HAMMER 22X58 32 A, 690 V | 32.01
3ND2124 | LV HRC FUSE LINK A.M. W. NON-INSULATED GRIPPING LUGS SIZE 1, 80A, AC 690 V | 24.29
3NE8714-1 | SITOR FUSE-LINK FOR SEMICONDUCTOR PROTECTION 20A GR, AC 690V, DC 700V SIZE 000, BRACKETS 80MM | 47.44
3NA3680 | LV HRC FUSE LINK GL/GG WITH NON-INSULATED GRIP LUGS WITH FRONT INDICATOR SIZE 4A, 1000A, AC 500V/DC | 296.19
4AM5242-5AT10-0FA0 | TRANSFORMER SITAS; PHASES:1; PN/PN(S6)(KVA):0,63 /2,35; UPRI(V):400+/-5%; USEC(V):230; ISEC(A):2,74; | 381.09
3RA6120-1EP33 | SIRIUS, COMPACT STARTER, DIRECT STARTER 400 V, 110 ... 240 V AC/DC, 50 ... 60 HZ, 8 ... 32 A, IP20, | 955.63
4AM5742-5FT10-0FA0 | TRANSFORMER SITAS; PHASES:1; PN/PN(S6)(KVA):1 /5; UPRI(V):500+/-5%; USEC(V):230; ISEC(A):4,35; F(HZ) | 555.34
5TG1230 | I-SYSTEM, CARBON METALLIC COVER PLATE UAE OUTLET BOX SUITABLE F. ACKERMANN CAT.3 1X8POLE, 55X55MM | 14.31
5TG1335-1 | DELTA STYLE, PLATINUM METALLIC OUTLET PLATE, 68X68MM | 20.52
3RF2255-3AC45 | SOLID STATE RELAY 3-PHASE 3RF2 | 170.92
3RA1973-2B | CABLE SET FOR YD-STARTER MOD. S12-S12-S12 | 223.65
3UF7114-1BA00-0 | CURRENT/VOLTAGE MEASUR. MODULE; SET CURRENT 63...630A; VOLTAGE DETECTION UP TO 690V; OVERALL WIDTH 1 | 1123.52
3RA1941-1A | LINK MODULE (EL. A. MECH.) FOR 3RV1.41 A. 3RT1.4., 3RW3, PACKING = 5 ITEMS AC OPERATION | 14.47
3RA6940-0A | ADAPTER FOR SCREW MOUNTING | 30.13
3SE3902-4CB20 | FOOT-OPERATED SWITCH MOULDED-PLASTIC ENCLOSURE PEDAL PUSHBUTTON, ONE PEDAL WITHOUT COVER, 1 CO | 63.74
5SY4401-5 | CIRCUIT BREAKER 400V 10KA, 4-POLE, A, 1A, D=70MM | 201.01
3NW7162 | BUILT-IN FUSE BASE WITH SIGNAL DETECTOR FOR CYLINDRICAL FUSES SIZE 14X51 MM 50 A, 3-POLE+N | 116.28
7ME6920-1AA30-1AA0 | MAG 6000, IP67 / NEMA 4X/6, POLYAMID ENCLOSURE, WITH DISPLAY, 11-30V DC/11-24V AC 50/60 HZ | 1556.11
7MH4702-8AG | LI2Y 2X0,75ST + 2 (2X0,34ST) - CY, SHEATH ORANGE, SPECIAL CABLE FOR CONNECTION SIWAREX MODULE TO JB | 5.25
4RB6400-3FC50 | POWER CAPACITOR PHASECAP HD MKK 525V 40.0KVAR | 828.49
5TG6247 | I-SYSTEM, ALUMIN.METALLIC ROCKER W. BELL SYMBOL FOR PUSHB., 55X55MM | 10.92
3SE5132-0PE05 | SIRUS POSITION SWITCH PLASTIC ENCLOSURE 40MM TO EN50041 DEVICE CONNECTION 1X (M20X1.5) 2NO/1NC SLOW- | 39.25
3SE5162-0CH01 | SIRIUS POSITION SWITCH 3SE5162, METAL ENCLOSURE XL,56MM WIDE WITH TWIST LEVER 27MM, FROM METAL AND | 107.34
5TG1204-3 | DELTA MIRO GLASS FRAME 4-FOLD REAL GLASS ORIENT 303X90MM | 173.09
3SE5112-0CA00-1AJ0 | SIRIUS POSITION SWITCH, BASIC SWITCH, METAL, 40MM, ACC.TO EN50041 INCREASED CORROSION PROTECTION, DE | 42.49
5TG2598 | I-SYSTEM, ELECTRIC WHITE COVER PLATE 55X55MM FOR FLUSH-M. CONTROL DEVICES F. DIAMETER 22.5MM | 10.02
3SE5132-0KE05 | SIRIUS POSITION SWITCH PLASTIC ENCLOSURE 40MM TO EN50041 DEVICE CONNECTION 1X (M20X1.5) 1NO/2NC SLOW | 39.25
3NA6110 | LV HRC FUSE LINK GL/GG WITH INSULATED GRIP LUGS WITH COMBINATION INDICATOR SIZE 1, 25A, AC 500V/DC 4 | 13.44
3NA6117-4 | LV HRC FUSE LINK GL/GG WITH INSULATED GRIP LUGS WITH COMBINATION INDICATOR SIZE 1, 40A, AC 400V | 17.07
3RT1054-2AT36 | CONTACTOR, 55 KW / 400 V / AC-3 AC(40...60HZ)/DC OPERATION UC 575-600V AUXILIARY CONTACTS 2NO+2NC 3- | 365.41
3VL9400-4WF30 | ACCESSORY FOR VL400, DRAW OUT CONVERSION KIT 3 POLES | 506.3
3VL9100-4RL01 | ACCESSORY FOR VL150XUL (CG-FRAME) REAR TERMINAL, LONG, ROUND/FLAT COMPRISES 1 TERMINAL | 33.35
3RT1966-4EA1 | TERMINAL COVER FOR BAR CONNECTIONS FOR CONTACTORS SIZE S10/S12 FOR OVERLOAD RELAY 3RB106 FOR SOFT ST | 19.03
3RT1975-5AB31 | WITHDR. COIL FOR SIZE S12 FOR CONTACTOR 3RT107/3RT127/3RT147 AC/DC OPERATION 23-26V UC DRIVE: CONVEN | 108.42
3RT1975-5AR32 | WITHDRAWABLE COIL FOR SIZE S12 F. CONTS. 3RT107/3RT127/3RT147 AC/DC OPERATION UC440-480V DRIVE: CONV | 137.95
7VV3003-5LG32 | SICROWBAR 2600V/10,5KA DC - SURGE SUPPRESSOR C98130-A7060-A55 | 16394.27
8GB4564 | SIMBOX 63 INTERMEDIATE FRAME 4-ROW FOR 70MM DEVICES IN >N< SDB | 96.27
6AV6371-1CC07-0AX4 | SIMATIC WINCC/ODK UPGRADE OPEN DEVELOPMENT KIT, UPGRADE TO V7.0, FOR C PROGRAMMING, FOR SIMATIC WINC | 802.64
6AV6623-2GA00-0AA0 | WINCC FLEXIBLE RUNTIME SW PACKAGE FOR SIMATIC IPC 4096 POWERTAGS, CONTAINS: WINCC FLEXIBLE RUNTIME, | 8460.29
3SE5214-0CC05-1AC5 | SIRIUS POSITION SWITCH; METAL ENCLOSURE TO EN50047, 31MM 1NO/1NC SNAP-ACTION CONTACTS W. M12 CONNECT | 45.82
3RV1011-1AA10-ZW97 | CIRCUIT-BREAKER, 1.1...1.6 A, N-RELEASE 21 A, SIZE S00, MOTOR PROTECTION, CLASS 10, SCREW CONNECTION | 61.72
6DL2804-1DE50 | EX-DEVICE MADE OF STAINLESS STEEL, IP65. WITH INSTALLATION OF ET200ISP- COMPONENTS (THEY HAVE TO ORD | 7050.47
3WL9111-1AA56-0AA0 | 3WL9-NAFTA-ACCESSORY WLRP800 RATING PLUG, 800A | 118.28
3NW6012-1 | CYLINDRICAL FUSE GG ACC. TO FRENCH STANDARD (NFC) WITHOUT INDICATOR SIZE 10X38MM, 400V 32A | 4.68
3NW7364 | BUILT-IN FUSE BASE WITH SIGNAL DETECTOR FOR CYLINDRICAL FUSES SIZE 8.5X31.5MM 20A, 3-POLE+N | 50.86
6XV1850-2LE50 | SIMATIC NET, IND. ETHERNET TP CORD 15/RJ45, TP CORD PREASSEMBLED WITH 1 RJ45 CONNECTOR AND 1 15-PI | 74.97
7MH7725-1CY | LOAD CELL,WITH HARDWARE,MUS, HD,300KG,PLATED,SPARE | 974.17
A5E02611793 | FUE950 STAINLESS STEEL POCKET G1/2B, 210 MM (PN25) FOR PT500 SENSOR, 6 MM TYPE. (1 PCS.). | 138.68
5TG6265 | I-SYSTEM, TITANIUM WHITE ROCKER, SCREWABLE FOR 2-CIRCUIT SWITCH, 55X55MM | 10.4
3SF1244-1QV40-1BA2 | SAFETY POS. SWITCH W. SEPARATE ACTUATOR, 5 DIRECT.OF APPROACH MOLDED-PLASTIC ENCLOSURE, 50 MM ASISAF | 292.71
3RT1056-6AF36-ZX95 | CONTACTOR, 90KW/400V/AC-3, AC(40...60HZ)/DC OPERATION UC 110...127V AUXIL. CONTACTS 2NO+2NC 3-POLE, | 652.03
3VL9200-4PS40 | ACCESSORIES FOR VL160, KIT MEAS. CONTACT 4P COMPRISING 8 MEAS. CONTACTS AND 1 TRIGGER PIN | 230.25
8GK9520-0KK03 | SIDE PANELS A630 D=250/320 2 UNITS (1XRIGHT, 1XLEFT) | 218.99
8GB4683 | BLANKING STRIP, 14MW M. CURVED FIXING ANGLE 14MW, RAL 9010 PURE WHITE | 4.41
8GK9651-0KK00 | ALPHA DIN BUSBAR SUPPORT, 5POLE, CL SPACING 40MM MOUNT. ON STAY CU-BB 12X5(10),W. SUPPORT PLATE F. M | 59.19
8GK9901-0KK32 | ALPHA 630 DIN, BASE FRAME, H=100 W=800 D=210 | 187.84
5SE1320 | SILIZED FUSE LINK 400 V GR,SEMICOND.PROTECT.GR.D02 20 A | 9.87
5UB1936 | I-SYSTEM, ALUMIN.METALLIC SCHUKO SOCKET OUTL. 10/16A 250V W. SCREWLESS TERMINALS W. OVERVOLTAGE PROT | 196.78
3SE5322-0SG23 | SAFETY POSITION SWITCHES WITH SOLENOID INTERLOCKING LOCK. FORCE 1300N,5 APPR. DIR. PLASTIC ENCLOSURE | 297.98
3SF1234-1KC05-1BA1 | BASIC SWITCH W/O ACTUATOR HEAD MOLDED-PLASTIC ENCLOSURE, ACC. TO EN50047, ASISAFE INTEGRATED AS-I ST | 202.33
5UB1463 | DELTA PROFIL, SILVER SCHUKO SOCKET OUTL. 10/16A 250V BEZEL BLACK W. SCREWLESS TERMINALS COVER PLATE | 13.81
3SE5312-2SB12 | SAFETY POSITION SWITCHES WITH SOLENOID INTERLOCKING LOCK. FORCE 2600N;5 APPR. DIR. METAL HOUSING,3X( | 305.14
3RF2410-1AC45 | SOLID STATE CONTACTOR 3-P. 3RF2 AC51 10 A 40 DEG. C 48-600 V / 4-30 V DC 3PH.-CONTROLLED SCREW TERM | 158.26
3RF2440-1AB35 | SOLID-STATE CONTACT.3PHASE 3RF2 AC51 40A 40 DEG. C 48-600V / 110V AC 2-PHASE CONTROLLED SCREW TERM | 189.28
3VL9300-8CD40 | ACCESSORY FOR VL160X, 160, 250 TERMINAL COVER IP30 SHORT COMPRISES 1 COVER 4-POLE | 40.74
6SL3730-6TE41-1BA3 | SINAMICS S120 CABINET MODULE SMART LINE MODULE WITH CIM+CU320-2 3AC 380-480V, 50/60HZ OUTPUT: DC 51 | 33856.72
6ES7194-4AF00-0AA0 | SIMATIC DP, CONNECTING MODULE FOR PROFINET INTERFACE MODULES ET 200PRO; CONNECTOR 2XRJ45 2X POWER PL | 181.5
6ES7652-5BX17-0YF0 | SIMATIC PCS 7, SOFTWARE SIMATIC ROUTE CONTROL UPGRADE PACKAGE FROM V6.X TO V7.0/V7.1, SINGLE LICENSE | 11979.56
6SL3760-0AB00-0AA0 | ISOLATION TRANSFORMER 0,63KVA SPARE PART FOR CABINET UNIT SINAMICS G150 / S150 NMA: A5E00117673 | 685.42
3LD9250-2CA | N/PE THROUGH-TYPE TERMINAL (ACCESSORIES FOR SWITCH 3LD25) - NEW DESIGN - | 11.51
LZX:RT314524 | PLUG-IN RELAY, 1 CO CONTACT, AC 24V, 16A, WIDTH 15.5MM | 4.73
8MF9214 | MOUNTING PLATE H X W = 200 X 1200 MM FOR 8MF SYSTEM CUBICLE | 135.99
8WA1845 | CONNECTING BAR FOR 3 TERMINALS SIZE 16 | 7.2
5TT5831-0 | INSTA CONTACTOR WITH 3 MAKE AND 1 BREAK CONTACT CONTACT FOR 230, 400 V AC, 25 A TRIGGERING 230 V AC | 32.06
3TF6844-0CP7-ZA02 | CONTACTOR SIZE 14, 3-POLE AC-3, 335KW, 400/380V (690V) AUXILIARY CONTACTS 44 (4NO+4NC) AC OPERATION | 3722.25
4RB2014-1FC50 | POWER CAPACITOR PHICAP MKP 525V 1.4KVAR | 37.68
3TH4355-0AG2 | CONTACTOR RELAY 55E EN 50 011 5NO+5NC, SCREW TERMINALS AC OPERATION AC 50/60HZ 110V | 86.38
3TH4244-0AL2 | CONTACTOR RELAY 44E EN 50 011 4NO+4NC, SCREW TERMINALS AC OPERATION AC 50/60HZ 230V | 57.21
8MF2004-3RB | STANDARD CUBICLE 8MF2 HXWXD=2000X1000X400 SIDE-BY-SIDE MOUNTING VENTIL., ASSEMBL., WELDED IP30 | 2994.33
3LD2405-7UK01 | CHANGEOVER SWITCHES 3-POLE FRONT MOUNTING 4-HOLE MOUNTING KNOB BLACK, NON-LOCKABLE IU=250A P/AC-23A | 955.29
8MF5824-4E | STANDARD CUBICLE 8MF5 HXWXD=1800X1200X400 INDIVIDUAL MOUNTING NON-VENT., NOT ASSEM., SCREWED IP40 | 3593.2
8WH2000-0CH07 | PE TERMINAL WITH SPRING CONNECTION, SECTION:0.5 - 6 MM2, WIDTH: 8.2 MM, COLOR:GREEN-YEL. | 5.95
8WD4220-5AC | ST.-LIGHT ELEMENTS LED, 24V UC, GREEN | 91.16
3RW4457-6BC34 | SIRIUS SOFT STARTER, VALUES AT 460V, 50 DEG., STANDARD: 780A, 700HP, INSIDE-DELTA CIRCUIT 3: 1351A, | 37809.1
5ST3701 | PIN BUS BAR SHOCKHAZARD SAFETY, 16QMM 1 PHASE, L= 1016MM WITHOUT END CAPS | 13.08
5SJ4135-7HG42 | CIRCUIT BREAKER 10KA, 1POLE, C, 35A ACC. TO UL 489 - 277V | 57.73
3RW4435-6BC46 | SIRIUS SOFT STARTER, VALUES WITH 690 V, 40 DEG., STANDARD: 134A, 132KW, INSIDE-DELTA CIRCUIT 3: ONLY | 10361.52
8GS4006-0 | ALPHA-ZS, SECTION COVER UPPER CONN. COMPARTMENT 150 MM, PRE-CUTOUT F. 1 ROW | 26.63
6GK1500-0EA02 | PB BUS CONNECTOR WITH AXIAL CABLE OUTLET F.INDUSTR. PC, SIMATIC OP, OLM; TRANSMISSION RATE 12 MBIT/S | 90.63
6GK1588-3AA00 | SIMATIC NET, ASIC SPC 4-2 LF FOR PROFIBUS-DP/-FMS/-PA AND -FF F. INTRINSICALLY SAFE CONN. 31.25 KBIT | 400.23
8WH9020-3PA00 | INSERT. PROFILE FOR 150 -240MM2 TERMINALS, COMPENSATES PRISMATIC SLEEVE BASES WHEN STRIP LINES ARE U | 1.14
3NJ6900-4HG22 | ACCESSORY FOR SWITCH DISCONNECTOR W/FUSE, IN-LINE, PLUG-IN, AMPEREMETER, BI-METAL 250/5A, CL.1, 1 VA | 190.07
3NE3637-1C | SITOR FUSE-LINK FOR SEMICONDUCTOR PROTECTION 710A AR 1000V SIZE 3 CONNECTION CONTACT INDICATOR 140MM | 369.77
3ND2240 | LV HRC FUSE LINK A.M. W. NON-INSULATED GRIPPING LUGS SIZE 2, 200A, AC 690 V | 27.07
3NJ4911-6BA00 | ACCESSORY FOR FUSE SWITCH DISCONN. SIZE NH3 FLAT CONNECTOR INSTALLATION KIT FOR DOUBLE IN-LINE DISCO | 442.77
A5E01151121 | ACC. MAG 3100 DN50 CL150 GROUND RING W1.4404 | 124.31
3LD2545-0TK53 | MAIN/EMERG. STOP SWITCH 3-POLE IU=63, P/AC-23A AT 400V=22KW FLOOR MOUNTING DIN RAIL/TWO-HOLE MOUNTIN | 74.29
3SB2204-6BD06 | INDICATOR LIGHT, 16MM, ROUND, PLASTIC, YELLOW, LAMPHOLDER W2 X 4.6D, WITHOUT LAMP | 9.63
3WL9111-0AT26-0AA0 | ACCESSORIES CIRCUIT BREAKER 3WL DIGITAL OUTPUT MODULE WITH ROT. CODING SWITCHES, RELAY OUTPUTS CAN B | 711.23
6FX2001-2RB25 | SIMODRIVE (ACCESSORIES) INCR. ROTARY ENCODER W. RS 422 (TTL) 1250 PULSES, CLAMP FLANGE 10 MM SHAFT, | 366.56
6RA8028-6DV62-0AA0 | SINAMICS DCM DC CONVERTER FOR FOUR-QUADRANT DRIVES CONNECTION (B6) A (B6) C INPUT: 3-PHASE AC 400V, | 3751.16
3RS2040-2GW50 | TEMPERATURE MONITORING RELAY PT100/1000, KTY83/84, NTC 2 THRESHOLD VALUES, DIGITAL -58 DEGR.F TO 932 | 440.6
8MF4661 | MOUNTING PLATE HXW=1800X800 | 345.8
8MF9213 | MOUNTING PLATE H X W = 200 X 1000 MM FOR 8MF SYSTEM CUBICLE | 124.42
8WA1822-7TH00 | BARRIER FOR INSTA TERMINALS SZ 2.5 AND TRANSF. TERMINALS SZ 6 | 4.91
8GK4351-2KK21 | ALPHA 160 DIN, ASSEMBLY KIT F. MODULAR INSTALLATION DEVICES, TIER SPACING 150MM, H=300 W=500 | 86.5
6AV6574-1AB00-2BA0 | KEY LABELING STRIP FOR MP370/MP377 BLANK, 2 SETS | 82.31
5SY4113-5 | CIRCUIT BREAKER 230/400V 10KA, 1-POLE, A, 13A, D=70MM | 30.1
3RF2320-2CA02 | SEMI-COND. CONTACTOR 3RF2,1-PH. AC 51 20 A 40 DEGREES C 24-230 V / 24 V DC LOW NOISE | 72.8
3RF2904-0KA13-0KT0 | POWER CONTROLLER CURRENT RANGE 4A 40 DEG. C 110-230V / 24V AC/DC FOR SOLID STATE RELAY / CONT. | 205.74
5TG9874-2AM | DELTA M-SYSTEM MODULAR-JACK SOCKET OUTLET CAT5 RJ45 8/8 W. SHUTTER ALUMINUM METALLIC | 14.31
3VL9320-6SP30 | OVERCURRENT RELEASE VL 250 3-POLE, MOTOR/GENERATOR PROT. ETU10M, LI IR= 80...200A, OVERLOAD PROTECTI | 1118.57
3RT1065-6AD36 | CONTACTOR, 132KW/400V/AC-3 AC(40...60HZ)/DC OPERATION UC 42-48V AUXILIARY CONTACTS 2NO+2NC 3-POLE, S | 897.12
3NE1022-0 | SITOR FUSE-LINK UTILIZ. CATEGORY GS, DIN 43620 125A , AC 690 V ,(SIZE 00) | 57.84
3NJ6943-1DA00 | ACCESSORY FOR DISCONNECTOR-FUSE IN-LINE TYPE, CAN BE PLUGGED IN, NH2,3 TERMINAL COVER FOR 2- AND 3-P | 97.6
3SE5000-0AA61 | LENGTH-ADJUSTABLE TWIST LEVER FOR POSITION SWITCH 3SE51/52 METAL LEVER 100MM LONG, POSITIVE FIT (HOL | 18.82
8MF2026-4R | CUBICLESYSTEM 8MF2000 HXWXD = 2000 X 1200 X 600MM FOR SIDE-BY-SIDE MOUNTING WITHOUT SIDE PANELS, IP | 3090.92
8GK1032-3KK21 | ALPHA 160 DIN, WALL-MOUNTED DB, SM UNEQ. DISTR. BOARD RAL 9016 IP43 SK2, H=800 W=550 D=140 | 401.83
8MF2268-4RB | STANDARD CUBICLE 8MF2 HXWXD=2200X600X800 SIDE-BY-SIDE MOUNTING VENTIL., ASSEMBL., WELDED IP40 | 2395.47
8GK9101-6KK01 | ALPHA 400/630 DIN, UNIVERS. DISTRIBUT. ACCESSORIES BARRIER REAR WALL VERT.,H=900 | 22.3
3NW3100-0HG | FUSE LINK CLASS CC ACC. TO UL STANDARD 248-4 SLOW-BLOW, CURRENT-LIMITING RATED CURRENT 10 A RATED VO | 20
3NP1143-1DA22 | FUSE-SWITCH-DISCONNECTOR 3-POLE, NH1, 250A MOUNTING PLATE CONSTRUCTION COVER LEVEL 70 MM BOX TERMINA | 377.88
3RK1301-1KB00-1AA2 | RS1-X FOR ET 200S ELECTRO-MECH. REVERS. STARTER, EXPANDABLE SETTING RANGE 9,0...12A AC-3, 5.5KW/400V | 627.04
3RK1301-1HB00-1AA2 | RS1-X FOR ET 200S ELECTRO-MECH. REVERS. STARTER, EXPANDABLE SETTING RANGE 5.5...8.0A AC-3, 3.0KW/400 | 627.04
6FX2001-4QA10 | BUILT-ON ENCODER 100 RPM OPTICAL INCREMENTAL WITH HTL LEVEL, OPER. VOLTAGE 10-30V STRIP FLANGE RADIA | 366.56
5UB1853-0KK | DELTA STYLE, TITANIUM WHITE SCHUKO-SOCKET OUTL. 10/16A 250V COVER PLATE 68X68MM WITHOUT CLAWS | 9.21
5SJ4204-7HG41 | CIRCUIT BREAKER 240V 14KA, 2-POLE, C, 4A, D=70MM ACC. TO UL 489 | 130.66
6AU1820-8BD20-0AB0 | SIMOTION IT COMPREHENSIVE IT FUNCTIONS WITH JAVA VIRTUAL MACHINE: RUNTIME ENVIRONMENTAL FOR JAVA- AP | 1291.37
3RK3311-1AA10 | SIRIUS, EXPANSION MODULE 3RK33 FOR MODULAR SAFETY SYSTEM 3RK3 8DO, 24V DC/0.5A PARAMETERIZABLE VIA S | 360.16
3NP1953-1BB20 | ACCES.F.FUSE SWI. DISCONNECTOR FOR NH2 PRISM TERMINAL, DOUBLE | 64.54
5SJ4250-8HG41 | CIRCUIT BREAKER 240V 10KA, 2-POLE, D, 50A, D=70MM ACC. TO UL 489 | 226.38
5SU1356-6KK10 | FI/LS-PROTECTOR TYPE A (PSE/SSF), D=70MM IFN 30MA,6KA, 1+N-POLEE B 10A | 81.05
5ST3010-0HG | AUXILIARY CIRCUIT SWITCH 1NO+1NC, FOR MCB ACC.UL489 | 11.38
5ST3655-0HG | TOUCH PROTECTION YELLOW FOR FREE PINS FOR PIN BUSBAR ACC. TO UL 508 | 2.04
5SJ4314-8HG41 | CIRCUIT BREAKER 240V 14KA, 3-POLE, D, 0,3A, D=70MM ACC. TO UL 489 | 218.01
5SJ4315-7HG41 | CIRCUIT BREAKER 240V 14KA, 3-POLE, C, 1,6A, D=70MM ACC. TO UL 489 | 189.15
5ST3770-6 | PIN BUSBAR SHOCKHAZARD SAFETY, 16QMM 1-PHASE+N, 12MW FULLY INSULATED | 13.58
3RW4936-8VX40 | FAN FOR SIRIUS SOFT STARTER 3RW405.-.BB4., 3RW442.-.BC4., 3RW443.-.BC4., 230 V AC | 201.47
3RW3026-1BB04 | SIRIUS SOFT STARTER, SIZE S0, 25A, 11KW/400V, 40 DEGREES, 200-480V AC, 24V AC/DC, SCREW TERMINALS | 417.11
3ND2260 | LV HRC FUSE LINK A.M. W. NON-INSULATED GRIPPING LUGS SIZE 2, 400A, AC 690 V | 43
8WA1011-1NF01 | N-ISOL. TERMINAL THERMOPLASTIC SCREW TERMINAL BLUE, 6MM, SZ 2.5 | 4.49
8MF4822 | CABLE TERMINAL STRIP FOR 8MF SYSTEM CUBICLE FOR 8MF SYSTEM CUBICLE | 341.93
8MF4897 | SWING FRAMES TRAVERSE FOR CUBICLE WIDTH 1000MM | 593.07
6GF3440-8CA | MV440 MOUNTING PLATE READER VERY SOLID (4MM MATERIAL), APPLICABLE MANIFOLD METRIC AND INCH THREAD W | 105.46
8MF5824-4R | STANDARD CUBICLE 8MF5 HXWXD=1800X1200X400 SIDE-BY-SIDE MOUNTING NON-VENT., NOT ASSEM., SCREWED IP40 | 3284.12
8WD4228-0BB | AS-INTERFACE ADAPTER ELEMENT WITH EXTERNAL AUXILIARY VOLTAGE FOR 4 SIGNALLING ELEMENTS BLACK DC 24 V | 201.3
8WH3003-0CF07 | PE TERMINAL WITH QUICK CONNECTION, 3 CONNECT. POINTS, SECTION: 0.5 - 2.5 MM2, WIDTH:6.2 MM, COLOR: G | 9.08
8WH8120-1AB05 | LABELS, LONGIT. 1 - 10 SIZE ZB4 | 0.11
5SY8510-8 | CIRCUIT BREAKER 230V 25KA, 1+N-POLE, D, 10A, D=70M | 56.69
5SJ4110-8HG41 | CIRCUIT BREAKER 240V 14KA, 1-POLE, D, 10A, D=70MM ACC. TO UL 489 | 45.28
3NJ4121-3BF11 | IN-LINE FUSE SWITCH DISCONN. 1-POLE SWITCHING, SIZE 1 I=250A, U=690V SCREW CONNECTION M 10 NEW DESIG | 328.04
3NJ4914-8AA00 | ACCESSORIES FOR 3NJ418 DISCONNECTORS, SPECIAL FUSE SIZE NH3, 910A | 112.2
6SL3000-2BE21-0AA0 | SINAMICS MOTOR INDUCTOR 9 A (4 KHZ) FOR MOTOR MODULE TYPE BOOKSIZE OUTPUT FREQUENCY MAX. 120 HZ | 288.43
6SL3000-2CE33-3AA0 | SINAMICS/MICROMASTER PX SINUSOIDAL FILTER FOR 3-PH 380-480 V, 50/60 HZ, 380 A AC DRIVE/POWER MODULE/ | 6847.11
8WD4220-5BE | SIGNAL COLUMN DIAMETER 50 MM; SINGLE ELEMENT IP54; FLASHING LIGHT ELEMENT, LED CLEAR 24 V AC/DC | 93.06
3RK4353-3DR58-1BA0 | SIRIUS MCU MOTOR STARTER EN.DEGR. OF PROTEC.IP55 PLASTIC COMMUNICATION WITHOUT ELECTROMECHANICAL SWI | 750.84
3RK1408-8SQ00-0AA3 | AS-I DATA COUPLER K60, IP67, DIGITAL, 4DI/4DO VIRTUAL, MODULE USES 2 ADDRESSES MOUNTING PLATE MUST B | 431.89
6SL3000-0BE23-6DA1 | SINAMICS S120 BASIC LINE FILTER SUITABLE FOR 36 KW SMART LINE MODULE 36 KW ACTIVE LINE MODULE 40 KW | 449.7
6SL3211-0AB11-2BA1 | SINAMICS G110 - CPM110 AC-DRIVE,BUILT IN CL. B FILTER 1AC200-240V +10/-10% 47-63HZ ANALOG INPUT CT: | 338.19
5UB1858-1 | DELTA STYLE, PLATINUM METALLIC SCHUKO OUTLET 10/16A 250V WITH OVERVOLTAGE PROTECTION LABEL. FIELD, F | 213.26
5SV8706-0KK | CURRENT TRANSFORMER 210MM | 961.37
4RB4050-3EA50 | POWER CAPACITOR PHASECAP COMPACT MKK 400V 5.0KVAR | 238.39
5WG1562-1AB21 | SUBMODULE 3X AC 230/400V, 10A C-LOAD, LOAD-CHECK | 299.81
5WG1512-1AB11 | N 512/11 SWITCH ACTUATOR MAINMODUL 3X AC 230V, 16A | 607.83
5SD8063 | DIAZED FUSE-LINK 690V FOR CABLE AND LINE PROTECTION UTILIZATION CATEGORY GG SIZE DIII, E33, 63A | 48.2
6SL3000-0CE22-0AA0 | SINAMICS LINE REACTOR FOR 20KW BASIC LINE MODULE INPUT: 3-PH 380-480 V, 50/60 HZ | 337.26
A5E01191984 | ACC. MAG 3100 DN125 PN40 GROUND RING HASTELLOY | 782.14
A5E02199119 | ACCESSORIES WELD-IN CONNECTION TRI-CLAMP (BS 4825-1) 3 INCH DO 76.2MM, (P GASKET) | 800.29
A5E02283762 | V-40, 4X10 FLOWGUIDE WITH AIR VENT MILLTRONICS V SERIES FLOWMETERS COMPACT VERTICAL FLOW, LOW- TO M | 9804.53
6DL2804-1DE30 | EX-DEVICE MADE OF STAINLESS STEEL, IP65. WITH INSTALLATION OF ET200ISP- COMPONENTS (THEY HAVE TO ORD | 6884.58
6XV1830-3DH15 | SIMATIC NET, PROFIBUS M12 CONNECTING CABLE, (ET200), PREASSEMBLED PB FC TRAILING CABLE WITH 2 M12 CO | 37.11
6SL3163-1AF00-0AA0 | SINAMICS S120 SHIELD CONNECTION SHEET FOR ACTIVE INTERFACE MODULE 36 KW | 32.36
LZS:PT5A5R24 | PLUG-IN RELAY COMPLETE UNIT AC 24V, 4 CO CONTACT LED MODULE RED STANDARD PLUG-IN SOCKET SCREW TERMI | 17.67
3RA6250-2BB33 | SIRIUS, COMPACT STARTER, REVERSING STARTER 690 V, 24 V AC/DC, 50 ... 60 HZ, 0.32 ... 1.25 A, IP20, M | 962.81
3NE4102 | SITOR FUSE-LINK 40A,AC 1000V (DIN 43620,SIZE 0) | 60.92
3NA3807-6 | LV HRC FUSE LINK GL/GG WITH NON-INSULATED GRIP LUGS WITH FRONT INDICATOR SIZE 000, 20A, AC 690V/DC 2 | 22.75
8MF2064-4RB | STANDARD CUBICLE 8MF2 HXWXD=2000X600X400 SIDE-BY-SIDE MOUNTING VENTIL., ASSEMBL., WELDED IP40 | 2182.97
8GK9510-8KK16 | ALPHA 400DIN DOOR AS SPARE PART SINGLE DOOR H=1400 MM,W=300 MM INCL. CLOSING EQUIPMENT AP, IP43,55, | 139.62
5SY5132-6 | CIRCUIT BREAKER CURR. SENS DC 220V AC 230/400V 10KA, 1-POLE, B, 32A | 25.78
5SY4508-8 | CIRCUIT BREAKER 230V 10KA, 1+N-POLE, D, 8A, D=70MM | 27.11
5TT3400 | VOLTAGE RELAY, N-TYPE AC 230/400V 1CO 0.7/0.9 | 40.66
5TT4101-2 | REMOTE SWITCH WITH 1 NO CONTACT FOR AC 230V 16A CONTROL AC 24V | 28.67
6FX2001-7KF10 | SINUMERIK (ACCESSORIES) SPRING DISK COUPLING 6/6MM | 72.65
5SJ4203-8HG42 | CIRCUIT BREAKER 10KA, 2POLE, D, 3A ACC. TO UL 489 - 480Y/277V | 149.65
5TT4202-2 | RELAY, N-TYPE WITH 2 NO CONTACT FOR AC 230V 16A CONTROL AC 24V | 32.64
6FX2001-7KS06 | SIMODRIVE (ACCESSORIES) PLUG-IN COUPLING 6/6MM (INCR. ROTARY ENCODER) | 70.37
3TC5617-0LB4 | CONTACTOR SIZE 12 2-POLE DC-3 AND 5, 170A AT 750V AUXILIARY CONTACTS 21 (2NO+1NC) SETTING RANGE 0.7 | 3791.97
4RB5200-3JA50 | POWER CAPACITOR PHASECAP MKK 800V 20.0KVAR | 611.79
3TH4244-0BP4 | CONTACTOR RELAY 44E EN 50 011 4NO+4NC, SCREW TERMINALS DC OPERATION DC SOLENOID SYSTEM DC 230V | 103.04
3RT1275-6NB36 | VAC. CONTACTOR, 200KW/400V/AC-3 AC(40...60HZ)/DC OPERATION UC 21-27.3V AUXILIARY CONTACTS 2NO+2NC 3- | 2248.26
5SY4608-8 | CIRCUIT BREAKER 400V 10KA, 3+N-POLE, D, 8A, D=70MM | 82.54
3NP1933-1BA00 | ACCES.F.FUSE SWI. DISCONNECTOR FOR NH00 SADDLE TERMINAL | 4.85
5TT5850-6 | INSTA CONTACTOR 0/1 AUTOMATIC WITH 4 MAKE CONTACTS CONTACT FOR 230, 400 V AC, 63 A TRIGGERING 230 V | 137.17
6FX2003-7KB20 | SOCKET CONTACTS 0.14-0.5 SQMM (SIGNAL CONNECTOR M17) PACK = SET OF 20 | 50.86
6FX2003-7MA30 | CLAMP RING ADAPTER FOR POWER CONNECTOR SIZE 1,5 | 86.9
3RW4947-8VX40 | FAN FOR SIRIUS SOFT STARTER 3RW407.-.BB4., 3RW444.-.BC4., 230 V AC | 201.47
8US1921-2BA00 | BUSBAR ADAPTER SYSTEM TERMINALS FOR 10MM BUSBAR THICKNESS 1,5-16MM2 | 3.55
3RW4423-1BC34 | SIRIUS SOFT STARTER, VALUES WITH 460 V, 50 DEG., STANDARD: 32A, 20HP, INSIDE-DELTA CIRCUIT 3: 55A, 4 | 3937.9
5SM2745-8 | RES. CUR. ELEMENT FOR RCBO 5SY TYPE A (PSE/SSF), T=70 MM 0.3-63A 4-POLE IFN 0.5 A 400 V FOR SELECTIV | 84.99
5SH5514 | END CAP FOR 3-PHASE BUSBAR | 0.93
5SE2280 | NEOZED FUSE LINK 400V GL, SIZE D03, 80A | 6.73
5SY4616-7 | CIRCUIT BREAKER 400V 10KA, 3+N-POLE, C, 16A, D=70MM | 52.67
5SY5105-7 | CIRCUIT BREAKER CURR. SENS DC 220V AC 230/400V 10KA, 1-POLE, C, 0.5A | 21.21
5SY5240-6 | CIRCUIT BREAKER CURR. SENS DC 440V AC 400V 10KA, 2-POLE, B, 40A | 90.82
3VL9300-4TD30 | ACCESSORY FOR VL250, TERMINAL FOR CABLE (CU OR AL) SET OF 3 PCS 3 POLE | 33.95
3RS1042-2GD70 | TEMPERATURE MONITORING RELAY PT100/1000 KTY83/84, NTC, 2 THRESHOLDS, DIGITAL, -50 DEGREES C TO 750 D | 432.36
3NP5260-0CB00 | FUSE-SWITCH-DISCONNECTOR I=250A, U=690V, FUSE SIZE NH0 AND NH1 WITH CLAMP CONNECTION | 530.82
3RW4028-2BB15 | SIRIUS SOFT STARTER, S0, 38A, 22KW/500V, 40 DEGR., AC 400-600V, AC/DC 110-230V, SPRING-LOADED TERMIN | 884.29
3RW4443-6BC44 | SIRIUS SOFT STARTER, VALUES WITH 400 V, 40 DEG., STANDARD: 203A, 110KW, INSIDE-DELTA CIRCUIT 3: 352A | 10989.5
3WL9111-0AS38-0AA0 | ACCESSORIES CIRCUIT BREAKER 3WL ARC CHUTE COVER F. WITHDRAW. CIRC. BR. SIZE III 3-POLE | 555.68
3VL9775-4TG31 | ACCESSORIES FOR VL1200UL, (NG-FRAME) MULTIPLE FEEDER TERMINAL FOR CU/AL FOR 3 CONDUCTORS PER TERMINA | 440.89
3WL9111-0AL64-0AA0 | ACCESSORIES CIRCUIT BREAKER 3WL MAIN CONDUCTOR CONN. 1 OFF FIXED-MOUNTED CIRC.BR. SIZE III FRONT CON | 366.45
3WL9111-0AA57-0AA0 | ACCESSORIES CIRCUIT BREAKER 3WL RATED CURRENT REF. MODULE 1000A F. ETU25, 27, 45, 55, 75, 76 | 412.95
3RK1325-6LS41-1AA3 | SIRIUS MOTOR STARTER M200D AS-I COMMUNICATION: AS-INTERFACE REVERSING STARTER STANDARD MECHANICALLY | 1093.27
3NC1410-5 | SITOR CYLIND. FUSE-LINK AR WITH HAMMER 14X51 10 A, 690 V | 22.51
3RT1065-6AF36 | CONTACTOR, 132KW/400V/AC-3 AC(40...60HZ)/DC OPERATION UC 110-127V AUXILIARY CONTACTS 2NO+2NC 3-POLE, | 897.12
8MF4081 | BOTTOM PLATE SUBDIVIDED FOR CUBICLE WXD = 600 X 600MM | 303.31
8MF4412 | C-SECTION RAIL CABLE INTERCEPTING BAR C40 W=900 | 94.06
8WA1860 | COVER WHITE, FOR INSCRIPTION FOR TERMINALS SIZE 2,5 | 0.65
6GF9001-1BU | INTERMEDIATE RING SET LENGTH:0.5, 1, 5, 10, 20, 40 MM DIAMETER: 31 MM WITH C-THREAD TO BE SCREWED IN | 109.35
8WD4440-5AE | SIGNALLING COLUMN STEADY LIGHT LED TRANSP., 115V AC | 78.49
PBD:51006K050AJDA | KIT,IQ HORN 8",22452,50/16,316, PTFE,FKM,NP | 1621.84
5SY7163-6 | CIRCUIT BREAKER 230/400V 15KA, 1-POLE, B, 63A, D=70MM | 27.32
5SY7313-6 | CIRCUIT BREAKER 400V 15KA, 3-POLE, B, 13A, D=70MM | 59.82
5SY8416-8 | CIRCUIT BREAKER 400V 25KA, 4POLE, D, 16A, D=70MM | 106.28
5SY8650-8 | CIRCUIT BREAKER 400V 25KA, 3+N-POLE, D, 50A, D=70M | 268.45
5SA231 | DIAZED FUSE LINK 500V TIME-LAG TNDZ SERIES SIZE DII, THREAD E16, 6A | 3.76
5SH5243 | PROTECTIVE COVER ISO FOR REITER FUSE BASE 3POLE FOR 60 MM BUSBAR SYSTEM D02/63A 2FOLD | 2.37
5SE1316 | SILIZED FUSE LINK 400 V GR,SEMICOND.PROTECT.GR.D01 16 A | 8.46
3NJ6934-1EB00 | ACCESSORY FOR DISCONNECTOR FUSES IN-LINE TYPE, CAN BE PLUGGED IN,NH1 CONTACT EXTENSION FOR 4-POLE DE | 280.49
8MF5286-5R | STANDARD CUBICLE 8MF5 HXWXD=2200X800X600 SIDE-BY-SIDE MOUNTING NON-VENT., NOT ASSEM., SCREWED IP54 | 3071.62
8MF5826-5E | STANDARD CUBICLE 8MF5 HXWXD=1800X1200X600 INDIVIDUAL MOUNTING NON-VENT., NOT ASSEM., SCREWED IP54 | 4385.25
6SL3000-2DH31-0CA0 | SINAMICS DU/DT INDUCTOR SPARE PART FOR POWER MODULE/MOTOR MODULE 90KW, 3AC 500-690V MAX. CABEL LENGT | 2959.63
A5E00836462 | SONO 3200 COMPLETE TRANSDUCER, O-RING GASKET IN FFKM, LIQUID TEMPERATURE: -20 TO +200DEG.C, PN 4 | 4501.76
3RN1010-1CM00 | THERMISTOR MOTOR PROTECTION STANDARD EVALUATION UNIT AUTO, 1NO+1NC, AC230V SCREW CONNECTION | 137.37
6SL3000-2DH38-1BA0 | SINAMICS VOLTAGE PEAK LIMITER SPARE PART FOR POWER MODULE/MOTOR MODULE 800KW, 3AC 500-690V | 6287.46
A5E01159629 | ACC. MAG 3100 DN100 CL300 GROUND RING HASTELLOY | 802.1
6SL3335-1TG41-7AA3 | SINAMICS S120 BASIC LINE MODULE 3AC 500-690V, 50/60HZ OUTPUT: DC 675 - 930V, 1650A RATED POWER: 137 | 31718.17
6SE6400-2FB00-6AD0 | MICROMASTER 4 EMC FILTER 380V-480V 3AC 6A FOOTPRINT FSA - CLASS B | 360.62
6AV6671-2EA00-0AX0 | SERVICE PACKAG FOR TP177B 4", KTP400 BASIC AND KTP600 BASIC | 162.88
5SY4663-8 | CIRCUIT BREAKER 400V 10KA, 3+N-POLE, D, 63A, D=70MM | 212.21
6EP1933-2EC51 | SITOP UPS500S SERVICE-FREE UNINTERRUPTIBLE POWER SUPPLY WITH USB-INTERFACE BASIC UNIT 5 KWS INPUT: 2 | 611.93
4RB5125-3EB50 | POWER CAPACITOR PHASECAP MKK 415V 12.5KVAR | 320.07
5SB251 | DIAZED FUSE LINK 500V F.CABLE AND LINE PROTECTION OP.CL.GL,SZ.DII,THREAD E27,10A | 1.06
A5E00915775 | 2 PCS. GASKETS DN50, 2 INCH FKM/FPM (FDA) FOR CERAMIC LINED SENSORS | 66.24
A5E01191943 | ACC. MAG 3100 DN150 PN16 GROUND RING W1.4404 | 280.38
A5E02218296 | ACCESSORIES THREADED CONNECTION (DIN 11851, ISO 2853 AND BS 4825-4) DN25, (P GASKET) | 582.52
A5E02218301 | ACCESSORIES THREADED CONNECTION (DIN 11851, ISO 2853 AND BS 4825-4) DN80, (P GASKET) | 1092.45
3LD2405-0TK11 | MAIN SWITCHES 3-POLE FRONT MOUNTING 4-HOLE MOUNTING CONTROL ELEMENT BLACK IU=250A P/AC-23A AT 400V=1 | 333.42
3NA7122 | LV HRC FUSE LINK GL/GG WITH NON-INSULATED GRIP LUGS WITH COMBINATION INDICATOR SIZE 1, 63A, AC 500V/ | 10.06
5SJ4101-8HG40 | CIRCUIT BREAKER 240V 14KA, 1-POLE, D, 1A, D=70MM ACC. TO UL 489, SAME POLARITY | 45.05
5SY4625-8 | CIRCUIT BREAKER 400V 10KA, 3+N-POLE, D, 25A, D=70MM | 88.99
4RB2021-1CC50 | POWER CAPACITOR PHICAP MKP 220V 2.1KVAR | 40.61
4RB2025-1EA50 | POWER CAPACITOR PHICAP MKP 400V 2.5KVAR | 35.06
6EP1931-2FC42 | SITOP DC UPS MODULE 24 V/40 A UNINTERRUPTIBLE POWER SUPPLY WITH USB INTERFACE INPUT: 24 V DC/42.6 A | 593.57
4AM4842-5AN00-0EA0 | TRANSFORMER SITAS; PHASES:1; PN/PN(S6)(KVA):0,5 /2; UPRI(V):400+/-5%; USEC(V):24; ISEC(A):20,8; F(HZ | 321.57
3RT1966-5AR31 | WITHDR. COIL FOR SIZE S10 FOR VAC. CONTACTOR 3RT126 AC/DC OPERATION 440-480V UC DRIVE: CONVENTIONAL | 90.27
3NP5065-1CG00 | FUSE-SWITCH-DISCONNECTOR I=160A, U=690V, 3-POLE WITH ADAPTER FOR 40MM SYSTEM WITH CLAMP CONNECTION F | 322.48
3NP5065-1EF86 | FUSE-SWITCH-DISCONNECTOR I=160A, U=690V, 3-POLE AUXILIARY SWITCH 1NO+1NC WITH ADAPTER FOR 40MM SYSTE | 625.69
5SM2345-6 | FI-BLOCK F.LS-SWITCH 5SY TYPE A (PSE/SSF), T=70MM 6-63A 4POLE IFN 30MA 400V | 153.58
3RW3018-2BB04 | SIRIUS SOFT STARTER, SIZE S00, 17.6A, 7.5KW/400V, 40 DEGREES, 200-480V AC, 24V AC/DC, SPRING-LOADED | 355.51
5SM2627-8 | RCCB MODULE F. MCB 5SX6+7 IMP WITHST STRGTH/SURGE STRGTH 80/100A 2POLE IFN 0.3A 230V FOR SELECTIVE S | 273.26
3SB2901-2MB | INSCRIPTION LABEL FOR GLUING ONTO LABEL HOLDER, LABEL SIZE 9.5 X 18.5MM, SILVER-COLORED, BLACK LETTE | 0.72
3SB2901-4AF | INSCRIPTION PLATE FOR PUSHBUTTON AND ILLUMINATED PUSHBUTTON, FLAT, CLEAR WITH BLACK LETTERING, WITH | 0.72
3NW6220-1 | CYLINDRICAL FUSE GG ACC. TO FRENCH STANDARD (NFC) WITHOUT INDICATOR SIZE 22X58MM, 500V 50A | 8.46
3NP1153-1BC13 | FUSE-SWITCH-DISCONNECTOR 3-POLE, NH2, 400A 60MM BUSBAR SYSTEM COVER LEVEL 32/70 MM FLAT CONNECTOR FU | 601.58
5SY4450-6 | CIRCUIT BREAKER 400V 10KA, 4-POLE, B, 50A, D=70MM | 119.15
4AU3912-8CC40-0HC0 | TRANSFORMER SITAS; PHASES:3; PN/PN(S6)(KVA):10 /49; UPRI(V):Y500-440-380+/-20/D289- 254-220+/-11; US | 6488.39
4AU3932-8BC40-0HA0 | TRANSFORMER SITAS; PHASES:3; PN/PN(S6)(KVA):16 /55; UPRI(V):Y500-400/D289-230; USEC(V):Y 400 / D 230 | 6615.87
4AV2306-2EB00-0A | POWER SUPPLY; PHASES:1; PN(KW):0,084; UPRI(V):400(415); USEC(V DC):24; ISEC(A DC):3,5/4,2 (60/40 CEL | 449.12
3SE5000-0AA31 | TWIST LEVER FOR POSITION SWITCH 3SE52 STAINLESS STEEL LEVER 27MM LONG STAINLESS STEEL ROLLER 19MM FO | 6.21
4AM4342-5FT10-0FA0 | TRANSFORMER SITAS; PHASES:1; PN/PN(S6)(KVA):0,315 /1,12; UPRI(V):500+/-5%; USEC(V):230; ISEC(A):1,37 | 249.32
FDK:083H3002 | 25M CABLE - 105 DEGREES | 391.21
6GK5798-8MC00-0AM1 | IWLAN RCOAX THREADED WASHER M6 FOR RCOAX CABLE CLIP 1/2" 100 PIECES THREADED WASHER FOR RCOAX CABLE | 135.67
3RW4456-6BC34 | SIRIUS SOFT STARTER, VALUES AT 460V, 50 DEG., STANDARD: 693A, 600HP, INSIDE-DELTA CIRCUIT 3: 1200A, | 35061.72
3RW4456-6BC46 | SIRIUS SOFT STARTER, VALUES AT 690V, 40DEG., STANDARD: 780A, 800KW, INSIDE-DELTA CIRCUIT 3: ONLY UP | 45004.61
3RK1325-6KS71-1AA5 | SIRIUS MOTOR STARTER M200D AS-I COMMUNICATION: AS-INTERFACE REVERSING STARTER STANDARD ELECTRONIC SW | 1272.13
4AT3032-5FT10-0FA0 | TRANSFORMER SITAS; PHASES:1; PN/PN(S6)(KVA):4 /16; UPRI(V):500+/-5%; USEC(V):230; ISEC(A):17,4; F(HZ | 1799.18
3RP1555-2AQ30 | MULTIFUNCTION TIME RELAY IN CAGE-CLAMP TECH. 1 CHANGEOVER CLOCK, 0.5S...100H, AC/DC 100...127V, WITH | 345.01
3RP1576-2NP30 | MULTIFUNCTION TIME RELAY IN CAGE-CLAMP TECH. 1 NO CONTACT DELAYED, 1 NO CONTACT NON-DELAYED, 3S...60 | 180.41
3RT1975-5AD31 | WITHDR. COIL FOR SIZE S12 FOR CONTACTOR 3RT107/3RT127/3RT147 AC/DC OPERATION 42-48V UC DRIVE: CONVEN | 108.42
5SY7216-6 | CIRCUIT BREAKER 400V 15KA, 2-POLE, B, 16A, D=70MM | 41.8
5SY7310-7 | CIRCUIT BREAKER 400V 15KA, 3-POLE, C, 10A, D=70MM | 86.93
3RA1972-2A | BASE PLATE FOR REVERSING STARTER MOD. S12 | 107.3
3RA1973-2A | CABLE SET FOR REVERSING STARTER MOD. S12 | 370.11
3NE4122 | SITOR FUSE-LINK 125, AC 1000V (DIN 43620, SIZE 0) | 71.83
6SE7028-0ES87-2DC0 | SIMOVERT MASTERDRIVES BRAKING RESISTOR 510-620V DC, 50KW, 8 OHM | 1306.78
3WL9111-2AA56-0AA0 | ACCESSORIES CIRCUIT BREAKER 3WL RATED CURRENT REF. MODULE 800A F. ETU25, 27, 45, 55, 75, 76 APPROVED | 255.11
5SY7302-8 | CIRCUIT BREAKER 400V 15KA, 3-POLE, D, 2A, D=70MM | 79.64
3NX3108 | MOULDED PLASTIC PUSH-ON COVERS FOR LV HRC FUSE BASE,SIZE 3 | 12.41
5UH1086 | LABEL SHEET W. 20 ADH. LAB. PLATES IN RED FOR MARKING OF SCHUKO INSERTS OF WSV DESIGNS | 5.43
4RB2250-3EB50 | POWER CAPACITOR PHICAP MKP 415V 25.0KVAR | 228.11
6SL3126-1TE31-3AA3 | SINAMICS S120 SINGLE MOTOR MODULE INPUT: DC 600V OUTPUT: 3AC 400V, 132A FRAME SIZE: BOOKSIZE COLD-PL | 12402.16
3LD9200-5BF | AUXIL. SWITCH 1NO+1NC WITH GOLD-PLATED CONTACTS ATTACHABLE LEFT AND OR RIGHT DELAYED SWITCH-ON - NEW | 20.91
3NJ4915-2GA20 | ACCESSORIES F. STRIPS 3NJ41 IN-LINE FUSE SW.DISC. S.NH1-3 INTEGRAT. CURR. TRANSFORMER 250/1A,CL.1 | 59.12
6AV6371-1DH07-0FX4 | WINCC/WEB NAVIGATOR UPGRADE DIAGNOSTICS SERVER V6.X->V7.0, OPTION FOR WINCC V7.0, RUNTIME SW, SINGLE | 248.6
4AM6142-4TJ10-0FA0 | TRANSFORMER SITAS; PHASES:1; PN/PN(S6)(KVA):1,6 /7,3; UPRI(V):230+/-5%; USEC(V):110; ISEC(A):14,5; F | 834.42
5TG1891 | DELTA PROFIL, SILVER MODULE CARRIER, 2-FOLD INCL. INTERMEDIATE FRAME SCREW FIXING | 9.24
3RA6400-1CB42 | SIRIUS, COMPACT STARTER, DIRECT STARTER W/SYSTEM INTERFACE, 690 V, 32 A, 24 V DC, 1 ... 4 A, IP20, C | 872.41
3RA6120-2AB33 | SIRIUS, COMPACT STARTER, DIRECT STARTER 690 V, 24 V AC/DC, 50 ... 60 HZ, 0.1 ... 0.4 A, IP20, CONNEC | 529.47
4AM5742-5LT10-0FA0 | TRANSFORMER SITAS; PHASES:1; PN/PN(S6)(KVA):1 /5; UPRI(V):660+/-5%; USEC(V):230; ISEC(A):4,35; F(HZ) | 555.34
3TY6523-0AP0 | COIL FOR 3TC52 CONTACTORS AC 230/220V 50HZ, 276/264V 60HZ | 55.25
3SE5122-0LH02 | SIRIUS POSITION SWITCH METAL ENCLOSURE 56MM WIDE DEVICE CONNECTION 3X (M20X1.5) 1NO/ 2NC SNAP-ACTION | 64.71
5SY6104-6 | CIRCUIT BREAKER 230/400V 6KA, 1-POLE, B, 4A, D=70MM | 8.74
5SY4415-7 | CIRCUIT BREAKER 400V 10KA, 4-POLE, C, 1.6A, D=70MM | 93.77
3NW6006-4 | CYLINDRICAL FUSE-LINK 10X38MM 1000V 12A GPV FOR PHOTOVOLTAIC-APPLICATION | 12.74
6AG1151-3AA23-2AB0 | SIPLUS ET200S IM151-3 ST -25 ... +60 DGR C BASED ON 6ES7151-3AA23-0AB0 | 1241.55
5SY6520-7 | CIRCUIT BREAKER 230V 6KA,1+N-POLE C, 20A, D=70MM | 12.01
7MH7723-1CX | LID, GASKET,MSP-12,SPARE | 35.54
7ML1830-1NS | ELECTRONIC MODULE LVS100 DPDT RELAY-19-253 V AC | 388.36
5TG2528-2 | I-SYSTEM COVER PLATE TV/RF/SAT 3 HOLES ELECTRICAL WHITE | 6.08
3SE5122-0KA00-1CA0 | BASIC SWITCH W. INCREASED CORROSION PROT. FOR POSITION SWITCH 3SE51, METAL ENCLOSURE 56MM, TO EN5004 | 36.35
5TG7142-1 | DELTA STYLE, PLATINUM METALLIC ROCKER WITH I/0 SYMBOL FOR PUSHBUTTON, 68X68MM | 11.94
3SE5312-3SE13 | SAFETY POSITION SWITCHES WITH SOLENOID INTERLOCKING LOCK. FORCE 2600N;5 APPR. DIR. METAL HOUSING,3X( | 332.45
5TG6217 | I-SYSTEM ROCKER W. REMOTE CONTROL PULL FOR PUSHB. TITANIUM WHITE, 55X55MM | 23.97
5TG6245 | I-SYSTEM, ALUMIN.METALLIC ROCKER F.2-CIRCUIT/DUAL 2-WAY SWITCH F. DOUBLE PUSHB., 55X55MM | 13.48
5TG6281 | I-SYSTEM, ELECTRIC WHITE ROCKER W. WINDOW, W. LAB. PLATE FOR HEATING EM. SWITCH 55X55MM | 7.89
3TX7686-0B | TERMINAL COVER, SHORT FOR SCREW CONNECTION BETWEEN 3TF68 CONTACTORS AND 3UF18683F CURR.TRANSFORMER | 41.73
3VL9400-4EC30 | ACCESSORY FOR VL400, FRONT BUS-BAR CONNECTION SET OF 3 PCS 3 POLE | 95.51
3NY1420 | SPARE PART FOR FUSE SWITCH DISCONNECTORS 3NP50 FUSE CARRIER CIRCUIT-BREAKER 3RV1 F.VOLTG.UP TO AC 69 | 286.55
3RA6250-2DB32 | SIRIUS, COMPACT STARTER, REVERSING STARTER 690 V, 24 V AC/DC, 50 ... 60 HZ, 3 ... 12 A, IP20, MAIN C | 1165.12
3VL1708-1DD33-0AA0 | Jistic VL 160X N, 80 A | 495.18
3RA6500-2DB43 | SIRIUS, COMPACT STARTER, REVERSING STARTER W/SYSTEM INTERFACE, 690 V, 32 A, 24 V DC, 3 ... 12 A, IP2 | 1424.83
3RA6911-2A | AUXILIARY SWITCH, 2 NO CONTACTS, CONNECTION AUXILIARY CIRCUIT: SPRING-LOADED TERMINAL, | 41.04
5TD2111-0KK | DELTA PROGRAM DOUBLE PUSHBUTTON INSERT 10A, 250V WITHOUT CLAWS | 12.5
3WL9111-1BA34-0AA0 | 3WL9-NAFTA-ACCESSORY WLLKOFFKRK OR WLLKOFFSUP ONLY PROVISON FOR NAFTA-LOCKS FRONT PANEL MOUNT, KIRK | 1065.03
5TE8141 | GROUP SWITCH, D=70MM 20A 1GROUP | 12.11
5SY6140-6 | CIRCUIT BREAKER 230/400V 6KA, 1-POLE, B, 40A, D=70MM | 14.76
3NY1910 | ACCESSORIES FOR FUSE SWITCH DISCONNECTORS 3NP50 - 54/3NP407 PLUG WITH 1M CONNECTING LEAD PLUG W. 1M | 32.64
3RT1926-2ED21 | SOLID-STATE, TIME-DELAYED AUXILIARY SWITCH BLOCK SETTING RANGE 0.5 S...10 S AC 200...240 V, 1NO + 1N | 69.01
5UB1901 | I-SYSTEM SCHUKO SOCKET OUTLET W. INCREASED TOUCH PROTECTION WITH LABELING ZSV ORANGE, 55MM X 55MM | 18.25
6AV6613-1DA51-3CA0 | WINCC FLEXIBLE 2008 RUNTIME 512 POWER TAGS RUNTIME SW, SINGLE LICENSE SW AND DOCUMENTATION ON CD LIC | 4996.23
5SY5225-6 | CIRCUIT BREAKER CURR. SENS DC 440V AC 400V 10KA, 2-POLE, B, 25A | 61
6AG1195-7HC00-2XA0 | SIPLUS ET200M ACTIVE BUS MODULE FOR INTEGRATION OF AN 80 MM WIDE I/O MODULE -25 ... +70 DGR C WITH C | 451.7
5SY4240-7 | CIRCUIT BREAKER 400V 10KA, 2-POLE, C, 40A, D=70MM | 37.47
6SL3000-1BF35-5AA0 | BRAKING RESISTOR FOR SINAMICS S120 CABINET MODULE CENTRAL BRAKING MODULE RATED POWER 550KW 3AC 500-6 | 12625.09
6SL3300-1AH32-5BA0 | SINAMICS BRAKING MODULE INPUT: 1035 V DC OUTPUT: 250 KW/15 S FOR CHASSIS UNITS HX AND JX | 3350.32
BVP:610423 | BD2-AK06/SNH3 TAP-OFF UNIT 630A / NH-FUSE SOC KET SIZE 3 | 2855.29
6SL3310-1GF38-1AA3 | SINAMICS G130 POWER MODULE IP00 3-PH. 500-600 V, 50/60HZ, 810A UNIT RATING: 560 KW (VT) 6-PULSE SUP | 57037.06
3NC2423-0C | SITOR FUSE-LINK FOR SEMICONDUCTOR PROTECTION 150A GR 500V SIZE 3 CONNECTION CONTACT INDICATOR 110MM | 189.64
3NJ4912-1AA01 | ACCESSORIES FOR IN-LINE FUSE SWITCH DISCONNECTORS 3NJ41 SHROUDING COVER NEW DESIGN | 14.02
3NJ6920-3BD11 | ACCESSORY FOR IN-LINE FUSE SWITCH DISCONNECT. PLUG-IN, CURRENT TRANSFORMER 100/1A, CL.1, 2.5 VA | 63.04
3SE5112-0AA00-1CA0 | METAL ENCLOSURE TO EN50041 W. INCREASED CORROSION PROTECTION | 18.95
3SE5232-0HC05-1AB1 | SIRIUS POSITION SWITCH WITH PLASTIC ENCLOSURE CABINET TYPE WITHOUT HOLDING PLATE, EN50047, 1X(M20X1. | 18.02
3RF2190-3AA22 | SEMICOND. RELAY 3RF2, 1-PHASE WIDTH 22.5 MM, 90 A 24-230 V / 110-230 V AC RING TERMINAL | 63.94
3RA6120-2CP33 | SIRIUS, COMPACT STARTER, DIRECT STARTER 690 V, 110 ... 240 V AC/DC, 50 ... 60 HZ, 1 ... 4 A, IP20, C | 594.04
3UF7932-0AA00-0 | CONNECTION CABLE; LENGTH 0,5M; FLAT; CONNECTION OF BASIC UNIT TO CURRENT MEASURING MODULE, CURRENT/V | 20.47
6ES7144-4PF00-0AB0 | SIMATIC DP, ELEKTRONIC MODULE FOR ET200PRO, 4 AI TC HIGH FEATURE, TC TYP B, E, J, K, L, N, R, S,T VO | 635.86
3NP1133-1JC21 | FUSE-SWITCH-DISCONNECTOR 3-POLE, NH00, 160A 60MM BUSBAR SYSTEM COVERS FOR RITTAL BOX TERMINAL FUSE M | 253.83
3NP1153-1BC11 | FUSE-SWITCH-DISCONNECTOR 3-POLE, NH2, 400A 60MM BUSBAR SYSTEM COVER LEVEL 32/70 MM FLAT CONNECTOR FU | 527.38
3NW8103-1 | CYLINDRICAL FUSE A.M. ACC. TO FRENCH STANDARD (NFC) WITHOUT INDICATOR SIZE 14X51MM, 500V 10A | 6.35
7ML1998-5EF01 | MANUAL, LVDT CONDITIONER CARD, ENGLISH | 34.71
7MH7725-1AA | LOAD CELL,WITH HARDWARE, MLC,10 LB, STAINLESS STEEL, F SPARE | 2753.79
4EP4000-3DS00 | COMMUTATING CHOKE FOR CONVERTER; PHASES:3; UN1(V):400; ITHMAX 1(A) / F1(HZ):80 /50; I LN (A):72; UK( | 2023.19
6AG1321-7BH01-4AS0 | SIPLUS S7-300 SM321 16DE 0-1 LEVEL AT ABOUT 11.2V WITH CONFORMAL COATING BASED ON 6ES7321-7BH01-0AB0 | 1473.68
6ES7142-6BG00-0AB0 | SIMATIC DP, ET 200ECO PN, 8 DO 24V DC/1,3A; 8 X M12, DEGREE OF PROTECTION IP67 | 625.55
6ES7148-4CA00-0AA0 | SIMATIC DP, POWER MODULES FOR ELECTRONIC MODULES ET 200PRO PM-E, DC 24V INCLUSIVE BUS MODULE CONNEC | 87.53
8GK4001-6KK11 | ALPHA 160/400 DIN, RAPID KIT F. MODULAR INSTALLATION DEVICES W. TIER SPACING 125MM W. N/PE-BAR, H=90 | 414.07
5SU1674-7DK81 | RCBO SIQUENCE TYPE B,UNIVERS.CURRENT SENSITIV IFN 300MA, 10KA, 4POLIG C 100A SHORT-TIME DELAYED, 11M | 2230.02
4RB2010-3EE50 | POWER CAPACITOR PHICAP MKP 440V 1.0KVAR | 29.92
3SE5000-0AH00 | ACTUATOR HEAD, METAL (W/O LEVER) RIGHT OR LEFT SWITCHING, ADJUSTABLE FOR ROTARY ACTUATORS FOR POSITI | 17.89
3SE5423-0CC20-1EB1 | COMPACT SWITCH 40MM WIDE WITH M12 CONNECTOR SNAP-ACTION CONTACTS 1NO+1NC ROLLER PLUNGER, SPECIAL CU | 59.93
3RF2350-1AA04 | SEMI-COND. CONTACTOR 3RF2,1-PH. AC 51 50 A 40 DEGREES C 48-460 V / 24 V DC SCREW TERMINAL | 89.9
3SE5000-0AV02 | SEPARATE ACTUATOR VERTICAL MOUNTING FOR POS. W. TUMBLER 3SE5312../3SE5322.. AND ASI 3SF13... AND POS | 6.52
3RF2370-3AA24 | SEMI-COND. CONTACTOR 3RF2,1-PH. AC 51 70 A 40 DEGREES C 48-460 V / 110-230 V AC RING TERMINAL | 146.87
3SE5413-0CD21-1EA2 | COMPACT SWITCH 30MM WIDE W. CONNECTING CABLE 2M SNAP-ACTION CONTACTS 1NO+1NC ROUNDED PLUNGER, WITH C | 61.93
3SX3235 | LED RED 24V DC DIAMETER 25MM FOR M20X1.5 THREADED JOINT | 130.22
3VL9400-8BC00 | ACCESSORY FOR VL400, COVER FRAME IP30 FOR CIRCUIT BREAKER FIXED/PLUG IN MOUNTED | 35.65
3NE6444 | SITOR FUSE-LINK 900A, AC 900V | 263.12
3NA3250 | LV HRC FUSE LINK GL/GG WITH NON-INSULATED GRIP LUGS WITH FRONT INDICATOR SIZE 2, 300A, AC 500V/DC 44 | 13.58
3NA3354 | LV HRC FUSE LINK GL/GG WITH NON-INSULATED GRIP LUGS WITH FRONT INDICATOR SIZE 3, 355A, AC 500V/DC 44 | 23.78
8MF2098-5R | STANDARD CUBICLE 8MF2 HXWXD=2000X900X800 SIDE-BY-SIDE MOUNTING NON-VENTIL., ASSEMBL., WELDED IP54 | 2820.48
8PQ2060-6BA07 | SIVACON S4 UPGRADE KIT IP55 HEIGHT 600MM WIDTH 600MM | 75.18
8ME1472 | BEARING RUNNER FOR CUBICLE DEPTH 800MM | 84.4
5SY5113-7 | CIRCUIT BREAKER CURR. SENS DC 220V AC 230/400V 10KA, 1-POLE, C, 13A | 24.54
3SF1214-1KC05-1BA1 | POSITION SWITCH WITH ROUNDED PLUNGER METAL ENCLOSURE, ACC. TO EN50047, ASISAFE INTEGRATED AS-I STATU | 222.41
3SF1244-1KC05-1BA2 | BASIC SWITCH W/O ACTUATOR HEAD MOLDED-PLASTIC ENCLOSURE, 50 MM ASISAFE INTEGRATED AS-I STATUS:1:F-IN | 246.8
5TT4151-0 | REMOTE SWITCH 1 NO CONTACT CENTRAL AND COMBINED CIRCUIT CONTACT FOR AC 230,400V 16A ACTIVATION AC 23 | 100.66
3TC4817-0AF8 | CONTACTOR SIZE 4 2-POLE DC-3 AND 5, 75 A AUXILIARY SWITCH 22 (2NO+2NC) DC OPERATION DC 100 V, FOR SP | 755.01
6FX2001-5FP24 | ABSOLUTE VALUE ENCODER 25 BIT SYNCHRONE WITH PROFIBUS DP OPERATING VOLTAGE 10-30 V SYNCHROFLANGE WIT | 1415.51
5SJ4240-7HG42 | CIRCUIT BREAKER 10KA, 2POLE, C, 40A ACC. TO UL 489 - 480Y/277V | 163.32
3SB3901-1VE | ACCESSORY / SPARE PART ROUND, 22MM/SQUARE, 26X26MM: LED SUPER-BRIGHT LAMPS, WEDGE-BASE WEDGE-BASE W2 | 8.85
4RB5200-3FC50 | POWER CAPACITOR PHASECAP MKK 525V 20.0KVAR | 406.74
3VL9100-4RK01 | ACCESSORY FOR VL150XUL (CG-FRAME) REAR TERMINAL, SHORT/FLAT COMPRISES 1 TERMINAL | 28.59
6ES7390-1AB60-0AA0 | SIMATIC S7-300, RAIL L=160MM | 51.99
4AV2601-2EB00-0A | POWER SUPPLY; PHASES:1; PN(KW):0,36; UPRI(V):400-230(240)-115(120); USEC(V DC):24; ISEC(A DC):15/18 | 755.06
5WG1258-1AB02 | GAMMA INSTABUS TEMPERATURE SENSOR N 258/02 | 794.73
3NW8011-1 | CYLINDRICAL FUSE A.M. ACC. TO FRENCH STANDARD (NFC) WITHOUT INDICATOR SIZE 10X38MM, 500V 1A | 5.75
5SY4601-8 | CIRCUIT BREAKER 400V 10KA, 3+N-POLE, D, 1A, D=70MM | 146.18
5SY5414-7 | CIRCUIT BREAKER CURR.SENS.DC 880V AC 400V 10KA, 4POLE, C, 0.3A MAX. DC 1000V | 168.37
5SY4425-8 | CIRCUIT BREAKER 400V 10KA, 4-POLE, D, 25A, D=70MM | 126.95
5SY6315-7 | CIRCUIT BREAKER 400V 6KA, 3-POLE, C, 1.6A, D=70MM | 33.74
5SY4532-8 | CIRCUIT BREAKER 230V 10KA, 1+N-POLE, D, 32A, D=70MM | 29.67
3TH4271-0AK6 | CONTACTOR RELAY 71E EN 50 011 7NO+1NC, SCREW TERMINALS AC OPERATION AC 120V 60HZ/AC 110V 50HZ | 57.21
3TX2746-2G | SURGE SUPPRESSOR VARISTOR AC/DC 110V FOR CONTACTORS SIZE 12 | 15.77
3SE5000-0AA11-1AJ0 | TWIST LEVER FOR POSITION SWITCH 3SE51 STAINL. STEEL LEVER 27MM LONG, WITH PLASTIC ROLLER 19MM, FUNCT | 9.71
BVP:611456 | BD2A-1-800-WO-1W*-WKA OPTIONAL LENGTH 0,50M-1,24M 800 0,5PE, WITHOUT TAP OFFS | 2997.26
3RP1540-2BJ31 | TIMING RELAY, PROCESSOR BASIS OFF-DELAY, WITHOUT AUXILIARY VOLTAGE, 2 CO CONTACTS, 0.05S...600S, 100 | 358.3
4AV9604-2CB00-2N | CURRENT SUPPLY (UNSCREENED); PHASES:3; PN(KW):0,75; UPRI(V):400+/-5%; USEC(V DC):30-27-24; ISEC(A DC | 1136.43
3NY1903 | SPARE PART FOR FUSE SWITCH DISCONNECTORS 3NP50 TERMINAL CLAMP CONSISTS OF 3 PIECES | 8.61
3NP5065-1CG10 | FUSE-SWITCH-DISCONNECTOR I=160A, U=690V, 3-POLE AUXILIARY SWITCH 1NO+1NC WITH ADAPTER FOR 40MM SYSTE | 350.03
3RA6970-3D | AS-I ADD-ON MODULE WITH 1 FREE EXTERNAL INPUT AND OUTPUT | 558.18
3TH4364-0AM0 | AUX. CONTACTOR 64E DIN EN 50011 6NO+4NC, SCREW TERMINAL AC MODEL AC 220V 50HZ/AC 264V 60HZ | 91.96
4EP3600-2US00 | MAINS CHOKE F.FU; PHASES:3; UN1(V):500; ITHMAX 1(A) / F1(HZ):16 /50; I LN (A):14,4; UK(%):2; LN(MH): | 370.19
5SY7325-7 | CIRCUIT BREAKER 400V 15KA, 3-POLE, C, 25A, D=70MM | 86.93
6SE6420-2UD17-5AA1 | MICROMASTER 420 UNFILTERED 3AC 380-480V +10/-10% 47-63HZ CONSTANT TORQUE POWER 0.75 KW OVERLOAD 1 | 1442.55
PBD:51010K3AB | KIT,IQ ROD SAN 3A 4"SANITARY CLAMP UHMW-PE,PR | 3147.97
3RP1505-1BP30-ZW98 | TIME RELAY, MULTI-FUNCTION 15 TIME SETTING RANGES AC 24/200... 240 V AND DC 24V, | 279.81
3RP2005-2AQ30 | SOLID-STATE TIME-DELAY RELAY MULTI-FUNCTION, 8 FUNCTIONS 1 CHANGEOVER CONTACT AC/DC 24V, AC 100 TO 1 | 104.45
3NH4030 | LV HRC FUSE BASE, 690V(1000V) TRIPLE-POLE, 160A, SIZE 00 | 82.31
3NJ6940-3BH22 | ACCESSORY FOR IN-LINE FUSE SWITCH DISCONNECT. PLUG-IN, CURRENT TRANSFORMER 300/5A, CL.0.5, 5 VA | 156.49
6RA8025-6GS22-0AA0 | SINAMICS DCM DC CONVERTER FOR TWO-QUADRANT DRIVES CONNECTION B6C INPUT: 3-PHASE AC 575V, 50A CONTROL | 3152.2
5TA4741 | DELTA FLAT IP44, SM DARK GRAY/LIGHT GRAY HEATING EM. SWITCH, 1POLE 10A 250V, W. PILOT LAMP 66X75MM | 28.49
3RT1076-6AR36 | CONTACTOR, 250KW/400V/AC-3 AC(40...60HZ)/DC OPERATION UC 440-480V AUXILIARY CONTACTS 2NO+2NC 3-POLE, | 1947.39
5SY7620-7 | CIRCUIT BREAKER 400V 15KA, 3+N-POLE, C, 20A, D=70MM | 111.92
5SY8208-7 | CIRCUIT BREAKER 400V 25KA, 2POLE, C, 8A, D=70MM | 84.06
PBD:20377-511 | FLOWGUIDE,E40,10", MILD STEEL, POLYESTER PAINTED | 1307.17
3RK4340-3AR51-0BA0 | SIRIUS MCU MOTOR STARTER EN.DEGR. OF PROTEC.IP55 PLASTIC COMMUNICATION WITHOUT ELECTROMECHANICAL SWI | 496.01
5SY7210-8 | CIRCUIT BREAKER 400V 15KA, 2-POLE, D, 10A, D=70MM | 47
5SY7525-6 | CIRCUIT BREAKER 230V 15KA, 1+N-POLE, B, 25A, D=70MM | 28.44
6SL3335-1TG41-3AA3 | SINAMICS S120 BASIC LINE MODULE 3AC 500-690V, 50/60HZ OUTPUT: DC 675 - 930V, 1300A RATED POWER: 110 | 27127.4
6SL3000-2AH31-0AA0 | SINAMICS/MICROMASTER PX MOTOR REACTOR FOR 3PH 660-690 V, 50/60 HZ 85 A AND 100 A AC DRIVES/POWER MOD | 1208.31
6SL3700-0XK38-0YV0 | MAIN CIRCUIT BREAKER FOR SINAMICS V50, 400KW | 6043.59
6SL3710-1GE33-8CA3 | SINAMICS G150 CONVERTER CABINET UNIT, AC/AC WITH CIM+CU320-2 3AC 380-480 V, 50/60 HZ NOM. POWER RATI | 28794.04
3TK1924-0A | LOCKING MECHANISMS FOR MECHANICAL LOCKING OF 2 IDENTICAL CONTACTORS | 534.74
6SE6400-4BD22-2EA1 | MICROMASTER 4 BRAKING RESISTOR 380-480 V 15R 44000 W PK 2200 W CONT 301 X 326 X 484 MM H X W X D IP | 840.37
5SY8432-8BB08 | CIRCUIT BREAKER 400V 25KA, 4-POLE, 32A, D=70MM ONLY MAGNETIC TRIPPING | 113.48
3RK4340-3LR51-0BA0 | SIRIUS MCU MOTOR STARTER EN.DEGR. OF PROTEC.IP55 PLASTIC COMMUNICATION WITHOUT ELECTROMECHANICAL SWI | 509.65
3RK1802-2FB06-0GA1 | ASISAFE CD (V3) FOR AS-I SAFETY MONITOR, INCLUDES CONFIGURATIONS SOFTWARE ASIMON V3, DOCUMENTATION A | 319.99
3TH4382-0BM4 | CONTACTOR RELAY 82E EN 50 011 8NO+2NC, SCREW TERMINALS DC OPERATION DC SOLENOID SYSTEM DC 220V | 131.42
4AM4342-8DN00-0EB0 | TRANSFORMER SITAS; PHASES:1; PN/PN(S6)(KVA):0,315 /1,12; UPRI(V):550-525-500-480-460- 440-415-400-38 | 328.67
5SZ9216 | N-TYPE FAULT-CURRENT CIR.-BREAK TYPE A PSE/SSF 16A 2POL IFN 30MA 125-230V 2MW, IN MOULDED PLASTIC HO | 162.2
5SY8110-7 | CIRCUIT BREAKER 230/400V 25KA, 1POLE, C, 10A, D=70MM | 25.15
5SY8202-7 | CIRCUIT BREAKER 400V 25KA, 2POLE, C, 2A, D=70MM | 54.5
4AV9807-4CB00-2N | CURRENT SUPPLY (UNSCREENED); PHASES:1; PN(KW):0,315; UPRI(V):400; USEC(V DC):24; ISEC(A DC):13,1; F( | 759.06
4AM6442-5CJ10-0FA0 | TRANSFORMER SITAS; PHASES:1; PN/PN(S6)(KVA):2 /9,7; UPRI(V):440+/-5%; USEC(V):110; ISEC(A):18,2; F(H | 980.35
4AT3632-8DD40-0FA0 | TRANSFORMER SITAS; PHASES:1; PN/PN(S6)(KVA):6,3 /24,5; UPRI(V):550-525-500-480-460- 440-415-400-380- | 2790.85
3RS1010-1CK20 | TEMPERATURE MONITORING RELAY FOR PT100, UNDERSHOOTING OF 1 THRESH. VAL., WIDTH 22ND5 MM 0 C-200 C, 1 | 200.04
3RS1030-2DD20 | TEMPERATURE MONITORING RELAY FOR PT100, UNDERSHOOTING OF 2 THRESH. VAL., WIDTH 22ND5 MM 0 C - 200 C, | 308.92
3NJ4915-2GA11 | ACCESSORIES F. STRIPS 3NJ41 IN-LINE FUSE SW.DISC. S.NH1-3 INTEGRAT. CURR. TRANSFORMER 250/1A,CL.0.5 | 299.05
5SY7213-6 | CIRCUIT BREAKER 400V 15KA, 2-POLE, B, 13A, D=70MM | 42.06
6SE6440-2UC13-7AA1 | MICROMASTER 440 WITHOUT FILTER 1/3AC 200-240V +10/-10% 47-63HZ CONSTANT TORQUE POWER 0.37 KW OVERLO | 927.9
4AM4042-5FJ10-0FA0 | TRANSFORMER SITAS; PHASES:1; PN/PN(S6)(KVA):0,25 /0,85; UPRI(V):500+/-5%; USEC(V):110; ISEC(A):2,27; | 216.75
3VL9400-4TD40 | ACCESSORY FOR VL400, TERMINAL FOR CABLE (CU OR AL) SET OF 4 PCS 1HOLE 4 POLE | 210.64
3VL9300-4TA40 | ACCESSORY FOR VL250, NUT PLATE METRIC CONSISTS OF 4 PIECES 4 POLE | 46.04
5TG1102-3 | DELTA MIRO FRAME 2-FOLD GENUINE MATERIAL MAPLE TREE TYPE OF WOOD WENGE DIMENSIONS 161X90MM | 50.5
3WL9111-2AA55-0AA0 | ACCESSORIES CIRCUIT BREAKER 3WL RATED CURRENT REF. MODULE 630A F. ETU25, 27, 45, 55, 75, 76 APPROVED | 255.11
3WL9111-2AA77-0AA0 | ACCESSORIES CIRCUIT BREAKER 3WL RATED CURRENT REF. MODULE 3000A F. ETU25, 27, 45, 55, 75, 76 APPROVE | 255.11
BVP:262483 | BD2-AK03X/OGB100 TAP-OFF UNIT BD2 UP TO 125A | 446.71
6SL3330-7TE37-5AA3 | SINAMICS ACTIVE LINE MODULE 3AC 380-480V, 50/60HZ, 745A OUTPUT: DC 510 - 720V RATED POWER: 450KW BUI | 34369.55
BVP:611104 | BD2C-1000-EE-EBAL BD2C FEEDER UNIT 1000A FOR SINGLE CORE CABLE | 1805.2
3RN1062-2CW00 | THERMISTOR MOTOR PROTECTION FOR 6 SENSOR CIRCUITS, MULTI-MOTOR PROTECTION, 1NO+1NC, UC 24...240V, SP | 617.2
3RP1505-1BQ30 | TIME RELAY, MULTI-FUNCTION 2 CHANGEOVER, 16 FUNCTIONS, 15 TIME SETTING RANGES AC 24 V AND DC 100... | 296.26
3TF6933-1QV7 | CONTACTOR SIZE 14, 3-POLE AC-3 450KW, 400/380V (690V) AUXILIARY SWITCH 33 (3NO+3NC) INTEGRATED RECTI | 4728.58
5SJ4113-7HG41 | CIRCUIT BREAKER 240V 14KA, 1-POLE, C, 13A, D=70MM ACC. TO UL 489 | 39.2
5SY8210-8 | CIRCUIT BREAKER 400V 25KA, 2POLE, D, 10A, D=70MM | 76.56
5SY8213-8 | CIRCUIT BREAKER 400V 25KA, 2POLE, D, 13A, D=70MM | 83.5
5SY8301-7 | CIRCUIT BREAKER 400V 25KA, 3POLE, C, 1A, D=70MM | 120.55
5SY8332-7 | CIRCUIT BREAKER 400V 25KA, 3POLE, C, 32A, D=70MM | 120.55
3SB3901-1TE | ACCESSORY / SPARE PART ROUND, 22MM/SQUARE, 26X26MM: LED SUPER-BRIGHT LAMPS, WEDGE-BASE WEDGE-BASE W2 | 8.85
4RB5208-3GK50 | POWER CAPACITOR PHASECAP MKK 690V 20.8KVAR | 611.79
3SE5000-0AA81 | ROD ACTUATOR FOR POSITION SWITCH 3SE51/52 SPRING ROD 200MM, FORM D DIAMETER 6MM W. TERMINAL | 12.72
5TG1202-2 | DELTA MIRO GLASS FRAME 2-FOLD REAL GLASS BLACK 161X90MM | 75.23
3LD2305-7UL01 | FRONT MOUNTING 4-HOLE MOUNTING KNOB BLACK, NON-LOCKABLE IU=160A, P/AC-23A BEI 400V=75KW CHANGEOVER S | 930.33
3VL9400-4PB40 | ACCESSORY FOR VL400, PLUG IN SOCKET KIT ASSEMBLY REAR CONNECTORS RCD 4 POLE | 1524.13
3NP1943-1BB20 | ACCES.F.FUSE SWI. DISCONNECTOR FOR NH1 PRISM TERMINAL, DOUBLE | 56.66
3NW2030-0HG | FUSE LINK CLASS CC ACC. TO UL STANDARD 248-4 QUICK-RESPONSE, CURRENT-LIMIT. RATED CURRENT 3 A RATED | 20.1
7ME3960-0MA00 | TRANSDUCER MOUNTING HARDWARE MOUNTING HARDWARE FOR DEDICATED UNIVERSAL TRANSDUCER SIZE A OR B LEGACY | 696.21
8GK1383-0KK43 | ALPHA 630 DIN, MARSHALLING BOX HEIGHT = 350MM, WIDTH = 1050MM, DEPTH = 250MM, SK1, IP55 | 921.18
7PV1518-1AN30 | TIME RELAY, SOLID-STATE, ON-DELAY, 1 CO, 7 TIME RANGES 0.05S...100H, AC/DC 220V, 0.7...1.15XUP, SCRE | 55.33
8GK1112-4KK22 | ALPHA 400 DIN, WALL-MOUNTING DISTRIBUTOR, DELIVERY FORM FLAT PACK, AP-CUBICLE, RAL 9016, IP43, SK2, | 431.96
8GK9736-0KK40 | ALPHA 630/1600 DIN, COPPER BUSBARS 30X10MM, 630A, L=1000 | 194.87
6AV7671-2BA00-0AA0 | PROTECTIVE MEMBRANE FOR PANEL PC477/577/67X/87X/IL77 12" TOUCH, PACK. OF 10 | 176.9
5SE1363 | SILIZED FUSE LINK 400 V GR,SEMICOND.PROTECT.GR.D02 63 A | 16.48
5SV8200-6KK | RESIDUAL CURRENT MONITOR DIGITAL 4-CHANNEL, TYPE A IDN 0,03A 30A 0,02 10 SEC, (INS, SEL) | 538.44
3SE7942-1AA | ROPE CLAMP, 5 MM, | 2.58
5TG9875-8AM | DELTA M-SYSTEM BUZZER 230V 50/60HZ, 80DB(A) SETTABLE VOLUME ALUMINUM METALLIC | 19.06
5UB1511 | I-SYSTEM, TITANIUM WHITE SCHUKO SOCKET OUTL. 10/16A 250V W. SCREWLESS TERMINALS COVER PLATE 55X55MM | 5.12
3RF2320-3AA26 | SEMI-COND. CONTACTOR 3RF2,1-PH. AC 51 20 A 40 DEGREES C 48-600 V / 110-230 V AC RING TERMINAL | 85.46
3SE7921-1AA | BEFEFIXING F. BLOCK ROPE PULLEY | 3.4
3RK1301-0BB13-0AA4 | F-DS1E-X FOR ET 200S FAILSAFE DIRECT STARTER SETTING RANGE 2.4...8A MECHANICAL SWITCHING ELECTRONIC | 1304.3
6ES7798-0CA00-0XA0 | SIMATIC PG, ADAPTER FOR S5 EPROM PROGRAMMING IN THE FIELD PG AND POWER PG | 359.08
3LD9250-0BA | N COND. LEADING SWITCH-ON FOR FRONT MOUNTING FOR 125 A (ACCESSORIES FOR SWITCH 3LD2) | 17.49
3NA3136 | LV HRC FUSE LINK GL/GG WITH NON-INSULATED GRIP LUGS WITH FRONT INDICATOR SIZE 1, 160A, AC 500V/DC 44 | 9.5
3NJ6911-3FA00 | ACCESSORIES FOR PLUG-IN LOAD ISOL. UNITS 3NJ6 CONTACT EXTENSION SIZE 2/3 4-POLE MOUNTING DEPTH 200 M | 1894.05
4AM3842-4TN00-0EA1 | TRANSFORMER SITAS; PHASES:1; PN/PN(S6)(KVA):0,16 /0,49; UPRI(V):230+/-5%; USEC(V):24; ISEC(A):6,67; | 168.6
3SE2903-1AB20 | FOOT-OPERATED BUTTON CABLE ENTRY M20X1,5 IP65, 2NO + 2NC WITHOUT COVER | 113.24
3SE5000-0AA70 | LENGTH-ADJUSTABLEER TWIST LEVER WITHOUT ROLLER FOR POSITION SWITCH 3SE51/52 METAL LEVER 100MM LONG | 6.71
8MF2068-4R | STANDARD CUBICLE 8MF2 HXWXD=2000X600X800 SIDE-BY-SIDE MOUNTING NON-VENTIL., ASSEMBL., WELDED IP40 | 2163.65
8MF2864-4E | CUBICLESYSTEM 8MF2000 HXWXD = 1800 X 600 X 400MM FOR INDIVIDUAL MOUNTING WITH SIDE PANELS, IP 40 | 2279.56
8GK9510-8KK47 | ALPHA 400DIN DOOR AS SPARE PART LEFT DOOR H=1400 MM, W=775 MM FOR CABINET WIDTH 1250 MM AP, IP43,55, | 211.97
5SY5250-7 | CIRCUIT BREAKER CURR. SENS DC 440V AC 400V 10KA, 2-POLE, C, 50A | 59.06
5WG1193-8AB01 | INSTABUS EIB BUS TERMINAL 193, 2POLE 4 PLUG CONNECTIONS ROT/DARK GRAY | 3.48
5SY4425-6 | CIRCUIT BREAKER 400V 10KA, 4-POLE, B, 25A, D=70MM | 53.73
3NW8230-1 | CYLINDRICAL FUSE A.M. ACC. TO FRENCH STANDARD (NFC) WITHOUT INDICATOR SIZE 22X58MM, 500V 100A | 13.78
3RT1955-5AS32 | WITHDRAWABLE COIL FOR SIZE S6 FOR CONTACTORS 3RT105/3RT145 AC/DC OPERATION UC500-550V DRIVE: CONVENT | 77.76
3RW4047-1TB04 | SIRIUS SOFT STARTER, S3, 106A, 55KW/400V, 40 DEGR., AC 200-480V, AC/DC 24V, SCREW TERMINALS, THERMIS | 1694.09
8US1948-2AA00 | BUSBAR ADAPTER SYSTEM BUSBAR, 2400MM LONG E-CU TIN-PLATED DOUBLE-T-PROFILE, 1600A | 886.04
8US1998-2BM00 | BUSBAR ADAPTER SYSTEM SIDE MODULE, 13.5MM WIDE TO WIDEN ADAPTERS AND 8US106 RACKS LENGTH 182MM | 12.59
5ST2205 | BUSBAR, TOUCH SAFE FOR 5SQ M.C.B.S 16SSQMM CU, 1PHASE 210MM LONG, FOR 12MW | 4.47
3RW4075-2BB34 | SIRIUS SOFT STARTER, S12, 315 A, 250 HP/460 V, 50 DEG., 200-460 V AC, 115 V AC, CAGE CLAMP TERMINALS | 4984.51
5ST2426 | TOUCH GUARD FOR UNUSED CONNECTIONS YELLOW | 1.82
3SB2455-1B | SWITCHING ELEMENT U. LAMPHOLDER, 1NO, WEDGE-BASE W2 X 4.6D, SOLDER PIN CONNECTION | 13.92
3VL9800-8LA00 | ACCESSORY FOR VL1250, VL1600, CABLE INTERLOCK SYSTEM | 496.49
3VL9600-8CA31 | ACCESSORIES FOR VL800UL, (MG FRAME) TERMINAL COVER IP30 EXTENDED CONSISTING OF 2 COVERS 3-POLE | 158.96
6DR4004-2P | GAUGE MADE OF STEEL, ALUMINIUM BLOCK, DOUBLE-ACTION G1/4, SCALED IN MPA, BAR AND PSI | 335.53
4RB2125-3CE50 | POWER CAPACITOR PHICAP MKP 240V 12.5KVAR | 262.87
5SU1644-6KK82 | FI/LS-PROTECTOR TYPE A (PSE), D=70MM IFN 300MA, 10KA, 4-POLEE B 125A | 777.31
3TH4253-0AG1 | CONTACTOR RELAY 53E EN 50 011 5NO+3NC, SCREW TERMINALS AC OPERATION AC 110V 60HZ/AC 92V 50HZ | 59.12
3TH4355-0BF4 | CONTACTOR RELAY 55E EN 50 011 5NO+5NC, SCREW TERMINALS DC OPERATION DC SOLENOID SYSTEM DC 110V | 131.42
3RT1965-5AD31 | WITHDR. COIL FOR SIZE S10 FOR CONTACTORS 3RT106/3RT146 AC/DC OPERATION 42-48V UC DRIVE: CONVENTIONAL | 85.72
3RT1965-5NF31 | WITHDR. COIL FOR SIZE S10 FOR CONTACTORS 3RT106/3RT146 AC/DC OPERATION 96-127V UC DRIVE: ELECTRONIC | 169.73
3NP5360-0HA13-ZR01 | FUSE-SWITCH-DISCONNECTOR FOR SURFACE MOUNTING AND FOR INSTALLATION 3-POLE, I=400A, U=400/500V AC AUX | 1825.67
3RA6970-3B | AS-I MOUNTABLE MODULE FOR SAFE DISCONNECTION CONTROL CIRCUIT CONNECTION: SCREW-TYPE | 558.18
3VL9600-3HC00 | ACCESSORY FOR VL630, VL800, ROTARY DRIVE, DIRECT EMERGENCY | 194.93
3SB2203-0AC01 | PUSHBUTTON, 16MM, ROUND, PLASTIC, RED, BUTTON, FLAT, 1NC | 16.08
3SB2226-0AH01 | ILLUMINATED PUSHBUTTON, 16MM, ROUND, PLASTIC, TRANSPARENT, BUTTON, FLAT, 1NO, LAMPHOLDER W2 X 4.6D, | 20.13
3WL9111-0AT52-0AA0 | 3WL9-NAFTA-ACCESSORY WLGFM48 GROUND FAULT MODULE TRIP & ALARM FOR ETU 745 & 748 | 916.41
3SB2908-1AA | INCANDESCENT LAMP, TRANSPARENT, RATED VOLTAGE AC/DC 6V, 1.0 W, WEDGE BASE W2 X 4.6D WEDGE-BASE W2 X | 2.61
8WH8121-1AB55 | LABELS, FLAT, LONGIT. 51 - 60 SIZE ZBF4 | 0.08
8WH8121-2XA05 | LABELS, LONGIT. SPECIAL LABELLING ZBF5 | 0.23
8WH9050-2AA04 | LATCHING WITHOUT STRAIN RELIEF FOR ALL CONNECTORS | 0.7
8WH9020-3BA00 | INSERTABLE JUMPER, 3-POLE, FULLY INSULATED, INSERTED IN LOCKING SLEEVE AND LATCHED FOR 95 MM2 TERMIN | 20.87
BVP:233568 | BD01-AK2HX/S33 TAP-OFF UNIT BD01 | 285.16
BVP:261955 | BD2C-400-LV-X*-G* KNEE FRONTSIDE X 0,36M-1,25M / Y 0,36M 160A-400A WINKEL 85 GRA D-175 GRAD | 1608.16
BVP:261961 | BD2C-400-LR-X*/Y*-G* ELBOW RIGHT X/Y 0,36M-1,25M 160 A-400A WINKEL 85 GRAD-175 GRAD | 2479.55
3VL9800-1UP01 | ACCESSORIES FOR VL800UL, VL1200UL, VL1600UL, SHUNT RELEASE 24V DC FOR RIGHT MOUNTING | 283.89
5SY4404-8 | CIRCUIT BREAKER 400V 10KA, 4-POLE, D, 4A, D=70MM | 158.34
3NW8210-1 | CYLINDRICAL FUSE A.M. ACC. TO FRENCH STANDARD (NFC) WITHOUT INDICATOR SIZE 22X58MM, 500V 25A | 11.18
3NP1900-1HA00 | ACCES.F.FUSE SWI.DISCONNECTOR FOR NH000-NH3 LOCKING DEVICE | 39.64
3TH4310-0BW4 | CONTACTOR RELAY 100E EN 50 011 10 NO, SCREW TERMINALS DC OPERATION DC SOLENOID SYSTEM DC 48V | 131.42
5SH320 | D-TYPE ADAPTER SCREW SIZE DIII/THREAD E33, 63A | 1.6
5SJ4103-7HG41 | CIRCUIT BREAKER 240V 14KA, 1-POLE, C, 3A, D=70MM ACC. TO UL 489 | 46.87
6SE6440-2UD24-0BA1 | MICROMASTER 440 WITHOUT FILTER 3AC 380-480 V +10/-10% 47-63 HZ CONSTANT TORQUE POWER 4 KW OVERLOAD | 3095.23
5SY8102-8 | CIRCUIT BREAKER 230/400V 25KA, 1POLE, D, 2A, D=70MM | 22.69
6ES7370-0AA01-0AA0 | SIMATIC S7-300, DUMMY MODULE DM 370, FOR USE WITH MODULE EXCHANGE | 248.6
6DL2804-2DE40 | EX-DEVICE MADE OF STAINLESS STEEL, IP65. WITH INSTALLATION OF ET200ISP- AND AIRLINEEX PNEUMATIC- COM | 7548.16
7ML1830-1DR | LOCKNUT,1"BSP,PLAIN | 10.96
7ML1830-1ME | CARD 'MULTI 12/30' DC POWER SUPPLY, SPARE | 431.41
7ND4801-7CB | POWER SUPPLY 230 V AC FOR SIREC D400 | 1717.98
5UB4715 | DELTA FLAECHE IP44, SM DARK GRAY/LIGHT GRAY SCHUKO SOCKET OUTL. 10/16A 250V W. HINGED COVER, 66X75MM | 54.89
5TC9220 | I-SYSTEM, ELECTRIC WHITE ROOM TEMP. CONTROLLER COVER NC CONTACT/CO CONTACT, 55X55MM | 15.72
6ES7322-1HF10-0AA0 | SIMATIC S7-300, DIGITAL OUTPUT SM 322, OPTICALLY ISOLATED, 8 DO (RELAY), 1 X 40 PIN, 24V DC, 5A OR 2 | 528.06
6ES7334-0KE00-0AB0 | SIMATIC S7-300, ANALOG MODULE SM 334, OPTICALLY ISOLATED, 4AE/2AA, 12 BIT, 0-10V F. PT100 (CLIMAT RA | 1052.87
3TX7462-3H | SURGE SUPPRESSOR VARISTOR VOR STICKING ON AC 48 TO 127V/DC 70 TO 150V FOR CONTACTORS SIZE 3 TO 12 | 12.09
A5E02611783 | FUE950 STAINLESS STEEL POCKET G1/2B, 120 MM (PN25) FOR PT500 SENSOR, 6 MM TYPE (1 PCS.). | 119.67
7ME3960-0MC01 | TRANSDUCER MOUNTING HARDWARE MOUNTING HARDWARE FOR DEDICATED UNIVERSAL TRANSDUCER SIZE D LEGACY PART | 813.08
7NG3092-8KC | RTD SENSOR CABLE FOR HEAD MOUNTED TRANSMITTERS, 4 WIRES, 150 MM , PACKAGE WITH 5 PCS. | 105.57
8GK1383-0KK33 | ALPHA 630 DIN, MARSHALLING BOX HEIGHT = 350MM, WIDTH = 800MM, DEPTH = 250MM, SK1, IP55 | 792.61
8GK9910-0KK40 | RAIL KIT W. DIN RAIL 7.5MM,WIDTH 750MM INSULATED A. PROT. SETUP F. TERMINAL BLOCKS | 36.35
8MF2026-5R | CUBICLESYSTEM 8MF2000 HXWXD = 2000 X 1200 X 600MM FOR SIDE-BY-SIDE MOUNTING WITHOUT SIDE PANELS, IP | 3593.2
5SY4610-5 | CIRCUIT BREAKER 400V 10KA, 3+N-POLE, A, 10A, D=70MM | 154
3RT1456-6AB36 | CONTACTOR, 275A/AC-1, AC(40...60HZ)/DC OPERATION AUXIL. CONTACTS 2NO+2NC 3-POLE, SIZE S6 BAR CONNECT | 413
3NP1953-1CA10 | ACCES.F.FUSE SWI. DISCONNECTOR FOR NH2 REACH-ROUND PROTECTION FOR BUSBAR MOUNTING 1X TOP AND 1X BOTT | 7.88
6SL3710-1GH31-2CA3 | SINAMICS G150 CONVERTER CABINET UNIT, AC/AC WITH CIM+CU320-2 3AC 660-690 V, 50/60 HZ NOM. POWER RATI | 17244.77
3WL9111-0AT56-0AA0 | ACCESSORIES CIRCUIT BREAKER 3WL EARTH-FAULT PROT.MODULE CUSTOMER-UPGRADABLE FOR ETU 55-76 W. DISPLAY | 1427.28
4AV2001-2EB00-0A | POWER SUPPLY; PHASES:1; PN(KW):0,06; UPRI(V):400-230(240)-115(120); USEC(V DC):24; ISEC(A DC):2,5/3 | 375.43
3TH4280-0AF0 | CONTACTOR RELAY 80E EN 50 011 8NO, SCREW TERMINALS AC OPERATION AC 50HZ 110V/60HZ 132V | 57.21
3TY2520-0A | F. 3TC52 CONTACTORS, SIZE 8 MAIN CONTACTS | 193.05
8GK9913-0KK40 | MASK. FRAME FOR EXTRA DEEP STAY INSTALLATION H1800 W1000MM SHEET STEEL | 169.77
6SE6400-4BE21-8EA0 | MICROMASTER 4 BRAKING RESISTOR 500-600 V 27R 38000 W PK 1900 W CONT 645 X 270 X 175 MM H X W X D IP | 1838.27
5SY8516-7 | CIRCUIT BREAKER 230V 25KA, 1+N-POLE, C, 16A, D=70M | 47.71
5SY8220-8 | CIRCUIT BREAKER 400V 25KA, 2POLE, D, 20A, D=70MM | 79.93
3RT1975-5AV32 | WITHDRAWABLE COIL FOR SIZE S12 F. CONTS. 3RT107/3RT127/3RT147 AC/DC OPERATION UC380-420V DRIVE: CONV | 137.95
3NP5260-0CA10 | FUSE-SWITCH-DISCONNECTOR I=250A, U=690V, FUSE SIZE NH0 AND NH1 FOR CABLE-LUG CONNECTION AUXILIARY SW | 519.91
6SE6400-3CC04-4DD0 | MICROMASTER 4 COMMUTATING CHOKE 380-600 V 3AC 45,8A FOOTPRINT FSD - 0.41 MH | 861.32
6ES7652-0XX04-1XE0 | SIMATIC PCS7 MULTI MONITOR CARD 2 SCREENS, FOR 2 MONITORS PCIE X16, 512 MB DDR2 RAM, INCL. 1 X DUAL | 2022.55
3UG4501-1AA30 | ANALOG MONITORING RELAY FILL LEVEL MONITORING RESISTANCE MONITORING FROM 2 TO 200 KOHM OVERSHOOT AND | 89.25
3UG4511-2BP20 | ANALOG MONITORING RELAY PHASE SEQUENCE MONITORING 3X 360 TO 520V AC 50 TO 60 HZ 2 CHANGEOVER CONTACT | 113.32
7MH7724-1AR | MLC CALIBRATION WEIGHT, (STAINLESS STEEL 304(1.4301)) FOR SCALES WITH BELT WIDTH OF 24", 650MM, 2.15 | 172.33
4RB2063-3EA50 | POWER CAPACITOR PHICAP MKP 400V 6.3KVAR | 92.78
5SY6102-6 | CIRCUIT BREAKER 230/400V 6KA, 1-POLE, B, 2A, D=70MM | 10.55
3NW3080-0HG | FUSE LINK CLASS CC ACC. TO UL STANDARD 248-4 SLOW-BLOW, CURRENT-LIMITING RATED CURRENT 8 A RATED VOL | 20
5TD2123 | DELTA PUSHB. INSERT, FM 1CO CONTACT CAN BE USED AS NC CONTACT 10A 250V | 7.99
4AM6142-8JD40-1FA1 | TRANSFORMER SITAS; PHASES:1; PN/PN(S6)(KVA):1,6 /7,3; UPRI(V):400-230+/-15; USEC(V):115 ; 115; ISEC( | 1258.39
4AT3032-8ED40-0FA0 | TRANSFORMER SITAS; PHASES:1; PN/PN(S6)(KVA):4 /17,8; UPRI(V):600-575-550-525-500- 480-460-440-415-40 | 2040.02
3TH4262-4BB4 | CONTACTOR RELAY 62E EN 50 011 6NO+2NC, SCREW TERMINAL VARISTOR INCORPORATED DC OPERATION DC 24V | 115.21
6ES7922-3BD00-0AU0 | CABLE WITH FRONT CONNECTOR FOR SIMATIC S7-300 20PIN (6ES7392-1AJ00-0AA0) TO 50PIN D-SUB FEMALE FOR E | 263.13
6ES7972-0BA52-0XA0 | SIMATIC DP,BUS CONNECTOR FOR PROFIBUS UP TO 12 MBIT/S 90 DEGREE ANGLE CABLE OUTLET, IPCD TECHOLOGY F | 57.92
6ES7972-0BB42-0XA0 | SIMATIC DP, BUS CONNECTOR FOR PROFIBUS UP TO 12 MBIT/S WITH TILTED CABLE OUTLET, 15,8 X 54 X 39,5 MM | 75.94
3UG4621-2AW30 | DIGITAL MONITORING RELAY CURRENT MONITORING, 22.5MM FROM 2 TO 500MA AC/DC OVERSHOOT AND UNDERSHOOT A | 154.47
3NW7334 | BUILT-IN FUSE BASE WITH SIGNAL DETECTOR FOR CYLINDRICAL FUSES SIZE 8.5X31.5MM 20A, 3-POLE | 39.85
3RT1956-1CD00 | SURGE SUPPRESSOR./RC ELEMENT FOR CONTACTOR MOD.S6/S10/S12 FOR US = AC127-240V/DC150-250V | 25.93
3RT1956-4EA4 | TERMINAL COVER FOR BUSBAR CONNECTIONS FOR REVERSING AND STAR-DELTA COMBINATIONS, FOR CONTACTORS SZ. | 11.09
3TF6833-8DP4 | CONTACTOR SIZE 14, 3-POLE AC-3, 335KW, 400/380V (1000V) AUXILIARY SWITCH 33 (3NO+3NC) W.3TC44174A RE | 4081.46
4AM3242-5LT10-0FA0 | TRANSFORMER SITAS; PHASES:1; PN/PN(S6)(KVA):0,063 /0,19; UPRI(V):660+/-5%; USEC(V):230; ISEC(A):0,27 | 111.94
6SL3255-0AA00-4BA1 | SINAMICS G110/G120 BASIC OPERATOR PANEL (BOP) | 76.38
3RB2987-2D | CONNECTING CABLE 0.5 M FOR 3RB22/23/24 SIZE S00...S12 | 18.36
8MF2096-4R | CUBICLESYSTEM 8MF2000 HXWXD = 2000 X 900 X 600MM FOR SIDE-BY-SIDE MOUNTING WITHOUT SIDE PANELS, IP 4 | 2414.77
8MF2288-4RB | STANDARD CUBICLE 8MF2 HXWXD=2200X800X800 SIDE-BY-SIDE MOUNTING VENTIL., ASSEMBL., WELDED IP40 | 2627.29
8GK9510-8KK31 | ALPHA 400DIN DOOR AS SPARE PART LEFT DOOR H=1250 MM, W=525 MM FOR CABINET WIDTH 750/1000 MM AP, IP43 | 155.73
5SY7513-7 | CIRCUIT BREAKER 230V 15KA, 1+N-POLE, C, 13A, D=70MM | 42.07
5SY7601-8 | CIRCUIT BREAKER 400V 15KA, 3+N-POLE, D, 1A, D=70MM | 158.24
5SY7602-7 | CIRCUIT BREAKER 400V 15KA, 3+N-POLE, C, 2A, D=70MM | 132.7
3NP5460-0HA13-ZR01 | FUSE-SWITCH-DISCONNECTOR FOR SURFACE MOUNTING AND FOR INSTALLATION 3-POLE, I=630A, U=400/500V AC AUX | 2118.14
3RT1935-6A | EQUIV. CONTACTS F. CONTACTOR SIZE S2, 3-POLE, AC-3, 18.5 KW, 3 NO, MAIN CONTACTS, CONSISTS OF 3 MOVA | 100.66
3TX4210-0L | TEST ADAPTOR FOR TEST PLUG 4MM F.TEST PLUG | 12.09
6XV1873-6AN40 | SIMATIC NET FO STANDARD CABLE GP (50/125), PREASSEMBLED WITH 2X2 SC CONNECTORS, LENGTH 40 M | 334.88
6XV1873-6DT10 | SIMATIC NET FO TRAILING CABLE GP 50/125, PREASSEMBLED WITH 2X2 SC CONNECTORS, INSERTION GUIDE, LENGT | 1557.91
5UB1405 | DELTA PROFIL, TITANIUM WHITE SCHUKO SOCKET OUTL. 10/16A 250V W. SCREWLESS TERMINALS W. INCREASED TOU | 11.96
6FX2001-5HE25 | ABSOLUTE VALUE ENCODER 25 BIT WITH ENDAT, OPERATING VOLTAGE 5 V, SYNCHRO-FLANGE AXIAL FLANGE SOCKET | 985.26
5UB1843-1 | DELTA STYLE, PLATINUM METALLIC SCHUKO SOCKET OUTL. 10/16A 250V WITH HINGED COVER INCREASED TOUCH PRO | 31.44
5UB1556 | I-SYSTEM SCHUKO SOCKET OUTLET W. OVERVOLTAGE PROTECTION AND INCR. TOUCH PROT., W. LABEL AND STATUS D | 178.32
5TT4202-4 | RELAY, N-TYPE WITH 2 NO CONTACT FOR AC 230V 16A CONTROL AC 8V | 32.64
5UB1835 | DELTA STYLE, GREEN SCHUKO SOCKET OUTLET10/16A 250V W. INCREASED TOUCH PROTECTION COVER PLATE 68X68 M | 17.52
6AV6381-2AB07-0AV3 | SIMATIC WINCC RC UPGRADE V7.0, FROM V6.2 TO V7.0 SP2 ASIA, FOR SIMATIC WINCC RUNTIME & CONFIGURATION | 3048.12
6AU1820-8BA20-0AB0 | SIMOTION IT DIAG STANDARD DIAGNOSTIC PAGES ACCESS VIA INTERNET BROWSER FILE SYSTEM FOR USER IN SIMOT | 961.29
4AT3032-5AT10-0FA0 | TRANSFORMER SITAS; PHASES:1; PN/PN(S6)(KVA):4 /16; UPRI(V):400+/-5%; USEC(V):230; ISEC(A):17,4; F(HZ | 1799.18
3VL9300-3HR21 | SIDE ROTARY OPER. MECHANISM 3VL1-3 WITH 1000MM BOWDEN WIRE ROTARY HANDLE RED/YELLOW | 270.81
3VL9300-3MC10 | ACCESSORY FOR VL160; VL250 MOTOR OPERATOR 42-60 V AC/DC | 732.63
3VL9400-4WC40 | ACCESSORY FOR VL400, DRAW OUT ASSEMBLY FRONT CONNECTORS 4 POLES | 1897
4AV3402-2FB00-0A | POWER SUPPLY; PHASES:3; PN(KW):0,864; UPRI(V):575(600)-500-460(480)- 400(415)-230(240)-200; USEC(V D | 1327.43
3TK1934-0D | SURGE SUPPRESSORS RC ELEMENTS, FOR FITTING TO CONTACTORS 3TK14 TO 3TK17 AC 220...600 V | 72.67
3RT1275-6AR36 | VAC. CONTACTOR, 200KW/400V/AC-3 AC(40...60HZ)/DC OPERATION UC 440-480V AUXILIARY CONTACTS 2NO+2NC 3- | 2040.4
5SY6313-7 | CIRCUIT BREAKER 400V 6KA, 3-POLE, C, 13A, D=70MM | 28.56
5SY4304-7 | CIRCUIT BREAKER 400V 10KA, 3-POLE, C, 4A, D=70MM | 41.67
5ST3657 | PIN BUSBAR, 16 SQMM ASSORTMENT WITH: 20 X 5ST3643 + 10 X 5ST3644 + 50 X 5ST3645 + 50 X 5ST3655 | 455.02
3SB2901-4QG | INSCRIPTION PLATE FOR PUSHBUTTON AND ILLUMINATED PUSHBUTTON, FLAT, CLEAR WITH BLACK LETTERING, WITH | 0.72
5SH4317 | NEOZED SCREW CAP PORCELAIN SIZE D01 16A WITH INSPECTION HOLE | 1.27
5SY4625-6 | CIRCUIT BREAKER 400V 10KA, 3+N-POLE, B, 25A, D=70MM | 60.45
3VL9300-4TA31 | ACCESSORY FOR VL250UL, (FG-FRAME) SCREW TERMINAL METRIC THREAD COMPRISING 3 TERMINALS | 38.99
4AT3912-5CT10-0FA0 | TRANSFORMER SITAS; PHASES:1; PN/PN(S6)(KVA):8 /28,5; UPRI(V):440+/-5%; USEC(V):230; ISEC(A):34,8; F( | 3888.53
3RT1976-6D | SPARE CONTACTS F. SIZE S12 F. CONTACTOR 3RT1476, 650A/AC-1 CONSISTS OF 3 MOVABLE AND 6 FIXED CONTACT | 492.75
3WL9111-0AN17-0AA0 | ACCESSORIES CIRCUIT BREAKER 3WL MAIN CONDUCTOR CONN. 1 OFF WITHDRAW. CIRC. BREAKER SZ II VERTICAL CO | 122.69
3RW4446-6BC34 | SIRIUS SOFT STARTER, VALUES WITH 460 V, 50 DEG., STANDARD: 315A, 250HP, INSIDE-DELTA CIRCUIT 3: 546A | 17792.51
8WH8140-3AB75 | LABELS, TRANSV. 71 - 80 SIZE ZB6 | 0.11
BVP:203135 | BD2-AK2X/S18 TAP-OFF UNIT 63A / 1X 3P.D02 | 375.72
3RW4454-6BC45 | SIRIUS SOFT STARTER, VALUES AT 500V, 40DEG., STANDARD: 615A, 400KW, INSIDE-DELTA CIRCUIT 3: 1065A, 7 | 33099.31
3WL9111-0AH01-0AA0 | ACCESSORIES CIRCUIT BREAKER 3WL READY TO RUN MESSAGE S20 | 221.3
3NW3300-0HG | FUSE LINK CLASS CC ACC. TO UL STANDARD 248-4 SLOW-BLOW, CURRENT-LIMITING RATED CURRENT 30 A RATED VO | 20
3RT1264-6AD36 | VAC. CONTACTOR, 110KW/400V/AC-3 AC(40...60HZ)/DC OPERATION UC 42-48V AUXILIARY CONTACTS 2NO+2NC 3-PO | 1176.09
3TH4355-0BP4 | CONTACTOR RELAY 55E EN 50 011 5NO+5NC, SCREW TERMINALS DC OPERATION DC SOLENOID SYSTEM DC 230V | 131.42
3VL9800-1SJ00 | ACCESSORY FOR VL630, VL800, VL1250, VL1600, SHUNT RELEASE 48 - 60 V DC RIGHT POLE ONLY | 240.72
3SE2902-0AA20 | FOOT-OPERATED BUTTON CABLE ENTRY M20X1,5 IP65, 1NO + 1NC WITH CAP | 160.06
FDK:085U1012 | DN50 INCLUDING 2 EPDM GASKETS WITH COLLAR | 52.98
LZS:PT5B5R24 | PLUG-IN RELAY COMPLETE UNIT AC 24V, 4 CO CONTACT LED MODULE RED SOCKET W. LOGIC ISOLATION SCREW TER | 17.67
BVP:611398 | BD2-S120-ZUL-D FIRE BARRIER APPROVAL D S120 | 41.62
BVP:661182 | BD2A-1-800-WO-2W2,05-WKA OPTIONAL LENGTH 2,05M 800 A 0,5PE, WITHOUT TAP OFFS | 4902.82
3SB2910-1AC | LENS, RED, WITH CONCENTRIC RINGS | 0.38
3WL9111-0AN01-0AA0 | ACCESSORIES CIRCUIT BREAKER 3WL MAIN CONDUCTOR CONN. 1 OFF WITHDRAWABLE CIRC.BREAKER SZ I FRONT CONN | 99.43
3RK1901-3QM01 | AS-INTERFACE ACCESSORIES CABLE ADAPTER FOR ASI FLAT CABLE AND METRIC GLAND M16 LOOPED THROUGH VIA PI | 24.39
3RN1011-1CK00 | THERMISTOR MOTOR PROTECTION STANDARD EVALUATION UNIT MANUAL, 1NO+1NC, AC 230/110V SCREW CONNECTION | 174.72
3RT1965-5AB31 | WITHDR. COIL FOR SIZE S10 FOR CONTACTORS 3RT106/3RT146 AC/DC OPERATION 23-26V UC DRIVE: CONVENTIONAL | 85.72
6ES7141-4BF00-0AA0 | SIMATIC DP, ELECTRONIC MODULE FOR ET200PRO 8 DI DC 24V, MODULE DIAGNOSTICS; INCLUSIVE BUS MODULE CO | 110.69
6RA8075-6FV62-0AA0 | SINAMICS DCM DC CONVERTER FOR FOUR-QUADRANT DRIVES CONNECTION (B6) A (B6) C INPUT: 3-PHASE AC 480V, | 6099.59
LZS:PT5D5L24 | PLUG-IN RELAY COMPACT UNIT 24V DC, 4 CO LED MODULE RED SOCKET W. LOGIC ISOLATION PLUG-IN TERMINAL (P | 18.49
3RK1395-6KS41-0AD5 | SIRIUS MOTOR STARTER M200D TECHNOLOGY MODULE DIRECT ON-LINE STARTER MECHANICAL SWITCHING 3 400V AC/0 | 987.06
TGX:16152-364 | MOUNTING BRACKET FOR SIPART PS2 CONNECTION TO FISHER 1051/1052/1061, SIZE 30, 40, 60 - 70 | 487.09
3RP1525-1BP30-ZW98 | TIMING RELAY, ELECTRONIC, ON-DELAY, 2 CO CONTACT,15 TIME SET.RANG. 0,05S...100HR, AC (50/60HZ) 24,20 | 189.28
6SE7031-6EB87-2DA1 | SIMOVERT MASTERDRIVES BRAKING UNIT 510 -650 V DC, 100 KW PROTECTION IP20 DOCUMENTATION ON CD | 2852.29
6XV1830-0GH10 | SIMATIC NET, PROFIBUS FC FOOD BUS CABLE WITH PE-SHEATH FOR APPLICATION IN THE FOOD AND BEVERAGE IND | 4.96
6SL3501-0BE14-1AA0 | SINAMICS G110D BRAKING RESISTOR 5,5 KW / 7,5 KW, 82 OHM, IP65 | 1371.16
7ML1830-1BP | EXTENDED CHANNEL BRACKET,FLOOR MOUNT, FMS-320 | 462.73
7MH5710-6AA00 | SIWAREX WL 270 COMPACT MOUNTING UNIT FOR LOAD CELL SIWAREX WL 270 CP S-SB, 100 T - READY MOUNTED, EA | 4133.68
3TF6833-1QG7 | CONTACTOR SIZE 14, 3-POLE AC-3 335 KW, 400/380 V (690 V) AUXILIARY SWITCH 33 (3NO+3NC) INTEGRATED RE | 3865.76
4RB5125-3CD50 | POWER CAPACITOR PHASECAP MKK 230V 12.5KVAR | 511.76
5SG7133 | MINIZED-SWITCH DISCONNECTOR FOR NEOZED FUSE LINKS D02, 3-POLE DRAW-OUT ASSEMBLY | 55.64
5TA2162 | DELTA SWITCH INSERT FM OFF SWITCH 2POLE 16A 250V | 17.11
6SE6440-2UD17-5AA1 | MICROMASTER 440 WITHOUT FILTER 3AC 380-480 V +10/-10% 47-63 HZ CONSTANT TORQUE POWER 0.75 KW OVERLO | 1764.67
6SL3730-1TG36-8AA3 | SINAMICS S120 CABINET MODULE BASIC LINE MODULE 3AC 500-690V, 50/60HZ, 680A OUTPUT: DC 675 - 930V UNI | 19934.34
3TY6483-0AB0 | COIL FOR CONTACTORS 3TC48 AC 50HZ 24V/AC 60HZ 29V | 44.58
7MH7723-1CT | MOUNTING BRACKET,MSP-9,SPARE | 297.51
7MH5104-2GD00 | SIWAREX WL 260 LOAD CELL SP-S SA 20KG C3 - RATED LOAD 20KG - ACCURACY CLASS C3 - 1M CABLE LENGTH, 6 | 601.61
3TH4373-0BP4 | CONTACTOR RELAY 73E EN 50 011 7NO+3NC, SCREW TERMINALS DC OPERATION DC SOLENOID SYSTEM DC 230V | 131.42
5SV8001-6KK | RESIDUAL CURRENT MONITOR DIGITAL, TYPE A IDN 0,03A 30A 0,02 10 SEC, (INS, SEL) | 352.58
5UB1925 | I-SYSTEM, CARBON METALLIC SCHUKO SOCKET OUTL. 10/16A 250V W. SCREWLESS TERMINALS STATUS DISPLAY, LAB | 31.23
5UB1934 | I-SYSTEM, ALUMIN.METALLIC SCHUKO SOCKET OUTL. 10/16A 250V W. SCREWLESS TERMINALS W. INCREASED TOUCH | 15.77
5WG1512-1AB21 | N 512/21 SWITCH ACTUATOR SUBMODULE 3XAC230V, 16A | 308.04
3TX7686-0A | TERMINAL COVER FOR CONVERTER 3UF18 68-3F AND CONTACTOR 3TF68, CONSISTING OF 2 TERMINAL COVERS 1ST C | 43.89
3RV1923-1CA00 | MOULDED-PLASTIC ENCLOSURE FOR WALL MOUNTING DEGREE OF PROTECTION IP55, WITH N AND PE TERMINAL LOCKAB | 14.44
A5E00082457 | MOTHERBOARD TWO-WIRE EEX WITHOUT HART FOR SIPART PS2 6DR50**-*E | 1167.63
5SY7105-7 | CIRCUIT BREAKER 230/400V 15KA, 1-POLE, C, 0.5A, D=70MM | 17.31
6SE6400-3CC00-2AD3 | MICROMASTER 4 AC COMMUTATION CHOKE 200V-480V 3AC 1,9A FOOTPRINT FSA - 3X5.2MH | 120.34
3VL1706-1DA33-0AA0 | CIRCUIT-BREAKER VL160X N STANDARD SWITCHING CAPACITY ICU=55KA / 415 V AC 3 POLE, LINE PROTECTION OVE | 439.58
3RA6120-0AB30 | SIRIUS, COMPACT STARTER, DIRECT ON-LINE STARTER 690 V, AC/DC 24 V, 50 ... 60 HZ, 0.1 ... 0.4 A, IP20 | 561.05
6RA8018-6DV62-0AA0 | SINAMICS DCM DC CONVERTER FOR FOUR-QUADRANT DRIVES CONNECTION (B6) A (B6) C INPUT: 3-PHASE AC 400V, | 2808.5
4AM6142-5FT10-0FA0 | TRANSFORMER SITAS; PHASES:1; PN/PN(S6)(KVA):1,6 /7,3; UPRI(V):500+/-5%; USEC(V):230; ISEC(A):6,96; F | 834.42
5TG1205 | DELTA MIRO QUINTUPLE FRAME GENUINE GLASS CRYSTAL GREEN DIMENSION 374X90 MM | 244.15
5TD2117-0KK | DELTA PUSHBUTTON INSERT W. CONTINUOUSLIGHT 1CHANGEOVER, WITH N-TERMINAL WITHOUT CLAWS | 14.46
3SE2243-0XX | SAFETY POSITION SWITCH WITH SEPARATE ACTUATOR, MOULDED-PLASTIC ENCLOSED OPERATION FROM THE SIDE AND | 42.04
3VL9216-4ED40 | ACCESSORY FOR VL160X,VL160, CONNECTION BARS ON FRONT INCREASED POLE SPACING CONSISTS OF 4 CONNEC, SW | 117.09
4AM5742-8JD40-0FA0 | TRANSFORMER SITAS; PHASES:1; PN/PN(S6)(KVA):1 /5; UPRI(V):400-230+/-15; USEC(V):2X115; ISEC(A):4,35- | 592.16
4AM6142-5MT10-0FA1 | TRANSFORMER SITAS; PHASES:1; PN/PN(S6)(KVA):1,6 /7,3; UPRI(V):690+/-5%; USEC(V):230; ISEC(A):6,96; F | 892.49
5SY8413-7 | CIRCUIT BREAKER 400V 25KA, 4POLE, C, 13A, D=70MM | 140.72
5SY8608-7 | CIRCUIT BREAKER 400V 25KA, 3+N-POLE, C, 8A, D=70M | 150.79
5SY6610-7 | CIRCUIT BREAKER 400V 6KA,3+N-POLE C, 10A, D=70MM | 26.68
5TG2554-1 | DELTA LINE, TITANIUM WHITE FRAME, 4FOLD, 293X80MM HORIZONTAL, W.LABELING FIELD | 25.83
3RF2310-1BA24 | SEMI-COND. CONTACTOR 3RF2,1-PH. AC 51 10 A / AC15 6A 40 DEG. C 48-460 V / 110-230 V AC INSTANTANEOU | 65.2
3SE5312-0SD13 | SAFETY POSITION SWITCHES WITH SOLENOID INTERLOCKING LOCK. FORCE 2600N,5 APPR. DIR. METAL HOUSING,3X( | 279.11
BVP:261914 | BD2C-400-ZH-X*/Y*/Z* Z UNIT BACKSIDE X/Y 0,36M-0,60M , Z 0,14M-1,25M 160-400A | 1960.64
BVP:261946 | BD2C-400-LR-X*/Y* ELBOW RIGHT X/Y 0,36M-1,25M 16 0A-400A | 2026.72
3TY7573-0DF4 | COIL FOR 3TF57 CONTACTOR DC ECONOMY CIRCUIT DC 110V | 300.68
4AM4842-5CJ10-0FA0 | TRANSFORMER SITAS; PHASES:1; PN/PN(S6)(KVA):0,5 /2; UPRI(V):440+/-5%; USEC(V):110; ISEC(A):4,545; F( | 321.57
6SL3730-1TE41-2AA3 | SINAMICS S120 CABINET MODULE BASIC LINE MODULE 3AC 380-480V, 50/60HZ, 1200A OUTPUT: DC 510 - 650V UN | 19934.34
6ES7194-3JA00-0AA0 | SIMATIC DP, BLANK PLUG 7/8" FOR ET 200, 10 PIECES PER PACKAGING UNIT | 11.59
5TG6234 | I-SYSTEM, CARBON METALLIC ROCKER W.SHUTTER/BLIND SYMBOLS FOR SHUTTER PUSHB. , 55X55MM | 16
3SE5232-0HK25 | SIRIUS POSITION SWITCH; PLASTIC HOUSING ACC. TO EN50047, 31MM DEVICE CONNECTION 1X(M20X1.5); 1NO/1NC | 32.85
3LD2054-0TK51 | 3-P. MAIN CTR./EM.-STOP SWITCH IU=16, P/AC-23A AT 400V=7.5KW FRONT MOUNTING MAIN HOLE MOUNTING ROTAR | 26.27
3RT1054-1AB36 | CONTACTOR, 55KW/400V/AC-3 AC(40...60HZ)/DC OPERATION UC 23...26V AUXIL. CONTACTS 2NO+2NC 3-POLE, SIZ | 365.41
3RT1054-3NF36 | CONTACTOR, 55KW/400V/AC-3 AC(40...60HZ)/DC OPERATION UC 96-127V AUXILIARY CONTACTS 2NO+2NC 3-POLE, S | 425.04
3NA7144 | LV HRC FUSE LINK GL/GG WITH NON-INSULATED GRIP LUGS WITH COMBINATION INDICATOR SIZE 1, 250A, AC 500V | 11.99
3NA7802-6 | LV HRC FUSE LINK GL/GG WITH NON-INSULATED GRIP LUGS WITH COMBINATION INDICATOR SIZE 000, 2A, AC 690V | 24.23
4AM5242-5MT10-0FA0 | TRANSFORMER SITAS; PHASES:1; PN/PN(S6)(KVA):0,63 /2,35; UPRI(V):690+/-5%; USEC(V):230; ISEC(A):2,74; | 381.09
3RV1913-2DA00 | MOULDED-PLASTIC ENCLOSURE FOR FLUSH MOUNTING WITH ACTUATING MEMBRANE | 15.72
8UC6082 | SPARE PART FOR ROTARY OPERATING MECHANISM 8UC6 EXTENSION SHAFT 600MM LONG 8 X 8MM | 21.88
5TG1101-3 | DELTA MIRO FRAME 1-FOLD GENUINE MATERIAL WOOD TYPE OF WOOD MAPLE DIMENSIONS 90X90MM | 31.85
6SE6430-2AD33-0DA0 | MICROMASTER 430 WITH BUILT-IN CLASS A FILTER 3AC 380-480 V +10/-10% 47-63 HZ SQUARED TORQUE POWER 30 | 9733.87
6SE6400-3TD01-0CE0 | MICROMASTER 4 OUTPUT LC FILTER 500-600V 3AC 9.0 / 6.1 A (40 / 50 DEG C) FOOTPRINT FSC 382 X 185 X 14 | 1004.95
8WH8202-3AA05 | LABELS, WITHOUT INSCRIPTION FRONT WIDTH 6,2 MM | 0.11
8WH9010-0JB00 | TEST ADAPTER FOR TEST PLUG AND SAFETY TEST PLUG WITH A DIAMETER OF 4 MM CONTACT IN JUMPER SLOT COLOR | 7.84
BVP:203248 | BD2-AK1/2SD/F TAP-OFF UNIT EMPTY | 128.5
3VL9300-4RB00 | ACCESSORY FOR VL250, REAR TERMINAL, LONG, ROUND COMPRISES 1 TERMINAL | 31
3VL9300-4RC30 | ACCESSORY FOR VL250, REAR TERMINAL, ROUND COMPRISES 3 TERMINALS SHORT-LONG-SHORT 3-POLE | 84.39
3RA6120-2DB34 | SIRIUS, COMPACT STARTER, DIRECT STARTER 690 V, 24 V AC/DC, 50 ... 60 HZ, 3 ... 12 A, IP20, CONNECTIO | 632.78
3RW3013-1BB04 | SIRIUS SOFT STARTER, SIZE S00, 3.6A, 1.5KW/400V, 40 DEGREES, 200-480V AC, 24V AC/DC, SCREW TERMINALS | 220.77
5SY7403-8 | CIRCUIT BREAKER 400V 15KA, 4-POLE, D, 3A, D=70MM | 176.23
5SY7415-7 | CIRCUIT BREAKER 400V 15KA, 4-POLE, C, 1.6A, D=70MM | 146.18
3SE5232-0HU22 | SIRIUS HINGED SWITCH PLASTIC HOUSING,31MM,EN50047 DEVICE CONNECTION 1X(M20X1.5) SNAP-ACTION CONTACTS | 38.41
5TG6280 | I-SYSTEM, ELECTRIC WHITE ROCKER W. LAB. PLATE, 55X55MM F.UNIVERSAL SWITCH CO/OFF F. INTERMEDIATE AND | 6.73
8WH9020-6CL10 | PLUG-IN JUMPER 6 DIVISIONS, AS TRANSVERSE JUMPER IN TERM. MIDDLE, 10-POLE, COLOR: SIEMENS COLOR | 4.8
BVP:261879 | BD2A-1000-LV-X*/Y* KNEE FRONTSIDE X/Y 0,36M-1,25M 500A-1000A | 2750.03
3TY7573-0DM4 | COIL FOR 3TF57 CONTACTOR DC ECONOMY CIRCUIT DC 220V | 300.68
6SL3710-1GH33-3AA3 | SINAMICS G150 CONVERTER CABINET UNIT, AC/AC WITH CIM+CU320-2 3AC 660-690 V, 50/60 HZ NOM. POWER RATI | 43349.3
5TG2008 | I-SYSTEM,TITANIUM WHITE MODULE CARRIER,1FOLD INCL.INTERMED. FRAME SCREW FIXING | 7.05
3SE5122-0CA00-1AJ0 | SIRIUS POSITION SWITCH, BASIC SWITCH, METAL, 56MM, INCREASED CORROSION PROTECTION, DEVICE CONNECTION | 42.49
3SE5122-0KC02 | SIRIUS POSITION SWITCH METAL ENCLOSURE 56MM WIDE DEVICE CONNECTION 3X (M20X1.5) 1NO/ 2NC SLOW-ACTION | 51.93
5SY6632-6 | CIRCUIT BREAKER 400V 6KA,3+N-POLE B, 32A, D=70MM | 75.23
5SY7116-7 | CIRCUIT BREAKER 230/400V 15KA, 1-POLE, C, 16A, D=70MM | 20.84
3LD2017-0TK13 | MAIN/EMERG. STOP SWITCH 3-POLE IU=16, P/AC-23A AT 400V=7.5KW - WITH DEFEATABLE DOOR COUPLING ROTARY | 49.87
3RF2330-1AA44 | SEMI-COND. CONTACTOR 3RF2,1-PH. AC51 30 A 40 DEG. C 48-460 V / 4-30 V DC SCREW TERMINAL | 67.1
5TT3171 | ISOLATING RELAY, N-TYPE AC 230V 50HZ | 161.08
3RK1301-0CB13-0AA4 | F-DS1E-X FOR ET 200S FAILSAFE DIRECT STARTER SETTING RANGE 2.4...16A MECHANICAL SWITCHING ELECTRONIC | 1411.92
BVP:660867 | BD01-AK2M1/CEE163FIA161 TAP-OFF UNIT | 429.58
6FX5008-1BA41-6AA0 | POWER CABLE, SOLD BY THE METER 4 X 6.0 + 2 X 1.5 C UL/CSA, DESINA MOTION-CONNECT 500 DELIVERY FORM: | 8969.62
6DL2804-1AE52 | EX-DEVICE MADE OF STAINLESS STEEL, IP65. WITH INSTALLATION OF ET200ISP- COMPONENTS (THEY HAVE TO ORD | 6967.52
3NA7830 | LV HRC FUSE LINK GL/GG WITH NON-INSULATED GRIP LUGS WITH COMBINATION INDICATOR SIZE 000, 100A, AC 50 | 4.15
3NA7830-7 | LV HRC FUSE LINK GL/GG WITH NON-INSULATED GRIP LUGS WITH COMBINATION INDICATOR SIZE 00, 100A, AC 500 | 5.19
3RN1013-2BW01 | THERMISTOR MOTOR PROTECTION MULTIFUNCTION EVALUATION UNIT MANUAL/AUTO/REMOTE, SHORT-CIRC.DETECT., UC | 467.18
3RT1975-5AT32 | WITHDRAWABLE COIL FOR SIZE S12 F. CONTS. 3RT107/3RT127/3RT147 AC/DC OPERATION UC575-600V DRIVE: CONV | 137.95
3RT1975-6V | VACUUM INTERRUPTERS F. SIZE S12 F. CONTACTOR 3RT1275,200KW/AC-3 CONSISTS OF 3 VACUUM INTERRUPTERS WI | 817.44
4EM4911-7CB00 | COMMUTATING CHOKE FOR CONVERTER; PHASES:1; UN1(V):400; ITHMAX 1(A) / F1(HZ):10 /50; I LN (A):9; UK(% | 262.58
4EP3600-3US00 | MAINS CHOKE F.FU; PHASES:3; UN1(V):500; ITHMAX 1(A) / F1(HZ):22,4 /50; I LN (A):20,16; UK(%):2; LN(M | 436.2
5SY7316-7 | CIRCUIT BREAKER 400V 15KA, 3-POLE, C, 16A, D=70MM | 86.93
5SY7325-8 | CIRCUIT BREAKER 400V 15KA, 3-POLE, D, 25A, D=70MM | 67.03
5SY8405-8 | CIRCUIT BREAKER 400V 25KA, 4POLE, D, 0.5A, D=70MM | 126.66
PBD:51003K050AJAA | KIT, ASSEMBLY FLANGE PTFE ROD WITH GASKET,DIN50 PN16,316L | 1043.55
3RK1911-0DC33 | POWER CONNECTION CABLE PREASS. ON ONE SIDE OPEN ON ONE SIDE - HAN Q4/2 ANGLED, 4X4 MM2 LENGTH 1.5M | 188.26
3RK1911-2BM22 | CONNECTOR SET FOR MOTOR CABLE FOR CONNECTION TO MOTOR SLEEVE HOUSING STRAIGHT OUTG. SOCKET INSERT HA | 89.02
3RK1922-3BA00 | HAND-HELD UNIT FOR ET 200PRO MOTOR STARTER ; ECOFAST MOTOR STARTER AND ET 200S MOTOR STARTER HF FOR | 505.63
5TA4705 | DELTA FLAT IP44, SM DARK GRAY/LIGHT GRAY 2-CIRCUIT SWITCH, 10A 250V 66X75MM | 23.89
5SY8205-7 | CIRCUIT BREAKER 400V 25KA, 2POLE, C, 0.5A, D=70MM | 84.06
3NJ6920-3BB11 | ACCESSORY FOR IN-LINE FUSE SWITCH DISCONNECT. PLUG-IN, CURRENT TRANSFORMER 50/1A, CL.1, 1 VA | 63.04
5SY7208-8 | CIRCUIT BREAKER 400V 15KA, 2-POLE, D, 8A, D=70MM | 86.56
6SE6430-2UD41-3FA0 | MICROMASTER 430 WITHOUT FILTER 3AC 380-480 V +10/-10% 47-63 HZ SQUARED TORQUE POWER 132 KW OVERLOAD | 28108.33
3VL9400-1SM00 | ACCESSORY FOR VL160X, VL160, VL250, VL400, SHUNT RELEASE 48 - 60 V AC RIGHT POLE ONLY | 160.92
3KL6230-1GB02 | SWITCH DISCONNECTOR WITH FUSE IN NEW DESIGN IU=800A, UE=690V, 3-POLE, UR FOR NH FUSES SIZE 3/2 WITH | 6106.26
6SL3335-1TE41-7AA3 | SINAMICS S120 BASIC LINE MODULE 3AC 380-480V, 50/60HZ OUTPUT: DC 510 - 650V, 1730A RATED POWER: 830 | 21701.93
BVP:610368 | BD01-AK2X-IP55 UPGRADING IP55 TAP-OFF UNIT | 26.92
6SL3310-1GF35-8AA3 | SINAMICS G130 POWER MODULE IP00 3-PH. 500-600 V, 50/60HZ, 575A UNIT RATING: 400 KW (VT) 6-PULSE SUP | 37282.79
6SL3710-1GE32-6CA3 | SINAMICS G150 CONVERTER CABINET UNIT, AC/AC WITH CIM+CU320-2 3AC 380-480 V, 50/60 HZ NOM. POWER RATI | 19776.13
3RP1505-2BQ30 | MULTIFUNCTION TIME RELAY IN CAGE-CLAMP TECH. 2 CHANGEOVER, 16 FUNCTIONS, AC/DC 24V/AC 100...127V | 300.05
3RP1525-2AP30 | MULTIFUNCTION TIME RELAY IN CAGE-CLAMP TECH. 1 CHANGEOVER ON-DELAY, 0.05S ...100H AC/DC 24V/AC 200.. | 180.41
3TH4355-0AK6 | CONTACTOR RELAY 55E EN 50 011 5NO+5NC, SCREW TERMINALS AC OPERATION AC 120V 60HZ/AC 110V 50HZ | 86.38
4RB4125-3EE50 | POWER CAPACITOR PHASECAP COMPACT MKK 440V 12.5KVAR | 296.73
5SH5330 | CONNECTION TERMINAL 25SQMM PIN-TYPE VERSION WITH BACK-SIDE ISOLATION WIRE-INFEED STRAIGHT | 4.21
5SY7640-7 | CIRCUIT BREAKER 400V 15KA, 3+N-POLE, C, 40A, D=70MM | 165.71
5SY6613-6 | CIRCUIT BREAKER 400V 6KA,3+N-POLE B, 13A, D=70MM | 62.31
6ES7194-6MA00-0AA0 | SIMATIC DP, PROFINET SELF-TAPPING SCREW FOR MOUNTING BAR ET200ECO PN 50 PIECES PER PACKAGING UNIT | 23.18
6SL3760-0GG00-0AA0 | RESISTOR 100OHM SPARE PART FOR SINAMICS S120 CABINET MODULES | 181.6
6SE7031-8ES87-1FE0 | SIMOVERT MASTERDRIVES OUTPUT REACTOR FMAX = 120HZ, FP = 3KHZ 3 380-460V AC, 186A | 1278
7MH7723-1BX | KIT,AS100,EXT TEMP ADAPTER, 1/2 NPT | 409.43
6XV1821-1CT25 | SIMATIC NET, PROFIBUS PCF FIBER OPTIC, WITH 4 PCF SIMPLEX CONNECTORS L = 250 M | 1878.22
7MH7725-1AE | LOAD CELL,WITH HARDWARE, MSI,250LB, STAINLESS STEEL, F SPARE | 2170.96
6ES7400-1JA11-0AA0 | SIMATIC S7-400, UR2 RACK ALU, CENTRALIZED AND DISTRIBUTED WITH 9 SLOTS, 2 REDUNDANT PS PLUGGABLE | 1345.92
6ES7403-1JA11-0AA0 | SIMATIC S7-400, ER2 EXPANSION RACK ALU, WITH 9 SLOTS, FOR SIGNAL MODULES ONLY, 2 REDUNDANT PS PLUGGA | 1054.64
3WL9111-0BA73-0AA0 | ACCESSORIES CIRCUIT BREAKER 3WL LOCKING DEVICE AGAINST TRAVERSING OF CIRC. BREAKER SAFETY LOCK AT C | 777.79
3WL9111-0BA81-0AA0 | ACCESSORIES CIRCUIT BREAKER 3WL LOCKING DEVICE AGAINST TRAVERSING OF CIRC. BREAKER IN SEP. POSITION | 777.79
3WL9111-0BB46-0AA0 | ACCESSORIES CIRCUIT BREAKER 3WL BOWDEN WIRE F. MUTUAL MECH. INTERLOCKINGS, 3M, THREAD M8X1 | 284.66
7NG3033-0JN00 | TEMPERATURE TRANSMITTER SITRANS TR300, FOR RAIL MOUNTING, 2-WIRE SYSTEM, 4 TO 20 MA, HART, WITH GALV | 516.69
8GK4451-3KK12 | ALPHA 400/630 DIN, KIT MOUNTING PLATE WITH FIELD COVER WITHOUT CUTOUT H=450 W=250 | 119.54
8GK4501-4KK21 | ALPHA 160 DIN, RESERVE SECTION COVERS KIT W. SUPPORT, RAL7035 H=600 W=500 | 77.47
8GK9910-0KK34 | ALPHA DIN, EXTRA-DEEP BRACKET FOR RECESSED SETUP OF RAILS, SUPPORT RAILS ETC. 1 SET=2 BRACKETS INCL. | 53.24
6RA8091-6FS22-0AA0 | SINAMICS DCM DC CONVERTER FOR TWO-QUADRANT DRIVES CONNECTION B6C INPUT: 3-PHASE AC 480V, 996A CONTRO | 17652.52
3RT1075-6AV36 | CONTACTOR, 200KW/400V/AC-3 AC(40...60HZ)/DC OPERATION UC 380-420V AUXILIARY CONTACTS 2NO+2NC 3-POLE, | 1351.16
3RT1076-2AP36 | CONTACTOR, 250KW/400V/AC-3 AC(40...60HZ)/DC OPERATION UC 220-240V AUXILIARY CONTACTS 2NO+2NC 3-POLE, | 1947.39
3NP1923-1BF20 | ACCES.F.FUSE SWI.DISCONNECTOR FOR NH000 3-PHASE BUSBAR FOR 2X NH000 | 143.72
3TF6844-8CP7 | CONTACTOR SIZE 14, 3-POLE AC-3, 335KW, 400/380V (1000V) AUXILIARY CONTACTS 44 (4NO+4NC) AC OPERATION | 3723.82
3TF6933-1DB4 | CONTACTOR SIZE 14, 3-POLE AC-3, 450KW, 400/380V (690V) AUXILIARY CONTACTS 33 (3NO+3NC) W.3TC44174A R | 4529.9
8GK1032-4KK21 | ALPHA 160 DIN, WALL-MOUNTED DB, SM UNEQ. DISTR. BOARD RAL 9016 IP43 SK2, H=950 W=550 D=140 | 438.99
5SY7306-6 | CIRCUIT BREAKER 400V 15KA, 3-POLE, B, 6A, D=70MM | 52.12
6SE6440-2UD41-1FA1 | MICROMASTER 440 WITHOUT FILTER 3AC 380-480 V +10/-10% 47-63 HZ CONSTANT TORQUE POWER 110 KW OVERLOAD | 31932.57
5SY7606-8 | CIRCUIT BREAKER 400V 15KA, 3+N-POLE, D, 6A, D=70MM | 158.24
3RT1966-6A | SPARE CONTACTS F. SIZE S10 F. CONTACTOR 3RT1066,160KW/AC-3 CONSISTS OF 3 MOVABLE AND 6 FIXED CONTACT | 466.61
3NP5060-0HB13 | FUSE-SWITCH-DISCONNECTOR FOR SURFACE MOUNTING AND FOR INSTALLATION 3-POLE, I=160A, U=400/500V AC AUX | 1426.86
3UG4633-2AL30 | DIGITAL MONITORING RELAY VOLTAGE MONITORING, 22.5MM FROM 17 TO 275V AC/DC OVERSHOOT AND UNDERSHOOT I | 146.23
3TY6443-0LB4 | COIL FOR 3TC44 CONTACTORS WITH SERIES RESISTOR WITHOUT VARISTOR DC 24V | 65.83
3RA6500-2EB43 | SIRIUS, COMPACT STARTER, REVERSING STARTER W/SYSTEM INTERFACE, 400 V, 32 A, 24 V DC, 8 ... 32 A, IP2 | 1779.26
3RA6813-8AB | INFEED ON THE LEFT CONNECTION MAIN CIRCUIT: SCREW TERMINAL, 3 SLOTS FOR COMPACT LOAD FEEDERS TERMINA | 391.72
8MF2884-5R | CUBICLESYSTEM 8MF2000 HXWXD = 1800 X 800 X 400MM FOR SIDE-BY-SIDE MOUNTING WITHOUT SIDE PANELS, IP 5 | 2434.11
8PQ6011-3AA04 | PHO:1772560 CRIMPKONTAKT 1,5ST | 106.3
8WA1822-7VG01 | LINK F. LINK RAIL FOR SZ 4, TWO-TIER TERMINALS 1- AND 2 POLE BOTTOM TIER 1PCK=10 UNITS 1 BULK PACK=1 | 2.93
8WH9040-1EB01 | PLUG-IN COUPLING MIDDLE ELEMENT CAN BE JUMPERED, CAN BE SELF-PREASSEMBLED, WITH SPRING CONNECTION SE | 1.69
3LD2103-1TP51 | MAIN CONTROL SWITCH 3-POLE IU=25, P/AC-23A AT 400V=9,5KW 1NO+1 NC, FRONT MOUNTING FOUR-HOLE MOUNTING | 37.47
3LD2154-0TK53 | MAIN/EMERG. STOP SWITCH 3-POLE IU=25, P/AC-23A AT 400V=9.5KW FRONT MOUNTING CENTER HOLE MOUNTING ROT | 28.93
3RT1054-6AR36 | CONTACTOR, 55KW/400V/AC-3, AC(40...60HZ)/DC OPERATION UC 440...480V AUXIL. CONTACTS 2NO+2NC 3-POLE, | 365.41
6ES7195-7HG80-0XA0 | SIMATIC DP, BUS COUPLE BM DP/PA FOR 2 FDC 157-0 FOR REDUNDANT OPERATION, 160MM WIDTH, FOR EXPANDED T | 245.47
3RF2320-2DA04 | SEMI-COND. CONTACTOR 3RF2,1-PH. AC 51 20 A 40 DEGREES C 48-460 V / 24 V DC SHORT-CIRC. RESIST. WIT | 77.86
3RF3900-0QA88 | CONNECTION ADAPTER FOR 3RF34 TO FIX 3RB3 AND 3RR2 | 2.01
3RH2911-1FA40-ZW96 | AUX. SWITCH BLOCK , 4NO COND. PATHS: 1NO, 1NO, 1NO, 1NO F. CONT. RELAYS A. MOTOR CONT. SZ S00 AND S0 | 13.16
3RK1105-1BG04-2CA0 | ASISAFE ENHANCED SAFETY MONITOR 2 F-RO, 2 ENABLING CIRCUITS, IP20, WITH SPRING-LOADED TERMINALS (REM | 1549.67
3RK1200-0CE03-0AA2 | AS-INTERFACE MODULE SLIMLINE S22.5, DIGITAL, 1I,COUNTER,IP20 1 X 1 COUNTER INPUT, 90MA, PNP SCREW-TY | 249.66
4AM2342-4TV00-0EA0 | ISOLATION TRANSFORMER; PHASES:1; PN(KVA):0,025; UPRI(V):230+/-5%; USEC(V):42; ISEC(A):0,595; F(HZ):5 | 74.7
3UG4651-1AA30 | DIGITAL MONITORING RELAY SPEED MONITORING FROM 0.1 TO 2200 REV/MIN OVERSHOOT AND UNDERSHOOT AC/DC 24 | 199.41
3RK1301-0KB00-0AA2 | DS1-X FOR ET 200S ELECTROMECHANICS LINE STARTER EXPANDABLE ADJUSTABLE RANGE 0.90...1.25A AC-3, 0.37 | 484.99
3TC7414-0EY80-0AB4 | CONTACTOR SIZE 12 1-POLE DC-3 AND 5, 400 A AUX. SWITCHES 44 (4NO+4NC) DC ACTUATION, 600 V DC | 1878.96
5SJ4205-7HG42 | CIRCUIT BREAKER 10KA, 2POLE, C, 0.5A ACC. TO UL 489 - 480Y/277V | 127.61
5SJ4210-7HG42 | CIRCUIT BREAKER 10KA, 2POLE, C, 10A ACC. TO UL 489 - 480Y/277V | 107.87
BVP:261809 | BD2A-1000-TR JUNCTION UNIT T UNIT RIGHT 500- 1000A | 4725.35
LZS:PTML0524 | LED MODULE,RED FOR PLUG-IN RELAY, SERIES PT AND RT, FOR 24V AC/DC W.OUT FREE-WHEELING DIODE | 3.31
PBD:51110KC3 | KIT,HORN ANTENNA,3"/80,SOLID | 498.52
8MF4203 | TRIM STRIP W. SIEMENS LETTERING PETROL FOR CUBICLE WIDTH 900MM | 103.16
8MF9244 | MOUNTING PLATE H X W = 1200 X 1200 MM FOR 8MF SYSTEM CUBICLE | 359.3
8WA2011-3KE13 | INITIATOR TERM.(L+,L-,SHIELD,A) W. YELLOW LED, PNP, 15-30V, SPRING-L. TERM. SZ1.5SQMM, 5MM | 14.07
6XV1850-2JH60 | SIMATIC NET, IND. ETHERNET TP CORD 9/RJ45, TP CORD PREASSEMBLED WITH 1 RJ45 CONNECTOR A. 1 9-PIN I | 66.24
6ES7972-0AC80-0XA0 | SIMATIC DP, DISTRIBUTED I/O FIELD DEVICE LINK RS485-IS COUPLER, FIELD BUS COUPLER BETWEEN PROFIBUS D | 1346.2
6ES7318-3EL01-0AB0 | SIMATIC S7-300 CPU 319-3 PN/DP, CENTRAL PROCESSING UNIT WITH 2 MBYTE WORKING MEMORY, 1. INTERFACE MP | 12468.64
5TT3402 | VOLTAGE RELAY, N-TYPE AC 230/400V 2CO 0.7/0.9 | 153.7
3RK1301-1JB00-0AA2 | DS1-X FOR ET 200S ELECTROMECHANICS LINE STARTER EXPANDABLE ADJUSTABLE RANGE 7.0...10A AC-3, 4.0 KW/4 | 484.99
5ST3602 | PIN BUSBAR, 10 SQMM CONNECTION: 12X1-PHASE SAFE-TO-TOUCH | 1.73
3LD2265-3VB53 | MAIN/EMERG. STOP SWITCH 6-POLE IU=32, P/AC-23A AT 400V=11.5KW 2 N-TERMINALS INSULATION-ENCLOSED, IP6 | 83.66
3RW4466-6BC35 | SIRIUS SOFT STARTER, VALUES AT 575V, 50DEGREES, STANDARD: 1051A, 1200HP, INSIDE DELTA: 1820A, 2050HP | 54555
3RW4458-6BC35 | SIRIUS SOFT STARTER, VALUES AT 575V, 50DEGREES, STANDARD: 850A, 950HP, INSIDE-DELTA CIRCUIT 3: 1472A | 47751.97
6ES7455-1VS00-0AE0 | SIMATIC S7-400, CONTROL MODULE FM 455 S, 16 CHANNELS, STEP AND PULSE 8/16 AI + 16 DI + 32 DO | 4031.95
8MF5298-4ES | EMC CUBICLE IP40 HXWXD=2200X900X800 | 4365.93
7ME3951-0LP00 | TRANSDUCER FOR PORTABLE METER VERSION, NO APPROVAL LIQUID FLOW:D1H(HIGH PRECISION) LEGACY PART NUMBE | 2692.69
6XV1860-2R | SIMATIC NET, PROFIBUS HYBRID STANDARD CABLE GP, CABLE WITH 2XCU(1.5 SQMM) AND 2XCU (0.64 MM) SHIELDE | 9.38
7KM9300-0AM00-0AA0 | PLUG-IN COMMUNICATIONS MODULE PAC RS485 | 122.09
3RW4422-3BC35 | SIRIUS SOFT STARTER, VALUES WITH 575 V, 50 DEG., STANDARD: 26A, 20HP, INSIDE-DELTA CIRCUIT 3: 45A, 4 | 4029.48
3VL9500-4PS40 | ACCESSORIES FOR CIRCUIT-BREAKER VL 630 KIT MEAS. CONTACT 4P (8 CONNECTION CONTACTS, 1 TRIGGER PIN) | 545.55
6ES7194-4CA00-0AA0 | SIMATIC DP, CONNECTING MODULE FOR DIGITAL AND ANALOG ELECTRONIC MODULES ET 200PRO 4 X M12 | 51.49
6ES7194-4HA00-0AA0 | SIMATIC DP, MODULE LABELS FOR ET 200PRO TO MARK THE CONNECTION MODULES IO IN TERMS OF COLOUR; PACKAG | 92.67
6ES7158-0AD01-0XA0 | SIMATIC DP, DISTRIBUTED I/O DP/DP COUPLER COUPLING MODULE FOR CONNECTING TWO PROFIBUS DP NETWORKS R | 841.81
3UG4618-1CR20 | DIGITAL MONITORING RELAY FOR THREE-PH. VOLT. W. N COND. AUT. CORRECTION OF PHASE SEQUENCE PHASE FAI | 224.09
3UG4631-1AA30 | DIGITAL MONITORING RELAY VOLTAGE MONITORING, 22.5MM FROM 0.1 TO 60V AC/DC OVERSHOOT AND UNDERSHOOT A | 133.58
3TC4417-0AC4 | CONTACTOR, SIZE 2, 2-POLE DC-3 AND 5,RATD.OPERAT.CURR.32A AUXILIARY CONTACTS 22 (2NO+2NC) DC OPERATI | 212.32
5SJ4163-8HG40 | CIRCUIT BREAKER 240V 10KA, 1-POLE, D, 63A, D=70MM ACC. TO UL 489, SAME POLARITY | 79.01
3TC7414-0EB | CONTACTOR SIZE 12, 1-POLE DC-3 AND 5,RATD.OPER.CURR. 400A AUXILIARY CONTACTS 44 (4NO+4NC) DC OPERATI | 1617.82
5SJ4304-8HG41 | CIRCUIT BREAKER 240V 14KA, 3-POLE, D, 4A, D=70MM ACC. TO UL 489 | 218.01
8MF4943 | GROUNDING RAIL W=800 | 182.16
8MF5086-5R | STANDARD CUBICLE 8MF5 HXWXD=2000X800X600 SIDE-BY-SIDE MOUNTING NON-VENT., NOT ASSEM., SCREWED IP54 | 2897.73
7MH7723-1AK | LID WITH OVERLAY AND KEYPAD, BW500 | 372.2
6ES7658-7GX00-0YL8 | SIMATIC PCS7 MAINTENANCE STATION SOFTWARE UPDATE SERVICE WITHIN THE FRAMEWORK OF THIS CONTRACT, YOU | 1289.94
5TT4201-2 | RELAY, N-TYPE WITH 1 NO CONTACT FOR AC 230V 16A CONTROL AC 24V | 27.44
5SJ4214-8HG42 | CIRCUIT BREAKER 10KA, 2POLE, D, 0.3A ACC. TO UL 489 - 480Y/277V | 149.65
3TX7014-7BQ00 | RELAY, 1 NO AS REPLACEMENT FOR 24 V COMPLETE UNIT | 9.63
3TY6443-0BB4 | COIL F.3TB44,3TC44 CONTACTORS DC 24V | 47.81
5SP3740-2 | MAIN CONDUCTOR CIRCUIT-BREAKER (SHU),1-POLE, E 40 A, 230/400 V (SET WITH L1,L2,L3) | 174.14
5ST3713 | PIN BUS BAR SHOCKHAZARD SAFETY, 16QMM 3X1 PHASE+HS, L= 214MM WITH END CAPS | 12.03
5SM2347-6 | FI- BLOCK F. LS-SWITCH 5SX6+8 TYPE A (PSE/SSF), DEPTH=70MM 80/100A 4 POLE IFN 30A 400V | 224.33
8WH2030-0AF00 | THREE-TIER TERM.2,5 MM2 GREY | 4.55
7MH7725-1EH | LOADCELL SPARE, WD600 12KG STAINLESS STEEL, WITH HARDWARE | 1639.59
5SJ6310-7KS | CIRCUIT BREAKER 400V 6KA, 3-POLE, C, 10A, D=70MM WITH SCREWLESS TAP-OFF TERMINAL | 22.35
5SP3720 | M.C.B. F. POWER SUPPLY COMPANY SELECTIVE 1POLE 20A | 142.05
5ST3708 | PIN BUS BAR SHOCKHAZARD SAFETY, 16QMM 3 PHASE, L= 214MM WITH END CAPS | 12.37
3RW4423-3BC45 | SIRIUS SOFT STARTER, VALUES WITH 500 V, 40 DEG., STANDARD: 36A, 22KW, INSIDE-DELTA CIRCUIT 3: 62A, 3 | 4526.62
3RW3017-1BB14 | SIRIUS SOFT STARTER, SIZE S00, 12.5A, 5.5KW/400V, 40 DEGREES, 200-480V AC, 110-230V AC/DC, SCREW TER | 309.31
3RW4026-1TB04 | SIRIUS SOFT STARTER, S0, 25A, 11KW/400V, 40 DEGR., AC 200-480V, AC/DC 24V, SCREW TERMINALS, THERMIST | 693.05
3RA6250-1EB32 | SIRIUS, COMPACT STARTER, REVERSING STARTER 400 V, 24 V AC/DC, 50 ... 60 HZ, 8 ... 32 A, IP20, MAIN C | 1506.63
3SB2455-0F | SWITCHING ELEMENT, 1NC, 1NC, SOLDER PIN CONNECTION | 13.05
3VL9600-4WA40 | ACCESSORY FOR VL800, DRAW OUT ASSEMBLY REAR CONNECTORS 4 POLES | 2708.13
3SB2910-1BH | LENS, TRANSPARENT, SMOOTH, LABELING WITH INSERT CAP | 0.38
A5E00915764 | 2 PCS. GASKETS DN15, 1/2 INCH FKM/FPM (FDA) FOR CERAMIC LINED SENSORS | 41.73
A5E01191963 | ACC. MAG 3100 DN125 CL150 GROUND RING W1.4404 | 235
6SL3511-1PE17-5AM0 | SINAMICS G110D AC-DRIVE, WITH REPAIR SWITCH WITH BUILT IN CL. A FILTER WITH BULT IN BRAKING CHOPPER | 1938.81
8GK4451-3KK32 | ALPHA 400/630 DIN MOUNTING KIT MOUNTING PLATE WITH FIELD COVER WITHOUT CUT H=450 W=750 | 228.05
8GK9913-0KK30 | MASK. FRAME FOR EXTRA DEEP STAY INSTALLATION H1800 W750MM SHEET STEEL | 155.73
3RF2310-1AA22 | SEMICOND. CONTACTOR 3RF2, 1-PH. AC 51 10.5 A 40 DEGREES C 24-230 V / 110-230 V AC SCREW TERMINAL | 60.58
3RA1972-2E | BASE PLATE FOR YD-STARTER MOD. S12-S12-S10 | 118.08
3RA6120-2EB33 | SIRIUS, COMPACT STARTER, DIRECT STARTER 400 V, 24 V AC/DC, 50 ... 60 HZ, 8 ... 32 A, IP20, CONNECTIO | 955.63
8UC7210-6BD | SPARE PART FOR 8UC7212-6BD26 FOR DOOR-COUPLING ROTARY DRIVE FOR CIRCUIT-BREAKER 3VL 8UC7 DESIGN HAND | 125.85
BVP:045519 | BD2-FAS FLANGES FOR IP54 TAP-OFF APERT URE | 14.68
6SL3060-4AJ20-0AA0 | SINAMICS DRIVE-CLIQ CABLE IP20/IP20 LENGTH: 2.80 M | 69.22
3VL9300-3HA01 | ACCESSORY FOR VL150XUL- VL250UL (CG-FRAME - FG FRAME) FRONT ROTARY OPERAT. MECHAN. STANDARD | 121.02
3VL9300-3HG06 | ACCESSORY FOR VL150XUL - VL250UL (CG-FRAME - FG-FRAME) DOOR-COUPLING ROTARY MECHANISM, FOR FITTING I | 190.35
5TG1305 | DELTA STYLE SHEET OF PICTOGRAPHS FOR ROCKER "OFF" | 3.01
5TG1330-1 | DELTA STYLE, PLATINUM METALLIC BLANKING COVER, 68X68MM | 15.45
5TG1335 | DELTA STYLE, TITANIUM WHITE OUTLET COVER, 68X68MM | 16.26
5TG1342-1 | DELTA STYLE, PLATINUM METALLIC COVER PLATE 68X68MM FOR TELECOMMUNICATION TERMINAL UNITS (TTU) | 13.91
5SY8532-8 | CIRCUIT BREAKER 230V 25KA, 1+N-POLE, D, 32A, D=70M | 67.48
5SY8601-7 | CIRCUIT BREAKER 400V 25KA, 3+N-POLE, C, 1A, D=70M | 150.79
3SE5212-0PC05 | SIRIUS POSITION SWITCH; METAL ENCLOSURE TO EN50047, 31MM DEVICE CONNECTION 1X(M20X1.5); 2NO/1NC SLOW | 29.19
3RF2310-1BA02 | SEMI-COND. CONTACTOR 3RF2,1-PH. AC 51 10A / AC15 6A 40 DEG. C 24-230 V / 24 V DC INSTANTANEOUS SWIT | 54.5
3TX6526-3B | TERMINAL COVER,TRANSPARENT F. M 8 THREAD (1 SET = 6 ITEMS) | 42.01
3UF7935-0AA00-0 | CONNECTION CABLE; LENGTH 0,3M; FLAT; CONNECTION OF BASIC UNIT TO CURRENT MEASURING MODULE, CURRENT/V | 17.55
3VL9300-8CB31 | ACCESSORY FOR VL150XUL - VL250UL, (CG FRAME - FG FRAME) TERMINAL COVER IP30, STANDARD, CONSISTING OF | 48.28
6ES7194-4BA00-0AA0 | SIMATIC DP, CONNECTING MODULE FOR POWER MODULES PM-E ET 200PRO ECOFAST CU DP, 1 X ECOFAST CONNECTIO | 110.69
3SE5112-0CH62 | SIRIUS POSITION SWITCH, METAL HOUSING 40MM, TO EN50041 DEVICE CONNECTION 1X (M20X1. 5) 1NO/ 1NC SNAP | 60.31
5TG7158 | DELTA STYLE, TITANIUM WHITE ROCKER W. WINDOW F.2-CIRCUIT SWITCH F.PUSHB. 2FOLD CENTER POSITION FOR D | 13.06
3LD2003-0TK53 | MAIN/EMERG. STOP SWITCH 3-POLE IU=16, P/AC-23A AT 400V=7.5KW FRONT MOUNTING FOUR-HOLE MOUNTING ROTAR | 26.27
3RF2320-1BA44 | SOLID-STATE CONTACTOR 3RF2,1-PH AC51 20A / AC15 12A 40 DEGR. C 48-460V / 4-30V DC INSTANT. SWITCHING | 61.84
3RF2410-1AC55 | SEMI-CONDUCTOR CONTAC.3-PH.3RF2 AC51 10A 40 DEG. C 48-600V / 230V AC 3-PHASE CONTROLLED SCREW TERMIN | 167.76
C79000-G5276-C216 | MANUAL (ENGLISH) ULTRAMAT 23 | 192.57
6FX2001-2DB02 | SIMODRIVE (ACCESSORIES) INCR. ROTARY ENCODER W. RS 422 (TTL), 1024 PULSES, SYNCHRON. FLANGE, 6 MM SH | 366.56
6FX8008-1BD31-2AA0 | SIGNAL CABLE,SOLD BY THE METER 3 X 2 X 0.14 + 2 X 0.5 C TRAILING CABLE, UL/CSA DESINA MOTION CONNECT | 1424.2
8MF6096-5R | STANDARD CUBICLE 8MF6 HXWXD=2000X900X600 SIDE-BY-SIDE MOUNTING NON-VENT., ASSEM., WELDED IP54 | 3090.92
8MF6266-5KE | EARTHQUAKE-PROOF SYSTEM CUBICLE HXWXD=2200X600X600 IP54 | 6259.11
3NA6140-4 | LV HRC FUSE LINK GL/GG WITH INSULATED GRIP LUGS WITH COMBINATION INDICATOR SIZE 1, 200A, AC 400V | 20.32
3NA6820-6 | LV HRC FUSE LINK GL/GG WITH INSULATED GRIP LUGS WITH COMBINATION INDICATOR SIZE 00, 50A, AC 690V/DC | 28.09
3RT1056-6NB36 | CONTACTOR, 90KW/400V/AC-3, AC(40...60HZ)/DC OPERATION UC 21...27.3V AUXIL. CONTACTS 2NO+2NC 3-POLE, | 623.6
6ES7902-2AB00-0AA0 | SIMATIC S7/M7, CABLE FOR POINT TO POINT CONNECTIONS TTY - TTY, 9-POLE SUBMIN.D PINS 5 M | 207.98
6ES7922-3BF00-0AF0 | FRONT CONNECT. F.SIMATIC S7-300 20POL. (6ES7921-3AH00-0AA0) W. 20 SINGLE CORES 0.5 MM2, H05V-K SINGL | 115.78
7ME3960-0CT11 | DEDICATED CABLE TERMINATION KIT TERMINATION FOR SUBMERSIBLE TRANSDUCER CABLE LEGACY PART NUMBER: 101 | 159.65
7ML1830-1AX | EASY AIMER II FLANGE, ALUMINIUM WITH M20 ADAPTER, 1" AND 1-1/2 " BSP ALUMINIUM COUPLING. | 196.54
5SY4104-8 | CIRCUIT BREAKER 230/400V 10KA, 1-POLE, D, 4A, D=70MM | 10.47
6EP1931-2EC31 | SITOP DC UPS MODULE 24 V/15 A UNINTERRUPTIBLE POWER SUPPLY WITH SERIAL INTERFACE INPUT: 24 V DC/16 A | 361.04
4RB2250-3EJ50 | POWER CAPACITOR PHICAP MKP 480V 25.0KVAR | 228.11
5TG2553-0 | DELTA LINE, TITANIUM WHITE FRAME, 3FOLD, 222X80MM | 2.93
6SL3055-0AA00-4BA0 | SINAMICS S120 BASIC OPERATOR PANEL BOP20 FOR ELECTRONIC CONTROLS TWO-LINE DISPLAY, 6 KEYS FOR PARAME | 67.84
6ES7331-1KF02-0AB0 | SIMATIC S7-300, ANALOG INPUT SM 331, OPTICALLY ISOLATED, 8 AI, 13 BIT RESOLUTION, U/I/RESISTANCE/PT1 | 1174.73
3UF7104-1BA00-0 | CURRENT MEASURING MODULE; SET CURRENT 63...630A; OVERALL WIDTH 145MM; BUS BAR CONNECTION | 349.87
8GK9533-0KK50 | ALPHA 630 DIN, CABINET HEIGHT MOUNTING PLATE WITH FIXING SCREWS, SHEET STEEL SENDZIMIR GALVAN., F. M | 272.24
8GK4351-3KK21 | ALPHA 160 DIN, ASSEMBLY KIT F. MODULAR INSTALLATION DEVICES, TIER SPACING 150MM, H=450 W=500 | 126.56
8GK4652-3KK12 | A400/630 MOUNTINGKIT H=450 W=25 1 X 3NP1153 (NH2) FOR BUSBAR 60MM WITHOUT BUSBARHOLDER FOR BUSBARHOL | 134.6
5SY6214-7 | CIRCUIT BREAKER 400V 6KA, 2-POLE, C, 0.3A, D=70MM | 23.61
3NP1153-1DA12 | FUSE-SWITCH-DISCONNECTOR 3-POLE, NH2, 400A MOUNTING PLATE CONSTRUCTION COVER LEVEL 70 MM FLAT CONNEC | 413.79
3TX6526-1B | SURGE SUPPRESSOR VARISTOR AC 48 TO 115V/DC 70 TO 150V F. CONTACTORS SIZE 8 TO 12 | 28.17
4AV3002-2EB00-0A | POWER SUPPLY; PHASES:3; PN(KW):0,216; UPRI(V):575(600)-500-460(480)- 400(415)-230(240)-200; USEC(V D | 944.16
6DL2804-0AE62 | EX-DEVICE MADE OF STAINLESS STEEL, IP65. EMPTY CABINET READY FOR INSTALLATION OF ET200ISP. EQUIPMENT | 6469.86
8GK9002-0KK10 | ALPHA 160 DIN, BARRIER HORIZONTAL, W=250 | 13.84
8MF2094-3RB | STANDARD CUBICLE 8MF2 HXWXD=2000X900X400 SIDE-BY-SIDE MOUNTING VENTIL., ASSEMBL., WELDED IP30 | 2492.08
8MF2288-3RB | STANDARD CUBICLE 8MF2 HXWXD=2200X800X800 SIDE-BY-SIDE MOUNTING VENTIL., ASSEMBL., WELDED IP30 | 2627.29
5TC1250 | DELTA INSERT FOR TIME SWITCH RUNTIME CLOCK 15MIN 250V 16A 2POLE INTERRUPTIBLE FOR SCREW MOUNTING | 93.9
3RT1964-6A | SPARE CONTACTS F. SIZE S10 F. CONTACTOR 3RT1064,110KW/AC-3 CONSISTS OF 3 MOVABLE AND 6 FIXED CONTACT | 286.68
3TY7684-0QV7 | SWITCHOVER CONTACTOR COMPLETE FOR 3TF6833-.Q AND 3TF6933-.Q AC ACTUATING 380 TO 420 V AC, 50/60 HZ | 391.7
3TX7681-1B | BASEPLATE FOR 3TE6804 | 299.14
3TY2442-0A | F.3TC44 CONTACTORS, SIZE 2 ARC CHUTE | 32.09
6XV1875-5CN10 | SIMATIC NET, IWLAN N-CONNECT/ R-SMA MALE/MALE FLEXIBLE CONNECTION CABLE PREASSEMBLED, LENGTH 10M FLE | 96.12
3RA6250-1DB34 | SIRIUS, COMPACT STARTER, REVERSING STARTER 690 V, 24 V AC/DC, 50 ... 60 HZ, 3 ... 12 A, IP20, MAIN C | 1140.73
3RV1011-0AA10-ZW96 | CIRCUIT-BREAKER, 0.11...0.16A N-RELEASE 2.1 A, SIZE S00 MOTOR PROTECTION, CLASS 10, SCREW CONNECTION | 53.87
8ME1463 | BEARING RUNNER FOR CUBICLE HEIGHT 2200MM | 147.38
8MF2004-5R | SICUBE 8MF2000 CUBICLE SYSTEM WELDED H X W X D = 2000 X 1000 X 400MM FOR SIDE-BY-SIDE MOUNTING WITHO | 3245.47
8MF2024-3RB | STANDARD CUBICLE 8MF2 HXWXD=2000X1200X400 SIDE-BY-SIDE MOUNTING VENTIL., ASSEMBL., WELDED IP30 | 3245.47
5SY8240-8BB08 | CIRCUIT BREAKER 400V 25KA, 2-POLE, 40A, D=70MM ONLY MAGNETIC TRIPPING | 72.44
4AM3842-5AV00-0EA0 | TRANSFORMER SITAS; PHASES:1; PN/PN(S6)(KVA):0,16 /0,49; UPRI(V):400+/-5%; USEC(V):42; ISEC(A):3,81; | 158.68
3LD2144-0TK53 | MAIN/EMERG. STOP SWITCH 3-POLE IU=25, P/AC-23A AT 400V=9.5KW FLOOR MOUNTING DIN RAIL/TWO-HOLE MOUNTI | 49.4
3RW4427-3BC44 | SIRIUS SOFT STARTER, VALUES WITH 400 V, 40 DEG., STANDARD: 93A, 45KW, INSIDE-DELTA CIRCUIT 3: 161A, | 6018.05
3NA6236-6 | LV HRC FUSE LINK GL/GG WITH INSULATED GRIP LUGS WITH COMBINATION INDICATOR SIZE 2, 160A, AC 690V/DC | 70.52
3RT1056-6AM36 | CONTACTOR, 90KW/400V/AC-3, AC(40...60HZ)/DC OPERATION UC 200...220V AUXIL. CONTACTS 2NO+2NC 3-POLE, | 563.43
3LD2517-0TK13 | MAIN SWITCH 3-POLE IU=63, P/AC-23A AT 400V=22KW - WITH DEFEATABLE DOOR COUPLING ROTARY MECHANISM - F | 82.43
3RF2090-1AA06 | SEMICONDUCTOR RELAY 3RF2, 1-PH. WIDTH 45MM, 90 A 48-600 V / 24 V DC SCREW TERMINAL | 72.8
3SB2908-2AC | MOUNTING TOOL FOR BUTTONS AND LENSES | 3.58
6ES7322-5SD00-0AB0 | SIMATIC S7, DIGITAOUTPUTL SM 322, OPTICALLY ISOLATED, 4 DO, 24V DC, 10MA, 1 X 20 PIN, FOR SIGNALS FR | 1206.71
A5E01150883 | ACC. MAG 3100 DN25 PN40 GROUND RING TANTALUM | 1410.02
A5E01163673 | SPARE SILICONE GASKET, ENCLOSURE VERSION, FOR IP68 VERSION | 142.25
8GK1032-1KK31 | ALPHA 160 DIN, WALL-MOUNTED DB, SM UNEQ. DISTR. BOARD RAL 9016 IP43 SK2, H=500 W=800 D=140 | 488.2
8MF2084-5E | CUBICLESYSTEM 8MF2000 HXWXD = 2000 X 800 X 400MM FOR INDIVIDUAL MOUNTING WITH SIDE PANELS, IP 54 | 2994.33
8GK4501-3KK11 | ALPHA 160 DIN, RESERVE SECTION COVERS KIT W. SUPPORT, RAL7035 H=450 W=250 | 53.34
8MF2288-5E | STANDARD CUBICLE 8MF2 HXWXD=2200X800X800 INDIVIDUAL MOUNTING NON-VENTIL., ASSEMBL., WELDED IP54 | 3477.29
5SU1324-7FA06 | FI/LS-PROTECTOR TYPE A (PSE/SSF), D=70 MM IFN 30MA, 10KA,2-POLEE C 6A 3MW | 109.75
3RW4028-2TB04 | SIRIUS SOFT STARTER, S0, 38A, 18.5KW/400V, 40 DEGR., AC 200-480V, AC/DC 24V, SPRING-LOADED TERMINALS | 926.64
3VL9600-8BG00 | ACCESSORY FOR VL630, VL800, COVER FRAME IP40 FOR CIRCUIT BREAKER W.ROTARY/STORED ENERGY MOUNTED | 53.76
3WL9111-0BC06-0AA0 | 3WL9-NAFTA-ACCESSORY WLCBUSCABLE4 PREASSEMBLED CABLES FOR CUBICLEBUS MODULES, 4.0 M LONG | 142.39
3SB2901-5AD | INSERT CAP FOR PUSHBUTTON AND ILLUMINATED PUSHBUTTON RAISED CLEAR WITH BLACK LETTERING, WITH INSCRIP | 0.93
3RF2150-2AA06 | SEMICONDUCTOR RELAY 3RF2, 1-PH. WIDTH 22.5MM, 50 A 48-600 V / 24 V DC SPRING-LOADED TERMINAL | 65.83
3RV2926-2C | DOOR-COUPLING ROTARY OPERATING MECHANISM,FOR CIRCUIT-BREAKERS SIZE S0,EMERG. STOP HANDLE NEW DESIGN | 124.08
3RK1911-0EB31 | MOTOR CABLE PREASSEMBLED ON ONE SIDE W/O BRAKE W/O THERMISTOR HAN Q8 - OPEN ON ONE SIDE ANGLED 4X1.5 | 104.34
7MH7723-1AG | LID WITH OVERLAY AND KEYPAD, SF 500 | 450
8MF2896-4ES | SICUBE 8MF2000 EMC-CUBICLE; WELDED, GALVANISED H X W X D = 1800 X 900 X 600MM FOR INDIVIDUAL MOUNTIN | 3554.56
8PQ4000-0BA52 | SIVACON S4 CONNECTING BRACKETS MBB CROSS SECTION UP TO 30X10MM PE | 21.38
3RK1325-6KS41-3AA0 | SIRIUS MOTOR STARTER M200D AS-I COMMUNICATION: AS-INTERFACE REVERSING STARTER STANDARD MECHANICAL SW | 1009.92
3SE5232-0LD03-1AH0 | SIRIUS POSITION SWITCH; PLASTIC HOUSING TO EN50047, 31MM DEVICE CONNECTION 1X (M20X1.5); 1NO/2NC SNA | 26.27
3TH4310-0AG2 | CONTACTOR RELAY 100E EN 50 011 10 NO, SCREW TERMINALS AC OPERATION AC 50/60HZ 110V | 86.38
7ML1930-1CQ | STAINLESS STEEL ENCLOSURE FOR 3 RD DISPLAY | 1219.04
8GK1383-0KK23 | ALPHA 630 DIN, MARSHALLING BOX HEIGHT = 350MM, WIDTH = 550MM, DEPTH = 250MM, SK1, IP55 | 662.01
8WH8121-1AB45 | LABELS, FLAT, LONGIT. 41 - 50 SIZE ZBF4 | 0.08
8WH9070-0MA00 | COMPARTMENT PARTITION, FOR OPTICAL AND ELECTRICAL ISOL. FROM TERMINAL GROUPS, FOR TWO-TIER TERMINALS | 0.78
3RK1315-6LS41-2AA0 | SIRIUS MOTOR STARTER M200D AS-I COMMUNICATION: AS-INTERFACE DIRECT ON-LINE STARTER, BASIC MECHANICAL | 852.59
8GS4018-3 | ALPHA-ZS, RETROFIT KIT BUSBAR SUPPORT FOR ONE FIELD WIDTH | 27.94
3RF2330-1AA04 | SEMI-COND. CONTACTOR 3RF2,1-PH. AC 51 30 A 40 DEGREES C 48-460 V / 24 V DC SCREW TERMINAL | 67.1
3SE5322-2SJ22 | SAFETY POSITION SWITCHES WITH SOLENOID INTERLOCKING LOCK. FORCE 1300N,5 APPR. DIR. PLASTIC ENCLOSURE | 351.96
3SX3172 | ACTUATORS FOR 3SE3200,3SE3210,3SE3220 POS.SW. ANGULAR ROLLER LEVER | 8.51
3RF2350-1BA02 | SEMI-COND. CONTACTOR 3RF2,1-PH. AC 51 50A / AC15 25A 40 DEG. C 24-230 V / 24 V DC INSTANTANEOUS SWI | 83.56
3NA6801-6 | LV HRC FUSE LINK GL/GG WITH INSULATED GRIP LUGS WITH COMBINATION INDICATOR SIZE 000, 6A, AC 690V/DC | 29.63
5TT4206-3 | RELAY,N-TYPE W 1 CHANGEOV.CONT. CONTACT FOR AC 230V 16A CONTROL AC 12V | 33.47
5SJ4340-7HG42 | CIRCUIT BREAKER 10KA, 3POLE, C, 40A ACC. TO UL 489 - 480Y/277V | 230.93
FDK:087L4151 | MAG8000 ACCESSORIES, BATTERY PACK | 361.59
6ES7195-7HD10-0XA0 | SIMATIC DP, BUS UNIT FOR ET200M FOR INTEGRATING 2 IM153-2 RED. FUNCTION: INSERT/REMOVE WHILE OPERATI | 318.46
6ES7392-2AX00-0AA0 | SIMATIC S7-300, 10 DIN A4 LABELLING SHEETS COLOR: PETROL, 10 LABELLING STRIPS/SHEETS FOR SIGNAL MODU | 142.98
8MR2150-0A | 230 V / 950WATTS, 0-60DEGR. CR030, 03051.0-00, | 415.1
8MF4253 | TRIM STRIP W. SIEMENS LETTERING OCHRE FOR CUBICLE WIDTH 900MM | 202.84
8MF4411 | C-SECTION RAIL CABLE INTERCEPTING BAR C40 W=800 | 87.5
8MF4502 | MOUNTING PLATE FOR CUBICLE HXW = 1800 X 900MM | 368.98
3NC1430-5 | SITOR CYLIND. FUSE-LINK AR WITH HAMMER 14X51 30 A, 690 V | 22.62
3RT1065-6AR36 | CONTACTOR, 132KW/400V/AC-3 AC(40...60HZ)/DC OPERATION UC 440-480V AUXILIARY CONTACTS 2NO+2NC 3-POLE, | 897.12
3RT1065-6AS36 | CONTACTOR, 132KW/400V/AC-3 AC(40...60HZ)/DC OPERATION UC 500-550V AUXILIARY CONTACTS 2NO+2NC 3-POLE, | 897.12
7MH7723-1FH | RANGE SPRING ASSEMBLY, C11, ILE-37, SPARE | 704.93
6ES7492-1CL00-1AB0 | SIMATIC S7-400, FRONT CONNECTOR FOR SIGNAL MODULES, FOR CRIMP SNAP-IN CONTACT, 48-POLE 84 PIECES PER | 3770.99
3TC5617-0AW4 | CONTACTOR SIZE 12, 2-POLE DC-3 AND 5,RATD.OPER.CURR. 400A AUXILIARY CONTACTS 22 (2NO+2NC) DC OPERATI | 3860.06
3TC5617-5KB4 | CONTACTOR SIZE 12, 2-POLE, DC-3/5, 400 A AUXIL. SWITCH (2NO+2NC) DC OPERATION, DC 24 V WITH INTEGRAT | 3644.36
3LD2154-1TP53 | MAIN/EMERG. STOP SWITCH 3-POLE IU=25, P/AC-23A AT 400V=9.5KW 1NO+1NC, FRONT MOUNTING CENTER HOLE MOU | 37.47
3VL9500-3HR11 | SIDE ROTARY OPER. MECHANISM 3VL5 W/ 600MM BOWDEN WIRE ROTARY HANDLE RED/YELLOW | 387.24
5ST3643 | PIN BUSBAR, 16 SQMM CONNECTION: 2X3-PHASE SAFE-TO-TOUCH | 5.06
5ST3647 | PIN BUSBAR, 16 SQMM CONNECTION: 4X(3-PHASE+HS/FS) SAFE-TO-TOUCH | 7.88
3RW3037-2BB14 | SIRIUS SOFT STARTER, SIZE S2, 63A, 30KW/400V, 40 DEGREES, 200-480V AC, 110-230V AC/DC, SPRING-LOADED | 895.83
3RW4426-3BC34 | SIRIUS SOFT STARTER, VALUES WITH 460 V, 50 DEG., STANDARD: 68A, 50HP, INSIDE-DELTA CIRCUIT 3: 118A, | 5507.83
5ST3804 | NEUTRAL CONDUCT. DISCONNECT. F. CIRCUIT BREAKER 5SY AND 5SJ | 14.04
5SU1324-7FA16 | FI/LS-PROTECTOR TYPE A (PSE/SSF), D=70 MM IFN 30MA, 10KA,2-POLE C 16A 3MW | 109.75
6ES7952-0KF00-0AA0 | SIMATIC S7, MEMORY CARD FOR S7-400, LONG VERSION, 5V FLASH-EPROM, 64 KBYTES | 395.28
6ES7305-1BA80-0AA0 | SIMATIC S7-300 OUTDOOR STABILIZED POWER SUPPLY PS305 INPUT: 24-110 V DC OUTPUT: 24 V DC/2 A | 545.84
8WD4448-6XE | SIGNALLING COLUMNS, ACCESSORIES LED 115V AC, BA 15D, TRANSP. | 52.48
7ND4801-7BK | 4 CH ANALOG INPUT FOR SIREC D300/400 | 1717.98
8GK9601-1KK11 | ALPHA 630 DIN, COVER HEIGHT = 150MM, WIDTH = 250MM, CUTOUT 1X12MW MINIMUM ORDER QTY 10 UNITS | 21.3
8GK9601-3KK31 | ALPHA 630 DIN, COVER HEIGHT = 450MM, WIDTH = 750MM, CUTOUT 9X12MW MINIMUM ORDER QTY 10 UNITS | 95.64
5SY4305-7 | CIRCUIT BREAKER 400V 10KA, 3-POLE, C, 0.5A, D=70MM | 57.7
3RW4055-6BB45 | SIRIUS SOFT STARTER, S6, 134 A, 90 KW/500 V, 40 DEG., 400-600 V AC, 230 V AC, SCREW TERMINALS | 3139.86
5ST3741 | PIN BUSBAR SHOCKPROOF, 10 SQMM 3-PHASE+HS, 214 MM LONG FULLY INSULATED | 7.97
8MF2268-4ES | SICUBE 8MF2000 EMC-CUBICLE; WELDED, GALVANISED H X W X D = 2200 X 600 X 800MM FOR INDIVIDUAL MOUNTIN | 3573.88
3RW4446-2BC34 | SIRIUS SOFT STARTER, VALUES WITH 460 V, 50 DEG., STANDARD: 315A, 250HP, INSIDE-DELTA CIRCUIT 3: 546A | 17792.51
3SB2908-2AF | BACKING PLATE, YELLOW, SELF-ADHESIVE, W/O INSCRIPTION | 2.3
3RA6890-0EA | PE EXTENSION CONNECTOR, | 13.21
3RW3014-1BB04 | SIRIUS SOFT STARTER, SIZE S00, 6.5A, 3KW/400V, 40 DEGREES, 200-480V AC, 24V AC/DC, SCREW TERMINALS | 249.02
3RK1902-4HC01-5AA0 | ANGLED, 5-POLE, B CODING SCREW CONNECTION NO TERMINATING RESISTOR INTEGRATED | 56.06
6XV1830-5EH10 | SIMATIC NET,PB FC PROCESS CABLE BUS CABLE FOR IEC 61158-2 BLUE SHEATH FOR EX APPLICATIONS 2-WIRE, SH | 4.46
6XV1820-5BN20 | SIMATIC NET, FIBER OPTIC CABLE (62.5/125)STANDARD CABLE, SPLITTABLE, PREASSEMBLED WITH 4 BFOC CONNEC | 320.31
7MH5107-4AD01 | SIWAREX WL 230 LOAD CELL SB-S SA 1T C3 EX - RATED LOAD 1T - ACCURACY CLASS C3 - 3M CABLE LENGTH, 4 C | 572.67
6XV1850-2JE50 | SIMATIC NET, IND. ETHERNET TP CORD 9/RJ45, TP CORD PREASSEMBLED WITH 1 RJ45 CONNECTOR A. 1 9-PIN I | 54.58
8UC6033 | SPARE PART FOR ROTARY OPERATING MECHANISM 8UC6 EXTENSION SHAFT 300MM LONG 10 X 10MM | 17.89
7MF8997-1EA | CABLE GLAND (M20) FOR P300 (METALL) | 20.26
3SE5000-0PA00 | CONTACT BLOCK FOR POSITION SWITCH 3SE51/52 2NO/1NC SLOW-ACTION CONTACT | 16.86
5TG6232 | I-SYSTEM, CARBON METALLIC ROCKER W. LAB. PLATE F.2-CIRCUIT/DUAL 2-WAY SWITCH 55X55MM | 20.1
3SE5232-0LK15-1AL5 | . PLASTIC HOUSING ACC. TO EN50047, 31MM DEVICE CONNECTION 1X(M20X1.5); 1NO/2NC SNAP-ACTION CONTACTS | 41.91
3RK1903-3BA02 | PM-D F PROFISAFE POWER MODULE FOR FAILSAFE MOTOR STARTER, FOR FAILSAFE CONTACT MULTI- PLIER, W. 6 TR | 1836.65
7ML1998-5BM61 | MANUAL, FMS 220, 4 LANGUAGE | 25.04
8GK1383-0KK54 | ALPHA 630 DIN, MARSHALLING BOX HEIGHT = 350MM, WIDTH = 1300MM, DEPTH = 320MM, SK1, IP55 | 1074.88
BVP:034282 | BD01-AK2M1/CEE325A323 TAP-OFF UNIT | 402.66
3RK1395-6LS71-2AD3 | SIRIUS MOTOR STARTER M200D TECHNOLOGY MODULE DIRECT ON-LINE-STARTER ELECTRONICAL SWITCHING 3 400V AC | 1153.81
3RK1400-1CT30-0AA3 | AS-I COMPACT MODULE K20, IP67, DIGITAL, 4DI/4DO, 4 X INPUT FOR SENSOR (MECHAN., 2- OR 3-WIRE),PNP, S | 315.67
3TF6933-8QG7 | CONTACTOR SIZE 14, 3-POLE AC-3 450KW, 400/380V (1000V) AUXILIARY SWITCH 33 (3NO+3NC) INTEGRATED RECT | 5245.17
3SE5234-1CC05-1AF3 | SIRIUS POSITION SWITCH; PLASTIC HOUSING 31MM;TO EN50047, 1NO/1NC SNAP-ACTION CONTACTS W. M12 CONNEC. | 56.87
BVP:660810 | BD01-GK1X/CEE325 TAP-OFF UNIT | 234.98
BVP:261731 | BD2C-3-630-SB-1 STANDARD LENGTH 1,25M 630A, N + PE, 4 TAP OFFS | 1958.2
8GK1112-2KK42 | ALPHA 400 DIN, WALL-MOUNTING DISTRIBUTOR, DELIVERY FORM FLAT PACK, AP-CUBICLE, RAL 9016, IP43 SK2, H | 616.78
8GK4554-2KK11 | ALPHA 160 DIN, ASSEMBLY KIT F. FUSE SWITCH DISCONNECTOR NH00 TO 160A ON RAIL 1X3NP4070, H=300 W=250 | 154.43
8GK9100-0KK00 | ALPHA 400/630 DIN, UNIVERS. DISTRIBUT. ACCESSORIES 1-COMPONENT FLANGE | 11.17
8MF2288-4EN | SICUBE 8MF2000 EMC-CUBICLE; WELDED, NI-PLATED H X W X D = 2200 X 800 X 800MM FOR INDIVIDUAL MOUNTING | 6529.58
3SX3217 | SEPARATE ACTUATOR FOR 3SE324 AND 3SE325 BALL DETENT (UP TO 100N) | 26.6
3RH1921-2JE11 | ELECTRONIC AUXILIARY SWITCH DIN EN 50012 LATERAL, CAGE CLAMP CONN. 1NO + 1NC, SEALED, SIZE S0...S3, | 27.32
5TG8057-3 | LED LAMP GREEN 115V | 3.97
5UB1480 | DELTA PROFIL, TITANIUM WHITE SCHUKO SOCKET OUTL. 10/16A 250V ORANGE BEZEL (ZSV) WITH SCREWLESS TERMI | 11.62
6FX2001-2QB50 | SIMODRIVE (ACCESSORIES) INCR. ROTARY ENCODER W. RS 422 (TTL) 1500 PULSES, CLAMP FLANGE 10 MM SHAFT, | 366.56
3RS1901-1A | ACCESSORIES REPLACEABLE LABELING FOR DIGITAL 1-SENSOR DEVICES GERMAN | 2.01
A5E01150030 | ACC. MAG 3100 DN25 CL150 GROUND RING TANTALUM | 1410.02
7MH3110-1AA1 | SET OF 2 ROUND-HEAD BOLT GUIDES MAX. LOAD IN AXIAL DIRECTION 100 KN,WITH INNER BEARING BLOCK | 3089.72
3TH4244-0AJ1 | CONTACTOR RELAY 44E EN 50 011 4NO+4NC, SCREW TERMINALS AC OPERATION AC 115V 60HZ/AC 96V 50HZ | 59.12
BVP:261928 | BD2C-1250-LV-Y*-G* KNEE FRONTSIDE X 0,36M / Y 0,36 M-1,25M 1250A WINKEL 85 GRAD-17 5 GRAD | 3348.51
FDK:087L4142 | MAG8000 ACCESSORY INT.BATTERY PACK FOR DEMO UNIT | 51.02
6GF9001-1BK01 | TELE LENS 75 MM, 1:2.8 PENTAX C7528-M(KP) WITH FIXED FOCAL DISTANCE, APERTURE AND FOCUS ADJUSTABLE D | 1070.42
8MF5826-4R | STANDARD CUBICLE 8MF5 HXWXD=1800X1200X600 SIDE-BY-SIDE MOUNTING NON-VENT., NOT ASSEM., SCREWED IP40 | 3361.38
6GK1588-3AA15 | SIMATIC NET, ASIC SPC 4-2 LF FOR PROFIBUS-DP/-FMS/-PA AND -FF F. INTRINSICALLY SAFE CONN 31.25 KBIT | 8188.93
6FX2001-2PC50 | SIMODRIVE ACCESSORY INCR. SHAFT ENCODER WITH RS-422 (TTL), 2500 PULSES, SUPPORTED FLANGE JOINT; SHAF | 366.56
8JH4044 | TERMINAL 1POLE INSULATED, 143A INC. FEEDER 1X4-35, OUTG. FEEDER 3X4-35SQMM | 50.84
8MF6284-4E | STANDARD CUBICLE 8MF6 HXWXD=2200X800X400 INDIVIDUAL MOUNTING NON-VENT., ASSEM., WELDED IP40 | 3052.28
8MF5910-1A | SLIMLINE LIGHT WITH MOTION DETECTOR SL 025 POWER OUTL. D, WITHOUT MAGN. | 359.95
8GK4351-4KK21 | ALPHA 160 DIN, ASSEMBLY KIT F. MODULAR INSTALLATION DEVICES, TIER SPACING 150MM, H=600 W=500 | 165.78
8MF2284-4ES | SICUBE 8MF2000 EMC-CUBICLE; WELDED, GALVANISED H X W X D = 2200 X 800 X 400MM FOR INDIVIDUAL MOUNTIN | 3361.38
8GK4854-8KK05 | ALPHA 1600 DIN LONGIT. STAYS H=1800 | 138.63
6FX8008-2DC00-1FA0 | SIGNAL CABLE, SOLD BY THE METER (DRIVE CLIQ), 2X2X0.15+2X0.38 C TRAILING TYPE UL/CSA DESINA MOTION-C | 509.07
A5E01151539 | 38 MM (1.5") HORN ANTENNA KIT | 406.79
A5E01191968 | ACC. MAG 3100 DN15 PN40 GROUND RING W1.4404 | 110.69
BVP:261736 | BD2C-3-630-SO-3 STANDARD LENGTH 3,25M 630A, N + PE, WITHOUT TAP OFFS | 3895.57
BVP:261742 | BD2C-3-800-SO-3 STANDARD LENGTH 3,25M 800A, N + PE, WITHOUT TAP OFFS | 3858.86
BVP:261743 | BD2C-3-1000-SB-1 STANDARD LENGTH 1,25M 1000A, N + PE, 4 TAP OFFS | 2260.48
8WA1011-1SF30 | FUSE TERMINAL SCREW TERMINAL F. INCH FUSE LINK 1/4'X1' AND 1/4'X1 1/4' | 12.98
8WA1011-2DG11 | TWO-TIER TERMINAL THERMOPLASTIC SCREW TERMINAL ON BOTH ENDS 2POLE, BEIGE, 6.5MM, SZ 4 2 SEPARATE CON | 4.73
6GK1905-6AB00 | PROFIBUS FAST CONNECT BLADE CASSETTES, SPARE BLADE CASSETTES FOR PROFIBUS FAST CONNECT STRIPPING TOO | 116.69
8GK9102-8KK01 | ALPHA 400/630 DIN, UNIVERS. DISTRIBUT. ACCESSORIES BARRIER REAR WALL VERT.,H=1350 | 32.62
6FX2001-4FA10 | BUILT-ON ENCODER 100 RPM OPTICAL INCREMENTAL WITH HTL LEVEL, OPER. VOLTAGE 10-30V SYNCHROFLANGE RADI | 366.56
5TT5851-0 | INSTA CONTACTOR WITH 3 MAKE AND 1 BREAK CONTACT CONTACT FOR 230, 400 V AC, 63 A TRIGGERING 230 V AC | 99.35
5SJ4215-8HG42 | CIRCUIT BREAKER 10KA, 2POLE, D, 1.6A ACC. TO UL 489 - 480Y/277V | 149.65
5SJ4245-7HG41 | CIRCUIT BREAKER 240V 10KA, 2-POLE, C, 45A, D=70MM ACC. TO UL 489 | 196.75
8MF6864-4R | STANDARD CUBICLE 8MF6 HXWXD=1800X600X400 SIDE-BY-SIDE MOUNTING NON-VENT., ASSEM., WELDED IP40 | 2202.29
8MF4086 | BOTTOM PLATE SUBDIVIDED FOR CUBICLE WXD = 800 X 600MM | 345.8
8MF4106 | BOTTOM PLATE MULTIPLE PARTITION FOR CUBICLE WXD = 800 X 600MM | 457.82
8WA2011-3KE11 | INITIATOR TERM.(L+,L-,SHIELD,A) W/O LED, SPRING-L. TERM. SZ1.5SQMM, 5MM | 9.98
8MF5286-5E | STANDARD CUBICLE 8MF5 HXWXD=2200X800X600 INDIVIDUAL MOUNTING NON-VENT., NOT ASSEM., SCREWED IP54 | 3631.85
6GF9001-1BG01 | MINI LENS 25 MM, 1:1.4 PENTAX C2514-M(KP) WITH FIXED FOCAL DISTANCE, APERTURE AND FOCUS, ADJUSTABLE | 520.87
5SY7206-7 | CIRCUIT BREAKER 400V 15KA, 2-POLE, C, 6A, D=70MM | 71.81
6SE6400-4BD16-5CA0 | MICROMASTER 4 BRAKING RESISTOR 380-480 V 56R 13000 W PK 650 W CONT 285 X 185 X 150 MM H X W X D IP2 | 439.61
3RB2985-2AB1 | MEMORY MODULE ANALOG BASIC 2 GF FOR 3RB22/23 SZ S00...S12 | 113.95
3RF2030-1AA26 | SEMICONDUCTOR RELAY 3RF2, 1-PH. WIDTH 45 MM, 30 A 48-600 V / 110-230 V AC SCREW TERMINAL | 66.46
3RV1011-0CA10 | CIRCUIT-BREAKER 0.18...0,.25 N-RELEASE 3,3A, SIZE S00, MOTOR PROTECTION, CLASS 10, SCREW CONNECTION | 48.33
3RV2946-2B | DOOR-COUPLING ROTARY OPERATING MECHANISM,FOR CIRCUIT-BREAKERS SIZE S3,HANDLE GRAY NEW DESIGN | 132.94
5TG4204 | DELTA FLAT IP44, SM SLIDE NIPPLE W/O HOLE | 0.78
8WH8121-4XA05 | LABELS, FLAT, LONGIT, SPECIAL LABELLING ZBF8 | 0.23
5TD2114 | DELTA PUSHB. INSERT, FM W. SEPARATE FEEDBACK 10A 250V | 10.23
3RV1915-1AB | 3-PHASE BUSBARS MODULAR SPACING 45MM FOR 2 CIRCUIT-BREAKERS | 8.3
3SE5114-1CH02-1AF3 | SIRIUS POSITION SWITCH METAL HOUSING 40MM TO EN50041 1NO/1NC SNAP-ACTION CONTACTS W. M12 CONNEC., 5- | 102.8
3SE5212-0BK50 | SIRIUS POSITION SWITCH METAL HOUSING ACC. TO EN50047, 31MM DEVICE CONNECTION 1X(M20X1.5); 1NO/1NC SL | 41.2
BVP:261930 | BD2C-1250-LR-G* ELBOW RIGHT X 0,36M / Y 0,36M 1 250A WINKEL 85 GRAD-175 GRAD | 1685.27
3TX7402-3H | SURGE SUPPRESSOR VARISTOR WITH WIRE SPACER AC 48 TO 127V/DC 70 TO 150V F.MOUNTING TO THE COIL TERMIN | 8.3
3SE5112-0LH56-1AK8 | SIRIUS POSITION SWITCH WITH METAL ENCLOSURE 40MM ACC. TO EN50041 DEVICE CONNECTION 1X (M20X1.5) 1NO/ | 85.88
3SE5232-0HE12-1AK5 | SIRIUS POSITION SWITCH WITH PLASTIC HOUSING ACC. TO EN50047, 31MM DEVICE CONNECTION 1X(M20X1.5); 1NO | 34.68
5TG7158-1 | DELTA STYLE, PLATINUM METALLIC ROCKER W. WINDOW FOR TWO-CIRCUIT SWITCH F.PUSHBUTTON 2-FOLD CENTER PO | 16
3RF2990-0GA13 | LOAD MONITORING CURRENT RANGE 90 A 40 DEGREES C 110-230 V / 24 V AC/DC TO SEMICON. RELAY/CONTACT. 3R | 132.31
3SE5322-1SJ21 | SAFETY POSITION SWITCHES WITH SOLENOID INTERLOCKING LOCK. FORCE 1300N,5 APPR. DIR. PLASTIC ENCLOSURE | 351.96
3SE7140-1BF00 | SIRIUS CABLE-OPER. SWITCH METAL HOUSING,1X M16X1.5 2NC, LATCHES ACC. TO EN418 BUTTON RESET FOR CABLE | 414.42
6GK5992-2AS00-8AA0 | SCALANCE X ACCESSORY; MEDIA MODULE MM992-2SFP; 2 X 100/1000MBIT/S FOR SFP SFP PLUG TRANSCEIVER | 388.75
6FX2001-2NB02 | SIMODRIVE (ACCESSORIES) INCR. ROTARY ENCODER W. RS 422 (TTL),1024 PULSES, CLAMP FLANGE 10 MM SHAFT, | 366.56
6FX8002-2YW12-1AJ0 | EXTENSION M.008 | 416.06
8MF4044 | BASE FOR CUBICLE WXD = 1000 X 600MM HEIGHT 200MM | 481.05
3TY2781-2D | AUX CONTACT BLOCK 2NO+2NC RIGHT | 47.65
3RT1055-2AD36 | CONTACTOR, 75KW/400V/AC-3 AC(40...60HZ)/DC OPERATION UC 42-48V AUXILIARY CONTACTS 2NO+2NC 3-POLE, SI | 446.38
3NA7130 | LV HRC FUSE LINK GL/GG WITH NON-INSULATED GRIP LUGS WITH COMBINATION INDICATOR SIZE 1, 100A, AC 500V | 10.06
3NA7214 | LV HRC FUSE LINK GL/GG WITH NON-INSULATED GRIP LUGS WITH COMBINATION INDICATOR SIZE 2, 35A, AC 500V/ | 14.04
6ES7972-0AB01-0XA0 | SIMATIC S7, DIAGNOSIS-REPEATER FOR PROFIBUS DP, FOR ONLINE PROFIBUS CABLE DIAGNOSTICS, DP-STANDARD S | 1784.02
3SE5000-0AE12 | ACTUATOR HEAD FOR POSITION SWITCH 3SE51/52 ROLLER LEVER W. STAINLESS STEEL LEVER AND PLASTIC ROLLER | 13.14
3SE5000-0AF05 | ACTUATOR HEAD FOR POSITION SWITCH 3SE51/52 ANGULAR ROLLER LEVER, METAL LEVER WITH PLASTIC ROLLER 22M | 14.41
3TY7440-0A | MAIN CONTACTS FOR 3TF44 | 211.43
3UG4512-2BR20 | ANALOG MONITORING RELAY PHASE FAILURE AND -SEQUENCE 3X 160 TO 690V AC 50 TO 60 HZ 2 CHANGEOVER CONTA | 127.24
3TY7693-0CM7 | COIL FOR 3TF69 CONTACTORS AC 200 TO 240V 50/60HZ | 635.81
3TC4417-0BC2 | CONTACTOR, SIZE 2, 2-POLE DC-3 AND 5,RATD.OPERAT.CURR.32A AUXILIARY CONTACTS 22 (2NO+2NC) AC OPERATI | 143.64
3TC4817-0AF4 | CONTACTOR, SIZE 4, 2-POLE DC-3 AND 5,RATD.OPERAT.CURR.75A AUXILIARY CONTACTS 22 (2NO+2NC) DC OPERATI | 737.97
3TC4817-0LM4 | CONTACTOR SIZE 4, 2-POLE, DC-3 AND 5. 75A AT 750V AUX. CONTACTS 21 (2NO+1NC) OPERATING RANGE 0.7 TO | 760.65
5SM2345-0 | FI-BLOCK F.LS-SWITCH 5SY TYPE AC (WS), T=70MM 6-63A 4POLE IFN 30MA 400V | 116.2
3NA7140-6 | LV HRC FUSE LINK GL/GG WITH NON-INSULATED GRIP LUGS WITH COMBINATION INDICATOR SIZE 1, 200A, AC 690V | 41.72
3NA7250-6 | LV HRC FUSE LINK GL/GG WITH NON-INSULATED GRIP LUGS WITH COMBINATION INDICATOR SIZE 2, 300A, AC 690V | 68.57
3SB2000-4PA01 | KEYSWITCH, 16MM, ROUND, PLASTIC, CES, 3 SWITCH POSITIONS I-O-II, LATCHING ACTUATING ANGLE 2X62 DEGRE | 56.22
6SL3310-1GH34-1AA3 | SINAMICS G130 POWER MODULE IP00 3-PH. 660-690 V, 50/60 HZ, 410A UNIT RATING: 400 KW (VT) 6-PULSE SU | 37282.79
6SL3325-1TE32-1AA3 | SINAMICS S120 SINGLE MOTOR MODULE INPUT: 600 V DC OUTPUT: 3-PH 400 V, 210 A FRAME SIZE: CHASSIS LIQU | 17868.29
8GB1374-3 | SIMBOX UNIVERSAL WP WALL-MOUNTED DB SM, IP 65 4ROW, 72MW, W/O TERMINAL STRIP | 407.91
3SB2202-2AG01 | TOGGLE SWITCH, 16MM, ROUND, PLASTIC, WHITE, 2 SWITCH POSITIONS O-I, LATCHING, 1NO | 23.11
3RW4038-2TB05 | SIRIUS SOFT STARTER, S2, 72A, 45KW/500V, 40 DEGR., AC 400-600V, AC/DC 24V, SPRING-LOADED TERMINALS, | 1591.44
3SB2910-1AF | LENS, BLUE, WITH CONCENTRIC RINGS | 0.38
3SB2910-1BC | LENS, RED, SMOOTH, LABELING WITH INSERT CAP | 0.38
7MC2027-2AA20 | INSULATED THERMOCOUPLE WITH COMPENSATION LEAD NOM. LENGTH 300 MM,COMPENS LEAD L2SS; SHEATH DIAMETER | 103.82
7MC2028-2AD42 | INSULATED THERMOCOUPLE WITH COUPLING SOCKET LENGTH L = 0.5 M 2 THERMOCOUPLE ELEMENTS NICR/NI SHEATH | 170.92
3RK1325-6KS71-2AA0 | SIRIUS MOTOR STARTER M200D AS-I COMMUNICATION: AS-INTERFACE DIRECT ON-LINE STARTER STANDARD ELECTRON | 1043.54
3RK1903-2AA00 | TB PEN FOR ET 200S TERMINAL BLOCK PEN FOR STARTER WITH CONNECTION FOR FEEDER CABLE AND LOAD FOR INST | 84.96
3RP1505-1BQ30-ZX95 | TIMING RELAY, MULTIFUNCTION, 2 CO CONTACTS, 16 FUNCTIONS, 15 TIME SET.RANG(1,3,10,30,100) (S, MIN, H | 279.81
3RP1505-1BW30-ZW98 | TIMING RELAY, MULTIFUNCTION, 2 CO CONTACT, 16 FUNCTIONS, 15 TIME SET.RANG(1,3,10,30,100) (S, MIN, HR | 336.78
6SL3162-1AF00-0AA1 | SINAMICS SHIELD CONNECTION SHEET FOR 150 MM LINE/MOTOR MODULES INTERNAL AIR COOLING | 29.54
6XV1820-6BN50 | SIMATIC NET, FLEXIBLE FIBER OPTIC CABLE (62.5/125), TRAILING CABLE, SPLITTABLE, PREASSEMBLED WITH 4 | 1041.02
6XV1850-2HH60 | SIMATIC NET, IND. ETHERNET TP XP CORD RJ45/RJ45, TP CABLE PREASS. WITH 2 RJ45 CONNECTORS, CROSSED S | 30.73
8PQ2520-4BA02 | SIVACON S4 SIDE WALL WITHOUT DESIGN STRIP HEIGHT 2000MM DEPTH 400MM | 334.49
8UC7011-2AA | SPARE PART FOR DOOR COUPLING ROTARY OPERATING MECHANISM 8UC7 WITH TOLERANCE COMPENSATION FOR SIZE 1 | 29.07
8US1251-5CM47 | BUSBAR ADAPTER SYSTEM BUSBAR ADAPTER FOR SWITCHGEAR/CONTROL GEAR WITH CAGE CLAMP CONNECTION CABLE 2. | 47.6
3VL9800-1SM00 | ACCESSORY FOR VL630, VL800, VL1250, VL1600, SHUNT RELEASE 48 - 60 V AC RIGHT POLE ONLY | 240.72
3VL9800-1SM01 | ACCESSORY FOR VL800UL, VL1200UL, VL1600UL, SHUNT RELEASE 48...60V AC FOR INSTALLATION ON THE RIGHT | 252.5
3SE5112-0CB01 | SIRIUS POSITION SWITCH METAL ENCLOSURE 40MM TO EN50041 DEVICE CONNECTION 1X (M20X1.5) 1NO/ 1NC SNAP- | 36.82
5TG2865 | DELTA LINE SLIDE NIPPLE CABLE ENTRY FOR SURFACE-M. ENCL. 1-3FOLD ELECTRIC WHITE (1 SET = 10 UNITS IN | 5.01
5TG1210 | I-SYSTEM, TITANIUM WHITE COVER PLATE UAE OUTLET BOX SUITABLE F. ACKERMANN CAT.3 1X8POLE, 55X55MM | 5.19
5TG1321 | DELTA STYLE, TITANIUM WHITE FRAME, 1FOLD, 82X82MM | 4.8
5TG1323-1 | DELTA STYLE FRAME 3-FOLD, 82 X 82 MM PLATINUM METALLIC | 25.74
3SE5232-1QV40 | SAFETY POS. SWITCH W. SEPARATE ACTUATOR, PLASTIC ENCLOSURE, 31MM; 1X(M20X1.5) SLOW-ACTION CONTACTS 1 | 60.52
3SE5122-0KA00 | BASIC SWITCH FOR POSITION SWITCH 3SE51, METAL ENCLOSURE 56MM, TO EN50041 3X(M20X1.5) 1NO/ 2NC SLOW-A | 32.75
5TG2568 | I-SYSTEM, TITANIUM WHITE COVER PLATE 55X55MM FOR FLUSH-M. CONTROL DEVICES F. DIAMETER 22.5MM | 10.02
6SL3202-0AE31-8SA0 | SINAMICS SINE-WAVE FILTER FOR POWER MODULE FSF STAND ALONE 3AC 380-480V 182,0A | 4662.71
A5E01181606 | ACC. MAG 1100 DN15 GROUNDING RING TANTALUM | 1828.32
8WA1011-1MH11 | ISOL. TERMINAL THERMOPLASTIC SCREW TERMINAL ON BOTH ENDS W/O TEST SOCKET, 8MM, SZ 6 | 12.25
6GK1901-1GA00 | INDUSTRIAL ETHERNET FASTCONNECT STRIPPING TOOL, FOR RAPID STRIPPING OF INDUST. ETHERNET FASTCONNECT | 97.06
8MF5894-4R | STANDARD CUBICLE 8MF5 HXWXD=1800X900X400 SIDE-BY-SIDE MOUNTING NON-VENT., NOT ASSEM., SCREWED IP40 | 2627.29
8PQ2197-6BA14 | SIVACON S4 CUBICLE DOOR WITH TRANSPARENT DEGREE OF PROTECTION UP TO IP55 HINGE RIGHT DOUBLE BIT KEY | 660.59
8MF2886-5E | CUBICLESYSTEM 8MF2000 HXWXD = 1800 X 800 X 600MM FOR INDIVIDUAL MOUNTING WITH SIDE PANELS, IP 54 | 3090.92
8ME8811 | FIXING BRACKET WITH OFFSET GRID | 11.02
8WH9040-1LB07 | PLUG-IN COUPLING MIDDLE ELEMENT CAN BE SELF-PREASSEMBLED, WITH SPRING CONNECTION SECTION: 0.08-4 MM2 | 2.61
6FX2001-5QE13 | ABSOLUTE VALUE ENCODER 13 BIT WITH ENDAT, OPERATING VOLTAGE 5 V, STRIP FLANGE RADIAL FLANGE SOCKET | 565
5SJ4310-7HG42 | CIRCUIT BREAKER 10KA, 3POLE, C, 10A ACC. TO UL 489 - 480Y/277V | 153.45
8MF4530 | ADDITIONAL BRACKETS FOR FIXING THE MOUNTING PLATE IN CENTRAL POSITION | 41.34
5SY7515-8 | CIRCUIT BREAKER 230V 15KA, 1+N-POLE, D,1.5A, D=70MM | 59.9
A5E01191996 | ACC. MAG 3100 DN300 CL150 GROUND RING HASTELLOY | 1788.38
7ME3960-0SM60 | MOUNTING STRAP FOR DEDICATED TRANSDUCERS DN2100 TO DN3000 (LEG. NR. 1012MS-6) | 813.08
7MH5104-2PD00 | SIWAREX WL 260 LOAD CELL SP-S SA 50KG C3 - RATED LOAD 50KG - ACCURACY CLASS C3 - 1M CABLE LENGTH, 6 | 601.61
6SL3000-2DH32-2CA0 | SINAMICS DU/DT INDUCTOR SPARE PART FOR POWER MODULE/MOTOR MODULE 200KW, 3AC 500-690V MAX. CABEL LENG | 2768.68
A5E01191960 | ACC. MAG 3100 DN300 PN40 GROUND RING W1.4404 | 361.12
6SL3211-0AB13-7BB1 | SINAMICS G110 - CPM110 AC-DRIVE,BUILT IN CL. B FILTER 1AC200-240V +10/-10% 47-63HZ RS485-INTERFACE ( | 380.11
8WH8141-1AB05 | LABELS, FLAT, TRANSV. 1 - 10 SIZE ZBF4 | 0.08
8WH8202-4AA05 | LABELS, WITHOUT INSCRIPTION FRONT WIDTH 8,2MM | 0.15
5SY4305-5 | CIRCUIT BREAKER 400V 10KA, 3-POLE, A, 0.5A, D=70MM | 146.88
3RW4056-6BB45 | SIRIUS SOFT STARTER, S6, 162 A, 110 KW/500 V, 40 DEG., 400-600 V AC, 230 V AC, SCREW TERMINALS | 3885.57
5SP4180-7 | CIRCUIT BREAKER 230/400V 10KA, 1-POLE, C, 80A, D=70MM | 32.07
5ST3663-2HG | PIN BUSBAR, 16SQMM CONNECTION: 18X1-PHASE ACC.UL 489,480Y/277V FOR MCB 5SJ4...-.HG | 15.04
3RW4028-1TB05 | SIRIUS SOFT STARTER, S0, 38A, 22KW/500V, 40 DEGR., AC 400-600V, AC/DC 24V, SCREW TERMINALS, THERMIST | 1044.72
8WH2000-6AG00 | ISOLATING TERMINAL WITH SPRING CONNECTION, SECTION: 0.5 - 4 MM2, WIDTH: 6.2 MM, COLOR: GRAY | 2.79
8WD4308-0EB | SIGNAL COLUMNS, DIAMETER 70MM ACCESSORIES TUBE, METAL, 400MM | 33.05
8WD4428-6XF | SIGNALLING COLUMNS, ACCESSORIES LED 24V UC, BA 15D, BLUE | 52.48
8WH2000-0AG01 | FEED-THROUGH TERMINALS WITH SPRING CONNECTION, SECTION: 0.5 - 4 MM2, WIDTH: 6.2 MM, COLOR: BLUE | 1.54
5TA2150-0KK | DELTA ROCKER SWITCH INSERT FOR FLUSH MOUNTING 10A, 250V,CONTROL SWITCH,ON-OFF WITHOUT CLAWS | 16.77
6XV1820-5BN60 | SIMATIC NET, FIBER OPTIC CABLE (62.5/125)STANDARD CABLE, SPLITTABLE, PREASSEMBLED WITH 4 BFOC CONNEC | 596.96
6SL3710-1GE36-1CA3 | SINAMICS G150 CONVERTER CABINET UNIT, AC/AC WITH CIM+CU320-2 3AC 380-480 V, 50/60 HZ NOM. POWER RATI | 43349.3
7MH7723-1AD | 0.5" NPT ADAPTER KIT, FOR AS 100 SENSOR TYPE 3 ONLY, NOT CSA CLASS II APPROVED | 55.83
7MH7723-1FJ | RANGE SPRING ASSEMBLY, C12, ILE-37, SPARE | 704.93
BVP:261951 | BD2C-400-LH-X*-G* KNEE BACKSIDE X 0,36M-1,25M / Y 0,36M 160A-400A WINKEL 85 GRAD -175 GRAD | 1608.16
6SL3211-0KB17-5BB1 | SINAMICS G110 - CPM110 AC-DRIVE,BUILT IN CL. B FILTER 1AC200-240V +10/-10% 47-63HZ RS485-INTERFACE ( | 447.76
5SJ4213-7HG42 | CIRCUIT BREAKER 10KA, 2POLE, C, 13A ACC. TO UL 489 - 480Y/277V | 107.87
8MF4836 | 19 INCH COVER PLATE FOR SWING FRAME 6 HM | 171.55
6GK1905-0DA00 | PROFIBUS ECOFAST TERMINATING PLUG (ECOFAST CU) 2 X CU; 4 X1.5SQMM CU, PIN CONNECTOR, INT. TERMINATIN | 609.89
8MF5066-4ES | EMC CUBICLE IP40 HXWXD=2000X600X600 | 3612.52
8MF4600 | MOUNTING PLATE HXW=ALLX600 | 75.12
7ML1830-1CG | ANTENNA EXTENSION PTFE, IQ RADAR 300, SITRANS LR300, SITRANS LR200, 4 INCH, 100 MM | 125.68
7MH7723-1BW | KIT,AS100,STD TEMP ADAPTER, 1/2 NPT | 409.43
6ES7431-7KF10-0AB0 | SIMATIC S7-400, ANALOG INPUT SM 431, 8AI; 16 BIT RESOLUTION, RESIST./PT100/NI100 OPTIC. ISOLATED, DI | 1735.45
3TC4417-0CF4 | CONTACTOR SIZE 2, 2-POLE DC-3 AND 5, 32A AUXILIARY SWITCHES 22 (2NO+2NC) DC OPERATION 110V DC | 355.37
5TT5841-2 | INSTA CONTACTOR WITH 2 MAKE A. 2 BREAK CONTACTS CONTACT FOR 230, 400 V AC, 40 A TRIGGERING 24 V AC | 72.44
5SJ4215-7HG41 | CIRCUIT BREAKER 240V 14KA, 2-POLE, C, 1,6A, D=70MM ACC. TO UL 489 | 130.66
3UF7946-0AA00-0 | USB-TO-SERIAL ADAPTER, FOR CONNECTING A RS232 PC-CABLE TO THE USB INTERFACE OF A PC RECOMMENDED FOR | 74.84
6DL2804-0AE31 | EX-DEVICE MADE OF STAINLESS STEEL, IP65. EMPTY CABINET READY FOR INSTALLATION OF ET200ISP. EQUIPMENT | 7133.45
3RW4046-2TB04 | SIRIUS SOFT STARTER, S3, 80A, 45KW/400V, 40 DEGR., AC 200-480V, AC/DC 24V, SPRING-LOADED TERMINALS, | 1565.75
5SJ4140-7HG42 | CIRCUIT BREAKER 10KA, 1POLE, C, 40A ACC. TO UL 489 - 277V | 57.73
5SM2325-6KK01 | FI ELEMENT LS 5SY TYPE A PSE/SSF 0.3-63A 2POL. IFN 30MA 230V 2TE, SHORT-TIME DELAYED | 207.4
3RW3027-2BB04 | SIRIUS SOFT STARTER, SIZE S0, 32A, 15KW/400V, 40 DEGREES, 200-480V AC, 24V AC/DC, SPRING-LOADED TERM | 480
8WH2000-0AG05 | FEED-THROUGH TERMINAL WITH SPRING CONNECTION, SECTION: 4 SQMM, WIDTH: 6,2 MM, COLOR:WHITE | 1.56
A5E01261981 | KIT,LR460,200MM (8") HORN EXTENSION WITH PURGE | 798.96
7MH7725-1DE | LOAD CELL, MSI, 750 LB, STAINLESS STEEL, NTEP, OIML/MID,SPARE | 3616.66
7ML1830-1BH | SHIELD,SUBMERGENCE,KIT,FOR XPS10/XRS-5 SENSORS | 29.76
5SJ6320-6KS | CIRCUIT BREAKER 400V 6KA, 3-POLE, B, 20A, D=70MM WITH SCREWLESS TAP-OFF TERMINAL | 37.94
5SP4391-8 | CIRCUIT BREAKER 400V 10KA, 3-POLE, D, 100A, D=70MM | 287.26
5SM2842-8 | FI BLOCK FOR MCB 5SY TYPE A PSE/SSF 0.3-40 A 4-POLE IFN 1.0 A 400 V FOR SELECTIVE CUTOFF | 121.87
3RW4427-3BC35 | SIRIUS SOFT STARTER, VALUES WITH 575 V, 50 DEG., STANDARD: 82A, 75HP, INSIDE-DELTA CIRCUIT 3: 142A, | 6920.77
3RF2020-1AA22 | SEMICONDUCTOR RELAY 3RF2, 1-PH. WIDTH 45 MM, 20 A 24-230 V / 110-230 V AC SCREW TERMINAL | 40.89
3WL9111-0AP12-0AA0 | ACCESSORIES CIRCUIT BREAKER 3WL SHUTTER FOR GUIDE FRAME 4P SIZE III, WITH LOCKING DEVICE | 1082.5
3SB2910-1AG | LENS, WHITE, WITH CONCENTRIC RINGS WHITE | 0.38
6SL3000-0CE35-1AA0 | SINAMICS/MICROMASTER PX LINE REACTOR INPUT: 3AC 380-480 V, 50/60 HZ 508 A | 1827.15
6SL3330-6TE37-3AA3 | SINAMICS S120 SMART LINE MODULE 3-PHASE AC 380-480V, 50/60HZ OUTPUT: 510-650V DC, 730A RATED OUTPUT: | 15548.14
6SL3066-2DA00-0AB0 | SINAMICS COUPLING FOR DRIVE-CLIQ CABLE PROTECTION IP67 | 101.23
8GK4451-2KK22 | ALPHA 400/630 DIN, KIT MOUNTING PLATE WITH FIELD COVER WITHOUT CUTOUT H=300 W=500 | 143.66
8GK9100-0KK03 | ALPHA 400/630 DIN BLANKING FLANGE PLATE IP55 MADE OF METAL RAL 7035 WITH FIXING ACCESSORIES (1 SET = | 27.73
8MF2098-4ES | SICUBE 8MF2000 EMC-CUBICLE; WELDED, GALVANISED H X W X D = 2000 X 900 X 800MM FOR INDIVIDUAL MOUNTIN | 3960.25
8GK4851-7KK00 | ALPHA 160/400 DIN, LONGIT.STAYS F. MOUNTING ASSEMBLY KITS H=1050, 1 SET = 2 STAYS | 29.84
3VL9800-4RH40 | ACCESSORY FOR VL1600, SET FLAT BUS SET OF 4 PCS 4 POLE | 349.3
3SB2901-4AZK9Y | INSCRIPTION PLATE FOR PUSHBUTTON AND ILLUMINATED PUSHBUTTON, FLAT, CLEAR WITH BLACK LETTERING, CUSTO | 3.61
5SY7403-7 | CIRCUIT BREAKER 400V 15KA, 4-POLE, C, 3A, D=70MM | 146.18
6SL3720-1TE41-2AA3 | SINAMICS S120 CABINET MODULE SINGLE MOTOR MODULE WITH CIM+CU320-2 INPUT: DC 510 - 720V OUTPUT: 3AC 0 | 78313.47
6SL3511-1PE23-0AM0 | SINAMICS G110D AC-DRIVE, WITH REPAIR SWITCH WITH BUILT IN CL. A FILTER WITH BULT IN BRAKING CHOPPER | 2848.94
LZS:RT4A4T30 | PLUG-IN RELAY COMPACT UNIT AC 230, 2 CO CONTACT LED MODULE RED STANDARD PLUG-IN SOCKET SCREW TERMINA | 21.72
FDK:087L4212 | MAG8000 ACCESSORY, RS232 ADD-ON | 410.21
8WD4400-1AE | SIGNALLING COLUMN STEADY LIGHT TRANSP., 12...240V AC/DC | 38.36
8WD4420-0CE | SIGNALLING COLUMN SINGLE-FLASH LIGHT ELEMENT TRANSP., 24V DC | 145.6
8WH3020-0AE01 | TWO-TIER TERMINAL WITH QUICK CONNECTION, SECTION: 0.25-1.5 MM2, WIDTH: 5.2 MM, COLOR: BLUE | 5.74
8WH9020-6GC10 | PLUG-IN JUMPER 16 DIVISIONS, AS TRANSVERSE JUMPER IN TERM. MIDDLE, 2-POLE, COLOR: SIEMENS COLOR | 2.09
A5E01191979 | ACC. MAG 3100 DN250 PN10 GROUND RING HASTELLOY | 1248.52
8UC7320-3BB | HANDLE RED/BLUE GREEN BASIC SPARE PART FOR 8UC73 23-3BB30/8UC7324-3BB44 HANDLE IN 8UC7 DESIGN | 117.87
A5E00102774 | OPERATING INSTRUCTIONS GERMAN MAGNETOINDUCTIVE FLOWMETER SITRANS F M INTERMAG 2 | 10.89
BVP:034288 | BD01-GK2X/F TAP-OFF UNIT | 162.78
6FX2003-7EX00 | MANTLE CLAMP FOR SHIELD CONNECTION TO UNIT HOUSING 1 PACK = 25 PIECES (COMPLETE CLAMP WITH SCREW AND | 171.61
3RW4073-6BB44 | SIRIUS SOFT STARTER, S12, 230 A, 132 KW/400 V, 40 DEG., 200-460 V AC, 230 V AC, SCREW TERMINALS | 4085.82
3RW4075-2BB44 | SIRIUS SOFT STARTER, S12, 356 A, 200 KW/400 V, 40 DEG., 200-460 V AC, 230 V AC, CAGE CLAMP TERMINALS | 4984.51
3RW4434-6BC35 | SIRIUS SOFT STARTER, VALUES WITH 575 V, 50 DEG., STANDARD: 100A, 75HP, INSIDE-DELTA CIRCUIT 3: 173A, | 7797.31
8MF5828-4E | STANDARD CUBICLE 8MF5 HXWXD=1800X1200X800 INDIVIDUAL MOUNTING NON-VENT., NOT ASSEM., SCREWED IP40 | 4095.46
6SL3000-2DE32-6BA0 | SINAMICS VOLTAGE PEAK LIMITER SPARE PART FOR POWER MODULE/MOTOR MODULE 132KW, 3AC 380-480V | 1923.08
8WH2003-0CF07 | PE TERMINAL WITH SPRING CONNECTION, 3 CONNECT. POINTS SECTION: 0.08 - 2.5 MM2, WIDTH: 5.2MM, COLOR: | 5.04
5SY7606-6 | CIRCUIT BREAKER 400V 15KA, 3+N-POLE, B, 6A, D=70MM | 89.72
6XV1820-7BN25 | SIMATIC NET, INDOOR FIBER OPTIC (62.5/125), FREE OF HALOGEN, RESISANT TO, TREADING, FLAME-RETARDANT | 240.23
6SL3700-1AF41-1AA3 | SINAMICS S120 CABINET MODULE CENTRAL BRAKING MODULE 3AC 500-600V, 50/60HZ RATED POWER 1050KW CABINET | 29743.28
6ES7195-1GA00-0XA0 | SIMATIC DP, RAIL FOR ET 200M 483 MM LONG F. MAX. 5 BUS MOD. FUNCTION: INSERT/REMOVE | 121.86
6SL3000-0CE32-3AA0 | SINAMICS/MICROMASTER PX LINE REACTOR INPUT: 3AC 380-480 V, 50/60 HZ 224 A | 1011.54
3NA6822-4 | LV HRC FUSE LINK GL/GG WITH INSULATED GRIP LUGS WITH COMBINATION INDICATOR SIZE 000, 63A, AC 400V | 6.48
3NA7820 | LV HRC FUSE LINK GL/GG WITH NON-INSULATED GRIP LUGS WITH COMBINATION INDICATOR SIZE 000, 50A, AC 500 | 4.15
3SB2908-1AF | INCANDESCENT LAMP, TRANSPARENT, RATED VOLTAGE AC/DC 60V, 1.0 W, WEDGE BASE W2 X 4.6D WEDGE-BASE W2 X | 2.67
6SL3055-0AA00-3FA0 | SINAMICS TERMINAL MODULE TM15 24 DI/O; 24 V DC/0.5 A; WITHOUT DRIVE-CLIQ CABLE | 1088.85
7ND4801-7BF | 4 CH RELAIS BOARD FOR SIREC D300/400 | 2245.75
7ML1998-5BQ61 | MANUAL, FMS 350, 4 LANGUAGE | 25.04
7PV1538-1AW30 | TIME RELAY, SOLID STATE, OFF-DELAY, WITH AUXILIARY VOLTAGE, 1 CHANGEOVER CONT. 7 TIME RANGES, 0.05S. | 48.83
6ES7193-7CA00-0AA0 | SIMATIC DP, TERMINAL MODULE TM-EM/EM60S FOR ET 200ISP, FOR THE INTEGRATION OF TWO ELECTRONIC MODULES | 169.1
6SL3462-8AC10-0AA0 | SINAMICS S120 ACCESSORIES KIT FOR MOTOR MODULE COMPACT 75 MM 1-A CONNECTOR X21/X22; JUMPER 24 V-LINK | 80.14
6SL3262-1AD00-0DA0 | SINAMICS SCREENING KIT FOR POWER MODULE FSD AND FSE | 121.37
A5E00826933 | LOADCELL,WEIGHFEEDER,15KG, NICKLE PLATED, MILD STEEL, METRIC | 321.41
3LD2804-1TP51 | EMERGENCY MAIN CONTROL SWITCH IU=125 A | 126.12
3VL9600-3HP00 | ACCESSORY FOR VL630, VL800, SUPPORT BRACKET FOR SHAFT, FOR ROTARY DRIVE | 46.19
3VL9600-8BG01 | ACCESSORY FOR VL800UL, (MG FRAME) COVER FRAME FOR DOOR CUTOUT IP40, FOR FIXED/PLUG-IN W. ROTARY/MOTO | 57.24
6GK5795-1TR10-0AA6 | IWLAN TERMINATION IMPEDANCE TI 795-1R, TERMINATOR 50 OHM F. SECOND R-SMA ANTENNA SOCKET F. OPERATION | 32.33
3VL9800-1UG00 | ACCESSORY FOR VL630, VL800, VL1250, VL1600, UNDERVOLTAGE RELEASE 110 - 127 V AC RIGHT POLE ONLY | 267.54
3WL9311-5AA00-0AA2 | ACCESSORIES CIRCUIT-BREAKER 3WL OVERCURRENT RELEASE ETU15B LI PROTECTION OPTION W/O RATED CURRENT ID | 2108.85
7MH7725-1DS | LOAD CELL,MCS, 500LBS, STAINLESS STEEL, F, SPARE | 1980.66
8GK9511-8KK47 | ALPHA 400DIN DOOR AS SPARE PART LEFT DOOR H=1400 MM, W=775 MM FOR CABINET WIDTH 1250 MM UP, IP31, SK | 252.14
6SL3730-6TG41-2BC3 | SINAMICS S120 CABINET MODULE SMART LINE MODULE WITH CIM+CU320-2 3AC 500-690V, 50/60HZ OUTPUT: DC 67 | 66447.77
6ES7901-4BD00-0XA0 | SIMATIC DP, CONNECTION CABLE F. PROFIBUS, 12 MBAUD, F. CONN. A PG TO PROFUBUS DP, PRECUT A. PREASSEM | 164.81
6ES7658-7BA00-2YB0 | SIMATIC LOGON, SOFTWARE REMOTE ACCESS FOR 3 WINCC FLEXIBLE CLIENTS (AS OF 2007), SINGLE LICENSE F.1 | 1367.67
6SL3000-0JH33-3AA0 | SINAMICS LINE HARMONICS FILTER INPUT 3AC 500-600V, 50/60HZ 110 / 132 / 160 / 200KW INPUT 3AC 660-690 | 15957.29
6SL3310-1GF37-4AA3 | SINAMICS G130 POWER MODULE IP00 3-PH. 500-600 V, 50/60HZ, 735A UNIT RATING: 500 KW (VT) 6-PULSE SUP | 49524.89
6SL3162-8BD00-0AA0 | SINAMICS S120 ACCESSORIES KIT FOR MOTOR MODULE 100 MM CONNECTOR X21/X22; JUMPER 24 V-LINK DQ DUSTCOV | 70.79
7MH5106-2PD01 | SIWAREX WL 230 LOAD CELL BB-S SA 50KG C3 EX - RATED LOAD 50KG - ACCURACY CLASS C3 - 3M CABLE LENGTH, | 521.32
3NC1450-5 | SITOR CYLIND. FUSE-LINK AR WITH HAMMER 14X51 50 A, 690 V | 26.9
3NA3122-6 | LV HRC FUSE LINK GL/GG WITH NON-INSULATED GRIP LUGS WITH FRONT INDICATOR SIZE 1, 63A, AC 690V/DC 440 | 37.19
3ND1810 | LV HRC FUSE LINK A.M. W.NON-INSULATED GRIPPING LUGS SIZE 00, 25A, 500V | 15.64
3RK1325-6KS41-0AA3 | SIRIUS MOTOR STARTER M200D AS-I COMMUNICATION: AS-INTERFACE DIRECT ON-LINE STARTER STANDARD MECHANIC | 948.06
4AM6542-5AT10-0FA1 | TRANSFORMER SITAS; PHASES:1; PN/PN(S6)(KVA):2,5 /13,3; UPRI(V):400+/-5%; USEC(V):230; ISEC(A):10,87; | 1314.67
8GB4562 | SIMBOX 63 INTERMEDIATE FRAME 2-ROW FOR 70MM DEVICES IN >N< SDB | 72.15
8GK4402-3KK12 | ALPHA 400/630 DIN, KIT FOR ROW TERMINALS WITH TERMINAL SUPPORT, FIELD COVER WITHOUT CUTOUT WITH TERM | 137.63
8GK9910-1KK83 | ALPHA BIG-PACK RAIL SUPPORT FOR 2 RAILS, DESIGNED FOR 15MM RAIL AND SUPPORT, LONG VERSION (1 SET = 2 | 171.79
BVP:261831 | BD2A-1000-LH-X*-G* KNEE BACKSIDE X 0,36M-1,25M / Y 0,36M 500A-1000A WINKEL 85 GRA D-175 GRAD | 2107.51
M56340-A0033 | DOUBLE SHUT-OFF VALVE TYPE A TEST CONNECT.SIMIL.TO DIN 16272 W/ NARROW TEST FLANGE MAX.OPER. PRESS. | 47.31
6ES7322-1HH01-0AA0 | SIMATIC S7-300, DIGITAL OUTPUT SM 322, OPTICALLY ISOLATED 16DO, RELAY CONTACTS, 1 X 20 PIN | 922.88
7MH7723-1AA | AS 100, MOUNTING TAB | 159.3
7ML1830-1JN | SLEEVE, SLIDING, 2"NPT, SPARE | 267.75
7MH7723-1JQ | SPEED SENSOR INTRISICALLY SAFE CONNECTION CABLE | 9.58
7MH7725-1EJ | LOADCELL SPARE, WD600 30KG STAINLESS STELL, WITH HARDWARD | 1639.59
6AV6371-1DN06-2XX3 | WINCC/DATAMONITOR UPGRADE V6.X -> V6.2 SP3 FOR 3, 10, 25 0R 50 CLIENTS, OPTION FOR WINCC V6.2 SP3, R | 1826.26
5SG5701 | NEOZED-FLUSH MOUNTING FUSE BASE MOLDED PLASTIC, D02 3-POLE TOUCH PROTECTION (BGV A2) ACCESS: ELEVATO | 27.39
6AV6381-2AA07-0AX3 | SIMATIC WINCC RT UPGRADE V7.0, FROM V6.2 TO V7.0 SP2, FOR SIMATIC WINCC RUNTIME (RT) INCL. DRIVER, S | 1844.13
4AT3612-8DD40-0FC0 | TRANSFORMER SITAS; PHASES:1; PN/PN(S6)(KVA):4,5 /18,5; UPRI(V):550-525-500-480-460- 440-415-400-380- | 3285.87
3RK2400-1DQ00-1AA3 | AS-I COMPACT MODULE K60, IP67, A/B-SLAVE (SPEC 3.0), DIGITAL, 4DI/4DO, 4X INPUT FOR SENSOR (MECHAN., | 338.62
BVP:261990 | BD2-1250-FE END FLANGE 500-1250A | 86.9
8WH8141-2AB35 | LABELS, FLAT, TRANSV. 31 - 40 SIZE ZBF5 | 0.08
8WH8141-2AB85 | LABELS, FLAT, TRANSV. 81 - 90 SIZE ZBF5 | 0.08
3RK1903-0CH20 | 2DI 24VDC LC COM CONTROL MODULE FOR ET200S HIGH FEATURE STARTER FOR ET 200S FAILSSAFE STARTER FOR L | 297.02
3RK1903-1AA00 | TM-PF30 S47-B1 FOR ET 200S PM-D F1/2, TERMINAL MODULE FOR POTENTIAL GROUP, WITH SUPPLY U 1/2 AND SEN | 179.36
3RP1505-2AP30 | MULTIFUNCTION TIME RELAY IN CAGE-CLAMP TECH. 1 CHANGEOVER, 8 FUNCTIONS AC/DC 24V/AC 200...240V | 263.98
3RK1903-3AC00 | 65MM TERMINAL MODULE FOR F-DS1E-X WITH INFEED TERMINALS, WITH CODING FOR TRIPPING GROUPS | 292.71
3SE5122-0QV10 | SAFETY POS. SWITCH W. SEPARATE ACTUATOR, METAL HOUSING, 56MM, DEVICE CONNECTION 3X(M20X1.5) SLOW-ACT | 74.83
3RF2310-2AA06 | SEMI-COND. CONTACTOR 3RF2,1-PH. AC 51 10 A 40 DEGREES C 48-600 V / 24 V DC SPRING-LOADED TERMINAL | 74.7
3SE5212-0CK50 | SIRIUS POSITION SWITCH; METAL HOUSING ACC. TO EN50047, 31MM DEVICE CONNECTION 1X(M20X1.5); 1NO/1NC S | 40.45
8GS4030-3 | ALPHA-ZS, PE TERMINAL, 7POLES 7X16MM2, YELLOW GREEN | 8.4
6GK1184-0BB01-0AA1 | PROFINET IO ASIC, ERTEC 400 (LEADFREE), 10/100 MBIT/S INDUSTRIAL ETHERNET, ASIC WITH ARM 946 PROCESS | 5909.37
6FX5008-1BD21-6AA0 | SIGNAL CABLE, SOLD BY THE METER 4 X 2 X 0.34 + 4 X 0.5 C UL/CSA, DESINA MOTION CONNECT 500 DELIVERY | 3571.16
8MR2140-2B | HEATER BLOWER, WITH FAN 230 V, 200 W HVL031 03113.0-00 | 295.56
8MF4255 | TRIM STRIP W. SIEMENS LETTERING OCHRE FOR CUBICLE WIDTH 1200MM | 318.75
8MF4404 | C-PROFLE-/CABLE CLAMP RAIL FOR CUBICLE WIDTH 1200MM SIZE C30 | 87.5
8WH2040-4LG00 | FOUR-TIER MOTOR TERMINAL WITH SPRING CONNECTION, WITH NEUTRAL COND. CONNECTION SECTION: 0,5 - 4 MM2 | 10.7
8WD4250-5BB | SIGNAL COLUMN DIAMETER 50 MM; SINGLE ELEMENT IP54; FLASHING LIGHT ELEMENT,, LED RED 230 V AC/DC | 93.06
6GT2600-0AB10 | MOBY D / RF300 ISO MOBILE DATA MEMORY MDS D160, FOR SPECIAL CYCLIC USE IN LAUNDRAMATS AND DRY CLEANE | 6.4
8GK4752-5KK25 | ALPHA 1600 DIN ASSEMBLY KIT F. 4X IN-LINE FUSE SWITCH DISC. 3NJ4 SZ.1-3, H=750 W=500 | 262.18
3RF2340-1BA06 | SEMI-COND. CONTACTOR 3RF2,1-PH. AC 51 40A / AC15 20A 40 DEG. C 48-600 V / 24 V DC INSTANTANEOUS SWI | 95.59
3SE5322-2SB22 | SAFETY POSITION SWITCHES WITH SOLENOID INTERLOCKING LOCK. FORCE 1300N,5 APPR. DIR. PLASTIC ENCLOSURE | 238.81
3SE7910-2AB | STEEL CABLE 3.0MM (LENGTH 15M) | 62.02
6FX2001-4NA10 | BUILT-ON ENCODER 100 PULSES/REV OPTICAL INCREMENTAL WITH HTL LEVEL, OPERATING VOLTAGE 10-30 V, CLAMP | 366.56
6FX2001-2NB25 | SIMODRIVE (ACCESSORIES) INCR. ROTARY ENCODER W. RS 422 (TTL), 1250 PULSES, CLAMP FLANGE, 10 MM SHAFT | 366.56
6RA8095-4DS22-0AA0 | SINAMICS DCM DC CONVERTER FOR TWO-QUADRANT DRIVES CONNECTION B6C INPUT: 3-PHASE AC 400V, 1660A CONTR | 26478.77
6RA8095-4LV62-0AA0 | SINAMICS DCM DC CONVERTER FOR FOUR-QUADRANT DRIVES CONNECTION (B6) A (B6) C INPUT: 3-PHASE AC 830V, | 47598.74
6SL3000-0BE21-6DA0 | SINAMICS / SIMODRIVE 611 BASIC LINE FILTER FOR 16KW ACTIVE LINE MODULE AND 16KW SMART LINE MODULE IN | 337.26
A5E02218294 | ACCESSORIES THREADED CONNECTION (DIN 11851, ISO 2853 AND BS 4825-4) DN15, (P GASKET) | 450.05
BVP:261835 | BD2A-1000-LV-X*-G* KNEE FRONTSIDE X 0,36M-1,25M / Y 0,36M 500A-1000A WINKEL 85 GR AD-175 GRAD | 2172.37
8WH2020-0AE00 | TWO-TIER TERMINAL WITH SPRING CONNECTION, SECTION: 0,14 - 1.5 MM2, WIDTH: 4.2 MM, COLOR: GRAY | 2.17
8WH2020-0AF01 | TWO-TIER TERMINAL WITH SPRING CONNECTION, SECTION: 0.08 - 2.5 MM2, WIDTH: 5.2 MM, COLOR: BLUE | 2.98
3SB2901-7PD | INSERT CAP FOR INDICATOR LIGHT, CLEAR WITH BLACK LETTERING, WITH SYMBOL: PUMP | 0.93
3RF2310-1AA02 | SEMICOND. CONTACTOR 3RF2, 1-PH. AC 51 10.5 A 40 DEGREES C 24-230 V / 24V DC SCREW TERMINAL | 54.5
4AP2142-8BC40-0HA0 | TRANSFORMER SITAS; PHASES:3; PN/PN(S6)(KVA):1 /3,5; UPRI(V):Y500-400/D289-230; USEC(V):Y 400 / D 230 | 1216.93
3RK4340-3KR51-1BA0 | SIRIUS MCU MOTOR STARTER EN.DEGR. OF PROTEC.IP55 PLASTIC COMMUNICATION WITHOUT ELECTROMECHANICAL SWI | 609.78
3RK1903-0AL10 | 130MM TERMINAL MODULE FOR ET200S HIGH FEATURE REVERSE STARTER, WITHOUT SUPPLY CONNECTION | 330.02
3RK1903-1BD00 | PM-D F3 F. MOTOR STARTER POWER MODULE, FAILSAFE EXPANSION TO PM-D F 1/2 FOR ADDITIONAL POTENTIAL GRO | 595.47
6XV1831-2A | SIMATIC NET, PB FC STANDARD CABLE IS GP, BUS CABLE 2-WIRE, SHIELDED, SPECIAL- MOUNT F. FAST MOUNTING | 3.08
6SL3700-0LG41-0AA3 | SINAMICS S120 CABINET MODULE LINE CONNECTION MODULE 3AC 500-690V, 50/60HZ RATED CURRENT: 1000A CABIN | 17561.22
6XV1820-6BH50 | SIMATIC NET, FLEXIBLE FIBER OPTIC CABLE (62.5/125), TRAILING CABLE, SPLITTABLE, PREASSEMBLED WITH 4 | 269.36
6XV1850-2LH60 | SIMATIC NET, IND. ETHERNET TP CORD 15/RJ45, TP CORD PREASSEMBLED WITH 1 RJ45 CONNECTOR AND 1 15-PI | 88.67
8MF2298-4ES | SICUBE 8MF2000 EMC-CUBICLE; WELDED, GALVANISED H X W X D = 2200 X 900 X 800MM FOR INDIVIDUAL MOUNTIN | 4037.52
8GK9510-8KK32 | ALPHA 400DIN DOOR AS SPARE PART RIGHT DOOR H=1250 MM, W=275 MM FOR CABINET WIDTH 750 MM INCL. CLOSIN | 138.63
8US1922-2UA01 | BUSBAR SYSTEM, ACCESSORY BUSBAR DISTANCE 60 MM BASE LENGTH: 1100 MM INCREASED CLEARANCE DISTANCES IN | 117.4
3RW4456-6BC45 | SIRIUS SOFT STARTER, VALUES AT 500V, 40DEG., STANDARD: 780A, 560KW, INSIDE-DELTA CIRCUIT 3: 1351A, 9 | 40294.81
5TG6215 | I-SYSTEM, TITANIUM WHITE ROCKER W. BELL SYMBOL AND LABELING FIELD F. PUSHB., 55X55MM | 7.89
5TG2555-3 | DELTA LINE, ALUMINUM METALLIC FRAME, 5FOLD, 364X80MM | 43.17
3SE5122-0CH50 | SIRIUS POSITION SWITCH METAL ENCLOSURE 56MM WIDE DEVICE CONNECTION 3X (M20X1.5) 1NO/1NC SNAP-ACTION | 55.41
7MC2922-1FB | SCREW NIPPLE WITH THREAD G1/4 FOR ALL SHEATH DIAMETERS | 22.79
7MF9008-1CD | SOLDERLESS PIPE UNIONS GE 14-S/NPT 1/2, DIN 2352, PN 630, MAT. NO. 1.4571 | 102.56
8GK1112-7KK22 | ALPHA 400 DIN, WALL-MOUNTING DISTRIBUTOR, DELIVERY FORM FLAT PACK, AP-CUBICLE, RAL 9016, IP43, SK2, | 579.63
3RK3211-1AA10 | SIRIUS, EXPANSION MODULE 3RK32 FOR MODULAR SAFETY SYSTEM 3RK3 4/8 F-DI, 24V DC PARAMETERIZABLE VIA S | 360.16
7MH4950-1AA01 | SIWAREX U WEIGHING ELECTRONICS (SINGLE CHANNEL VERSION) * FOR CONNNECTING ONE SCALE * FOR SIMATIC S7 | 1234.22
8WH9130-0MA00 | TERMINAL ELEMENT, FOR SHIELD CONNECTION ON BUSBARS, DIAMETER 3 - 14 MM | 7.83
8WH8141-2AB25 | LABELS, FLAT, TRANSV. 21 - 30 SIZE ZBF5 | 0.08
3RK1395-6LS71-2AD5 | SIRIUS MOTOR STARTER M200D TECHNOLOGY MODULE DIRECT ON-LINE-STARTER ELECTRONICAL SWITCHING 3 400V AC | 1241.21
6FX2001-2CB25 | SINUMERIK (ACCESSORIES) INCR. POSITION ENCODER 1250 PULSES/REV, WITH LED, UNIVERSAL CABLE OUTLET AXI | 366.56
3SE5234-0LC05-1AE0 | SIRIUS POSITION SWITCH; PLASTIC HOUSING ACC. TO EN50047, 31MM DEVICE CONNECTION 1X(M20X1.5); 1NO/2NC | 38.59
3RF2310-1AA44 | SEMICOND. CONTACTOR 3RF2, 1-PH. AC51 10A 40 DEGR. C 48-460V / 4-30V DC SCREW CONNECTION | 58.68
3SE5000-0AB01 | ACTUATOR HEAD FOR POSITION SWITCH 3SE51/52 PLAIN STAINLESS STEEL PLUNGER ACC. TO EN50041 | 7.05
3RK1325-6LS71-0AA3 | SIRIUS MOTOR STARTER M200D AS-I COMMUNICATION: AS-INTERFACE DIRECT ON-LINE STARTER STANDARD ELECTRON | 1125.56
BVP:261827 | BD2A-1000-LL-X* ELBOW LEFT X 0,36M-1,25M / Y 0, 36M 500A-1000A | 1799.09
BVP:261965 | BD2C-400-LL-X*/Y*-G* ELBOW LEFT X/Y 0,36M-1,25M 160A -400A WINKEL 85 GRAD-175 GRAD | 2530.96
BVP:611350 | BD2A-400-WO-AL ADAPTABLE LENGTH | 1147.99
BVP:610374 | BD2-AK02X-IP55 UPGRADING IP55 TAP-OFF UNIT | 34.26
3WL9111-0BA41-0AA0 | ACCESSORIES CIRCUIT BREAKER 3WL LOCKING DEVICE OFF-POSITION PADLOCK F. OPER.PANEL FUNCTION SAFE OFF | 164.39
8WA1011-1BF24 | THROUGH-TYPE TERMINAL THERMOPL. SCREW TERMINAL ON BOTH ENDS SINGLE TERM.,BLACK, 6MM, 2.5 | 2.07
8GK9560-0KK04 | STANDARD PLASTIC LOCKING EQUIPMENT, BLACK, ROTARY HANDLE F.WALL-MOUNTED DB IP43, CANNOT BE RETROFITT | 22.79
6AU1820-3CA20-0AB0 | SIMOTION TECHNOLOGY FUNCTION VIBRATION EXTINCTION SINGLE LICENSE FOR ONE DESTINATION DEVICE | 1558.12
5SJ4105-8HG42 | CIRCUIT BREAKER 10KA, 1POLE, D, 0.5A ACC. TO UL 489 - 277V | 53.09
6ES7132-7GD30-0AB0 | SIMATIC DP, ELECT. SUBMODULE FOR ET 200ISP, 4 DO, DC 25.5V/22MA, "L"-SHUT DOWN | 763.69
6AV6671-2XA00-0AX0 | SERVICE PACK FOR TP 177MICRO, TP 177A, TP 177B, OP 177B 1 X TP177 GASKET, 1 X OP177 GASKET, 7 X PLAS | 162.88
6EP1931-2DC21 | SITOP DC UPS MODULE 24 V/6 A UNINTERRUPTIBLE POWER SUPPLY WITHOUT INTERFACE INPUT: 24 V DC/6.85 A OU | 238.66
6XV1873-6AT10 | SIMATIC NET FO STANDARD CABLE GP (50/125), PREASSEMBLED WITH 2X2 SC CONNECTORS, INSERTION GUIDE, LE | 691.59
6SL3160-8CD10-0AA0 | SINAMICS S120 ACCESSORIES KIT FOR ACTIVE INTERFACE MODULE 16 KW WIDTH 100 MM CONNECTOR DRIVE-CLIQ CA | 80.94
7MH5106-3GD00 | SIWAREX WL 230 LOAD CELL BB-S SA 200KG C3 - RATED LOAD 200KG - ACCURACY CLASS C3 - 3M CABLE LENGTH, | 430.48
6XV1821-0BN80 | SIMATIC NET, PROFIBUS PLASTIC FIBER OPTIC, STANDARD CABLE WITH 4 BFOC CONNECTORS L = 80 M | 633.36
7ME6920-1AA10-1AA0 | MAG 6000, IP67 / NEMA 4X/6, POLYAMID ENCLOSURE, WITH DISPLAY, 115-230V AC 50/60 HZ | 1556.11
7ML1930-1BK | HAND PROGRAMMER, INTRINSICALLY SAFE, EEX IA (LUI VERSION) | 235.76
3LD2203-1TL53 | MAIN/EMERG. STOP SWITCH 4-POLE IU=32, P/AC-23A AT 400V=11.5KW FRONT MOUNTING FOUR-HOLE MOUNTING ROTA | 43.81
3LD2418-7UK01 | FRONT MOUNTING WITH DOOR-COUPL. ROT. OP. MECH. CONTROL ELEMENT BLACK CONTROL ELEMENT NON-LOCKABLE SW | 1005.26
3LD2565-1GP53 | MAIN/EMERG. STOP SWITCH 3-POLE IU=63, P/AC-23A AT 400V=22KW 1NO+1NC, 1 N-TERMINAL INSULATION-ENCLOSE | 93.04
3RT1064-6AU36 | CONTACTOR, 110KW/400V/AC-3 AC(40...60HZ)/DC OPERATION UC 240-277V AUXILIARY CONTACTS 2NO+2NC 3-POLE, | 634.56
3NA3214 | LV HRC FUSE LINK GL/GG WITH NON-INSULATED GRIP LUGS WITH FRONT INDICATOR SIZE 2, 35A, AC 500V/DC 440 | 13.34
8GK9671-0KK00 | ALPHA DIN BUSBAR SUPPORT, 5POLE, CL SPACING 60MM MOUNT. ON STAY CU-BB 12X5(10),20X5(10), BUS-MOUNTIN | 59.06
8GK4401-2KK22 | ALPHA 400/630 DIN, KIT FOR ROW TERMINALS WITH TERMINAL SUPPORT, FIELD COVER WITHOUT CUTOUT WITH TERM | 83.37
8GK4801-2KK12 | ALPHA 400/630 DIN, KIT FOR BUS BAR ADAPT. DEVICES ON BUS BAR SYSTEM 60MM, 3 POLE, H=300 W=250 | 173.78
8GK9101-5KK01 | ALPHA 400/630 DIN, UNIVERS. DISTRIBUT. ACCESSORIES BARRIER REAR WALL VERT.,H=750 | 18.09
4RB2025-3CE50 | POWER CAPACITOR PHICAP MKP 240V 2.5KVAR | 105.3
5SY5108-7 | CIRCUIT BREAKER CURR. SENS DC 220V AC 230/400V 10KA, 1-POLE, C, 08A | 27.75
3NP1143-1JC11 | FUSE-SWITCH-DISCONNECTOR 3-POLE, NH1, 250A 60MM BUSBAR SYSTEM COVERS FOR RITTAL FLAT CONNECTOR FUSE | 442.77
3RV1011-1JA10-ZW96 | CIRCUIT-BREAKER, 7...10 A, N-RELEASE 130 A, SIZE S00, MOTOR PROTECTION, CLASS 10, SCREW CONNECTION S | 72.17
4AM5742-4TJ10-0FC0 | TRANSFORMER SITAS; PHASES:1; PN/PN(S6)(KVA):0,85 /5; UPRI(V):230+/-5%; USEC(V):110; ISEC(A):7,73; F( | 756.51
4AM5742-5FJ10-0FA0 | TRANSFORMER SITAS; PHASES:1; PN/PN(S6)(KVA):1 /5; UPRI(V):500+/-5%; USEC(V):110; ISEC(A):9,09; F(HZ) | 555.34
7LF5301-0 | SYNCHRONOUS TIME SWITCH DAY 1 CHANGEOVER CONT.230V/50HZ SURFACE MOUNTING | 60.78
7NG3211-1AN00 | TEMPERATURE TRANSMITTER SITRANS TH200 FOR INSTALLATION IN SENSOR HEAD 2-WIRE SYSTEM, 4-20 MA, PROGRA | 397.02
6SL3300-1AF31-3AA0 | SINAMICS BRAKING MODULE INPUT: DC 675 ... 900V CONTINUOUS POWER 25KW P20 POWER 100KW FOR CHASSIS UNI | 2019.21
3NA3482 | LV HRC FUSE LINK GL/GG WITH NON-INSULATED GRIP LUGS WITH FRONT INDICATOR SIZE 4, 1250A, AC 500V/DC 4 | 296.19
3WL9111-0AL55-0AA0 | ACCESSORIES CIRCUIT BREAKER 3WL MAIN CONDUCTOR CONN. 1 OFF FIXED-MOUNTED CIRC.BR. SIZE II FRONT CONN | 194.04
3RK1400-0BE00-0AA2 | AS-INTERFACE SLIMLINE MODULE, S22.5, DIGITAL, 2I/2O, IP20, 2 X 1 INPUT, 2-WIRE, PNP 2 X 1OUTP., ELEC | 363.03
3RK1315-6NS71-0AA3 | SIRIUS MOTOR STARTER M200D AS-I COMMUNICATION: AS-INTERFACE DIRECT ON-LINE STARTER BASIC ELECTRONICA | 1038.16
8GK1102-7KK32 | ALPHA 400 DIN, WALL-MOUNTING DISTRIBUTOR, DELIVERY FORM FLAT PACK, AP-CUBICLE, RAL 9016, IP43, SK1, | 632.89
LZS:PTMT00A0 | FREE-WHEELING DIODE WITH CONNECTION TO A1 DC 6 TO 230V | 2.24
LZS:RT3A4R24 | PLUG-IN RELAY COMPACT UNIT AC 24V, 1 CO CONTACT LED MODULE RED STANDARD PLUG-IN SOCKET 5 MM PINNING | 17.97
6ES7461-1BA01-0AA0 | SIMATIC S7-400, IM461-1 RECEIVER INTERFACE MODULE FOR CENTRALIZED CONNECTION WITH PS TRANSMISSION, W | 893.02
6ES7331-7PE10-0AB0 | SIMATIC S7-300, ANALOG INPUT SM 331, INDIVIDUALLY ISOLATATED AC250V, 6 AI THERMOCOUPLE, TYPE B, E, J | 2497.3
7MH7723-1DY | ARRESTING BRACKET,MD SPEED SENSOR, ALUMINUM, SPARE | 63.43
A5E02611779 | FUE950 BRASS POCKET G1/2B, 85 MM (PN16) FOR PT500 SENSOR 6 MM TYPE (1 PCS.). | 101.78
4RB5142-3EE50 | POWER CAPACITOR PHASECAP MKK 440V 14.2KVAR | 320.07
6XV1830-0ET20 | SIMATIC NET, PB FC STANDARD, BUS CABLE, 2-WIRE, SHIELDED, SPEC. DESIGN FOR RAPID INSTALL. 200 M | 480.48
6SL3252-0BB01-0AA0 | SINAMICS SAFE BRAKE RELAY FOR POWER MODULE | 141.36
8WH6000-6CF00 | ISOLATION TERMINALS | 4.25
8GK9511-6KK20 | ALPHA 400DIN DOOR AS SPARE PART SINGLE DOOR H=950 MM,W=550 MM INCL. CLOSING EQUIPMENT UP, IP31, SK2 | 151.68
8GK1383-0KK13 | ALPHA 630 DIN, MARSHALLING BOX HEIGHT = 350MM, WIDTH = 300MM, DEPTH = 250MM, SK1, IP55 | 560.53
8GK9511-7KK10 | ALPHA 400DIN DOOR AS SPARE PART SINGLE DOOR H=1100 MM,W=3000 MM INCL. CLOSING EQUIPMENT UP, IP31, SK | 110.48
5SF1260 | DIAZED FUSE-BASE SIZE III MOULDED, 1-POLE SHOCK-HAZARD-PROTECTED (BGV A2) ENTRY: DOUBLE FUNCTION TER | 12.37
6XV1830-7BN35 | SIMATIC NET, PROFIBUS ECOFAST HYBRID CABLE, 2XCU 0.64 MM, 4XCU 1.5 SQMM, CABLE PREASSEMBLED WITH ECO | 688.67
7MH7723-1CS | MOUNTING FLANGE,MSP-3,MSP-12, XPP-5, SPARE | 55.28
7MH7723-1EB | SWITCH ISOLATOR BARRIER,115 V AC, SPARE | 1199.15
3RT1064-6AR36 | CONTACTOR, 110KW/400V/AC-3 AC(40...60HZ)/DC OPERATION UC 440-480V AUXILIARY CONTACTS 2NO+2NC 3-POLE, | 634.56
8UC7220-3BB | HANDLE RED/BLUE GREEN BASIC MASKING FRAME YELLOW DOOR DRIVE 8UC7 SPARE PART FOR 8UC7222-3BB20 SIZE 2 | 68.96
8WH9061-5AA06 | WARNING COVER FOR OPERATION SHAFTS WITH TENSION SPRING CONNECTION WIDTH: 4,2MM COLOR: YELLOW | 0.32
8WH9120-0AA00 | PICK-OFF TERM. SECTION 10MM2 FOR HIGH-CURRENT TERMINALS, WITH 50 MM2, FULLY ISOL., ALLOWS A VOLTAGE | 6.42
8GK1102-7KK42 | ALPHA 400 DIN, WALL-MOUNTING DISTRIBUTOR, DELIVERY FORM FLAT PACK, AP-CUBICLE, RAL 9016, IP43, SK1, | 740.34
8GK4501-2KK13 | ALPHA 400/630 DIN PANEL INSTALLATION KIT W. SUPPORT,40MM DEEP-DRAWN H=300 W=250 | 95.1
5SY6605-7 | CIRCUIT BREAKER 400V 6KA,3+N-POLE C,0.5A, D=70MM | 42.58
5UH1095 | DELTA LINE COVER PLATE COMPLETE COVER 80X80MM TITANIUM WHITE | 4.26
5UH1096 | DELTA LINE COVER PLATE COMPLETE COVER 80X80MM ELECTRIC WHITE | 4.26
3NW3200-0HG | FUSE LINK CLASS CC ACC. TO UL STANDARD 248-4 SLOW-BLOW, CURRENT-LIMITING RATED CURRENT 20 A RATED VO | 20
3NW6212-1 | CYLINDRICAL FUSE GG ACC. TO FRENCH STANDARD (NFC) WITHOUT INDICATOR SIZE 22X58MM, 500V 32A | 7.96
3RA6920-2C | CONTROL CIRCUIT TERMINALS 3RA62 SPRING LOADED 2 TERMINALS PER PACK | 57.39
5TT4105-1 | REMOTE SWITCH WITH 1 NO AND 1 NC CONTACT FOR AC 230, 400V 16A CONTROL AC 115V | 35.96
6FX2001-5HS12 | ABSOLUTE VALUE ENCODER RESOLUTION 13 BIT WITH SSI, OPERAT. VOLT. 10-30 V SYNCHROFLANGE AXIAL FLANGE | 589.18
5TT4206-1 | RELAY,N-TYPE W 1 CHANGEOV.CONT. CONTACT FOR AC 230V 16A CONTROL AC 115V | 40.23
3TC4817-0CB4 | CONTACTOR SIZE 4, 2-POLE DC-3 AND 5,RATD.OPERAT.CURR.75A AUXILIARY CONTACTS 21 (2NO+1NC) DC OPERATIO | 1072.87
5SJ4311-7HG41 | CIRCUIT BREAKER 240V 14KA, 3-POLE, C, 5A, D=70MM ACC. TO UL 489 | 189.15
5SJ4318-7HG41 | CIRCUIT BREAKER 240V 14KA, 3-POLE, C, 15A, D=70MM ACC. TO UL 489 | 158
8MF4703 | MOUNTING KIT FOR CIRCUIT BREAKER FOR CUBICLE WXD = 1000 X 400MM | 548.65
8MR2150-0CA | 230 V / 950WATTS, 65%RF CR130, 13051.0-02, | 529.39
8MR2170-1AF | ELECTRONIC HYGROSTAT EFR012 230 V AC, 40-90 %RF | 103.92
8MF4265 | TRIM STRIP W.O. SIEMENS LETTER. OCHRE FOR CUBICLE WIDTH 1200MM | 318.75
6SE6400-3TC01-8CE3 | MICROMASTER 4 OUTPUT CHOKE 500-600V 3AC 18A FOOTPRINT FSC - 0.75 MH 550V: UP TO 100M CABLE LENGTH | 1474.28
6SE6400-3TC05-4DD0 | MICROMASTER 4 OUTPUT CHOKE 200-480 V 3AC 54 A STAND ALONE FS D - 0.232 MH | 547.71
5SY8403-7 | CIRCUIT BREAKER 400V 25KA, 4POLE, C, 3A, D=70MM | 166.65
6SE6440-2AB21-5BA1 | MICROMASTER 440 WITH BUILT-IN CLASS A FILTER 1AC 200-240 V +10/-10% 47-63 HZ CONSTANT TORQUE POWER | 1561.62
5SY7508-8 | CIRCUIT BREAKER 230V 15KA, 1+N-POLE, D, 8A, D=70MM | 59.9
6SL3330-7TE35-0AA3 | SINAMICS S120 ACTIVE LINE MODULE INPUT: 3-PH 380-480V, 50/60HZ OUTPUT: 600 V DC, 549 A, 300 KW INTER | 35920.79
BVP:272172 | BD2-1000-EBAL-M-WKA ACCESSORIES | 2003.48
BVP:610362 | BD01-FS FLANGE IP55 JUNCTION UNIT | 20.81
BVP:261869 | BD2A-400-LR-X*/Y*-G* ELBOW RIGHT X/Y 0,36M-1,25M 160 A-400A WINKEL 85 GRAD-175 GRAD | 1622.85
8WH2000-0AF06 | FEED-THROUGH TERMINAL WITH SPRING CONNECTION, SECTION: 4 SQMM, WIDTH: 5,2 MM, COLOR:YELLOW | 1.27
6SL3056-4AA41-0AV0 | AMPEREMETER FOR SINAMICS V50 DISPLAY RANGE 0-950A INPUT 0-20MA | 83.22
8WH6004-0CF07 | THROUGH-TYPE TERMINALS TERMINAL SIZE 2,5 MM2 WIDTH 5,2 MM COLOUR YELLOWGREEN CLAMPING POINTS 4 | 10.21
5SJ4330-8HG41 | CIRCUIT BREAKER 240V 10KA, 3-POLE, D, 30A, D=70MM ACC. TO UL 489 | 218.01
6FX2003-0SA01 | SIGNAL CONNECTOR, 9-PIN EXTERNAL THREAD SOLDER VERSION 1 INSULATOR WITH INTEGR. SOCKET CONTACT 1 INS | 67.86
3RW4457-2BC36 | SIRIUS SOFT STARTER, VALUES AT 575V, 50DEG., STANDARD: 780A, 850HP, INSIDE-DELTA CIRCUIT 3: 1351A, 1 | 49845.2
3RW4957-8VX30 | FAN FOR SIRIUS SOFT STARTER 3RW445.-.BC3., 3RW446.-.BC3., AC 115V | 597.88
8MF5896-4ES | EMC CUBICLE IP40 HXWXD=1800X900X600 | 4134.13
8WH1000-0AQ00 | HIGH-CURRENT TERMINAL WITH SCREW CONNECTION, SECTION: 35 - 95 MM2, AWG: 2 - 4/0, WIDTH: 25 MM, COLOR | 33.03
5SY8216-8 | CIRCUIT BREAKER 400V 25KA, 2POLE, D, 16A, D=70MM | 80
5SY8225-7 | CIRCUIT BREAKER 400V 25KA, 2POLE, C, 25A, D=70MM | 71.08
7MH5105-2PD00 | SIWAREX WL 250 LOAD CELL ST-S SA 50KG C3 - RATED LOAD 50KG - ACCURACY CLASS C3 - 6M CABLE LENGTH, 4 | 450.24
7MH5105-3HD00 | SIWAREX WL 250 LOAD CELL ST-S SA 250KG C3 - RATED LOAD 250KG - ACCURACY CLASS C3 - 6M CABLE LENGTH, | 450.24
BVP:261908 | BD2C-1250-ZL-Z* Z UNIT LEFT X/Y 0,36M, Z 0,26M- 1,25M 1250A | 3284.86
6SL3000-0DE25-5AA1 | SINAMICS / SIMODRIVE HFD COMMUTATING REACTOR FOR 55KW ACTIVE LINE MODULE | 3102.51
A5E02247692 | SITRANS FUS CABLE GLAND, PG13.5 NICKEL PLATED BRASS, CABLEDIAMETER:6-8MM, -20 TO 100DEGC | 59.27
6SL3224-0BE31-8UA0 | SINAMICS G120 POWER MODULE PM240 WITHOUT FILTER WITH BULT IN BRAKING CHOPPER 3AC380-480V +10/-10% 47 | 7376.87
BVP:262472 | BD2-AK02X/F1451-3N TAP-OFF UNIT 32A / 1X 4POLE FUS E SOCKET SP51 | 433.25
A5E01191962 | ACC. MAG 3100 DN65 CL150 GROUND RING W1.4404 | 131.57
8MF4501 | MOUNTING PLATE FOR CUBICLE HXW = 1800 X 800MM | 345.8
8WA2011-3KE01 | FEEDER TERMINAL (L+,L-) W/O LED, ORANGE, SPRING-L. TERM. 5MM, SZ 1.5 SQMM | 4.34
6GF6710-2BC | T-F MEMBRANE KEYBOARD IP 65 WITH TOUCHPAD (INT.) | 1256.98
8WH2020-0AG00 | TWO-TIER TERMINAL WITH SPRING CONNECTION, SECTION: 0.5 - 4 MM2, WIDTH: 6.2 MM, COLOR: GRAY | 3.35
8GK4651-3KK22 | A400/630 MOUNTINGKIT H=450 W=50 2 X 3NP1143 (NH1) FOR BUSBAR 60MM WITHOUT BUSBARHOLDER FOR BUSBARHOL | 134.6
8MF2094-4R | CUBICLESYSTEM 8MF2000 HXWXD = 2000 X 900 X 400MM FOR SIDE-BY-SIDE MOUNTING WITHOUT SIDE PANELS, IP 4 | 2337.5
3RH1921-1CA10-ZX95 | AUXILIARY SWITCH BLOCK, 1 NO, DIN EN50005, SCREW CONNECTION, FOR CONTACTORS FOR SWITCHING MOTORS, 1- | 4.26
3SE5000-0AF10 | ACTUATOR HEAD FOR POSITION SWITCH 3SE51/52 ANGULAR ROLLER LEVER METAL LEVER WITH PLASTIC ROLLER 13MM | 8.74
5TG8066 | CAP SET FOR PUSHBUTTON AND INDICATOR LIGHT 5TE58 SET W. 5XWHITE/TRANSPARENT EACH | 5.51
6FX2001-2DC00 | SIMODRIVE (ACCESSORIES) INCR. ROTARY ENCODER W. RS 422 (TTL), 2000 PULSES, SYNCHROFLANGE, 6 MM SHAFT | 366.56
6FX8008-1BD31-3AA0 | SIGNAL CABLE,SOLD BY THE METER 3 X 2 X 0.14 + 2 X 0.5 C TRAILING CABLE, UL/CSA DESINA MOTION CONNECT | 2813.67
6FX2001-2QF00 | SIMODRIVE (ACCESSORIES) INCR. ROTARY ENCODER W. RS 422 (TTL) 5000 PULSES, SUPPORTED FLANGE JOINT; 10 | 366.56
A5E01150022 | ACC. MAG 3100 DN25 CL150 GROUND RING W1.4404 | 110.69
6SL3203-0CD23-5AA0 | SINAMICS LINE REACTOR FOR POWER MODULE FSC 15 KW, RATED POWER BASED ON I_L FOOT PRINT | 249.42
A5E01181622 | ACC. MAG 1100 DN100 GROUNDING RING TANTALUM | 7905.75
8WA1011-1EE00 | TERMINAL F. COMPONENTS SCREW TERMINAL ON BOTH ENDS 10MM, SZ1.5 | 6.35
6GK1901-1BK00-0AA2 | INDUSTRIAL ETHERNET INSERT 1 GE F. MODULAR OUTLET BASE MODULE, REPL. INSERT WITH 1 X 1000 MBITS RJ45 | 127.29
8GK9400-0KK17 | ALPHA 1600 DIN ADAPTER KIT FOR ROW CUBICLE H=2000 W=400 D=600 | 187.84
8GK9510-8KK10 | ALPHA 400DIN DOOR AS SPARE PART SINGLE DOOR H=1250 MM,W=300 MM INCL. CLOSING EQUIPMENT AP, IP43,55, | 137.63
8US1922-1AB00 | BUSBAR ADAPTER SYSTEM END COVER FOR BUSBAR ENDS, FOR BUSBAR HOLDER 8US1 923 4-POLE CONSISTS OF 2 PIE | 16.34
3TC4417-0BC1 | CONTACTOR, SIZE 2, 2-POLE DC-3 AND 5,RATD.OPERAT.CURR.32A AUXILIARY CONTACTS 22 (2NO+2NC) AC OPERATI | 149.3
5SJ4206-8HG41 | CIRCUIT BREAKER 240V 14KA, 2-POLE, D, 6A, D=70MM ACC. TO UL 489 | 148.89
5ST3603 | PIN BUSBAR, 10 SQMM CONNECTION: 2X(1-PHASE+HS/FS) SAFE-TO-TOUCH | 1.03
5SJ4306-7HG42 | CIRCUIT BREAKER 10KA, 3POLE, C, 6A ACC. TO UL 489 - 480Y/277V | 183.83
8MF6294-4R | STANDARD CUBICLE 8MF6 HXWXD=2200X900X400 SIDE-BY-SIDE MOUNTING NON-VENT., ASSEM., WELDED IP40 | 2743.2
8MF4161 | PARTITION FOR CUBICLE HXD = 2000 X 600MM DEGREE OF PROTECTION IP40 | 174.04
8MF5266-4R | STANDARD CUBICLE 8MF5 HXWXD=2200X600X600 SIDE-BY-SIDE MOUNTING NON-VENT., NOT ASSEM., SCREWED IP40 | 2434.11
6SE6420-2AB23-0CA1 | MICROMASTER 420 WITH BUILT IN CLASS A FILTER 1AC 200-240V +10/-10% 47-63HZ CONSTANT TORQUE POWER 3 | 1736.67
6SE6440-2AD32-2DA1 | MICROMASTER 440 WITH BUILT-IN CLASS A FILTER 3AC 380-480 V +10/-10% 47-63 HZ CONSTANT TORQUE POWER 2 | 10889.31
6SL3320-1TG37-4AA3 | SINAMICS S120 SINGLE MOTOR MODULE INPUT: DC 675 - 1035V OUTPUT: 3AC 0 - 690V, 735A RATED POWER: 710K | 60010.32
6SL3330-6TE41-1AA3 | SINAMICS S120 SMART LINE MODULE 3-PHASE AC 380-480V, 50/60HZ OUTPUT: 510-650V DC, 1050A RATED OUTPUT | 21685.56
6SL3225-0BE37-5UA0 | SINAMICS G120 POWER MODULE PM250 WITHOUT FILTER POSSIBILITY OF REGENERATION 3AC380-480V +10/-10% 47- | 12455.82
6SL3162-2BM00-0AA0 | SINAMICS DC LINK RECTIFIER ADAPTER FOR DIRECT INFEED SCREW TERMINALS 35-95 MM2 FOR 150, 200 AND 300 | 138.63
TGX:16300-1556 | MOUNTING KITT FOR SIPART PS2 CONNECTION TO ROTARY ACTUATOR | 121.16
7KT5806 | MECHANICAL TIME COUNTER 115 V, 60 HZ | 45.72
7KT9020 | SHADE 55X55MM FOR TIME COUNT. 7KT55. | 1.46
8GK1102-6KK42 | ALPHA 400 DIN, WALL-MOUNTING DISTRIBUTOR, DELIVERY FORM FLAT PACK, AP-CUBICLE, RAL 9016, IP43, SK1, | 675.08
7ML1830-1AL | EASY AIMER II FLANGE, ALUMINIUM,3/4 INCH BSP CONDUIT (WITHOUT SENSORADAPTOR) | 138.57
3NP1163-1DA11 | FUSE-SWITCH-DISCONNECTOR 3-POLE, NH3, 630A MOUNTING PLATE CONSTRUCTION COVER LEVEL 70 MM FLAT CONNEC | 475.25
BVP:233570 | BD01-AK2HX/F TAP-OFF UNIT BD01 | 193.38
BVP:261956 | BD2C-400-LV-Y*-G* KNEE FRONTSIDE X 0,36M / Y 0,36 M-1,25M 160A-400A WINKEL 85 GRA D-175 GRAD | 1609.39
3RT1264-6AR36 | VAC. CONTACTOR, 110KW/400V/AC-3 AC(40...60HZ)/DC OPERATION UC 440-480V AUXILIARY CONTACTS 2NO+2NC 3- | 1176.09
3RT1265-6NF36 | VAC. CONTACTOR, 132KW/400V/AC-3 AC(40...60HZ)/DC OPERATION UC 96-127V AUXILIARY CONTACTS 2NO+2NC 3-P | 1482.41
5SY6325-6 | CIRCUIT BREAKER 400V 6KA, 3-POLE, B,25A, D=70MM | 35.38
3NP1953-1BG40 | ACCES.F.FUSE SWI. DISCONNECTOR FOR NH2-NH3 AUXILIARY CONDUCTOR CONNECTION FOR BOX TERMINAL | 12.63
3RT1926-2GD51 | SOLID-STATE, TIME-DELAYED AUXILIARY SWITCH BLOCK SETTING RANGE 1.5 S...30 S, AC 200...240 V, 2NO, ST | 75.33
8UC7323-3BB30 | DOOR DRIVE 8UC7 HANDLE RED/BLUE GREEN BASIC MASKING FRAME YELLOW FOR SWITCH DISCONNECTOR 3KL55, 3KL5 | 173.7
8WH8121-2AB25 | LABELS, FLAT, LONGIT. 21 - 30 SIZE ZBF5 | 0.08
8WH8121-2AB85 | LABELS, FLAT, LONGIT. 81 - 90 SIZE ZBF5 | 0.08
7MF9411-6BB | ACCESSORY KIT 4 SCREWS M 10 X 45,DIN EN 24014 2 FLAT-PROFILE GASKETS | 7.6
8MF2284-4EN | SICUBE 8MF2000 EMC-CUBICLE; WELDED, NI-PLATED H X W X D = 2200 X 800 X 400MM FOR INDIVIDUAL MOUNTING | 5950.03
8GK4801-2KK13 | ALPHA 400/630 DIN, ASSEMBLY KIT F.SR60 BUSBAR SYSTEM 60MM, 3-POLE, H=300,W=250 | 89.09
5SJ4101-7HG41 | CIRCUIT BREAKER 240V 14KA, 1-POLE, C, 1A, D=70MM ACC. TO UL 489 | 46.87
FDK:083N8472 | MAG 3100 C FLANGE 1500MM PN10 S/STEEL | 5660.06
5TG2561 | I-SYSTEM, TITANIUM WHITE ANTENNA COVER PLATE 55X55MM F.BROADBAND OUTLET BOX RF/TV | 4.41
3RF2920-0GA13 | LOAD MONITORING CURRENT RANGE 20 A 40 DEGREES C 110-230 V / 24 V AC/DC TO SEMICON. RELAY/CONTACT. 3R | 103.19
6FX2001-2DD60 | SIMODRIVE (ACCESSORIES) INCR. ROTARY ENCODER W. RS 422 (TTL), 3600 PULSES, SYNCHRON. FLANGE, 6 MM SH | 366.56
8WH6004-0AF00 | THROUGH-TYPE TERMINALS TERMINAL SIZE 2,5 MM2 WIDTH 5,2 MM COLOUR GREY CLAMPING POINTS 4 | 3.37
6AV6671-8XD00-0AX0 | RIGHT ANGLE ADAPTER, 9-POLAR FOR RS485/422 INTERFACE CABLE OUTLET TO THE BACK | 50.79
LZS:PT78720 | PLUG-IN BASE FOR MOUNTING ON DIN RAIL FOR 2 CHANGEOVER CONTACTS | 5.02
LZS:PT78730 | BASE FOR RELAY, WITH 3 CHANGEOVER CONTACTS | 5.02
FDK:087L4163 | MAG8000 ACCESSORIES USB IRDA ADAPTER | 467.94
PBD:20377-411 | FLOWGUIDE,E40, 8",MILD STEEL, POWDER COATED | 1153.64
3VL9115-4TD30 | ACCESSORY FOR VL160X, CIRCULAR COND. TERMINAL COMPRISES 3 CIRC. CONDUCTOR TERMINALS AND TERMINAL COV | 90.92
3SE2243-0XX30 | SAFETY POSITION SWITCH WITH SEPARATE ACTUATOR, MOULDED-PLASTIC ENCLOSED OPERATION FROM THE SIDE AND | 42.04
BVP:261819 | BD2A-400-ZR-X*/Y*/Z* Z UNIT RIGHT X/Y 0,36M-0,60M, Z 0,14M-1,25M 160-400A | 1609.39
3RK1100-1CQ20-0AA3 | AS-INTERFACE COMPACT MOD. K45, IP67, DIGITAL, 4 OUTPUTS, 4 X OUTP., ELECTR.,1.0A, DC 24V 3AMAX. FOR | 239.63
5TG9874-1TW | DELTA M-SYSTEM MODULAR JACK OUTLET CAT3 RJ11 6/4 WITH SHUTTER TITANIUM WHITE | 9.98
3RK1315-6KS41-0AA3 | SIRIUS MOTOR STARTER M200D AS-I COMMUNICATION: AS-INTERFACE DIRECT ON-LINE STARTER BASIC MECHANICALL | 849.87
3TC4817-0BM0 | CONTACTOR SIZE 4 2-POLE DC-3 AND 5, 75 A AUX. SWITCHES 22 (2NO+2NC) ALT. CURRENT ACTUATION 220 V AC | 714.56
8WH6025-0AF00 | TWO TIER TERMINALS TERMINAL SIZE 2,5 MM2 WIDTH 5,2 MM COLOUR GREY CLAMPING POINTS 4 EQUIPOTENTIAL BO | 10.28
6SL3056-4AA32-0AV0 | AMPEREMETER FOR SINAMICS V50 DISPLAY RANGE 0-200A INPUT 0-20MA | 83.22
3RW4443-6BC46 | SIRIUS SOFT STARTER, VALUES WITH 690 V, 40 DEG., STANDARD: 203A, 200KW, INSIDE-DELTA CIRCUIT 3: ONLY | 14391.01
3WL9111-0AN04-0AA0 | ACCESSORIES CIRCUIT BREAKER 3WL MAIN CONDUCTOR CONN. 1 OFF WITHDRAWABLE CIRC.BREAKER SZ II FRONT CON | 144.34
3RW4444-6BC46 | SIRIUS SOFT STARTER, VALUES WITH 690 V, 40 DEG., STANDARD: 250A, 250KW, INSIDE-DELTA CIRCUIT 3: ONLY | 16353.42
3RW4445-6BC36 | SIRIUS SOFT STARTER, VALUES WITH 575 V, 50 DEG., STANDARD: 280A, 250HP, INSIDE-DELTA CIRCUIT 3: 485A | 19885.76
3LD2103-1TL53 | MAIN/EMERG. STOP SWITCH 4-POLE IU=25, P/AC-23A AT 400V=9.5KW FRONT MOUNTING FOUR-HOLE MOUNTING ROTAR | 36.27
3LD2103-4VP53 | MAIN/EMERG. STOP SWITCH 6-POLE IU=25, P/AC-23A AT 400V=9.5KW 1NO+1NC, FRONT MOUNTING FOUR-HOLE MOUNT | 59.38
7MH7725-1CQ | LOAD CELL,WITH HARDWARE,MUS, SD,30KG,PLATED,SPARE | 490.66
FDK:083F5037 | MAG IP65 WALL MOUNTING 21TE | 593.41
BVP:660809 | BD01-GK1X/CEE165 TAP-OFF UNIT | 190.92
6ES7195-7HB00-0XA0 | SIMATIC DP, BUS UNIT FOR ET200M F. THE INTEGR.OF TWO 40 MM WIDE I/O SUBMODULES FOR INSERT/REMOVE | 232.34
6ES7390-0AA00-0AA0 | SIMATIC S7-300, BUS CONNECTOR (SPARE PART) | 17.88
6ES7393-4AA00-0AA0 | SIMATIC S7-300, CABLE CELL LK 393 FOR EX (I) MODULES L+ AND M INTRINSICALLY SAFE CONNECTIONS TO TERM | 40.29
6XV1830-3DN15 | SIMATIC NET, PROFIBUS M12 CONNECTING CABLE, (ET200), PREASSEMBLED PB FC TRAILING CABLE WITH 2 M12 CO | 106.43
3NE1332-0 | SITOR FUSE-LINK UTILIZ. CATEGORY GS, DIN 43620 400A , AC 690 V ,(SIZE 2) | 156.44
3NE1435-0 | SITOR FUSE-LINK UTILIZ. CATEGORY GS, DIN 43620 560A , AC 690 V ,(SIZE 3) | 194.37
3NE1437-1 | SITOR SET OF FUSES DUTY CLASS GR, DIN 43620 710A, 600V AC (SIZE 3) | 246.52
3NE3430-0C | SITOR FUSE-LINK FOR SEMICONDUCTOR PROTECTION 315A AR 1000V SIZE 3 CONNECTION CONTACT INDICATOR 130MM | 210.96
6AV6371-1DH07-0DX4 | WINCC/WEB NAVIGATOR UPGRADE V6.0 / V6.1 -> V7.0 FOR 50 CLIENTS, INCL. UPGRADE DIGNOSTICS CLIENT/ SE | 23977.04
3RK1911-2BF01 | ECOFAST POWER-T CLAMPING COUPLER FOR FEEDER 2.5MM2 / 4MM2 | 158.68
6AV7860-1EX22-0AA1 | SIMATIC FLAT PANEL MONITOR ACCESSORIES, CABLE SET 20M, CONSISTING OF: DVI-D CABLE, CAT 5 CABLE USB E | 582.79
8GK9400-0KK15 | ALPHA 1600 DIN ADAPTER KIT FOR ROW CUBICLE H=2000 W=400 D=400 | 168.76
7MH4710-2AA | EXTENSION BOX TO EXTEND A LOAD CELL CONNECTING CABLE. USABLE IN EXPLOSIVE ATMOSPHERES IN INSTRINSICA | 177.74
7ML1930-1CN | STAINLESS STEEL ENCLOSURE FOR 1 RD DISPLAY | 938.65
7ML1930-1CU | STEEL ENCLOSURE FOR 1 RD DISPLAY | 443.63
6AV6381-2BC07-0AV3 | SIMATIC WINCC RUNTIME CLIENT UPGRADE V6.2 -> V7.0 SP2 ASIA, FOR SIMATIC WINCC RT CLIENTS, INCL. DRIV | 1025.24
6AU1820-0AA32-0AB0 | SIMOTION TECHNOLOGY OPTION MULTI AXES PACKAGE SINGLE LICENSE ON PAPER FOR P320 | 3433.07
3RK1408-8KE00-0AA2 | AS-INTERFACE SLIMLINE MODULE S22.5, EARTH FAULT MONITORING, IP20,1 X 1INPUT, REMOTE RESET, 2 X SIGNA | 200.88
6SL3225-0BH33-7AA1 | SINAMICS G120 POWER MODULE PM260 WITH BUILT IN CL. A FILTER POSSIBILITY OF REGENERATION 3AC660-690V | 42749.83
6SL3330-1TG33-0AA3 | SINAMICS S120 BASIC LINE MODULE INPUT: 3-PH 660-690V, 50/60HZ OUTPUT: 890-930 VDC, 300A, 250KW FRAM | 10504
3WL9111-0BA76-0AA0 | ACCESSORIES CIRCUIT BREAKER 3WL LOCKING DEVICE AGAINST TRAVERSING OF CIRC. BREAKER SAFETY LOCK AT C | 978.26
3LD2154-2EP53 | MAIN/EMERG. STOP SWITCH 4-POLE IU=25, P/AC-23A AT 400V=9.5KW 1NO+1NC, FRONT MOUNTING CENTER HOLE MOU | 47.45
8GK9510-8KK52 | ALPHA 400DIN DOOR AS SPARE PART RIGHT DOOR H=1250 MM, W=525 MM FOR CABINET WIDTH 1250 MM INCL. CLOSI | 194.87
A5E02778258 | KIT,FLANGE 22452, 8 INCH 150LB,0.8,316L,NO PRESSURE | 1571.32
5SH5320 | 3-PHASE BUSBAR FORK TYPE, 1000MM FOR NEOZED FUSE BASE D01/D02 | 58.93
3RT1066-6AT36 | CONTACTOR, 160KW/400V/AC-3 AC(40...60HZ)/DC OPERATION UC 575-600V AUXILIARY CONTACTS 2NO+2NC 3-POLE, | 1077.64
3NJ6920-3BE13 | ACCESSORY FOR IN-LINE FUSE SWITCH DISCONNECT. PLUG-IN, CURRENT TRANSFORMER 150/1A, CL.0.5, CALIBRATE | 435.83
3NJ6915-4AA00 | ACCESSORIES FOR PLUG-IN SWITCH DISCONNECT. 3NJ6 DOOR FOR UNIT COMPARTMENT H = 100MM | 227.7
BVP:203183 | BD2-AK2X/OGB32 TAP-OFF UNIT | 374.51
3NW7024-4 | CYLINDRICAL FUSE-HOLDER 10X38 1000V 25A 2-POLE WITH LED-SIGNAL DETECTOR FOR PHOTOVOLTAIC-APPLICATION | 34.84
5SY7301-7 | CIRCUIT BREAKER 400V 15KA, 3-POLE, C, 1A, D=70MM | 69.43
3NY1241 | ACCESSORIES FOR FUSE SWITCH DISCONNECTORS 3NP52 SINGLE COVER FOR TERMINAL BOLTS M10 (1 SET = 6 ITEMS | 61.28
8GK9103-0KK30 | ALPHA 400/630 DIN BARRIER REAR WALL HORIZONTAL W=750 | 21.9
8MF2894-5R | CUBICLESYSTEM 8MF2000 HXWXD = 1800 X 900 X 400MM FOR SIDE-BY-SIDE MOUNTING WITHOUT SIDE PANELS, IP 5 | 2550.02
8UC6035 | SPARE PART FOR ROTARY OPERATING MECHANISM 8UC6 EXTENSION SHAFT 300MM LONG 12 X 12MM, HARDENED | 124.08
8PQ1010-4BA01 | SIVACON S4 BASE COVER BESIDES HEIGHT 100MM DEPTH 400MM | 42.28
5TG1761 | DELTA PROFILE, SILVER FRAME WITH 1 CUT-OUT 48X48MM 1-FOLD, 80MM | 7.73
3SE5112-0LH50 | SIRIUS POSITION SWITCH METAL ENCLOSURE 40MM TO EN50041 DEVICE CONNECTION 1X (M20X1.5) ROTARY ACTUATO | 57.52
8GK4501-3KK32 | ALPHA 400/630 DIN MOUNTING KIT EMPTY FIELD COVER WITH SUPPORT H=450 W=750 | 118.52
8MF2226-5R | CUBICLESYSTEM 8MF2000 HXWXD = 2200 X 1200 X 600MM FOR SIDE-BY-SIDE MOUNTING WITHOUT SIDE PANELS, IP | 3709.12
6AV6381-2AB07-0AX4 | SIMATIC WINCC RC UPGRADE V7.0, FROM V6.0 TO V7.0 SP2, FOR SIMATIC WINCC RUNTIME & CONFIGURATION (RC) | 4581.91
BVP:660811 | BD01-GK2X/2SD163CEE325 TAP-OFF UNIT | 301.07
8WH9150-1CA00 | TERMINAL STRIP MARKER FOR 8WH9150-0CA00, INSCRIPTIONS LABELS S.10 | 0.87
8WH9001-1AA00 | COVER, FOR F-T TERMINALS 1.5MM2 WITH QUICK CONNECTION, COLOR: GRAY | 0.7
3SE5122-0LB01 | SIRIUS POSITION SWITCH METAL ENCLOSURE 56MM WIDE DEVICE CONNECTION 3X (M20X1.5) 1NO/ 2NC SNAP-ACTION | 38.44
6GK1704-5DW00-3AE1 | SIMATIC NET PB SOFTNET-DP UPGR.F.V6.0,V6.1,V6.2.ED.2005 SW FOR PROFIBUS DP INCL. FDL, WITH OPC-SERVE | 252.45
6FX8002-2YW11-1BE0 | EXTENSION M.014,00 | 474.5
5SE2316 | NEOZED FUSE LINK 400V GL, SIZE D01, 16A IN FOLDING BOX | 0.72
5SU1653-7KK25 | FI/LS-PROTECTOR TYPE A (PSE/SSF), D=70MM IFN 300MA,4.5KA, 1+N-POLE C 25A | 126.87
4RB2007-3CD50 | POWER CAPACITOR PHICAP MKP 230V 0.7KVAR | 37.68
5SY5116-6 | CIRCUIT BREAKER CURR. SENS DC 220V AC 230/400V 10KA, 1-POLE, B, 16A | 21.36
4RB4062-3EB50 | POWER CAPACITOR PHASECAP COMPACT MKK 415V 6.2KVAR | 270.05
3SE3902-4CA20 | FOOT-OPERATED SWITCH MOULDED-PLASTIC ENCLOSURE PEDAL PUSHBUTTON, ONE PEDAL, WITH COVER, 1 CO | 220.74
BVP:261889 | BD2C-400-TH JUNCTION UNIT T UNIT BACKSIDE 1 60-400A | 870.17
C73000-B5600-C92 | INSTRUCTIONS FOR SITRANS P 7MF4232-.... IN GERMAN | 8.02
FDK:085U3122 | MAG INDUSTRY ACC. DISPLAY | 266.89
5TG7926 | DELTA PROFIL, SILVER ROCKER W. WINDOW W. LIGHT SYMBOL F. PUSHB., 65X65MM | 13.19
3SE7921-1AC | BLOCK ROPE PULLEY, ROTATABLE, 4MM | 14.31
3TC4417-0BP2 | CONTACTOR, SIZE 2, 2-POLE DC-3 AND 5,RATD.OPERAT.CURR.32A AUXILIARY CONTACTS 22 (2NO+2NC) AC OPERATI | 149.3
BVP:201967 | BD01-160-KB TERMINAL BLOCK 160A | 56.3
3RT1265-6LA06 | VAC. CONTACTOR, 132KW/400V/AC-3 WITHOUT COIL AUXILIARY CONTACTS 2NO+2NC 3-POLE, SIZE S10 RAIL CONNEC | 1285.5
8MF4642 | MOUNTING PLATE HXW=ALLX900 | 341.93
8MF4142 | SIDE PANEL FOR CUBICLE HXD = 2200 X 800MM DEGREE OF PROTECTION IP40 | 324.56
8MF4893 | DOOR POSITION SWITCH PLATE | 12.51
8WA1822-7VF01 | LINK F. LINK RAIL FOR TERMINALS SZ 2.5 MOUNT. WIDTH 6MM | 2.51
A5E01002962 | EARTHINGRINGS SS316 TWO PIECES FOR MAG5100 DN300 / PN16 | 456.4
6SL3203-0CD25-3AA0 | SINAMICS LINE REACTOR FOR POWER MODULE FSD 30 KW, RATED POWER BASED ON I_L FOOT PRINT | 394.37
6SL3056-4AA32-8AV0 | AMPEREMETER FOR SINAMICS V50 DISPLAY RANGE 0-280A INPUT 0-20MA | 83.22
8WH6020-0CF07 | TWO TIER TERMINALS TERMINAL SIZE 2,5 MM2 WIDTH 5,2 MM COLOUR YELLOWGREEN CLAMPING POINTS 4 | 14.41
8WH8202-2AA05 | LABELS, WITHOUT INSCRIPTION FRONT WIDTH 5,2 MM | 0.08
5ST3021 | FAULT SIGNALL. SWICHT MOUNT. 2S, F. LS-SWITCH T=70MM | 17.63
3RW4423-1BC44 | SIRIUS SOFT STARTER, VALUES WITH 400 V, 40 DEG., STANDARD: 36A, 18,5KW, INSIDE-DELTA CIRCUIT 3: 62A, | 3937.9
3VL9500-4WC30 | ACCESSORY FOR VL630, DRAW OUT ASSEMBLY FRONT CONNECTORS 3 POLES | 1609.18
3RW4028-1BB14 | SIRIUS SOFT STARTER, S0, 38A, 18.5KW/400V, 40 DEGR., AC 200-480V, AC/DC 110-230V, SCREW TERMINALS | 775.17
8MF5884-4ES | EMC CUBICLE IP40 HXWXD=1800X800X400 | 3573.88
8WC5051 | FLAT COPPER BAR 12 X 5MM APPROX. 2 METERS LONG TINNED | 104.52
5SY8550-7 | CIRCUIT BREAKER 230V 25KA, 1+N-POLE, C, 50A, D=70M | 85.47
5TA2151 | DELTA SWITCH INSERT FM OFF SWITCH 1POLE 10A 250V | 4.94
6XV1801-5DH50 | POWER CONNECTING CABLE M12-180/M12-180 FOR POWER SUPPLY OF ET200, PREASSEMBLED CABLE WITH M12 CONNEC | 83.17
6XV1820-5BT10 | SIMATIC NET, FIBER OPTIC CABLE (62.5/125)STANDARD CABLE, SPLITTABLE, PREASSEMBLED WITH 4 BFOC CONNEC | 866.32
7ML1830-1BU | UNIVERSAL MOUNTING ADAPTER, 2 INCH BSP | 131.52
BVP:261877 | BD2A-1000-LV-X* KNEE FRONTSIDE X 0,36M-1,25M / Y 0,36M 500A-1000A | 1850.49
BVP:261947 | BD2C-400-LL-X* ELBOW LEFT X 0,36M-1,25M / Y 0, 36M 160A-400A | 1349.92
A5E01191994 | ACC. MAG 3100 DN200 CL150 GROUND RING HASTELLOY | 979.94
A5E01191965 | ACC. MAG 3100 DN200 CL150 GROUND RING W1.4404 | 298.51
A5E01002955 | EARTHINGRINGS SS316 TWO PIECES FOR MAG5100 DN150 / PN16 | 298.51
6SL3320-1TE36-1AA3 | SINAMICS SINGLE MOTOR MODULE INPUT: DC 510 - 720V OUTPUT: 3AC 0 - 480V, 605A RATED POWER: 315KW CHAS | 30005.17
5SU1344-7KK82 | FI/LS-PROTECTOR TYP A (PSE), D=70MM IFN 30MA, 10KA, 4-POLEE C 125A | 715.19
3SB2901-4AA | INSCRIPTION PLATE FOR PUSHBUTTON AND ILLUMINATED PUSHBUTTON, FLAT, TRANSPARENT, W/O INSCRIPTION, FOR | 0.51
3VL9600-8LC00 | ACCESSORY FOR VL630, VL800, WALKING-BEAM INTERLOCK FIXED MOUNTED | 1367.15
7ME3960-0DM30 | PIPE DAMPING FILMS FOR FUG GAS PIPE DAMPING FILM FOR D2 TRANSDUCER LEGACY PART NUMBER: CC129-1A-3 | 337.41
BVP:261541 | BD2A-3-630-WO-1W* OPTIONAL LENGTH 0,50M-1,24M 630 A, N + PE, WITHOUT TAP OFFS | 1386.65
BVP:611356 | BD2-AK05/OGB9R1003 TAP-OFF UNIT 100A / 3 POLE | 3114.74
BVP:261752 | BD2C-3-1250-SO-1 STANDARD LENGTH 1,25M 1250A, N + PE, WITHOUT TAP OFFS | 2379.2
BVP:261775 | BD2C-3-400-WO-1W* OPTIONAL LENGTH 0,50M-1,24M 400 A, N + PE, WITHOUT TAP OFFS | 1174.91
6SL3760-0BB00-0AA0 | FUSE 690V/6A 14X51 SPARE PART FOR CABINET UNIT SINAMICS G150 / S150 NMA: A5E00101525 | 12.11
6SL3074-0AA10-0AA0 | SINAMICS LICENSE SAFETY INTEGRATED EXTENDED FUNCTIONS FOR MEMORY CARD | 365.3
6SL3300-1AF32-5AA0 | SINAMICS BRAKING MODULE INPUT: 860V DC OUTPUT: 250 KW/15S FOR CHASSIS UNIT GX | 3350.32
BVP:611062 | BD2-AK3X-IP55 DEVICES FOR IP55 TAP-OFF UNIT | 48.96
3RT1065-2AT36 | CONTACTOR, 132KW/400V/AC-3 AC(40...60HZ)/DC OPERATION UC 575-600V AUXILIARY CONTACTS 2NO+2NC 3-POLE, | 897.12
3NJ6900-4HD12 | ACCESSORY FOR SWITCH DISCONNECTOR W/FUSE, IN-LINE, PLUG-IN, AMPEREMETER, BI-METAL 100/1A, CL.1, 1 VA | 190.07
3NJ6916-5HA00 | ACCESSORIES FOR PLUG-IN SWITCH DISCONNECT. 3NJ6 ILON INTERNET INTERFACE | 28201.73
3RK1325-6KS41-3AA3 | SIRIUS MOTOR STARTER M200D AS-I COMMUNICATION: AS-INTERFACE REVERSING STARTER STANDARD MECHANICALLY | 1121.52
A5E00102018 | MOTHERBOARD TWO/THREE/FOUR-WIRE NOT EEX, WITHOUT HART FOR SIPART PS2 6DR53**-*N AND (6DR40**-*N) | 1059.69
5SY4416-7 | CIRCUIT BREAKER 400V 10KA, 4-POLE, C, 16A, D=70MM | 54.29
5SY6163-6 | CIRCUIT BREAKER 230/400V 6KA, 1-POLE, B, 63A, D=70MM | 21.21
6GT2600-0AC10 | MOBY D / RF300 ISO MOBILE DATA MEMORY MDS D124 ACCORDING ISO 15693; 112 BYTE EEPROM; FOR EXPAN. TEMP | 39.8
8MR2122-4AB | COMPACT HEATER BLOWER HGL 046 24V, 250W | 248.25
8MR2170-2A | 0-60DEGR.C,24V DC,16A ET011, 01190.0-02, | 84.6
3VL9300-3HL00 | ACCESSORY FOR VL160X, VL160, VL250, HANDLE PAD-LOCKING DEV. | 73.92
3VL9400-3HP00 | ACCESSORY FOR VL400, SUPPORT BRACKET FOR SHAFT OF DOOR-COUPLING ROTARY MECHANISMS, | 31.59
3VL9300-4TC30 | ACCESSORY FOR VL250, STEEL WRAP-AROUND TERMINAL SET OF 3 PCS 3 POLE | 35.98
3VL9460-4WF31 | ACCESSORY FOR VL400XUL, (LG FRAME) CONV. KIT FROM PLUG-IN VERSION TO DRAW-OUT VERSION 3-POLE | 547.38
3RT1956-7A | ARCING CHAMBER FOR MOD.S6 F. CONTACTOR 3RT1056, 90KW/AC-3 | 97.09
6ES7194-4AB00-0AA0 | SIMATIC DP, COMPENSATION CONNECTOR M12 WITH PT1000 INTEGRATED TO COLD-JUNCTION COMPENSATION AT THE C | 38.62
8WH2000-0AG04 | FEED-THROUGH TERMINAL WITH SPRING CONNECTION, SECTION: 4 SQMM, WIDTH: 6,2 MM, COLOR:ORANGE | 1.56
3VL9400-1SJ01 | ACCESSORY FOR VL150UL, VL250UL VL250 UL, VL400UL,VL400XUL (CG-FRAME - LG-FRAME) SHUNT RELEASE 48...6 | 180.54
3VL9400-3MN01 | ACCESSORY FOR VL400UL, VL400XUL MOTOR DRIVE WITH STORAGE SPRING 110...127V AC/DC | 1687.67
3VL9300-4EC30 | ACCESSORY FOR VL250, FRONT BUS-BAR CONNECTION SET OF 3 PCS 3 POLE | 70
3RW4427-3BC46 | SIRIUS SOFT STARTER, VALUES WITH 690 V, 40 DEG., STANDARD: 93A, 90KW, INSIDE-DELTA CIRCUIT 3: ONLY U | 7862.72
3VL9800-3MF00 | ACCESSORY FOR VL1250, VL1600, MOTORIZED OPERATING MECHANISM 24V AC/DC WITH AUXILIARY SWITCH | 3519.26
6AG1331-7NF00-2AB0 | SIPLUS S7-300 SM331 40-POLE -25 ... +70 DGR C WITH CONFORMAL COATING CONFORMITY WITH EN50155 T1 CAT | 2115.48
6AG1341-1AH02-7AE0 | SIPLUS S7-300, CP341 -25 ... +70 DEGREES C WITH CONFORMAL COATING BASED ON 6ES7341-1AH02-0AE0 . COMM | 3454.31
BVP:261762 | BD2C-3-400-WB-2W* OPTIONAL LENGTH 1,26M-2,24M 400 A, N + PE, 4-8 TAP OFFS | 1894.55
PBD:51004K3AAA | KIT,RADAR ROD,2"NPT,PTFE,316, FKM | 1504.84
3VL9200-4PA40 | ACCESSORY FOR VL160, PLUG IN SOCKET KIT ASSEMBLY REAR CONNECTORS 4 POLE | 480.14
BVP:262470 | BD2-AK02X/F1038-3N TAP-OFF UNIT 25A / 1X 4POLE FUS E SOCKET SP38 | 370.83
BVP:262473 | BD2-AK02X/F2258-3 TAP-OFF UNIT 63A / 1X 3POLE FUS E SOCKET SP58 | 490.77
6SL3100-1BE31-0AA0 | SINAMICS BRAKING RESISTOR INPUT: 600 V DC 1.5 KW/100 KW | 786.97
6SL3310-1GE33-1AA3 | SINAMICS G130 POWER MODULE IP20 3AC 380-480V, 50/60HZ, 310A UNIT RATING: 160KW 6-PULSE SUPPLY WITHO | 15998.2
3VL9816-8TC00 | ACCESSORY FOR VL1600, CURRENT TRANSFORMER FOR OVERLOAD PROTECTION OF THE N-CONDUCTOR AND FOR EARTH-F | 1563.38
3SB2901-7QC | INSERT CAP FOR INDICATOR LIGHT, CLEAR WITH BLACK LETTERING, WITH SYMBOL: UNLATCH | 11.56
3TX2746-2F | SURGE SUPPRESSOR VARISTOR AC/DC 24V FOR CONTACTORS SIZE 12 | 15.77
3TX4210-0P | COVER F. SWITCH POSITION INDICATOR | 2.01
3VL9130-4TD31 | ACCESSORIES FOR VL150XUL, (CG-FRAME) CIRCULAR CONDUCTOR TERMINALS FOR CU/AL COMPRISES 3 TERMINALS 3 | 94.19
3VL9300-4WB30 | ACCESSORY FOR VL250, DRAW OUT ASSEMBLY REAR CONNECTORS RCD 3 POLES | 673.76
3RK1325-6LS41-1AA5 | SIRIUS MOTOR STARTER M200D AS-I COMMUNICATION: AS-INTERFACE REVERSING STARTER STANDARD MECHANICAL SW | 1180.71
BVP:611065 | BD2-AK06-IP55 DEVICES FOR IP55 TAP-OFF UNIT | 89.35
6SL3200-0SK00-0AA0 | SINAMICS G120 REPLACEMENT KIT FOR CONTROL UNITS CU240S AND CU240E | 74.76
6SL3202-0AE21-4SA0 | SINAMICS SINE-WAVE FILTER FOR POWER MODULE FSB FOOT PRINT 3AC 380-480V 14,0A | 666.13
5SJ4105-7HG42 | CIRCUIT BREAKER 10KA, 1POLE, C, 0.5A ACC. TO UL 489 - 277V | 46.34
7KM2112-0BA00-2AA0 | SENTRON PAC3200; LCD; 96X96MM POWER MONITORING DEVICE PANEL MOUNT TYPE FOR MEASUREMENT OF ELECTR. VA | 1288.58
3RT1054-3AT36 | CONTACTOR, 55KW/400V/AC-3 AC(40...60HZ)/DC OPERATION UC 575-600V AUXILIARY CONTACTS 2NO+2NC 3-POLE, | 365.41
3NE1438-2 | SITOR SET OF FUSES DUTY CLASS GR, DIN 43620 800A, 500V AC | 279.7
3NE1438-3 | SITOR FUSE-LINK FOR SEMICONDUCTOR PROTECTION 800A GR 690V SIZE 3 CONNECTION CONTACT INDICATOR 110MM | 305.77
3LD9280-2B | N-/PE-TERMINAL CONTINUOUS FOR FRONT MOUNTING (ACCESS. FOR SWITCH 3LD2) AT 100A AND 125A | 14.34
8WH8140-4XA05 | LABELS, TRANSV. SPECIAL LABELLING ZB8 | 0.25
8WH9000-5GA00 | COVER FOR FEED-THROUGH TERM. WITH SPRING CONNECTION, 4 CONNECT. POINTS, SECTION: 2.5 MM2, WIDTH: 2.2 | 0.7
BVP:034269 | BD01-AK1X/2SD163A161 TAP-OFF UNIT | 257.01
BVP:034273 | BD01-AK1M1/F TAP-OFF UNIT | 160.33
8MF2288-4ES | SICUBE 8MF2000 EMC-CUBICLE; WELDED, GALVANISED H X W X D = 2200 X 800 X 800MM FOR INDIVIDUAL MOUNTIN | 3902.28
6AV6612-0AA00-0AL0 | WINCC FLEXIBLE STANDARD SOFTWARE UPDATE SERVICE WITHIN THE FRAMEWORK OF THIS CONTRACT, YOU WILL RECE | 272.63
5SY4105-8 | CIRCUIT BREAKER 230/400V 10KA, 1-POLE, D, 0.5A, D=70MM | 24.8
5SY4106-6 | CIRCUIT BREAKER 230/400V 10KA, 1-POLE, B, 6A, D=70MM | 10.66
3RF2120-1AA42 | SEMICONDUCTOR RELAY 3RF2, 1-PH. WIDTH 22.5 MM, 20 A 24-230 V / 4-30 V DC SCREW CONNECTION | 34.24
3RA6120-1CB32 | SIRIUS, COMPACT STARTER, DIRECT STARTER 690 V, 24 V AC/DC, 50 ... 60 HZ, 1 ... 4 A, IP20, CONNECTION | 625.61
3RV1935-3C | 3-PHASE BUSBAR, F. 4 CIRCUIT-BREAKERS, SIZE S2 MODULAR SPACING: 68 MM | 25.9
7MH7724-1AV | MLC CALIBRATION WEIGHT, (STAINLESS STEEL 304(1.4301)) FOR SCALES WITH BELT WIDTH OF 30", 800MM, 2.67 | 192.7
7NG3092-8KA | ADAPTER FOR RAIL MOUNTING OF HEAD MOUNTED TRANSMITTERS (5 PCS.) | 93.71
3NJ6920-3DF00 | ACCESSORY FOR DISCONNECTOR-FUSE IN-LINE TYPE, CAN BE PLUGGED IN,NH00 CURRENT TRANSFORMER RAILS FOR 3 | 163.43
8WH9020-0CC10 | REDUCING JUMPER, TO CONNECT SPRING CONNECTIONS 2.5MM2 OR 4 MM2, WITH SPRING TERMINALS 1.5 MM2 OR DIR | 0.99
A5E03251683 | KIT, CLS300 STANDARD, TRANSMITTER | 557.01
3NX1021 | SIGNALLING BASE AC 690V FOR ISO LV HRC FUSE LINK SIZE 00 - 4 | 30.13
3NP1163-1JC20 | FUSE-SWITCH-DISCONNECTOR 3-POLE, NH3, 630A 60MM BUSBAR SYSTEM COVERS FOR RITTAL BOX TERMINAL | 497.26
3NP1163-1JC23 | FUSE-SWITCH-DISCONNECTOR 3-POLE, NH3, 630A 60MM BUSBAR SYSTEM COVERS FOR RITTAL BOX TERMINAL FUSE MO | 733.71
3NP1923-1BD00 | ACCES.F.FUSE SWI.DISCONNECTOR FOR NH000 FEED-IN TERMINAL 16 - 95 SQMM | 34.42
8WA1822-7VH10 | CONNECTING BAR NOT MOUNTED FOR 10 TERMINALS SIZE 6 | 8.36
5TG2166 | DELTA FLAT/STUDIO,TITAN. WHITE SURFACE M. ENCLOSURE, 1FOLD 75X77X41MM | 11.33
5TG2484 | DELTA INSERT ANTENNA THROUGH-TYPE/TERM. BOX ALSO F. BROADBAND | 35.75
8GK4351-1KK21 | ALPHA 160 DIN, ASSEMBLY KIT F. MODULAR INSTALLATION DEVICES, TIER SPACING 150MM, H=150 W=500 | 66.61
8GK4351-2KK32 | ALPHA 400/630 DIN MOUNTING KIT FOR INSTALLATION MOUNT. DEVICE 150MM ROW DISTANCE,H=300 W=7 | 149.67
8GK9913-0KK10 | MASK. FRAME FOR EXTRA DEEP STAY INSTALLATION H1800 W250MM SHEET STEEL | 130.59
3RT1975-5AS31 | WITHDR. COIL FOR SIZE S12 FOR CONTACTOR 3RT107/3RT127/3RT147 AC/DC OPERATION 500-550V UC DRIVE: CONV | 108.42
3SE5000-0AA32 | TWIST LEVER FOR POSITION SWITCH 3SE52 STAINLESS STEEL LEVER 21MM LONG STAINLESS STEEL ROLLER 19MM | 14.89
8WH9020-6AL10 | PLUG-IN JUMPER 4 DIVISIONS, AS TRANSVERSE JUMPER IN TERM. MIDDLE, 10-POLE, COLOR: SIEMENS COLOR | 4.85
3SF1314-1SJ11-1BA1 | SAFETY POSITION SWITCHES WITH SOLENOID INTERLOCKING LOCKING FORCE 2600N, 5 DIR. OF APPROACHES METAL | 1011.59
8GK9902-0KK23 | ALPHA AS SOCKET, H=100MM SOCKET D=400MM, W=550MM MOUNT. AT EXISTING SOCKET SHADES ALL SIDE REMOVEAB | 238.08
8GK4701-2KK12 | ALPHA 400/630 DIN,ASSEMBLY KIT F.3/4-POLE CIRCUIT-BREAKER 3VL160X, H=300, W=250 | 126.56
BVP:261838 | BD2A-1000-LR-G* ELBOW RIGHT X 0,36M / Y 0,36M 5 00A-1000A WINKEL 85 GRAD-175 GR AD | 1079.45
6ES7322-1BH01-0AA0 | SIMATIC S7-300, DIGITAL OUTPUT SM 322, OPTICALLY ISOLATED, 16 DO, 24V DC, 0.5A, 1 X 20 PIN SUM OF OU | 617.43
7MH5107-4AD00 | SIWAREX WL 230 LOAD CELL SB-S SA 1T C3 - RATED LOAD 1T - ACCURACY CLASS C3 - 3M CABLE LENGTH, 4 COND | 479.17
7MH7724-1BL | CAL.ROD,MLC,48"BW,8.34LB | 342.25
7MH5103-3PD00 | SIWAREX WL 260 LOAD CELL SP-S AB 500KG C3 - RATED LOAD 500KG - ACCURACY CLASS C3 - 3M CABLE LENGTH, | 493.69
7MH7725-1EN | LOADCELL SPARE, WD600 30KG NICKEL-PLATED, WITH HARDWARE | 470.35
5SG7163 | MINIZED-SWITCH DISCONNECTOR FOR NEOZED FUSE LINKS D02, 3-POLE+N DRAW-OUT ASSEMBLY | 77.55
3RK1903-0BA00 | PMD FOR ET 200S POWER MODULE FOR STARTER | 146.36
6SL3320-1TG41-0AA3 | SINAMICS S120 SINGLE MOTOR MODULE INPUT: DC 675 - 1035V OUTPUT: 3AC 0 - 690V, 1025A RATED POWER: 100 | 78286.18
6SL3000-1BH31-3AA0 | SINAMICS BRAKING RESISTOR INPUT: 1035 V DC OUTPUT: 125 KW/15 S 9,8 OHM | 1867.39
3TY7685-0QG7 | SOLENOID ACTUATOR WITH COIL FOR 3TF6844-.C.. CONTACTOR AC OPERATION AC 110...120V 50/60 HZ | 2728.39
3WL9111-0BA10-0AA0 | ACCESSORIES CIRCUIT BREAKER 3WL EARTHING METER F. WITHDRAWABLE SWITCH SIZE III 4-POLE | 208.48
8GK9511-7KK32 | ALPHA 400DIN DOOR AS SPARE PART RIGHT DOOR H=1100 MM, W=275 MM FOR CABINET WIDTH 750 MM INCL. CLOSIN | 127.58
7PV1578-1BW30 | TIME RELAY, STAR-DELTA 7 TIME RANGES 0,05S...100H 2 CO, AC/DC 12...240V SREW TERMINAL | 41.93
5SJ4113-7HG40 | CIRCUIT BREAKER 240V 14KA, 1-POLE, C, 13A, D=70MM ACC. TO UL 489, SAME POLARITY | 32.75
6DR4004-6J | IY MODULE PLUG-IN MODULE FOR ANALOG CURRENT OUTPUT SIGNAL FOR SIPART PS2 ELECTROPNEUMATIC POSITIONER | 388.88
6AV6574-1AE00-4AX0 | PROTECTIVE COVER FOR TP070, TP170A, TP170B, TP170MICRO, TP177MICRO, TP177A, TP177B, TP270-6", TP277- | 234.69
3RV1011-1FA10-ZX95 | CIRCUIT-BREAKER, 3.5...5 A, N-RELEASE 65 A, SIZE S00, MOTOR PROTECTION, CLASS 10, SCREW CONNECTION S | 64.57
6XV1873-6AN30 | SIMATIC NET FO STANDARD CABLE GP (50/125), PREASSEMBLED WITH 2X2 SC CONNECTORS, LENGTH 30 M | 291.2
7ML1830-1BM | EXTENDED CHANNEL BRACKET, WALL MOUNT FMS-220 | 337.46
3NC1401 | SITOR CYLINDRICAL FUSE LINK AR 1 A, 660 V AC/700 V DC | 11.39
3RT1065-2AS36 | CONTACTOR, 132KW/400V/AC-3 AC(40...60HZ)/DC OPERATION UC 500-550V AUXILIARY CONTACTS 2NO+2NC 3-POLE, | 897.12
3NA3222 | LV HRC FUSE LINK GL/GG WITH NON-INSULATED GRIP LUGS WITH FRONT INDICATOR SIZE 2, 63A, AC 500V/DC 440 | 13.34
8GK4451-2KK32 | ALPHA 400/630 DIN MOUNTING KIT MOUNTING PLATE WITH FIELD COVER WITHOUT CUT H=300 W=750 | 187.84
8GK9912-0KK00 | COVER FOR 3NP1 NH000 | 25.31
5SY5102-7 | CIRCUIT BREAKER CURR. SENS DC 220V AC 230/400V 10KA, 1-POLE, C, 02A | 24.83
4RB2200-3EA50 | POWER CAPACITOR PHICAP MKP 400V 20.0KVAR | 205.84
3NP1153-1BC12 | FUSE-SWITCH-DISCONNECTOR 3-POLE, NH2, 400A 60MM BUSBAR SYSTEM COVER LEVEL 32/70 MM FLAT CONNECTOR FU | 543.61
3RA6500-1AB42 | SIRIUS, COMPACT STARTER, REVERSING STARTER W/SYSTEM INTERFACE, 690 V, 32 A, 24 V DC, 0.1 ... 0.4 A, | 1256.96
3RV1011-1JA10 | CIRCUIT-BREAKER SIZE S00, FOR MOTOR PROTECTION, CLASS 10, A-REL. 7...10A, N-REL. 130A, SCREW TERMINA | 64.71
3RA6920-3A | MAIN CIRCUIT TERMINALS FOR 3RA6 INFEED SIDE SCREW-TYPE MOTOR FEEDER SIDE SPRING-LOADED | 70.01
4AM5242-5AN00-0EA0 | TRANSFORMER SITAS; PHASES:1; PN/PN(S6)(KVA):0,63 /2,35; UPRI(V):400+/-5%; USEC(V):24; ISEC(A):26,3; | 381.09
7ME3960-0CT21 | DEDICATED CABLE TERMINATION KIT RTD CABLE TERMINATION KIT FOR STANDARD RTD LEGACY PART NUMBER: 992EC | 113.56
8WH2003-0AG01 | FEED-THROUGH TERMINAL WITH SPRING CONNECTION, 3 CONNECT. POINTS, SECTION: 0,5 - 4 MM2, WIDTH: 6.2 MM | 1.94
4AM4642-5FT10-0FB0 | TRANSFORMER SITAS; PHASES:1; PN/PN(S6)(KVA):0,4 /1,44; UPRI(V):500+/-5%; USEC(V):230; ISEC(A):1,74; | 388.85
6SL3710-2GE41-6AA3 | SINAMICS G150 CONVERTER CABINET UNIT, AC/AC WITH CIM+CU320-2 3AC 380-480V, 50/60HZ NOM. POWER RATING | 123403.05
3TC5617-0AB4 | CONTACTOR SIZE 12, 2-POLE DC-3 AND 5,RATD.OPER.CURR. 400A AUXILIARY CONTACTS 22 (2NO+2NC) DC OPERATI | 3627.33
6FX2003-0LA40 | POWER CONNECTOR 6-POL SIZE 1.5 SPEED CONNECT PINS, EXTERNAL THREAD, 1 X 6-WAY INSULATOR 5 X PIN CONT | 194.66
3RW4055-2BB45 | SIRIUS SOFT STARTER, S6, 134 A, 90 KW/500 V, 40 DEG., 400-600 V AC, 230 V AC, CAGE CLAMP TERMINALS | 3139.86
3NP5260-0EA26 | FUSE-SWITCH-DISCONNECTOR I=250A, U=690V, AUXILIARY SWITCH 1NO+1NC FOR CABLE-LUG CONNECTION FUSE SIZE | 859.02
6SL3000-2DH31-5AA0 | SINAMICS DU/DT-FILTER PLUS VOLTAGE PEAK LIMITER FOR POWER MODULE/MOTOR MODULE 132KW, 3AC 500-690V MA | 4268.92
4AT3032-5CJ10-0FA0 | TRANSFORMER SITAS; PHASES:1; PN/PN(S6)(KVA):4 /17,8; UPRI(V):440+/-5%; USEC(V):110; ISEC(A):36,36; F | 1799.18
BVP:261868 | BD2A-400-LR-Y*-G* ELBOW RIGHT X 0,36M / Y 0,36M-1 ,25M 160A-400A WINKEL 85 GRAD-1 75 GRAD | 1215.3
5ST3667 | PIN BUSBAR, 10SQMM CONNECTION: 3-PHASE/ + 8XPHASE FINGER-SAFE FOR 1FI,4POLE,NLI + 8LS, 1-POLE | 4.76
3RW4026-1BB05 | SIRIUS SOFT STARTER, S0, 25A, 15KW/500V, 40 DEGR., AC 400-600V, AC/DC 24V, SCREW TERMINALS | 621.2
3RW4027-2TB05 | SIRIUS SOFT STARTER, S0, 32A, 18.5KW/500V, 40 DEGR., AC 400-600V, AC/DC 24V, SPRING-LOADED TERMINALS | 895.83
3VL9800-4TB31 | ACCESSORY FOR VL1200UL,VL1600UL (NG-FRAME - PG-FRAME) SCREW TERMINAL INCH SYSTEM THREAD COMPRISING 3 | 141.29
3SB2901-4MC | INSCRIPTION PLATE FOR PUSHBUTTON AND ILLUMINATED PUSHBUTTON, FLAT, CLEAR WITH BLACK LETTERING, WITH | 0.72
3SE2912-2AB20 | FOOT-OPERATED SWITCH CABLE ENTRY M20X1,5 IP65, 1NO + 1NC WITHOUT CAP | 160.06
3TH4244-0AL0 | CONTACTOR RELAY 44E EN 50 011 4NO+4NC, SCREW TERMINALS AC OPERATION AC 125V, 127V 50HZ/ AC 150V, 152 | 59.12
3TH4364-0AL2 | CONTACTOR RELAY 64E EN 50 011 6NO+4NC, SCREW TERMINALS AC OPERATION AC 50/60HZ 230V | 86.38
LZS:PT170P1 | FANNING STRIP FOR PT PUSH-IN TERMINAL SOCKET | 1.2
3VL9300-4ED30 | ACCESSORY FOR VL250, FRONT BUS-BAR CONNECTION (FLARED) SET OF 3 PCS 3 POLE | 96.15
6SL3730-1TE41-8BA3 | SINAMICS S120 CABINET MODULE BASIC LINE MODULE 3AC 500-690V, 50/60HZ, 1880A OUTPUT: DC 675 - 930V UN | 32749.26
6SL3330-1TG36-8AA3 | SINAMICS S120 CABINET MODULE BASIC LINE MODULE 3AC 500-690V, 50/60HZ, 680A OUTPUT: DC 675 - 930V RAT | 14593.43
3RW4447-6BC36 | SIRIUS SOFT STARTER, VALUES WITH 575 V, 50 DEG., STANDARD: 385A, 400HP, INSIDE-DELTA CIRCUIT 3: 667A | 27212.08
3WL9111-0AS46-0AA0 | ACCESSORIES CIRCUIT BREAKER 3WL ARC CHUTE COVER F. WITHDRAW. CIRC. BR. SIZE III 4-POLE | 599.78
3VL9100-4PD40 | ACCESSORY FOR VL160X, PLUG IN SOCKET KIT ASSEMBLY FRONT CONNECTORS RCD 4 POLE | 673.76
6ES7492-2CX00-0AA0 | SIMATIC S7-400, 10 DIN A4 LABELLING SHEETS COLOR: YELLOW, 4 LABELLING STRIPS/SHEETS FOR SIGNAL MODUL | 97.61
6ES7334-0CE01-0AA0 | SIMATIC S7, ANALOG INPUT/OUTPUT SM 334, NON-ISOLATED, 4 AI/2 AO, 1 X 20 PIN, REMOVE AND INSERT WITH | 1052.87
7MH5105-4PD01 | SIWAREX WL 250 LOAD CELL ST-S SA 5T C3 EX - RATED LOAD 5T - ACCURACY CLASS C3 - 6M CABLE LENGTH, 6 C | 722.74
7ME6920-1AA10-0AA0 | MAG 6000, IP67 / NEMA 4X/6, POLYAMID ENCLOSURE, NO DISPLAY, 115-230V AC 50/60 HZ | 1384.62
6SL3766-1FA00-0AA0 | INSTALLATION AID DEVICE FOR POWERBLOCK USED FOR SINAMICS | 2451.3
6ES7403-1TA01-0AA0 | SIMATIC S7-400, ER1 EXP. RACK, WITH 18 SLOTS,F. SIGNAL MODULES ONLY, 2 REDUNDANT PS PLUGGABLE | 1447.8
3VL9300-8BD00 | ACCESSORY FOR VL160X, VL160, VL250, COVER FRAME IP30 FOR CIRCUIT BREAKER FIXED/PLUG IN MOUNTED W. RC | 59.66
3SE5413-0CC22-1EA2 | COMPACT SWITCH 30MM WIDE W. CONNECTING CABLE 2M SNAP-ACTION CONTACTS 1NO+1NC ROUNDED PLUNGER, W. EXT | 52.04
8MF2894-4RB | STANDARD CUBICLE 8MF2 HXWXD=1800X900X400 SIDE-BY-SIDE MOUNTING VENTIL., ASSEMBL., WELDED IP40 | 2472.74
8US1251-5DT10 | DEVICE ADAPTER S00, 25A, CC FOR 60MM BUSBAR SYSTEM 45X260MM LONG, CABLES WELDED ON, AWG 12 165MM LON | 41.42
5SU1653-7KK32 | FI/LS-PROTECTOR TYPE A (PSE/SSF), D=70MM IFN 300MA,4.5KA, 1+N-POLE C 32A | 126.87
5SU1654-6KK16 | FI/LS-PROTECTOR TYPE A (PSE/SSF), D=70MM IFN 300MA,10KA, 1+N-POLEE B 16A | 104.27
6DR4004-8VL | MOUNTING SET FOR SIPART PS2 ELECTROPNEUMATIC POSITIONER MOUNTING ON LINEAR ACTUATORS CONSTING OF A S | 78.25
5SY4206-5 | CIRCUIT BREAKER 400V 10KA, 2-POLE, A, 6A, D=70MM | 101.79
4RB2140-3CE50 | POWER CAPACITOR PHICAP MKP 240V 14.0KVAR | 274.02
4RB2150-3EA50 | POWER CAPACITOR PHICAP MKP 400V 15.0KVAR | 159.94
M56340-A0030 | SINGLE SHUT-OFF VALVE TYPE A TO DIN 16271 W/ TEST PEG MAX.OP.RESS.250BAR BRASS | 28.86
3SE5423-0CN20-1EA2 | COMPACT SWITCH 40MM WIDE W. CONNECTING CABLE 2M SNAP-ACTION CONTACTS 1NO+1NC TWIST LEVER, SPECIAL CU | 61.12
5TT3405 | VOLTAGE RELAY, N-TYPE AC 230/400V 2CO 0.85/0.95 ASYMMETRY | 261.19
5TT3440 | SOFTSTART, N-TYPE AC 400V 300-5500W 3PH | 377.84
3RK1301-1BB00-1AA2 | RS1-X FOR ET 200S ELECTRO-MECH. REVERS. STARTER, EXPANDABLE SETTING RANGE 1.4...2.0A AC-3, 0.75KW/40 | 627.04
8WH8140-1AB15 | LABELS, TRANSV. 11 - 20 SIZE ZB4 | 0.11
8WH8140-3AB35 | LABELS, TRANSV. 31 - 40 SIZE ZB6 | 0.11
8WH8141-2AB45 | LABELS, FLAT, TRANSV. 41 - 50 SIZE ZBF5 | 0.08
8WH8202-1AA05 | LABELS, WITHOUT INSCRIPTION FRONT WIDTH 4,2 MM | 0.06
BVP:203142 | BD2-AK2X/CEE325S33 TAP-OFF UNIT 32A / 1X3POL S33+1 X5P.CEE | 458.96
BVP:203592 | BD01-AK2M1/F TAP-OFF UNIT | 175.02
5SY5450-6 | CIRCUIT BREAKER CURR.SENS.DC 880V AC 400V 10KA, 4POLE, B, 50A MAX. DC 1000V | 215.26
3NW8117-1 | CYLINDRICAL FUSE A.M. ACC. TO FRENCH STANDARD (NFC) WITHOUT INDICATOR SIZE 14X51MM, 500V 40A | 7.68
5SY6510-6 | CIRCUIT BREAKER 230V 6KA,1+N-POLE B, 10A, D=70MM | 16.92
8MF6098-4ES | EMC CUBICLE IP40 HXWXD=2000X900X800 | 4230.71
8MF4028 | BASE FOR CUBICLE WXD = 1200 X 800MM HEIGHT 100MM | 459.77
6GF6710-3BK | 19" WITHDRAWABLE KEYBOARD WITH TRACKBALL, PS/2 (INT) | 898.91
3VL9300-4EC40 | ACCESSORY FOR VL250, FRONT BUS-BAR CONNECTION SET OF 4 PCS 4 POLE | 93.55
3VL9300-4ED40 | ACCESSORY FOR VL250, FRONT BUS-BAR CONNECTION (FLARED) SET OF 4 PCS 4 POLE | 128.21
3VL9400-4WA30 | ACCESSORY FOR VL400, DRAW OUT ASSEMBLY REAR CONNECTORS 3 POLES | 1452.19
BVP:261796 | BD2A-400-LV KNEE FRONTSIDE X 0,36M / Y 0,36 M 160A-400A | 649.87
6FX2003-4AA00 | MALE CONTACTS 1.0 - 2.5 MM2 (FOR CONNECTORS SIZE 1 8-POLE) POWER AND BRAKE CONNECTION PACK = SET OF | 66.01
3RW4046-1TB05 | SIRIUS SOFT STARTER, S3, 80A, 55KW/500V, 40 DEGR., AC 400-600V, AC/DC 24V, SCREW TERMINALS, THERMIST | 1783.94
3NP5060-0HA13-ZA02 | FUSE-SWITCH-DISCONNECTOR FOR FOR SURFACE MOUNTING AND FOR INSTALLATION 3-POLE, I=160A, U=400/500V AC | 1072.37
3RT1975-5AF31 | WITHDR. COIL FOR SIZE S12 FOR CONTACTOR 3RT107/3RT127/3RT147 AC/DC OPERATION 110-127V UC DRIVE: CONV | 108.42
6ES7148-4EB00-0AA0 | SIMATIC DP, PNEUMATIC INTERFACE FOR ET 200PRO 16 DO PNEUMATIC FOR COUPLING WITH FESTO VALVE BLOCK CP | 356.55
BVP:261925 | BD2C-1250-LH-X*/Y*-G* KNEE BACKSIDE X/Y 0,36M-1,25M 1 250A WINKEL 85 GRAD-175 GRAD | 4907.71
FDK:085U1053 | WALL MOUNTING UNIT, 4X 1/2 NPT CABLE GLANDS | 230.46
8WD4450-0CB | SIGNALLING COLUMN SINGLE-FLASH LIGHT ELEMENT RED, 230V AC | 129.14
8WD4450-5AE | SIGNALLING COLUMN STEADY LIGHT LED TRANSP., 230V AC | 78.49
8WD4308-0CA | SIGNAL COLUMNS, DIAMETER 70MM ACCESSORIES ANGLE FOR WALL MOUNTING FOR ONE-SIDED FITTING | 24.57
7MH7723-1CY | BARRIER,PACKAGE,1 LOAD CELL,N4 | 4765.58
6ES7355-2SH00-0AE0 | SIMATIC S7-300, TEMPERATURE CONTROL MODULE FM 355 S, 4 CHANNELS, STEP AND PULSE, 4 AI + 8 DI + 8 DO | 2229.21
6ES7307-1EA01-0AA0 | SIMATIC S7-300 STABILIZED POWER SUPPLY PS307 INPUT: 120/230 V AC OUTPUT: DC 24 V DC/5 A | 305.97
6ES7998-8XC01-8YE0 | SIMATIC MANUAL COLLECTION ON DVD, 5 LANGUAGES, ALL MANUALS ABOUT S7-200/300/400, C7, LOGO!, SIMATIC | 186.88
6ES7195-0BF22-0XA0 | DP, ASIC DPC31 STEP C1 LEADFREE FOR PROFIBUS DP, SLAVE ASIC W. PROCESSOR KERNEL 660 PCS. TRAY BOX ++ | 17636.58
6SL3730-6TG38-8BA3 | SINAMICS S120 CABINET MODULE SMART LINE MODULE WITH CIM+CU320-2 3AC 500-690V, 50/60HZ OUTPUT: DC 67 | 46513.45
6XV1873-3AN40 | SIMATIC NET FO STANDARD CABLE 50/125, PREASSEMBLED WITH 2X2 BFOC CONNECTORS, LENGTH 40 M | 327.6
3RK1405-1BQ20-0AA3 | ASISAFE MODULE K45F TWO SAFE INPUTS 2FDI AND TWO STANDARD OUTPUTS 2DO W. AUX. VOLTAGE SUPPLY UAUX 24 | 274.06
3RK1901-0CA00 | AS-INTERFACE MOUNT. PLATE K60 FOR COMPACT MODULE K60 FOR 2 RIBBON CABLES, AS-INTERFACE CABLE (YELLOW | 24.68
4AT3612-8ED40-0FA0 | TRANSFORMER SITAS; PHASES:1; PN/PN(S6)(KVA):5 /19; UPRI(V):600-575-550-525-500- 480-460-440-415-400- | 2380.01
A5E00915780 | 2 PCS. GASKETS DN65, 2 1/2 INCH FKM/FPM (FDA) FOR CERAMIC LINED SENSORS | 75.31
7MH7725-1DJ | LOAD CELL, MCS, 100LBS, STAINLESS STEEL, F, SPARE | 1980.66
7MH7725-1DN | LOAD CELL,MCS, 250LB, STAINLESS STEEL, CSA/FM/ATEX, SPARE | 2293.03
7ML5740-1AA01-0A | THE SITRANS RD200 IS A UNIVERSAL INPUT, PANEL MOUNT REMOTE DIGITAL DISPLAY FOR PROCESS INSTRUMENTATI | 413.37
6XV1870-3QH10 | SIMATIC NET INDUSTRIAL ETHERNET TP CORD RJ45/RJ45, CAT 6, TP CABLE 4X2, PREASSEMBLED W. W. 2 RJ45 CO | 30.13
6ES7307-1KA02-0AA0 | SIMATIC S7-300 STABILIZED POWER SUPPLY PS307 INPUT: 120/230 V AC OUTPUT: DC 24 V DC/10 A | 395.31
7MC2922-1EA | SCREW NIPPLE WITH THREAD M8X1 FOR SHEATH EXTERNAL DIAMETER UP TO 3 MM | 16.47
6SL3320-1TE41-2AA3 | SINAMICS SINGLE MOTOR MODULE INPUT: DC 510 - 720V OUTPUT: 3AC 0 - 480V, 1260A RATED POWER: 710KW CHA | 60010.32
6SL3720-1TG34-7AA3 | SINAMICS S120 CABINET MODULE SINGLE MOTOR MODULE WITH CIM+CU320-2 OUTPUT: DC 675 - 1035V INPUT: 3AC | 50468.69
6SL3224-0BE31-5UA0 | SINAMICS G120 POWER MODULE PM240 WITHOUT FILTER WITH BULT IN BRAKING CHOPPER 3AC380-480V +10/-10% 47 | 6414.69
8GB2051-0 | SIMBOX UNIVERSAL WP CABLE ENTRY COVER, 12MW | 9.64
8GK4351-2KK22 | ALPHA 400/630 DIN, KIT F. INSTALL. MOUNTING DEVICE WITH ROW DISTANCE 150 MM H=300 W=500 | 92.73
8MF2064-3RB | STANDARD CUBICLE 8MF2 HXWXD=2000X600X400 SIDE-BY-SIDE MOUNTING VENTIL., ASSEMBL., WELDED IP30 | 2163.65
6XV1873-3AN50 | SIMATIC NET FO STANDARD CABLE 50/125, PREASSEMBLED WITH 2X2 BFOC CONNECTORS, INSERTION GUIDE, LENGTH | 414.96
6XV1860-3PH10 | SIMATIC NET, PROFIBUS ECOFAST HYBRID CABLE GP, 2XCU 0.64 MM, 4XCU 1.5 SQMM, CABLE PREASSEMBLED WITH | 115.89
5SY7140-7 | CIRCUIT BREAKER 230/400V 15KA, 1-POLE, C, 40A, D=70MM | 21.75
3RA6250-0BP30 | SIRIUS, COMPACT STARTER, REVERSING STARTER 690 V, 110 ... 240 V AC/DC, 50 ... 60 HZ, 0.32 ... 1.25 A | 942.71
3RA6120-1BB34 | SIRIUS, COMPACT STARTER, DIRECT STARTER 690 V, 24 V AC/DC, 50 ... 60 HZ, 0.32 ... 1.25 A, IP20, CONN | 555.29
6SL3225-0BH33-7UA1 | SINAMICS G120 POWER MODULE PM260 WITHOUT FILTER POSSIBILITY OF REGENERATION 3AC660-690V +10/-10% 47- | 39934.62
6XV1822-5BN10 | SIMATIC NET, 7/8" CONN. CABLE FOR POWER SUPPLY OF ET200, PREASSEMBLED CABLE WITH 2 7/8" CONNECTORS, | 152.88
6XV1830-0JH10 | SIMATIC NET, PROFIBUS FC ROBUST BUS CABLE WITH PUR-SHEATH FOR APPLICATION IN CHEMICALLY AND MECHANIC | 5.61
6XV1850-2LH10 | SIMATIC NET, IND. ETHERNET TP CORD 15/RJ45, TP CORD PREASSEMBLED WITH 1 RJ45 CONNECTOR AND 1 15-PI | 75.86
6SL3700-0WK41-0YV0 | MAIN SWITCH FOR SINAMICS V50 315KW + 355KW | 733.52
6SL3760-0GE00-0AA0 | RESISTOR 50OHM SPARE PART FOR SINAMICS S120 CABINET MODULES | 181.6
6SL3760-0NB00-0AA0 | CURRENT TRANSFORMER 4000/1 4000A/ 1A, 15VA | 737.99
6ES7651-5AC17-0YH5 | SIMATIC PCS 7, SOFTWARE, UPGRADE PACKAGE ENGINEERING (AS/OS: PO 250 BIS 2000) FROM V7.0 TO V7.1 FLOA | 4140.3
3RK1911-1AK22 | ECOFAST HYBRID FIELDBUS CONN. PROFIBUS CU/CU REPEATER CU SOCKET/SOCKET, IP65 AT FRONT CU SUB-D 9-PIN | 705.97
3RP1527-2EM30 | MULTIFUNCTION TIME RELAY IN CAGE-CLAMP TECH. 2 NO CONTACTS ON-DELAY 0.05S...240S AC/DC 90...240V | 140.53
A5E02211144 | ACCESSORIES CLAMP CONNECTION (DIN 32676) /(ISO 2852 (SMS 3016, BS 4825-3) DN 15, FOR SENSOR SIZE | 460.94
7MH7724-1AL | MLC CALIBRATION WEIGHT, (STAINLESS STEEL 304(1.4301)) FOR SCALES WITH BELT WIDTH OF 18", 450MM OR 50 | 144.82
7VV3003-5MG32 | SICROWBAR 3000V/10,5KA DC - SURGE SUPPRESSOR C98130-A7060-A60 | 16550.41
8GK1323-8KN53 | ALPHA 630 DIN FLOOR-MOUNTED DB IP55, SK I, RAL 7035 H=1950 W=1300 D=250 INCL. BASE AND SHEET STEEL D | 1848.38
8GK9560-0KK05 | RETROFIT KIT F. STANDARD LOCKING UNIT TO IP55, FOR WALL-MOUNTED DB STANDARD ROTARY HANDLE | 11.54
6SE6400-3TD06-1EE0 | MICROMASTER 4 OUTPUT LC FILTER 500-600V 3AC 63.2 / 52.0 A (40 / 50 GRD C) STAND ALONE FS E 345 X 300 | 5041.98
5SY8316-8BB08 | CIRCUIT BREAKER 400V 25KA, 3-POLE, 16A, D=70MM ONLY MAGNETIC TRIPPING | 85.9
6ES7421-1EL00-0AA0 | SIMATIC S7-400, SM 421 DIGITAL INPUT MODULE, FLOATING, 32 DI, 120V DC/AC | 1134.07
6XV1870-2J | SIMATIC NET, IE HYBRID CABLE 2X2 + 4X0.34, FLEXIBLE CABLE, 4XCU CAT5, 4XCU(0.75MM) AND 4XCU(0.34SQMM | 8.3
6ES7193-4LA20-0AA0 | 200 COLOR CODING PLATES FOR TERMINAL MODULES OF THE ET 200S AND ET 200S COMPACT IN THE COLOR WHITE | 37.37
6ES7971-0BA00 | SIMATIC S7-400, BACK-UP BATTERY 3.6 V/2.3 AH FOR PS 405 4A/10A/20A AND PS 407 4A/10A/20A | 35.93
6ES7331-7PF01-0AB0 | SIMATIC S7-300, ANALOG INPUT SM 331, OPT. ISOL.,2/3/4 WIRE, 8AI, RESISTANCE, PT100/200/1000 NI100/12 | 2043.99
6SL3000-0EE38-8AA0 | SINAMICS LINE REACTOR FOR SMART LINE MODULE 500KW 3AC 380-480V, 50/60HZ, 885A | 3777.91
6SL3100-0BE21-6AB0 | SINAMICS S120 ACTIVE INTERFACE MODULE FOR 16KW ACTIVE LINE MODULE INPUT: 3AC 380-480V, 50/60HZ FRAME | 1607.21
7PV1512-1AP30 | TIME RELAY, SOLID-STATE, ON-DELAY, 1 CO, 1 TIME RANGE 0.5S...10S, AC 24, 230V AND DC 24V, WITH LED, | 28.31
8GK9711-0KK00 | ALPHA DIN BUSBAR SUPPORT, 3-POLE, 60MM, CU12X5(10), 20X5(10) F. FUSE SWITCH DISCONNECTOR 3NP, H=300M | 58.49
8GK9911-0KK04 | ALPHA DIN, ISO SUPPORT 12MM; FOR ISOL. RAIL MOUNTING BULK PACK: 50 UNITS | 4.47
5TA7670 | I-SYSTEM, TIT. WHITE, FM SHUTTER KEY SWITCH 2POLE, 10A 250V MAINT. CONTACT IN BOTH DIRECT. W. COVER | 185.7
3RF2120-1AA24 | SEMICONDUCTOR RELAY 3RF2, 1-PH. WIDTH 22.5MM, 20 A 48-460 V / 110-230 V AC SCREW TERMINAL | 44.24
3RA1902-1B | SIDE MODULE FOR STAND. MOUNT. RAIL ADAPTER | 2.53
4AM5742-5CJ10-0FA0 | TRANSFORMER SITAS; PHASES:1; PN/PN(S6)(KVA):1 /5; UPRI(V):440+/-5%; USEC(V):110; ISEC(A):9,1; F(HZ): | 555.34
6XV1440-4BH20 | CONNECTING CABLE PN FOR MOBILE PANELS (PROFINET), LENGTH 2 M | 416.84
5TG1150 | DELTA VITA, CARBON METALLIC INTERMED. FRAME 55X55M FOR DEVICES W. CENTRAL PLATE 51X51MM | 8.4
8WH8120-4AB25 | LABELS, LONGIT. 21 - 30 SIZE ZB8 | 0.11
5TG1813 | DELTA PROFILE, TITANIUM WHITE TRIPLE FRAME, 80MM | 12.84
5TG2565 | DELTA I-SYSTEM, TITANIUM WHITE ANTENNA COVER PLATE 55X55MM FOR RF/TV/2XSAT OUTLET BOXES HIRSCHMANN E | 8.09
6XV1860-3PN20 | SIMATIC NET, PROFIBUS ECOFAST HYBRID CABLE GP, 2XCU 0.64 MM, 4XCU 1.5 SQMM, CABLE PREASSEMBLED WITH | 329.05
7MH4130-4KE11 | SIWAREX R ELASTOMERIC BEARING FOR LOAD CELLS SERIES RN - RATED LOAD 2T, 3.5T AND 5T - CARRIER MADE O | 340.96
6FX7008-1BC21-3AA0 | POWER CABLE,SOLD BY THE METER, 4 X 2.5 + 4 X 0.5 C FOR LINEAR MOTORS TRAILING TYPE UL/CSA DESINA MOT | 5389.28
3NE8003-1 | SITOR FUSE LINKS 35A, AC 690V (DIN 43620, SIZE 00) | 50.37
6AV6371-1DH07-0CX3 | WINCC/WEB NAVIGATOR UPGRADE V6.2 -> V7.0 FOR 25 CLIENTS, INCL. UPGRADE DIGNOSTICS CLIENT/ SERVER AN | 10908.84
3NP1123-1JC23 | FUSE-SWITCH-DISCONNECTOR 3-POLE, NH000, 160A 60MM BUSBAR SYSTEM COVERS FOR RITTAL BOX TERMINAL FUSE | 317.57
BVP:203241 | BD01-AK2X/4SD/F TAP-OFF UNIT | 192.15
3RT1076-6AD36 | CONTACTOR, 250KW/400V/AC-3 AC(40...60HZ)/DC OPERATION UC 42-48V AUXILIARY CONTACTS 2NO+2NC 3-POLE, S | 1947.39
5SY4563-8 | CIRCUIT BREAKER 230V 10KA, 1+N-POLE, D, 63A, D=70MM | 68.18
3NP1943-1CF00 | ACCES.F.FUSE SWI. DISCONNECTOR FOR NH1-NH3 MASKING FRAME PLATING | 5.74
5TG1231 | I-SYSTEM, CARBON METALLIC COVER PLATE UAE OUTLET BOX SUITABLE F. ACKERMANN CAT.3 2X8POLE, 55X55MM | 14.31
5TG1760-2 | DELTA PROFIL COVER PLATE 65X65MM FOR TAE OUTLET BOX AND LOUDSPEAKER OUTLET BOX SILVER | 15.35
FDK:083H3004 | 150 M CABLE - 105 DEGREES | 1328.11
LZS:PT5B7L24-A | PLUG-IN RELAY COMPLETE UNIT DC 24V, 4 CO CONTACT LED MODULE GREEN SOCKET W. LOGIC ISOLATION SCREW T | 18.54
3NP5360-0CA00-ZA01 | FUSE-SWITCH-DISCONNECTOR I=400A, U=690V, FOR CABLE-LUG CONNECTION FUSE SIZE NH1 AND NH2 | 799.4
3SE5234-0HK82-1AC4 | SIRIUS POSITION SWITCH; PLASTIC HOUSING ACC. TO EN50047, 31MM 1NO/1NC SNAP-ACTION CONTACTS INTEGRATE | 55.18
3SE5242-0LD03 | SIRIUS POSITION SWITCH; PLASTIC HOUSING ACC. TO EN50047, 50MM DEVICE CONNECTION 2X(M20X1.5); 1NO/2NC | 31.51
3RH1921-2CA01-ZX95 | AUXILIARY SWITCH BLOCK, 1 NC, DIN EN50005, CAGE CLAMP CONNECTION, FOR CONTACTORS FOR SWITCHING MOTOR | 4.26
8US1998-7CA16 | BUSBAR ADAPTER SYSTEM VERTICAL BUSBAR RUN MOUNTING RAIL 35 MM, PLASTIC WITH RECESS FOR INSERT 8US199 | 3.47
6DR2100-4 | PROCESS CONTROLLER SIPART DR21 72MM*144MM BASIC UNIT WITH K-OUTPUT AND S-OUTPUT 2 ANALOG INPUTS FOR | 2362.23
4RB2008-1CD50 | POWER CAPACITOR PHICAP MKP 230V 0.8KVAR | 32.41
5SY4620-8 | CIRCUIT BREAKER 400V 10KA, 3+N-POLE, D, 20A, D=70MM | 83.69
5SY5125-7 | CIRCUIT BREAKER CURR. SENS DC 220V AC 230/400V 10KA, 1-POLE, C, 25A | 22.98
4RB2250-3EA50 | POWER CAPACITOR PHICAP MKP 400V 25.0KVAR | 228.11
6AV6613-4BG01-3AD0 | WINCC FLEXIBLE 2008 RUNTIME POWERPACK 128 > 4096 POWER TAGS RUNTIME SW, SINGLE LICENSE, LICENSE KEY | 10000.58
3SE5000-0AA12 | TWIST LEVER FOR POSITION SWITCH 3SE51 STAINLESS STEEL LEVER, FORM A 27MM LONG,STEP 9MM, W. STAINLESS | 15.8
BVP:261915 | BD2C-1250-ZR-X*/Y*/Z* Z UNIT RIGHT X/Y 0,36M-0,60M, Z 0,26M-1,25M 1250A | 4075.48
BVP:261974 | BD2C-1250-LR-X*/Y* ELBOW RIGHT X/Y 0,36M-1,25M 12 50A | 4063.24
3SE7941-1AB | ROPE CLAMP 3 MM | 7.88
5TT4142-0 | REMOTE SWITCH WITH 2 NO WITH JALOUSIE CONTROL CONTACT FOR AC 230, 400V 16A CONTROL AC 230V | 34.54
5SY4250-8 | CIRCUIT BREAKER 400V 10KA, 2-POLE, D, 50A, D=70MM | 97.03
5SY4480-6 | CIRCUIT BREAKER 400V 10KA, 4-POLE, B, 80A, D=70MM | 129.04
3NY1210 | ACCESSORY FOR SWITCH 3NP5260 MOUNTING KIT MOLDED-PLASTIC COVER 300X220MM | 46.82
8MF4841 | SHELF WITH TELESC.RAIL EXTENS. FOR CUBICLE WXD = 600 X 600MM | 345.8
8MF4415 | C-SECTION RAIL CABLE INTERCEPTING BAR C40 D=400 | 62.77
3VL9100-3MC10 | ACCESSORY FOR VL160X MOTOR OPERATOR 42-60 V AC/DC | 680.29
5TT5832-0 | INSTA CONTACTOR WITH 2 MAKE A. 2 BREAK CONTACTS CONTACT FOR 230, 400 V AC, 25 A TRIGGERING 230 V AC | 35.83
5SJ6520-6KS | CIRCUIT BREAKER 230V 6KA, 1+N-POLE, B, 20A, D=70MM WITH SCREWLESS TAP-OFF TERMINAL | 18.01
3RT1966-7B | ARC CHUTES FOR SIZE S10 F. CONTACTOR 3RT1466, 380A/AC-1 | 129.46
3NP5260-0EB86 | FUSE-SWITCH-DISCONNECTOR I=250A, U=690V, AUXILIARY SWITCH 1NO+1NC WITH CLAMP CONNECTION FUSE SIZE NH | 891.08
6AG1321-7TH00-4AB0 | SIPLUS PCS7 SM321 16DE FOR MEDIAL STRESS WITH CONFORMAL COATING BASED ON 6ES7321-7TH00-0AB0 | 2734.52
8WD4308-0DD | ADAPTER FOR BASE, CABLE OUTLET LATERALLY | 34.24
A5E01158875 | ACC. MAG 3100 DN100 PN16 GROUND RING W1.4404 | 155.16
3RW3014-1BB14 | SIRIUS SOFT STARTER, SIZE S00, 6.5A, 3KW/400V, 40 DEGREES, 200-480V AC, 110-230V AC/DC, SCREW TERMIN | 249.02
5SJ4145-6HG40 | CIRCUIT BREAKER 240V 14KA, 1-POLE, B, 45A, D=70MM ACC. TO UL 489, SAME POLARITY | 44.44
5ST3744 | PIN BUSBAR SHOCKPROOF, 10 SQMM 3X1-PHASE+HS, 1016 MM LONG WITHOUT END CAPS | 43.64
3SB2404-0C | SWITCHING ELEMENT, W. ONE CONTACT ELEMENT, 1NC, PLUG-TYPE TERMINAL | 6.17
3RW4445-6BC44 | SIRIUS SOFT STARTER, VALUES WITH 400 V, 40 DEG., STANDARD: 313A, 160KW, INSIDE-DELTA CIRCUIT 3: 542A | 15306.8
3VL9600-3MN01 | ACCESSORY FOR VL800UL, (MG-FRAME) MOTOR DRIVE WITH STORAGE SPRING 110...127 V AC/DC | 2165.19
3SE5000-0AA62-1AJ0 | ADJUSTABLE LENGTH TWIST LEVER FOR POSITION SWITCH 3SE51/52 STAINL. STEEL LEVER 100MM LONG, POSITIVE | 14.94
4AV3400-2FB00-0A | POWER SUPPLY; PHASES:3; PN(KW):0,96; UPRI(V):400+/-20; USEC(V DC):24; ISEC(A DC):40/48 (60/40 CEL); | 1070.99
6SL3710-7LG31-8AA3 | SINAMICS S150 CONVERTER CABINET UNIT, AC/AC WITH CIM+CU320-2 3AC 500-690V, 50/60HZ UNIT RATING: 160K | 58960.12
BVP:610412 | BD2-AK04/FS250BS-4 TAP-OFF UNIT 250A / 1X 4 POLE WITH BS FUSE SWITCH | 2964.21
6XV1830-3DH50 | SIMATIC NET, PROFIBUS M12 CONNECTING CABLE, (ET200), PREASSEMBLED PB FC TRAILING CABLE WITH 2 M12 CO | 56.19
6ES7154-8FB01-0AB0 | SIMATIC DP, IM 154-8F PN/DP PLC FOR ET200PRO, 512KB WORK MEMORY, INT. PROFINET IF, INT.PROFIBUS DP M | 3808.5
3VL9000-4WL00 | ACCESSORY FOR VL160X, VL160, VL250, VL400 VL630, VL800, VL1250, VL1600, POSITION SIGNAL SWITCH | 84.39
3VL9100-4PC31 | ACCESSORY FOR VL150XUL, (CG-FRAME) PLUG-IN BASE INSTALLATION KIT FRONT-ACCESSIBLE TERMIN.3-POLE | 436.97
3VL9200-4WD40 | ACCESSORY FOR VL160, DRAW OUT ASSEMBLY FRONT CONNECTORS RCD 4 POLES | 987.75
6ES7922-4BF00-0AD0 | FRONT CONNECTOR FOR S7-400 48-POLE (6ES7492-1AL00-0AA0), WITH 46 SINGLE CORES 0.5 MM2, H05V-K SINGLE | 221.51
3RK1395-6KS71-2AD5 | SIRIUS MOTOR STARTER M200D TECHNOLOGY MODULE DIRECT ON-LINE STARTER ELECTRONIC SWITCHING 3 400V AC/0 | 1196.84
3RK1395-6KS71-3AD3 | SIRIUS MOTOR STARTER M200D TECHNOLOGY MODULE REVERSING STARTER ELECTRONIC SWITCHING 3 400V AC/0,9KW; | 1211.63
3RK1315-6LS41-3AA3 | SIRIUS MOTOR STARTER M200D AS-I COMMUNICATION: AS-INTERFACE REVERSING STARTER BASIC MECHANICALLY SWI | 1067.75
3RK1315-6NS71-2AA3 | SIRIUS MOTOR STARTER M200D AS-I COMMUNICATION: AS-INTERFACE DIRECT ON-LINE STARTER, BASIC ELECTR. SW | 1110.76
6XV1820-7BH05 | SIMATIC NET, INDOOR FIBER OPTIC (62.5/125), FREE OF HALOGEN, RESIS. TO, TREADING, FLAME-RETARDANT GL | 100.17
7MH7723-1GQ | CIRCUIT CARD 1000 PPR, UP TO 10 INTEGRATORS | 904.77
6ES7811-0CA01-0YX2 | SIMATIC S7, S7-GRAPH SOFTWARE UPDATE SERVICE WITHIN THE FRAMEWORK OF THIS CONTRACT, YOU WILL RECEIVE | 310.12
3RS1800-2BQ00 | COUPLING RELAY IM INDUSTRY-STANDARD ENCLOSURE 2 CHANGEOVER CONTACTS COMBIVOLTAGE 24 V AND 110 V TO 1 | 74.7
6ES7195-0BE22-0XA0 | DP, ASIC DPC31 STEPB LEADFREE FOR PROFIBUS DP, SLAVE ASIC W. PROCESSOR KERNEL 300 PCS., 1 TRAY BOX | 8392.05
6ES7651-5AC17-0CH5 | SIMATIC PCS 7, SOFTWARE UPGRADE PACKAGE ENGINEERING ASIA (AS/OS: PO 250 TO 2000) FROM V7.0 TO V7.1 F | 4140.3
A5E02213587 | ACCESSORIES CLAMP CONNECTION (ISO 2852 (SMS 3016, BS 4825-3)) DN 101,6 FOR SENSOR SIZE DN100, (P | 1363.75
7MH7723-1JG | WW100 SPARE BELT | 483.51
6ES7922-3BD00-0AN0 | CABLE WITH FRONT CONNECTOR FOR SIMATIC S7-300 40PIN (6ES7392-1AM00-0AA0) TO 25PIN D-SUB FEMALE FOR E | 271.71
6ES7922-3BF00-0AG0 | FRONT CONNECTOR FOR SIMATIC S7-300 40-POLE (6ES7921-3AH20-0AA0) WITH 40 SINGLE CORES 0.5 MM2, H05V-K | 156.65
5SY7201-8 | CIRCUIT BREAKER 400V 15KA, 2-POLE, D, 1A, D=70MM | 55.7
7ML1830-1JC | CABLE GLAND, M20 X 1.5, (G/P AND DIP) | 36.87
3UG4513-1BR20 | ANALOG MONITORING RELAY PHASE FAILURE AND -SEQUENCE ADJUSTABLE UNDERVOLTAGE UNBALANCE 20% FIXED 3X 1 | 138.63
BVP:047284 | BD2-AK1/3SD163S14 TAP-OFF UNIT 16A / 3X1P D01+3XS D | 253.34
BVP:233563 | BD01-160-3-1 TRUNKING UNIT 160A | 591.12
BVP:261962 | BD2C-400-LL-G* ELBOW LEFT X 0,36M / Y 0,36M 16 0A-400A WINKEL 85 GRAD-175 GRAD | 910.56
3RG9002-0DE00 | AS-INTERFACE MODULE 16I, IP20 16 INPUTS (MULTIPLEXING) SCREW TERMINALS MODULE NECESSARY IN SPS | 526.61
3RF2330-1CA02 | SEMI-COND. CONTACTOR 3RF2,1-PH. AC51 30A 40 DEG. C 24-230 V / 24 V DC LOW NOISE | 73.43
3RK1200-0CG02-0AA2 | AS-INTERF. MODULE SLIMLINE,IP20 S22.5, DIGITAL, 4I, 2/3-WIRE 4 X 1 INPUT, 200MA, PNP CAGE-CLAMP, MOD | 393.16
5UB1512 | I-SYSTEM, GREEN (SV) SCHUKO SOCKET OUTL. 10/16A 250V W. SCREWLESS TERMINALS COVER PLATE 55X55MM | 11.99
7MF9401-8AB | SHUT-OFF VALVE DESIGN B, DIN 16270, WITHOUT TEST COLLAR, PIPE UNION, MAT. NO. 1.0460, MAX. OPERATING | 72.17
6FX8008-1BD41-3AA0 | SIGNAL CABLE,SOLD BY THE METER 3X2X0.14 + 4X0.14 + 2X0.5 C TRAILING CABLE, UL/CSA DESINA MOTION CONN | 2294.23
6FX2001-2MC50 | SIMODRIVE (ACCESSORIES) INCR. ROTARY ENCODER W. RS 422 (TTL), 2500 PULSES, CLAMP FLANGE, 10 MM SHAFT | 366.56
6GK1716-1CB00-3AL0 | SIMATIC NET IE S7-1613 SW UPDATE SERVICE FOR 1 YEAR WITH AUTOM. EXTENSION REQUIRES ACTUAL SW-VERSI | 784.78
7VV3002-3BD20 | OVERVOLTAGE PROTECTION MODULE FOR MAX. PERM. SUPPLY VOLT./ MIN. THYRISTOR NONCONDUCTING VOLTAGE 500V | 10659.81
8GK4851-5KK00 | ALPHA 160/400 DIN, LONGIT.STAYS F. MOUNTING ASSEMBLY KITS H=750, 1 SET = 2 STAYS | 24.89
3TY2740-0E | MAIN CONTACTS | 200.4
6GK1704-5CW00-3AE0 | SIMATIC NET PB SOFTNET-S7 UPGRADE FOR EDITION 2006 SW F. S7-COMM. INCL. FDL WITH OPC-SERVER AND NCM | 308.4
BVP:261504 | BD2A-3-630-SO-3 STANDARD LENGTH 3,25M 630A, N + PE, WITHOUT TAP OFFS | 2300.87
BVP:261712 | BD2C-3-160-SB-3 STANDARD LENGTH 3,25M 160A, N + PE, 12 TAP OFFS | 1177.36
3TC4817-0BF0 | CONTACTOR, SIZE 4, 2-POLE DC-3 AND 5,RATD.OPERAT.CURR.75A AUXILIARY CONTACTS 22 (2NO+2NC) AC OPERATI | 579.02
5SJ4203-7HG42 | CIRCUIT BREAKER 10KA, 2POLE, C, 3A ACC. TO UL 489 - 480Y/277V | 127.61
5TG7920 | DELTA PROFIL, SILVER ROCKER, 65X65MM F.CONTROL/OFF/CO SWITCH F. PUSHB. W. SEPARATE FEEDBACK | 11.62
7MF9410-5CA | ACCESSORY KIT 4 SCREWS 7/16-20 UNF X 2 1/8 INCH, 4 WASHERS, 2 O-RINGS (FPM 90) | 24.05
8WA1011-1SF12 | FUSE TERMINAL THERMOPLASTIC SCREW TERMINAL ON BOTH ENDS 10MM SZ1.5 | 9.98
8MF9222 | MOUNTING PLATE H X W = 400 X 900 MM FOR 8MF SYSTEM CUBICLE | 169.02
8MF5084-5R | STANDARD CUBICLE 8MF5 HXWXD=2000X800X400 SIDE-BY-SIDE MOUNTING NON-VENT., NOT ASSEM., SCREWED IP54 | 2878.42
3TY4803-0BB4 | COIL 24V= FOR 3TH3/4;3TF3/4 | 38.94
3LD2265-7UB01 | CHANGEOVER SWITCH 3-POLE IU=32, P/AC-23A AT 400V=11,5KW 2 N-TERMINAL MOULDED-PLASTIC ENCLOSURED, IP6 | 96.15
3RA6250-1AB34 | SIRIUS, COMPACT STARTER, REVERSING STARTER 690 V, 24 V AC/DC, 50 ... 60 HZ, 0.1 ... 0.4 A, IP20, MAI | 955.63
8MF6098-4E | STANDARD CUBICLE 8MF6 HXWXD=2000X900X800 INDIVIDUAL MOUNTING NON-VENT., ASSEM., WELDED IP40 | 3419.32
8US1921-1BA00 | TERMINAL BOARD 3-POLE WITH COVER FOR BUS BAR 12X5 MM-30X10 MM AND DOUBLE T-PROFILE | 54.86
8WA1011-0DG22 | THROUGH-TYPE TERMINAL THERMOPL. SCREW TERMINAL ON BOTH ENDS TERMINAL BLOCK 10POLE, BEIGE W. INSCRIPT | 22.49
LZX:MT328230 | PLUG-IN RELAY 3CO RELAY WITH LED 38MM, 230V AC | 43.11
PBD:23900012 | LOAD CELL, 250LB, COMP,2MM/V,C462,SS | 2526.83
3RW4047-2BB05 | SIRIUS SOFT STARTER, S3, 106A, 75KW/500V, 40 DEGR., AC 400-600V, AC/DC 24V, SPRING-LOADED TERMINALS | 1783.94
3SB2000-1AC01 | EMERGENCY-STOP MUSHROOM PUSHBUTTON, 16MM, ROUND, PLASTIC, RED | 19.69
7MC2903-3CA | BASE-METAL THERMOCOUPLE ELEMENT NOMINAL LENGTH 1000 MM THERMOC. ELEMENT LENGTH 1040 MM NICR/NI TO 10 | 72.17
3NC1016 | SITOR CYLINDRICAL FUSE LINK AR 16 A, 600 V AC/400V DC | 9.93
8PQ2000-6BA07 | SIVACON S4 OUTER PLATE DEGREE OF PROTECTION IP4X BASE COMPARTMENT HEIGHT 150MM WIDTH 600MM | 48.33
3SE5114-1CA00-1AF3 | BASIC SWITCH FOR POSITION SWITCH 3SE51, METAL HOUSING 40MM TO EN50041,1NO/1NC SNAP-ACTION CONTACTS W | 68.98
6XV1873-3CH30 | SIMATIC NET FO TRAILING CABLE 50/125, PREASSEMBLED WITH 2X2 BFOC CONNECTORS, LENGTH 3.0 M | 142.68
8GK1052-2KK21 | ALPHA 160 DIN, WALL-MOUNTED DB, SM PARTIALLY EQ. W. RAPID MOUNTING KIT FOR BUILT-IN DEV., RAL 9016, | 522.34
7MH7723-1ER | BEARINGS, RBSS, SPARE | 102.93
7MH7723-1GK | CIRCUIT CARD 32 PPR, UP TO 2 INTEGRATORS | 904.77
3TY6561-1L | SECOND AUXIL.CONTACT BLOCK RIGTH, F.3TB52 TO 3TB56 | 22.59
8WH9040-0BB00 | COMPONENT PLUG, CAN BE USED IN ALL SPRING BASIC ISOL. TERMINALS QUICK CONNECTION 1.5 - 2.5 MM2 AND C | 4.54
5TG7333 | DELTA SWITCH A. PUSHBUTTON LED INSERT F. CONTROL FUNCTION 230V/50HZ, ORANGE | 4.6
3SE5212-0BF10 | SIRIUS POSITION SWITCH METAL HOUSING ACC. TO EN50047, 31MM DEVICE CONNECTION 1X(M20X1.5); 1NO/1NC SL | 35.14
3RF2920-0HA16 | OUTPUT REGULATOR CURRENT RANGE 20 A 40 DEGREES C 400-600 V / 24 V AC/DC TO SEMICON. RELAY/CONTACT. 3 | 238.03
3RK1200-0CQ00-0AA3 | AS-INTERFACE COMPACT MOD. K60, DIGITAL, 4I, IP67 4 X 1 INPUT, 200MA MAX., PNP 2 X M12 STANDARD SOCKE | 203.75
3RF2440-1AB45 | SEMI-CONDUCTOR CONTAC.3-PH.3RF2 AC51 40A 40 DEG. C 48-600V / 4-30V DC 2-PHASE CONTROLLED SCREW TERMI | 180.41
8GK1102-3KK12 | ALPHA 400 DIN, WALL-MOUNTING DISTRIBUTOR, DELIVERY FORM FLAT PACK, AP-CUBICLE, RAL 9016, IP43 SK1, H | 268.19
6FX2001-2FB25 | SIMODRIVE (ACCESSORIES) INCR. ROTARY ENCODER W. RS 422 (TTL), 1250 PULSES, SYNCHRON. FLANGE, 6 MM SH | 366.56
3NA3830-7 | LV HRC FUSE LINK GL/GG WITH NON-INSULATED GRIP LUGS WITH FRONT INDICATOR SIZE 00, 100A, AC 500V/DC 2 | 5.02
6FX2001-2HC04 | SIMODRIVE (ACCESSORIES) INCR. ROTARY ENCODER W. RS 422 (TTL), 2048 PULSES, SYNCHRON. FLANGE, 6 MM SH | 366.56
LZS:MT78750 | PLUG-IN BASE FOR MOUNTING ON DIN RAIL, 11-POLE ROUND WIDTH 38 MM | 8.3
5TT4206-0 | RELAY,N-TYPE W 1 CHANGEOV.CONT. CONTACT FOR AC 230V 16A CONTROL AC 230V | 34.44
6FX2003-0CG10 | POWER CONNECTOR SIZE 1 8-WAY SOCKET, UNION NUT, FOR LINEAR MOTORS, CABLE CLAMPING 7.7 - 14.5 MM CROS | 134.39
6GK1901-1BB30-0AA0 | IE FC RJ45 PLUG 145 2X2, RJ45 PLUG CONNECTOR (10/100MBIT/S) WITH RUGGED METAL HOUSING AND FC CONNECT | 26.77
8MF6894-5E | STANDARD CUBICLE 8MF6 HXWXD=1800X900X400 INDIVIDUAL MOUNTING NON-VENT., ASSEM., WELDED IP54 | 3342.07
3RA6250-0CP30 | SIRIUS, COMPACT STARTER, REVERSING STARTER 690 V, 110 ... 240 V AC/DC, 50 ... 60 HZ, 1 ... 4 A, IP20 | 1056.06
3RF2130-1AA04 | SEMICONDUCTOR RELAY 3RF2, 1-PH. WIDTH 22.5MM, 30 A 48-460 V / 24 V DC SCREW TERMINAL | 42.74
3RV1011-0FA15 | CIRCUIT-BREAKER, SIZE S00, FOR MOTOR PROTECTION, CLASS 10, A REL.0.35...0.50A, N REL.6,5A, SCREW CON | 62.46
8US1998-1AA10 | CONNECTING ELEMENT | 0.95
8US1998-1BA10 | SPACER | 1.08
LZS:RT3B4T30 | PLUG-IN RELAY COMPACT UNIT AC 230V, 1 CO CONTACT LED MODULE RED SOCKET W. LOGIC ISOLATION 5 MM PINNI | 20.96
LZS:RT4B6L24-A | PLUG-IN RELAY, COMPLETE UNIT DC 24V, 2 CHANGEOVER CONT. LED-MODULE GREEN PLUG-IN BASE W. SAFE ISOLAT | 17.97
5SP4180-6 | CIRCUIT BREAKER 230/400V 10KA, 1-POLE, B, 80A, D=70MM | 26.9
5SU1154-6KK16 | FI/LS-PROTECTOR TYPE A (PSE/SSF), D=70MM IFN 10MA, 10KA, 1+N-POLEE B 16A | 67
5SU1324-6FA25 | FI/LS-PROTECTOR TYPE A (PSE/SSF), D=70 MM IFN 30MA, 10KA,2-POLE B 25A 3MW | 120.03
3NC1420-5 | SITOR CYLIND. FUSE-LINK AR WITH HAMMER 14X51 20 A, 690 V | 22.51
6SL3710-7LG34-1AA3 | SINAMICS S150 CONVERTER CABINET UNIT, AC/AC WITH CIM+CU320-2 3-PH. 500-690V, 50/60HZ UNIT RATING: 40 | 121070.82
3TH4253-0BP4 | CONTACTOR RELAY 53E EN 50 011 5NO+3NC, SCREW TERMINALS DC OPERATION DC SOLENOID SYSTEM DC 230V | 103.04
BVP:261829 | BD2A-1000-LL-X*/Y* ELBOW LEFT X/Y 0,36M-1,25M 500 A-1000A | 2467.31
CQO:CC117A | PERMANENT HIGH TEMP SILICONE GREASE: 150 ML (5 OZ): -40 TO +230 C (-40 TO +450 F) LEGACY PART NUMBER | 67.48
8WD4308-0ED | SIGNAL COLUMN, DIAMETER 70 MM ACCESSORIES TUBE, 1000 MM | 77.86
8WD4408-0AD | SIGNALLING COLUMN CONNECT. ELEMENT FOR WITH PIPE MOUNTING COVER LID, CAGE CLAMP | 43.43
PBD:51006K050AJAA | KIT FOR IQ RADAR WITH HORN 80MM,22452,50/16,316,PTFE,NP | 1621.84
3SB2000-4QA01 | KEYSWITCH, 16MM, ROUND, PLASTIC, CES, 3 SWITCH POSITIONS I-O-II, MOMENTARY CONTACT RETURN FROM LEFT | 56.22
3SB2202-0LH01 | PUSHBUTTON, 16MM, ROUND, PLASTIC, TRANSPARENT, BUTTON, RAISED, 1NO | 17.41
3RT1916-4BA31 | PARALLEL CONNECTION W/O TERMINAL, 3-POLE FOR 3RT101., SCREW CONNECTION (REPLACEMENT FOR 3TX4490-2C, | 2.72
3TF6833-1DB4-ZA02 | CONTACTOR SIZE 14, 3-POLE, AC-3, 335KW, 400/380V (690V) AUX. SWITCH 33 (3NO+3NC) WITH REVERSING CONT | 4083.08
FDK:087L4157 | MAG8000 ACCESSORIES CABLE ENTRY M20 BRASS, ONE 11-15MM,10PCS. | 165.1
BVP:611057 | BD01-KS UPGRADING IP55 FEEDER UNIT | 18.36
3RW4453-2BC44 | SIRIUS SOFT STARTER, VALUES AT 400V, 40DEG., STANDARD: 551A, 315KW, INSIDE-DELTA CIRCUIT 3: 954A, 56 | 24726.37
6GK5798-0CP00-1AA0 | IWLAN RCOAX N-CONNECT MALE/ MALE COUPLER 2.4GHZ COUPLING UNIT | 17.47
3VL9400-4PD40 | ACCESSORY FOR VL400, PLUG IN SOCKET KIT ASSEMBLY FRONT CONNECTORS RCD 4 POLE | 1524.13
3VL9300-4PB40 | ACCESSORY FOR VL250, PLUG IN SOCKET KIT ASSEMBLY REAR CONNECTORS RCD 4 POLE | 706.47
3RK1395-6KS41-2AD5 | SIRIUS MOTOR STARTER M200D TECHNOLOGY MODULE DIRECT ON-LINE STARTER MECHANICAL SWITCHING 3 400V AC/0 | 1059.66
3RK1405-1BG00-0AA2 | ASISAFE MODULE S22,5F TWO SAFE INPUTS 2FDI AND TWO STANDARD OUTPUTS 2DO WITH AUX. VOLTAGE SUPPLY UAU | 545.26
3RK4353-3ER58-0BA0 | SIRIUS MCU MOTOR STARTER EN.DEGR. OF PROTEC.IP55 PLASTIC COMMUNICATION WITHOUT ELECTROMECHANICAL SWI | 634.04
7ML1830-1MD | CARD 'MULTI 100/200' AC POWER SUPPLY, SPARE | 431.41
7MH7723-1FT | GASKET,ILE-37 S/M,SILICONE, OUTER,SPARE | 100.55
6SL3710-7LG32-6AA3 | SINAMICS S150 CONVERTER CABINET UNIT, AC/AC WITH CIM+CU320-2 3AC 500-690V, 50/60HZ UNIT RATING: 250K | 81764.06
6SL3760-0DD00-0AA0 | SWITCH-DISCONNECTOR 1700A SPARE PART FOR SINAMICS S120 CABINET MODULES | 12461.5
6SL3760-0HA00-0AA1 | CHOPPERMODULE SPAREPART FOR SINAMICS S120 CENTRAL BREAKING MODULE INPUT: DC 1070-1115V; 630KW | 25046.89
6ES7803-0CC03-0YE5 | SIMATIC S7, DOCPRO V5.4 UPGRADE, FLOATING LICENSE FOR 1 USER E-SW, SW AND DOCU. ON CD LICENSE KEY ON | 736.03
A5E02199114 | ACCESSORIES WELD-IN CONNECTION TRI-CLAMP (BS 4825-1) 3/4 INCH. DO 19.1MM. (P GASKET) | 322.11
8GK1323-8KN44 | ALPHA 630 DIN FLOOR-MOUNTED DB IP55, SK I, RAL 7035 H=1950 W=1050 D=320 INCL. BASE AND SHEET STEEL D | 1737.87
6ES7952-1KK00-0AA0 | SIMATIC S7, MEMORY CARD FOR S7-400, LONG VERSION, 5V FLASH-EPROM, 1 MBYTE | 682.14
6ES7322-5RD00-0AB0 | SIMATIC S7, DIGITAOUTPUTL SM 322, OPTICALLY ISOLATED, 4 DO, 15V / 20MA, 1 X 20 PIN, FOR SIGNALS FROM | 1206.71
5SY7320-6 | CIRCUIT BREAKER 400V 15KA, 3-POLE, B, 20A, D=70MM | 43.19
5SY8503-7 | CIRCUIT BREAKER 230V 25KA, 1+N-POLE, C, 3A, D=70M | 57.16
5SY7505-7 | CIRCUIT BREAKER 230V 15KA, 1+N-POLE, C, 0.5A, D=70M | 50.71
6ES7400-2JA00-0AA0 | SIMATIC S7-400H, UR2-H RACK, CENTRALIZED AND DISTRIBUTED WITH 2 X 9 SLOTS | 1795.04
6ES7923-0BD00-0DB0 | CONNECTING CABLE SHIELDED FOR SIMATIC S7-300/400 BETWEEN FRONT CONNECTOR MODULE A. TERMINAL BLOCK 16 | 45.02
5SM2121-6 | FI ELEMENT FOR RCBO 5SY TYPE A (PSE/SSF), T=70 MM 6-16 A 2-POLE IFN 10 MA 230 V | 66.61
3SB2210-2EG01 | TOGGLE SWITCH, 16MM, ROUND, PLASTIC, WHITE, 3 SWITCH POSITIONS I>O<II, MOMENTARY CONTACT, 1NO, 1NO | 31.59
6GK5992-2SA00-8AA0 | SCALANCE X ACCESSORY, MEDIA MODULE MM992-2CU, 2 X 1000MBIT/S RJ45-PORTS, ELECTRICAL; WITHOUT SLEEVE | 441.16
6FX2001-2HB50 | SIMODRIVE (ACCESSORIES) INCR. ROTARY ENCODER W. RS 422 (TTL), 1500 PULSES, SYNCHRON. FLANGE, 6 MM SH | 366.56
3LD2223-7UK01 | CHANGEOVER SWITCH 3-POLE IU=32, P/AC-23A AT 400V=11,5KW FRONT MOUNTING FOUR-HOLE MOUNTING KNOB BLACK | 63.04
3RT1055-2AT36 | CONTACTOR, 75KW/400V/AC-3 AC(40...60HZ)/DC OPERATION UC 575-600V AUXILIARY CONTACTS 2NO+2NC 3-POLE, | 446.38
3RF2190-2AA02 | SEMICOND. RELAY 3RF2, 1-PHASE WIDTH 22.5 MM, 90 A 24-230 V / 24 V DC SPRING-LOADED TERMINAL | 60.14
3RF2050-1AA04 | SEMICONDUCTOR RELAY 3RF2, 1-PH. WIDTH 45 MM, 50 A 48-460 V / 24 V DC SCREW TERMINAL | 46.79
8WA1011-1BG21 | THROUGH-TYPE TERMINAL THERMOPL. SCREW TERMINAL ON BOTH ENDS SINGLE TERM.,RED, 6.5MM SZ 4 | 2.43
8MF4240 | TRIM STRIP W.O. SIEMENS LETTER. UMBER FOR CUBICLE WIDTH 600MM | 81.33
8MR2130-0A | HEATER 110-250 V, 100 W HG140 14007.0-00 | 120.72
8WA2011-3KE00 | FEEDER TERMINAL (L+,L-,SHIELD) W/O LED, ORANGE SPRING-L. TERM. SZ1.5SQMM, 5MM | 6.86
8WH8121-3AB45 | LABELS, FLAT, LONGIT. 41 - 50 SIZE ZBF6 | 0.08
8WH8141-3XA05 | LABELS, FLAT, TRANSV. SPECIAL LABELLING ZBF6 | 0.23
8WH9020-6BC10 | PLUG-IN JUMPER 5 DIVISIONS, AS TRANSVERSE JUMPER IN TERM. MIDDLE, 2-POLE, COLOR: SIEMENS COLOR | 0.51
3WL9111-0AP08-0AA0 | ACCESSORIES CIRCUIT BREAKER 3WL SHUTTER FOR GUIDE FRAME 4P SIZE I, WITH LOCKING DEVICE | 538.03
8MR2130-1A | HEATER 110-250 V, 15 W HG140 14000.0-00 | 71.34
8MF4416 | C-SECTION RAIL CABLE INTERCEPTING BAR C40 D=600 | 75.12
8MF4552 | MOUNTING PLATE, LATERAL H X W = 1800 X 800 MM FOR 8MF SYSTEM CUBICLE | 345.8
3NE4337 | SITOR FUSE-LINK 710A, AC 800V, SIZE 2 | 201.5
3ND1365 | LV HRC FUSE LINK A.M. W.NON-INSULATED GRIPPING LUGS SIZE 3, 500A, 660V | 62.19
3NJ6924-1EB00 | ACCESSORY FOR DISCONNECTOR FUSES IN-LINE TYPE, CAN BE PLUGGED IN,NH00 CONTACT EXTENSION FOR 4-POLE D | 382.5
5TG1764 | DELTA PROFILE, SILVER FRAME WITH 1 CUT-OUT 48X48MM 3-FOLD, 80MM | 21.02
3SE5122-3QV10 | SAFETY POS. SWITCH W. SEPARATE ACTUATOR, METAL HOUSING, 56MM, DEVICE CONNECTION 3X(M20X1.5) SLOW-ACT | 95
3RF2320-3DA04 | SEMI-COND. CONTACTOR 3RF2,1-PH. AC 51 20 A 40 DEGREES C 48-460 V / 24 V DC SHORT-CIRC. RESIST. WIT | 77.86
BVP:261938 | BD2C-400-LH-X* KNEE BACKSIDE X 0,36M-1,25M / Y 0,36M 160A-400A | 1349.92
6SL3000-2DE38-4BA0 | SINAMICS VOLTAGE PEAK LIMITER SPARE PART FOR POWER MODULE/MOTOR MODULE 450KW, 3AC 380-480V | 5714.64
8WC5128 | FLAT COPPER BAR 20 X 10MM APPROX. 2,4 METERS LONG PLAIN | 190.66
3LD9240-2B | N/PE TERMINAL CONTINUITY FOR FRONT MOUNTING FOR 3LD23/24 | 28.72
3NJ6900-4HG11 | ACCESSORY FOR SWITCH DISCONNECTOR W/FUSE, IN-LINE, PLUG-IN, AMPEREMETER, MOVING IRON 250/1A, CL.1, 0 | 64.31
3NA6254 | LV HRC FUSE LINK GL/GG WITH INSULATED GRIP LUGS WITH COMBINATION INDICATOR SIZE 2, 355A, AC 500V/DC | 19.87
3LD2430-0TK11 | MAIN CONTROL SWITCH 3-POLE FLOOR MOUNTING KNOB OPERATING MECHANISM BLACK IU=250A P/AC-23A AT 400V=13 | 330.91
3LD9224-1B | ROTARY ACTUATOR BLACK FOR SWITCH 3LD2, 25A, 32A FOR FRONT MOUNTING FOUR-HOLE MOUNTING | 5.59
3NH3030 | LV HRC FUSE BASE 690V(1000V) SINGLE-POLE,160A,SIZE 00 PAD-TYPE TERMINAL, 95 SQMM | 27.18
A5E01152913 | ACC. MAG 3100 DN80 CL150 GROUND RING HASTELLOY | 354.78
6AV6613-4DG01-3AD0 | WINCC FLEXIBLE 2008 RUNTIME POWERPACK 512 > 4096 POWER TAGS RUNTIME SW, SINGLE LICENSE, LICENSE KEY | 6536.54
3SE5322-3SD23 | SAFETY POSITION SWITCHES WITH SOLENOID INTERLOCKING LOCK. FORCE 1300N,5 APPR. DIR. PLASTIC ENCLOSURE | 232.28
5SY7204-8 | CIRCUIT BREAKER 400V 15KA, 2-POLE, D, 4A, D=70MM | 55.7
5SY7305-8 | CIRCUIT BREAKER 400V 15KA, 3-POLE, D, 0.5A, D=70MM | 125.65
6ES7490-1AA00-0AA0 | SIMATIC S7-400, SPARE PART MODULE LOCATION COVER FOR SUBRACKS UR, CR AND ER, 10 PIECES PER PACKAGING | 42.19
6ES7490-1BA00-0AA0 | SIMATIC S7/M7,CONNECT. TERMINAL FOR MODULES 6 PIECES PER PACKAGING UNIT | 27.73
6ES7492-1AL00-1AB0 | SIMATIC S7-400, FRONT CONNECTOR FOR SIGNAL MODULES WITH SCREW-TYPE CONTACT, 48-POLE 84 PIECES PER PA | 6135.53
6ES7830-1AA11-0YX0 | SIMATIC S7, MODULAR PID CONTROL V5.1, PARAMETR.SW, FLOATING LICENSE FOR 1 INSTALLATION E-SW, SW AND | 805.54
6ES7468-1CB00-0AA0 | SIMATIC S7-400, IM CABLE WITH K BUS, 10 M | 504.97
A5E02218312 | ACCESSORIES THREADED CONNECTION (SMS 1145) DN38, FOR SENSOR DN40 (P GASKET) | 665.09
6SE6400-0AP00-0AB0 | MICROMASTER 4 ASIAN ADVANCED OPERATOR PANEL (AAOP) | 608.11
6SL3330-6TE41-3AA3 | SINAMICS S120 SMART LINE MODULE 3-PHASE AC 380-480V, 50/60HZ OUTPUT: 510-650V DC, 1300A RATED OUTPUT | 27277.43
8GK9910-0KK10 | ALPHA 160/400 DIN, N/PE BAR , L=250 | 59.02
8GK9910-0KK35 | MOUNTING RAIL KIT W.MOUNT.RAILS H=7,5, WIDTH B1, ISOLATED AND LOWERED, FOR SKII APPLICATIONS, FOR SN | 31.15
5TA7693 | DELTA SHUTTER KNOB-OP. SWITCH 2POLE 2WAY MOM. CONT/LATCHED POSITION NEUTRAL POSITION, 10A 250V | 49.17
5SY8105-7 | CIRCUIT BREAKER 230/400V 25KA, 1POLE, C, 0.5A, D=70MM | 19.77
6SE6400-2FS02-6BB0 | MICROMASTER 4 SUPPLEMENTARY EMC FILTER 200V-240V 1AC 26A FOOTPRINT FSB - CLASS B | 395.75
6SE6400-2FS03-5CB0 | MICROMASTER 4 SUPPLEMENTARY EMC FILTER 200V-240V 1AC 35A FOOTPRINT FSC - CLASS B | 499.22
5TC8902 | I-SYSTEM, ALUMIN.METALLIC COVER PLATE F. DIMMER W. ROTARY BUTTON 55X55MM | 22.58
3RF2150-1AA14 | SEMICONDUCTOR RELAY 3RF2, 1-PH. WIDTH 22.5MM, 50 A 48-460 V / 24 V AC/DC SCREW TERMINAL | 46.84
3RV1011-0BA15 | CIRCUIT-BREAKER, SIZE S00 FOR MOTOR PROTECTION, CLASS 10, A REL.0.14...0.2A, N REL.2.6A, SCREW CONNE | 62.46
3RA6870-4AB | PE PICK OFF, CONNECTION MAIN CIRCUIT: SCREW TERMINAL, | 17.07
6ES7650-1AC11-3XX0 | SIMATIC PCS7, RED. DI16 MTA MARSHALLING TERMINATION ASSEMBLY FOR ET200M MODULE 6ES7321-7BH01-0AB0 16 | 972.03
7ME3960-2CT11 | DEDICATED CABLE TERMINATION KIT TERMINATION FOR SUBMERSIBLE TRANSDUCER CABLE (COMPACT NEMA 7) LEGACY | 273.21
7KT5602 | TIME COUNTER 72X72MM AC 230V 50HZ WITHOUT TERMINAL COVER | 47.79
7KT5812 | MECHANICAL PULSE COUNTER 24 V, 50 HZ | 57.97
8MF2866-5R | CUBICLESYSTEM 8MF2000 HXWXD = 1800 X 600 X 600MM FOR SIDE-BY-SIDE MOUNTING WITHOUT SIDE PANELS, IP 5 | 2260.26
8MF2884-4EN | SICUBE 8MF2000 EMC-CUBICLE; WELDED, NI-PLATED H X W X D = 1800 X 800 X 400MM FOR INDIVIDUAL MOUNTING | 5679.57
8US1922-1AD01 | BUSBAR SYSTEM, ACCESSORIES CENTER-TO-CENTER DISTANCE 40 MM END COVER FOR BUSBAR HOLDER 8US1903-3AB01 | 1.12
8US1923-2AA01 | BUSBAR SYSTEM, ACCESSORIES CENTER-CENTER DISTANCE 60 MM BUSBAR HOLDER 3-POLE FOR RAILS 12X5(10)-30X5 | 28.25
3SE5112-0BH60 | SIRIUS POSITION SWITCH, METAL ENCLOSURE 40MM, TO EN50041 DEVICE CONNECTION 1X (M20X1.5) 1NO/1NC SLOW | 58.77
5TG7140-1 | DELTA STYLE, PLATINUM METALLIC ROCKER WITH WINDOW, 68X68MM F. CONTROL/1-WAY/2-WAY SWITCH FOR PUSHBUT | 11.44
3SE5132-0CF05 | SIRIUS POSITION SWITCH PLASTIC ENCLOSURE 40MM, TO EN50041 DEVICE CONNECTION 1X (M20X1.5) 1NO/1NC SNA | 36.11
6XV1878-2A | IE FC TP STANDARD CABLE GP 4X2, TP-INSTALLATIONS CABLE CAT6 FOR CONNECTING TO IE FC RJ45 PLUG 4X2, | 4.85
6FX2001-2DF00 | SIMODRIVE (ACCESSORIES) INCR. ROTARY ENCODER W. RS 422 (TTL), 5000 PULSES, SYNCHROFLANGE, 6 MM SHAFT | 366.56
7MH7724-1BH | MLC CALIBRATION WEIGHT, (STAINLESS STEEL 304(1.4301)) FOR SCALES WITH BELT WIDTH OF 48", 1200MM, 2.7 | 192.7
7ML1930-1DX | LOCK FITTING, -1 TO 16 BAR, 1-1/2 NPT/316L | 448.91
3LD2704-1TP51 | EMERGENCY MAIN CONTROL SWITCH IU=100 A | 96.15
3LD9200-5CF | AUXIL. SWITCH 1NO+1NC WITH GOLD-PLATED CONTACTS ATTACHABLE LEFT AND OR RIGHT DELAYED SWITCH-ON - NEW | 20.91
3RV1903-5G | INDICATOR LIGHT WITH GLOW LAMP AC/DC 480...500 V, W. COL. LENSES:RED,GREEN,CLEAR FOR 3RV19 HOUSINGS | 9.5
8MF4724 | MOUNTING KIT FOR CIRCUIT BREAKER FOR CUBICLE WXD = 1200 X 800MM | 594.98
6FX5002-2DC20-2AA0 | SIGNAL CABLE, PREASSEMBLED (SINAMICS DRIVE CLIQ) CONNECTOR IP67/IP67, WITH 24 V MOTION-CONNECT 500 L | 786.11
8WA1822-7EF23 | G FUSE LINK DIN 41660 QUICK-RESPONSE HIGH BREAKING CAPACITY RATED UNINT. CURRENT 4A | 2.61
8WH8140-2AB05 | LABELS, TRANSV. 1 - 10 SIZE ZB5 | 0.11
8WH8140-2AB55 | LABELS, TRANSV. 51 - 60 SIZE ZB5 | 0.11
BVP:233552 | BD01-40-2-1 TRUNKING UNIT BD01 40A | 177.46
BVP:233557 | BD01-100-2-1 TRUNKING UNIT BD01 100A | 214.17
3WL9111-0AN36-0AA0 | ACCESSORIES CIRCUIT BREAKER 3WL MAIN CONDUCTOR CONN. 1 OFF WITHDRAW. CIRC. BREAKER SZ II HORIZONTAL | 194.04
3SB2901-2MC | INSCRIPTION LABEL FOR GLUING ONTO LABEL HOLDER, LABEL SIZE 9.5 X 18.5MM, SILVER-COLORED, BLACK LETTE | 0.72
3RW4445-6BC34 | SIRIUS SOFT STARTER, VALUES WITH 460 V, 50 DEG., STANDARD: 280A, 200HP, INSIDE-DELTA CIRCUIT 3: 485A | 15306.8
8MF4111 | BOTTOM PLATE MULTIPLE PARTITION FOR CUBICLE WXD = 900 X 600MM | 481.05
8MF6898-4E | STANDARD CUBICLE 8MF6 HXWXD=1800X900X800 INDIVIDUAL MOUNTING NON-VENT., ASSEM., WELDED IP40 | 3361.38
8MF9232 | MOUNTING PLATE H X W = 800 X 900 MM FOR 8MF SYSTEM CUBICLE | 245.34
3NH3032 | LV HRC FUSE BASDE, 690V(1000V) SINGLE-POLE, 160A, SIZE 00 CLIP-TYPE TERMINAL, 6X70SQMM | 30.24
3RT1075-6AP36 | CONTACTOR, 200KW/400V/AC-3 AC(40...60HZ)/DC OPERATION UC 220-240V AUXILIARY CONTACTS 2NO+2NC 3-POLE, | 1351.16
3NJ6920-3DC00 | ACCESSORY FOR DISCONNECTOR-FUSE IN-LINE TYPE, CAN BE PLUGGED IN,NH00 CURRENT TRANSFORMER RAILS FOR 3 | 147.21
3SE5112-0KD02 | SIRIUS POSITION SWITCH METAL ENCLOSURE 40MM TO EN50041 DEVICE CONNECTION 1X (M20X1.5) 1NO/ 2NC SLOW- | 56.69
5TG2468-2 | DELTA LOUDSPEAKER OUTLET BOX 2FOLD, AC 25V DC 60V UP TO 10MM2 RELEASE LEVER | 28.95
3NA7801-6 | LV HRC FUSE LINK GL/GG WITH NON-INSULATED GRIP LUGS WITH COMBINATION INDICATOR SIZE 000, 6A, AC 690V | 24.23
6GK5798-8MB00-0AC1 | IWLAN RCOAX CABLE CLIP 1/2" 10 PIECES HOLDER FOR RCOAX CABLE | 18.3
3WL9111-0AL05-0AA0 | ACCESSORIES CIRCUIT BREAKER 3WL MAIN CONDUCTOR CONN. 1 OFF FIXED-MOUNTED CIRC.BR. SIZE II FRONT CONN | 194.04
8WD4450-5AB | SIGNALLING COLUMN STEADY LIGHT LED RED, 230V AC | 73.43
A5E02212429 | SITRANS LR460 ENCLOSURE WITH BOARD STACK, PROFIBUS PA COMMUNICATION, DC POWER, NPT CABLE INLET, APPR | 6459.42
A5E02213584 | ACCESSORIES CLAMP CONNECTION (ISO 2852 (SMS 3016, BS 4825-3)) DN 51, FOR SENSOR SIZE DN50, (P GA | 701.38
6SL3000-0CE24-0AA0 | SINAMICS LINE REACTOR FOR 40KW BASIC LINE MODULE INPUT: 3PH 380-480V, 50/60HZ | 501.55
6SL3211-0KB12-5UB1 | SINAMICS G110 - CPM110 AC-DRIVE, WITHOUT FILTER 1AC200-240V +10/-10% 47-63HZ RS485-INTERFACE (USS-PR | 312.4
5WG1140-1AB13 | GAMMA INSTABUS LINE/BACKBONE COUPLER N 140/13, 2MW | 788.57
3TC4417-0AE4 | CONTACTOR, SIZE 2, 2-POLE DC-3 AND 5,RATD.OPERAT.CURR.32A AUXILIARY CONTACTS 22 (2NO+2NC) DC OPERATI | 204.93
BVP:261753 | BD2C-3-1250-SO-2 STANDARD LENGTH 2,25M 1250A, N + PE, WITHOUT TAP OFFS | 3448.86
3NJ6940-3FC00 | ACCESSORY FOR SWITCH DISCONNECTOR W. FUSES IN-LINE DESIGN, PLUG-IN, NH2 AND NH3 ELECTR. FUSE MONITOR | 426.55
3NJ6916-7AA00 | ACCESSORIES FOR PLUG-IN SWITCH DISCONNECT. 3NJ6 CABINET PLUG-IN UNIT HEIGHT 500 MM | 675.45
3RK1911-2BF20 | ECOFAST CONNECTOR SET COUPLING CASE 4 SQMM PIN INSERT HAN Q4/2 ANGULAR FOR SUBSEGMENT LINE | 81.62
3RK1902-0CB00 | CONNECTOR SET, SUPPLY 6X4 MM2, 9-POLE, COMPLETE, WITH PG16 CABLE ENTRY | 48.98
5TG8068 | CAP-SET F.SWITCH D=70MM 5TE810. SET PER 1 X RED+GREEN YELLOW/TRANSPARENT | 5.06
6FX2001-4NC50 | BUILT-ON ENCODER 2500 PULSES/ REV, OPTICAL INCREMENTAL WITH HTL LEVEL, OPERATING VOLTAGE 10-30 V, CL | 366.56
C79000-G7476-C158 | SIPART PS2 AND SIPART PS2 PA, MANUAL, ENGLISH | 37.94
3NJ6900-4HL21 | ACCESSORY FOR SWITCH DISCONNECTOR W/FUSE, IN-LINE, PLUG-IN, AMPEREMETER, MOVING IRON 600/5A, CL.1, 0 | 64.31
6AV6618-7FD01-3AB0 | WINCC FLEXIBLE /RECIPES FOR WINCC FLEXIBLE RUNTIME, RUNTIME SW, SINGLE LICENSE, LICENSE KEY ON USB S | 963.51
3NJ4141-3BF01 | IN-LINE FUSE SWITCH DISCONN. 1-POLE SWITCHABLE, SIZE 3, I=630A , U=690V, SCREW TERMINAL M 12 NEW DES | 314.14
3NJ4143-3CF01 | IN-LINE FUSE SWITCH DISCONNECTOR 3-POLE SWITCHABLE, SIZE 3 AND 2 I=630 A, U=690 V FLAT CONNECTOR M 1 | 899.46
3NJ6920-3BD21 | ACCESSORY FOR IN-LINE FUSE SWITCH DISCONNECT. PLUG-IN, CURRENT TRANSFORMER 100/5A, CL.1, 2.5 VA | 54.36
3RP1511-2AQ30 | MULTIFUNCTION TIME RELAY IN CAGE-CLAMP TECH. 1 CHANGEOVER, ON-DELAY, AC/DC 24V/AC 100...127V, 0.5... | 140.53
3RP1525-1BP30 | TIME RELAY, ON-DELAY, 2C, 15 RANGES (1,3,10,30,100) (S,MIN,H) AC 24,200...240 V AND DC 24 V, WITH LE | 200.04
BVP:034290 | BD01-GK2X/CEE163CEE165 TAP-OFF UNIT | 253.34
A5E02247682 | SITRANS FUS CABLE GLAND, PG13.5 STEEL, CABLEDIAMETER:5-6MM, -20 TO 200DEGC | 156.57
3LD2517-0TK11 | MAIN SWITCH 3-POLE IU=63, P/AC-23A AT 400V=22KW WITH DEFEATABLE DOOR COUPLING ROT. MECHANISM BASE MO | 82.43
3LD2565-0TB51 | MAIN CONTROL SWITCH 3-POLE IU=63, P/AC-23A AT 400V=22KW 1 N-TERMINAL + 1 PE-TERMINAL ENCAPSUL.IN M.P | 81.81
3NE9632-1C | SITOR FUSE-LINK FOR SEMICONDUCTOR PROTECTION 400A AR 2500V SIZE 3 CONNECTION CONTACT INDICATOR 260MM | 910.24
3RT1075-2AM36 | CONTACTOR, 200KW/400V/AC-3 AC(40...60HZ)/DC OPERATION UC 200-220V AUXILIARY CONTACTS 2NO+2NC 3-POLE, | 1351.16
5TT5833-2 | INSTA CONTACTOR WITH 4 BREAK CONTACTS CONTACT FOR 230, 400 V AC, 25 A TRIGGERING 24 V AC | 37.68
5SJ4305-7HG42 | CIRCUIT BREAKER 10KA, 3POLE, C, 0.5A ACC. TO UL 489 - 480Y/277V | 183.83
4RB4125-3FC50 | POWER CAPACITOR PHASECAP COMPACT MKK 525V 12.5KVAR | 278.38
4RB5050-3EA50 | POWER CAPACITOR PHASECAP MKK 400V 5.0KVAR | 250.05
4RB5075-3EA50 | POWER CAPACITOR PHASECAP MKK 400V 7.5KVAR | 273.39
5SH315 | D-TYPE ADAPTER SCREW SIZE DII/THREAD E27, 20A | 0.95
6AV6381-1AA06-2AX4 | SIMATIC WINCC RT UPGRADE V6.2, FROM V5.X TO V6.2 SP2, FOR SIMATIC WINCC RUNTIME (RT) INCL. TREIBER, | 2583.42
4RB5052-1CD50 | POWER CAPACITOR PHASECAP MKK 230V 5.2KVAR | 280.05
5SH1221 | DIAZED-SCREW CAP DII 25A AC DC 500V MOULDED PLASTIC WITH TEXT HOLE | 2.19
3RP1560-2SP30 | SOLID-STATE TIME RELAY WITH STAR-DELTA, 1...20S, 30...600S, 0.85 ...1.1US, AC/DC 24V, AC 200...240V | 324.75
3RS1101-1CD20 | TEMPERATURE MONITORING RELAY THERMOCOUPLE TYP K, EXCEEDING 1 THRESH. VAL., WIDTH 22ND5 MM 0 C - 200 | 200.04
3TH4262-0LF4 | CONTACTOR RELAY 62E EN 50 011 FOR RAILWAY APPLICATIONS 6NO+2NC, SCREW TERMINAL SETTING RANGE 0.7 TO | 108.59
8GK1302-8KK42 | ALPHA 630 DIN, FLOOR-MOUNTED DB DELIVERED AS FLAT PACK RAL 7035 IP43, SK1, H=1900 W=1050 D=210 | 1326
3NJ4912-3AA00 | ACCESSORIES FOR IN-LINE FUSE SWITCH DISCONNECTORS 3NJ41 RESERVE SECTION COVER FOR BUSBARS WITH SPACI | 16.56
3VL9460-4RH31 | ACCESSORY FOR VL400XUL, (LG FRAME) FLAT RS. TERMINAL BARS COMPRISES 3 TERMINALS 3-POLE CAT NUMBER SR | 224.37
5SJ4118-8HG41 | CIRCUIT BREAKER 240V 14KA, 1-POLE, D, 15A, D=70MM ACC. TO UL 489 | 45.28
3RW3028-1BB14 | SIRIUS SOFT STARTER, SIZE S0, 38A, 18.5KW/400V, 40 DEGREES, 200-480V AC, 110-230V AC/DC, SCREW TERMI | 596.78
3RW4435-2BC35 | SIRIUS SOFT STARTER, VALUES WITH 575 V, 50 DEG., STANDARD: 117A, 100HP, INSIDE-DELTA CIRCUIT 3: 203A | 9210.24
7ML1930-1EE | WELDED SOCKET LVL THREAD G3/4A /316L WITH FKM SEAL | 226.41
8GK1323-8KN24 | ALPHA 630 DIN FLOOR-MOUNTED DB IP55, SK I, RAL 7035 H=1950 W=550 D=320 INCL. BASE AND SHEET STEEL DO | 1235.6
3WL9111-0BB30-0AA0 | CIRCUIT-BREAKER ACCESSOR. 3WL MUTUAL MECHANICAL LOCKING FOR WITHDRAWABLE C.B. SIZE 3 | 101.83
3RF2370-1BA24 | SEMI-COND. CONTACTOR 3RF2,1-PH. AC 51 70A/AC15 27.5A 40 DEG. C 48-460 V / 110-230 V AC INSTANTANEOU | 146.87
7MC2028-1AC42 | INSULATED THERMOCOUPLE WITH COUPLING SOCKET LENGTH L = 0.3 M 1 THERMOCOUPLE ELEMENT NICR/NI SHEATH D | 119.01
7MC2028-1AD41 | INSULATED THERMOCOUPLE WITH COUPLING SOCKET LENGTH L = 0.3 M 2 THERMOCOUPLE ELEMENTS NICR/NI SHEATH | 154.47
6GT2390-0AA00 | MOBY D/E FIXING STRAP FOR MDS D100/ MDS E600 | 3.1
8MF6266-4E | STANDARD CUBICLE 8MF6 HXWXD=2200X600X600 INDIVIDUAL MOUNTING NON-VENT., ASSEM., WELDED IP40 | 3032.98
8MF6266-4ES | EMC CUBICLE IP40 HXWXD=2200X600X600 | 3689.79
8GK4551-3KK12 | A400/630 MOUNTINGKIT H=450 W=25 1 X 3NP1153 (NH2) AT MOUNTING PLATE | 114.53
8GK9911-0KK40 | ALPHA 630 DIN, CABLE PROPPING BAR, W=1000 | 30.45
6FX5008-1BB11-1FA0 | POWER CABLE, SOLD BY THE METER 4 X 1.5 C UL/CSA, DESINA MOTION-CONNECT 500 DELIVERY FORM: IN COILS D | 292.19
6GK1500-0DA00 | RS 485 BUS TERMINAL FOR PROFIBUS WITH FITTED PG INTERFACE AND CONNECTING CABLE 1.5 M | 290.3
6FX8002-2YW13-1BA0 | SIGNAL CABLE EXTENSION 19 P. VEAM M. 10 | 398.48
6FX2001-2NC04 | SIMODRIVE (ACCESSORIES) INCR. ROTARY ENCODER W. RS 422 (TTL),2048 PULSES, CLAMP FLANGE 10 MM SHAFT, | 366.56
6FX2001-2QD60 | SIMODRIVE (ACCESSORIES) INCR. ROTARY ENCODER W. RS 422 (TTL) 3600 PULSES, CLAMP FLANGE 10 MM SHAFT, | 366.56
BVP:261858 | BD2A-400-LH-G* KNEE BACKSIDE X 0,36M / Y 0,36M 160A-400A WINKEL 85 GRAD-175 G RAD | 756.35
3RK1304-5KS70-2AA0 | ET 200PRO EDSE/DSSE HF ELECTRONIC DIRECT STARTER ELECTRONIC (SOFT) SWITCHING FULL MOTOR PROTECTION C | 938.65
6FX5008-1BA21-3AA0 | POWER CABLE, SOLD BY THE METER 4 X 2.5 + 2 X 1.5 C UL/CSA, DESINA MOTION-CONNECT 500 DELIVERY FORM: | 2250.95
8MF4933 | INDENTED RAIL Z-SHAPE W=800 | 143.92
8MF4945 | GROUNDING RAIL W=1000 | 202.84
8MF5028-4E | STANDARD CUBICLE 8MF5 HXWXD=2000X1200X800 INDIVIDUAL MOUNTING NON-VENT., NOT ASSEM., SCREWED IP40 | 4153.43
8MF5064-4R | STANDARD CUBICLE 8MF5 HXWXD=2000X600X400 SIDE-BY-SIDE MOUNTING NON-VENT., NOT ASSEM., SCREWED IP40 | 2318.2
8MF5068-4ES | EMC CUBICLE IP40 HXWXD=2000X600X800 | 3960.25
3RT1054-3AD36 | CONTACTOR, 55KW/400V/AC-3 AC(40...60HZ)/DC OPERATION UC 42-48V AUXILIARY CONTACTS 2NO+2NC 3-POLE, SI | 365.41
3RT1054-3NP36 | CONTACTOR, 55KW/400V/AC-3 AC(40...60HZ)/DC OPERATION UC 200-277V AUXILIARY CONTACTS 2NO+2NC 3-POLE, | 425.04
3RT1054-6AS36 | CONTACTOR, 55KW/400V/AC-3, AC(40...60HZ)/DC OPERATION UC 500...550V AUXIL. CONTACTS 2NO+2NC 3-POLE, | 365.41
3RF2070-1AA26 | SEMICONDUCTOR RELAY 3RF2, 1-PH. WIDTH 45MM, 70 A 48-600 V / 110-230 V AC SCREW TERMINAL | 74.7
8MF6066-4E | STANDARD CUBICLE 8MF6 HXWXD=2000X600X600 INDIVIDUAL MOUNTING NON-VENT., ASSEM., WELDED IP40 | 2917.07
8MF6086-4ES | EMC CUBICLE IP40 HXWXD=2000X800X600 | 4037.52
8MF6086-5R | STANDARD CUBICLE 8MF6 HXWXD=2000X800X600 SIDE-BY-SIDE MOUNTING NON-VENT., ASSEM., WELDED IP54 | 2897.73
8MF4010 | BASE FOR CUBICLE WXD = 600 X 400MM HEIGHT 100MM | 324.56
LZS:PT78722 | PLUG-IN BASE FOR PT-RELAY 2 CHANGEOVER CONTACTS, WITH LOGICAL DISCONNECTION | 5.02
5SJ4130-7HG42 | CIRCUIT BREAKER 10KA, 1POLE, C, 30A ACC. TO UL 489 - 277V | 46.34
3RW4458-6BC44 | SIRIUS SOFT STARTER, VALUES AT 400V, 40DEGREES, STANDARD: 970A, 560KW, INSIDE-DELTA CIRCUIT 3: 1680A | 40687.29
6FX5008-1BB50-3AA0 | POWER CABLE, SOLD BY THE METER 4 X 50 C, UL/CSA, DESINA MOTION-CONNECT 500 DELIVERY FORM: ON DISPOS. | 13916.88
3RK2400-0GQ20-0AA3 | AS-INTERFACE COMPACT MODULE K45, A/B SLAVE (SPEC. 3.0), IP67 DIGITAL, 4X(1DI/1DO), MAX. 200MA FOR AL | 256.84
6SL3720-1TG31-2AA3 | SINAMICS S120 CABINET MODULE SINGLE MOTOR MODULE WITH CIM+CU320-2 OUTPUT: DC 675 - 1035V INPUT: 3AC | 15757.62
6SL3720-1TG33-3AA3 | SINAMICS S120 CABINET MODULE SINGLE MOTOR MODULE WITH CIM+CU320-2 OUTPUT: DC 675 - 1035V INPUT: 3AC | 36071.64
6SL3224-0BE27-5UA0 | SINAMICS G120 POWER MODULE PM240 WITHOUT FILTER WITH BULT IN BRAKING CHOPPER 3AC380-480V +10/-10% 47 | 3848.78
3NA7117 | LV HRC FUSE LINK GL/GG WITH NON-INSULATED GRIP LUGS WITH COMBINATION INDICATOR SIZE 1, 40A, AC 500V/ | 10.06
3NA3675 | LV HRC FUSE LINK GL/GG WITH NON-INSULATED GRIP LUGS WITH FRONT INDICATOR SIZE 4A, 800A, AC 500V/DC 4 | 256.42
3RT1075-6AT36 | CONTACTOR, 200KW/400V/AC-3 AC(40...60HZ)/DC OPERATION UC 575-600V AUXILIARY CONTACTS 2NO+2NC 3-POLE, | 1351.16
4EU3951-6UA00-0A | MAINS CHOKE F.FU; PHASES:3; UN1(V):480; ITHMAX 1(A) / F1(HZ):710 /60; I LN (A):639; UK(%):4; LN(MH): | 9484.56
3TC5217-0AW4 | CONTACTOR, SIZE 8, 2-POLE DC-3 AND 5,RATD.OPER.CURR. 220A AUXILIARY CONTACTS 22 (2NO+2NC) DC OPERATI | 1186.4
5SM3645-6 | RES.CURRENT OP.CIRCUIT BREAKER TYPE A PSE/SSF 125A 3+N-POL IFN 300MA 400V 4MW | 1109.08
5SJ4363-8HG41 | CIRCUIT BREAKER 240V 10KA, 3-POLE, D, 63A, D=70MM ACC. TO UL 489 | 378.3
5SM3748-6 | RES.CURRENT OP.CIRCUIT BREAKER TYPE A PSE/SSF 100A 3+N-POL IFN 500MA 400V 4MW | 1025.51
5SH5406 | NEOZED SPECIAL ADAPTER D02 6 A | 0.42
5SJ4103-8HG42 | CIRCUIT BREAKER 10KA, 1POLE, D, 3A ACC. TO UL 489 - 277V | 53.09
4RB9750-0EA50 | THYRISTOR MODULE TSM-LC 50KVAR 400V | 2016.83
4AT3632-8DD40-0FC0 | TRANSFORMER SITAS; PHASES:1; PN/PN(S6)(KVA):5,6 /24,5; UPRI(V):550-525-500-480-460- 440-415-400-380- | 3045.85
8GD6095 | WIRING FLANGE PLATE W. CELLULAR RUBBER SEAL | 31.15
3RW4056-2BB35 | SIRIUS SOFT STARTER, S6, 145 A, 150 HP/575 V, 50 DEG., 400-600 V AC, 115 V AC, CAGE CLAMP TERMINALS | 3885.57
5SM2625-6 | FI-BLOCK F.LS-SWITCH 5SY TYPE A (PSE/SSF), T=70MM 6-63A 2POLE IFN 0,3A 230V | 78
3RW3046-2BB04 | SIRIUS SOFT STARTER, SIZE S3, 80A, 45KW/400V, 40 DEGREES, 200-480V AC, 24V AC/DC, SPRING-LOADED TERM | 1216.67
3RW3047-2BB14 | SIRIUS SOFT STARTER, SIZE S3, 106A, 55KW/400V, 40 DEGREES, 200-480V AC, 110-230V AC/DC, SPRING-LOADE | 1360.41
3VL9800-3ML01 | ACCESSORY FOR VL1200UL,VL1600UL (NG FRAME - PG FRAME) MOTOR-OPER. MECHANISM 42...48V AC/DC | 2943.61
4EU3052-6UA00-1BA0 | MAINS CHOKE F.FU; PHASES:3; UN1(V):480; ITHMAX 1(A) / F1(HZ):630 /60; I LN (A):567; UK(%):2; LN(MH): | 5596.03
5SJ4116-6HG40 | CIRCUIT BREAKER 240V 14KA, 1-POLE, B, 16A, D=70MM ACC. TO UL 489, SAME POLARITY | 24.93
5UB1905 | I-SYSTEM, ELECTRIC WHITE SCHUKO SOCKET OUTL. 10/16A 250V W. SCREWLESS TERMINALS W. HINGED LID 55X55M | 15.64
3RF2020-1AA02 | SEMICONDUCTOR RELAY 3RF2, 1-PH. WIDTH 45 MM, 20 A 24-230 V / 24 V DC SCREW TERMINAL | 35.7
3RA6250-1EB34 | SIRIUS, COMPACT STARTER, REVERSING STARTER 400 V, 24 V AC/DC, 50 ... 60 HZ, 8 ... 32 A, IP20, MAIN C | 1477.93
6DR2803-8C | INTERFACE MODULE RS232/RS485 FOR SERIAL COMMUNICATION (SES) | 620.78
6DR4004-1QN | GAUGE MADE OF STAINLESS STEEL 316, STAINLESS STEEL BLOCK, SINGLE-ACTION 1/4-18 NPT, SCALED IN MPA, B | 663.93
6ES7407-0KA02-0AA0 | SIMATIC S7-400, POWER SUPPLY PS407: 10A, WIDERANGE, 120/230V UC, 5V DC/10A | 1367.44
6ES5710-8MA41 | SIMATIC,STAND.SECTIONAL RAIL WIDTH 35MM, LENGTH 2M | 113.27
8GK1383-0KK24 | ALPHA 630 DIN, MARSHALLING BOX HEIGHT = 350MM, WIDTH = 550MM, DEPTH = 320MM, SK1, IP55 | 666.03
8GK1031-2KK21 | ALPHA 160 DIN, WALL-MOUNTED DB, FM UNEQ. DISTR. BOARD RAL 9016 IP31 SK2, H=650 W=550 D=140 | 814.41
3SB2901-2EW | INSCRIPTION LABEL FOR GLUING ONTO LABEL HOLDER, LABEL SIZE 9.5 X 18.5MM, SILVER-COLORED, BLACK LETTE | 0.72
6ES7840-0CA01-0YX2 | SIMATIC S7, S7-PDIAG SOFTWARE UPDATE SERVICE WITHIN THE FRAMEWORK OF THIS CONTRACT, YOU WILL RECEIVE | 414.99
6ES7322-5FF00-0AB0 | SIMATIC S7-300, DIGITAL OUTPUT SM 322, OPTICALLY ISOLATED, 8 DO, 120/230V AC, 2A, WITH 1 POINT PER C | 788.02
7KM4212-0BA00-3AA0 | SENTRON PAC4200; LCD; 96X96MM POWER MONITORING DEVICE PANEL MOUNT TYPE FOR MEASUREMENT OF ELECTR. VA | 1850.36
6SL3000-0BE32-5AA0 | SINAMICS/MICROMASTER PX LINE FILTER INPUT: 3AC 380-480 V, 50/60 HZ 250 A | 1759.39
A5E01191992 | ACC. MAG 3100 DN125 CL150 GROUND RING HASTELLOY | 586.15
6SL3320-1TE38-4AA3 | SINAMICS SINGLE MOTOR MODULE INPUT: DC 510 - 720V OUTPUT: 3AC 0 - 480V, 840A RATED POWER: 450KW CHAS | 38597.55
BVP:262499 | BD2-AK03X/FS125IEC-3 TAP-OFF UNIT 125A / 1X 3POLE IE C FUSE SWITCH DISC. | 1069.66
8GK4552-2KK12 | ALPHA 400/630 DIN, KIT FOR FUSE SWITCH 3NP4010, 2XNH000 TO 160A MOUNT. PLATE W. INSULAT. BLIND H=300 | 75.65
8GK1032-5KK41 | ALPHA 160 DIN, WALL-MOUNTED DB, SM UNEQ. DISTR. BOARD RAL 9016 IP43 SK2, H=1100 W=1050 D=140 | 752.4
6SE6440-2UE24-0CA1 | MICROMASTER 440 WITHOUT FILTER 3AC 500-600 V +10/-10% 47-63 HZ CONSTANT TORQUE POWER 4 KW OVERLOAD | 3781.6
5SY8163-7 | CIRCUIT BREAKER 230/400V 25KA, 1POLE, C, 63A, D=70MM | 34.6
5SY8214-7 | CIRCUIT BREAKER 400V 25KA, 2POLE, C, 0.3A, D=70MM | 84.06
2XV9450-1CG41 | S7 REDCONNECT UNIX FOR DEBIAN LINUX LICENSE CONTINGENT:S7REDCONNECT SOFTNET S7, SOFTNET TF/APRED T4. | 7263.05
3RA6250-2EP32 | SIRIUS, COMPACT STARTER, REVERSING STARTER 400 V, 110 ... 240 V AC/DC, 50 ... 60 HZ, 8 ... 32 A, IP2 | 1506.63
3RF2150-3AA24 | SEMICONDUCTOR RELAY 3RF2, 1-PH. WIDTH 22.5MM, 50 A 48-460 V / 110-230 V AC RING TERMINAL | 51.41
3RV1011-1EA10-ZX95 | CIRCUIT-BREAKER, 2.8...4 A, N-RELEASE 52 A, SIZE S00, MOTOR PROTECTION, CLASS 10, SCREW CONNECTION S | 64.57
6SL3225-0BE32-2AA0 | SINAMICS G120 POWER MODULE PM250 WITH BUILT IN CL. A FILTER POSSIBILITY OF REGENERATION 3AC380-480V | 5839.86
5TG2552-6 | DELTA I-SYSTEM, CARBON METALLIC FRAME, 2FOLD, 151X80MM | 11.44
8WH8120-5AB35 | LABELS, LONGIT. 31 - 40 SIZE ZB10 | 0.11
A5E00215467 | MOTHERBOARD FIELDBUS FOUNDATION WITHOUT EXPLOSION PROTECTION | 1318.74
3SE5232-0LU21 | HINGED SWITCH MOLDED-P. HOUSING, 31MM; 1X(M20X1.5) WITH HOLLOW SHAFT D=8MM; ACTUATING ANGLE 10 DEG; | 40.29
3SF1314-1SB11-1BA1 | SAFETY POSITION SWITCHES WITH SOLENOID INTERLOCKING LOCKING FORCE 2600N, 5 DIR. OF APPROACH METAL EN | 766.22
7KT5802 | MECHANICAL TIME COUNTER 24 V, 50 HZ | 45.72
6FX7008-1BC21-1FA0 | POWER CABLE, SOLD BY THE METER, 4 X 2.5 + 4 X 0.5 C FOR LINEAR MOTORS TRAILING TYPE UL/CSA DESINA MO | 1359.26
6FX8008-1BD21-3AA0 | SIGNAL CABLE,SOLD BY THE METER 4 X 2 X 0.34 + 4 X 0.5 C TRAILING CABLE, UL/CSA DESINA MOTION CONNECT | 1651.39
7MH7723-1HR | 3 CALIBRATION CHAIN STRANDS 7.23 KG/M (4.86 LBS/FT) WITH MOUNT AND SPACERS (CORROSION RESISTANT) | 2202.08
3WL9111-0BB13-0AA0 | ACCESSORIES CIRCUIT BREAKER 3WL LOCKING DEVICE AGAINST OPENING THE CABINET DOOR (OUTWITTABLE) | 305.5
BVP:034255 | BD01-63-3-0,5 3M 63A BUSBAR TRUNKING | 281.49
5TG7301 | I-SYSTEM SPARE INC. LAMP FOR LIGHT SIGNAL INSERT | 4.94
3RF2340-1AA22 | SEMI-COND. CONTACTOR 3RF2,1-PH. AC 51 40 A 40 DEGREES C 24-230 V / 110-230 V AC SCREW TERMINAL | 78.49
3RH1921-2KA20 | AUX. CONTACT BLOCK, 2 NO, DIN EN50005, 10MM, CAGE CLAMP CONNECTION, S3...S12, FOR MOTOR CONTACTORS, | 10
7LF5301-5 | QUARTZ TIME SWITCH WEEK FORM C 230V/50-60HZ 3 TE AUTOMATIC SU/WI TRANSFER | 112.64
6FX8008-2DC00-3AA0 | SIGNAL CABLE, SOLD BY THE METER (DRIVE CLIQ) 2X2X0.15+2X0.38 C TRAILING TYPE UL/CSA DESINA MOTION CO | 1965.33
6FX2001-3GB00 | SIMODRIVE (ACCESSORIES) INCR.ROTARY ENCODER W.1-V-SINUS 1000 PULSES, SYNCHRON. FLANGE, 6 MM SHAFT, V | 366.56
6ES7132-7GD21-0AB0 | SIMATIC DP, ELECT. SUBMODULE FOR ET 200ISP, 4 DO, DC 17.4V/40MA, "L"-SHUT DOWN | 763.69
3RV1011-1FA10-ZW96 | CIRCUIT-BREAKER, 3.5...5 A, N-RELEASE 65 A, SIZE S00, MOTOR PROTECTION, CLASS 10, SCREW CONNECTION S | 64.57
5SE2335 | NEOZED FUSE LINK 400V GL, SIZE D02, 35A IN FOLDING BOX | 1.18
4RB2104-3EJ50 | POWER CAPACITOR PHICAP MKP 480V 10.4KVAR | 122.56
6AV6613-0AA00-0AL0 | WINCC FLEXIBLE ADVANCED SOFTWARE UPDATE SERVICE WITHIN THE FRAMEWORK OF THIS CONTRACT, YOU WILL RECE | 684.44
4RB2042-1FC50 | POWER CAPACITOR PHICAP MKP 525V 4.2KVAR | 57.99
6AG1193-4CB70-7AA0 | SIPLUS ET200S TM-E15N24-0 -40...+70 DEGREES C WITH CONFORMAL COATING BASED ON 6ES7193-4CB70-0AA0 5 P | 189.47
3SB2900-0XZK2Y | LABEL HOLDER WITH INSCRIPTION LABEL, LABEL SIZE 9.5 X 18.5MM, SILVER-COLORED, BLACK LETTERING, CUSTO | 3.1
3WL9111-0AN24-0AA0 | ACCESSORIES CIRCUIT BREAKER 3WL MAIN CONDUCTOR CONN. 1 OFF WITHDRAW. CIRC. BREAKER SZ I CONNECTION F | 99.43
3SB2901-5RG | INSERT CAP FOR PUSHBUTTON AND ILLUMINATED PUSHBUTTON RAISED 6 CLEAR WITH BLACK LETTERING, WITH SYMBO | 0.93
3WL9111-0AA53-0AA0 | ACCESSORIES CIRCUIT BREAKER 3WL RATED CURRENT REF. MODULE 400A F. ETU25, 27, 45, 55, 75, 76 | 412.95
4EU2722-5BA00-0AA0 | COMMUTATING CHOKE FOR CONVERTER; PHASES:3; UN1(V):400; ITHMAX 1(A) / F1(HZ):224 /50; I LN (A):201,6; | 4649.02
5SH5100 | NEOZED ADAPTER SLEEVE FITTER | 8.05
4RB4104-3EJ50 | POWER CAPACITOR PHASECAP COMPACT MKK 480V 10.4KVAR | 278.38
3NW6005-1 | CYLINDRICAL FUSE GG ACC. TO FRENCH STANDARD (NFC) WITHOUT INDICATOR SIZE 10X38MM, 500V 16A | 4.2
3RT1076-2AV36 | CONTACTOR, 250KW/400V/AC-3 AC(40...60HZ)/DC OPERATION UC 380-420V AUXILIARY CONTACTS 2NO+2NC 3-POLE, | 1947.39
5SY4232-8 | CIRCUIT BREAKER 400V 10KA, 2-POLE, D, 32A, D=70MM | 43.34
5SY4505-7 | CIRCUIT BREAKER 230V 10KA, 1+N-POLE, C,0.5A, D=70MM | 31.91
3RT1076-2NF36 | CONTACTOR, 250KW/400V/AC-3 AC(40...60HZ)/DC OPERATION UC 96-127V AUXILIARY CONTACTS 2NO+2NC 3-POLE, | 2149.79
5SY4540-7 | CIRCUIT BREAKER 230V 10KA, 1+N-POLE, C, 40A, D=70MM | 26.19
3RA6400-1BB42 | SIRIUS, COMPACT STARTER, DIRECT STARTER W/SYSTEM INTERFACE, 690 V, 32 A, 24 V DC, 0.32 ... 1.25 A, I | 836.53
3RA1953-2B | CABLE SET FOR YD-STARTER MOD.S6-S6-S6 | 274.75
3NW7122 | BUILT-IN FUSE BASE WITH SIGNAL DETECTOR FOR CYLINDRICAL FUSES SIZE 14X51 MM 50 A, 2-POLE | 58.81
3NP1153-1JC10 | FUSE-SWITCH-DISCONNECTOR 3-POLE, NH2, 400A 60MM BUSBAR SYSTEM COVERS FOR RITTAL FLAT CONNECTOR | 367.44
5SY7302-7 | CIRCUIT BREAKER 400V 15KA, 3-POLE, C, 2A, D=70MM | 69.43
3RT1476-2AP36 | CONTACTOR, 690A/AC-1 AC(40...60HZ)/DC OPERATION UC 220-240V AUX. CONTACTS 2NO+2NC 3-POLE, SIZE S12 B | 1526.19
8GK9911-0KK03 | ALPHA 160/400/630 SUPPORT EXTENSIONS, 7.5MM BULK PACK:100 UNITS FOR PLUGGING ON SUPPORT | 0.7
8GK4501-2KK21 | ALPHA 160 DIN, RESERVE SECTION COVERS KIT W. SUPPORT, RAL7035 H=300 W=500 | 52.14
3VL9800-1UQ00 | ACCESSORY FOR VL630, VL800, VL1250, VL1600, UNDERVOLTAGE RELEASE 277 V AC RIGHT POLE ONLY | 267.54
3RK1325-6KS71-1AA0 | SIRIUS MOTOR STARTER M200D AS-I COMMUNICATION: AS-INTERFACE REVERSING STARTER STANDARD ELECTRONIC SW | 1071.77
3RK1315-6KS41-2AA0 | SIRIUS MOTOR STARTER M200D AS-I COMMUNICATION: AS-INTERFACE DIRECT ON-LINE STARTER, BASIC MECHANICAL | 810.9
6AV6671-1AJ00-0AX0 | PROTECTIVE COVER FOR OP 77A, OP 77B, 2 X PROTECTIVE COVERS, 2 X LOWER FRAMES, 2 X UPPER FRAMES | 245.19
3RT1265-6AT36 | VAC. CONTACTOR, 132KW/400V/AC-3 AC(40...60HZ)/DC OPERATION UC 575-600V AUXILIARY CONTACTS 2NO+2NC 3- | 1383.96
3NW8110-1 | CYLINDRICAL FUSE A.M. ACC. TO FRENCH STANDARD (NFC) WITHOUT INDICATOR SIZE 14X51MM, 500V 25A | 6.35
5SY4604-7 | CIRCUIT BREAKER 400V 10KA, 3+N-POLE, C, 4A, D=70MM | 78.23
6GK1706-1NX00-3AL0 | SIMATIC NET IE SNMP OPC-SERVER EXTENDED SW UPDATE SERVICE FOR 1 YEAR WITH AUTOM. EXTENSION REQUIRES | 1193.9
3RT1055-6AP36 | CONTACTOR, 75KW/400V/AC-3, AC(40...60HZ)/DC OPERATION UC 220...240V AUXIL. CONTACTS 2NO+2NC 3-POLE, | 446.38
3LD2305-1TL13 | MAIN SWITCH 4-POLE FRONT MOUNTING IU=160A, P/AC-23A AT 400V=75KW ROTARY ACTUATOR RED/YELLOW (EMERG. | 337.18
3LD2318-0TK11 | MAIN SWITCHES 3-POLE .. . . . FRONT / 4-HOLE MOUNTING | 304.09
3NA6807-6 | LV HRC FUSE LINK GL/GG WITH INSULATED GRIP LUGS WITH COMBINATION INDICATOR SIZE 000, 20A, AC 690V/DC | 29.63
3RA6500-1BB43 | SIRIUS, COMPACT STARTER, REVERSING STARTER W/SYSTEM INTERFACE, 690 V, 32 A, 24 V DC, 0.32 ... 1.25 A | 1246.91
3RV1011-0HA10-ZX95 | CIRCUIT-BREAKER, 0.55...0.8 A N-RELEASE 10 A, SIZE S00, MOTOR PROTECTION, CLASS 10, SCREW CONNECTION | 58.18
4AM6142-5AT10-0FA1 | TRANSFORMER SITAS; PHASES:1; PN/PN(S6)(KVA):1,6 /7,3; UPRI(V):400+/-5%; USEC(V):230; ISEC(A):6,96; F | 892.49
8MF9241 | MOUNTING PLATE H X W = 1200 X 800 MM FOR 8MF SYSTEM CUBICLE | 324.56
8MF9261 | MOUNTING PLATE H X W = 1800 X 800 MM FOR 8MF SYSTEM CUBICLE | 340
8WH2000-1AG08 | FUSE TERMINAL WITH SPRING CONNECTION, FOR FLAT FUSES, WIDTH: 6.2 MM, COLOR: BLACK ONLY FOR SHORT-CIR | 8.04
BVP:203245 | BD01-GK1X/4SD/F TAP-OFF UNIT | 176.23
3SB2901-5QL | INSERT CAP FOR PUSHBUTTON AND ILLUMINATED PUSHBUTTON RAISED CLEAR WITH BLACK LETTERING, WITH SYMBOL: | 0.93
3RW4453-6BC46 | SIRIUS SOFT STARTER, VALUES AT 690V, 40DEG., STANDARD: 551A, 560KW, INSIDE-DELTA CIRCUIT 3: ONLY UP | 32314.35
8MF6096-4R | STANDARD CUBICLE 8MF6 HXWXD=2000X900X600 SIDE-BY-SIDE MOUNTING NON-VENT., ASSEM., WELDED IP40 | 2762.5
8MF6268-5R | STANDARD CUBICLE 8MF6 HXWXD=2200X600X800 SIDE-BY-SIDE MOUNTING NON-VENT., ASSEM., WELDED IP54 | 2839.79
8MF6866-4E | STANDARD CUBICLE 8MF6 HXWXD=1800X600X600 INDIVIDUAL MOUNTING NON-VENT., ASSEM., WELDED IP40 | 2820.48
8WA1814 | COVER W. LIGHTNING SYMBOL FOR TERMINALS SZ 70 | 3.06
8WA1822-7EF76 | G FUSE LINK DIN 41662 TIME-LAG LOW BREAKING CAPACITY RATED UNINT. CURRENT 1A | 2.61
8MR2171-1BA | NC CONTACT,15DEGR.C,59DEGR.F FT0011, 01160.0-00, | 22.33
3NE3340-8 | SITOR SET OF FUSES 900 A, 690V AC, SIZE 2/110 MM | 263.12
3NJ6900-4GA00 | ACCESSORY FOR SWITCH DISCONNECTOR WITH FUSES IN-LINE TYPE, CAN BE PLUGGED IN SUPPORT FOR A-METER | 22.8
3NJ6930-3DC00 | ACCESSORY FOR DISCONNECTOR-FUSE IN-LINE TYPE, CAN BE PLUGGED IN,NH1 CURRENT TRANSFORMER RAILS FOR 3 | 154.16
5TG7156-1 | DELTA STYLE, PLATINUM METALLIC ROCKER W. LABEL F.UNIVERSAL SWITCH 2-WAY/1-WAY FOR INTERM. AND ONE-WA | 14.31
3SE5212-0AC05 | EMPTY ENCL. FOR POSITION SWITCH METAL ENCLOSURE TO EN50047, 31MM M20X1.5; MIT COVER COLOR TURQUOISE | 11.12
8WD4240-5BC | SIGNAL COLUMN DIAMETER 50 MM; SINGLE ELEMENT IP54; FLASHING LIGHT ELEMENT, LED GREEN 115 V AC/DC | 93.06
8WD4308-0EA | SIGNAL COLUMNS, DIAMETER 70MM ACCESSORIES TUBE, 250MM | 24.31
8WD5320-5AB | BUILT-IN LUMINAIRE STEADY BURNING LIGHT, 24V UC, RED | 134.84
3NA3224 | LV HRC FUSE LINK GL/GG WITH NON-INSULATED GRIP LUGS WITH FRONT INDICATOR SIZE 2, 80A, AC 500V/DC 440 | 13.34
3NE3333 | SITOR FUSE-LINK 450A, AC 1000V, SIZE 2/110MM | 206.25
3NE4334-6B | SITOR FUSE-LINK 500A, AC 800V, FOR 6QG12 | 201.5
3RK1325-6KS41-2AA3 | SIRIUS MOTOR STARTER M200D AS-I COMMUNICATION: AS-INTERFACE DIRECT ON-LINE STARTER STANDARD MECHANIC | 1022.03
6SL3000-2DH38-1AA0 | SINAMICS DU/DT-FILTER PLUS VOLTAGE PEAK LIMITER FOR POWER MODULE/MOTOR MODULE 800KW, 3AC 500-690V MA | 16366.46
3NJ6940-3BL23 | ACCESSORY FOR IN-LINE FUSE SWITCH DISCONNECT. PLUG-IN, CURRENT TRANSFORMER 600/5A, CL.0.5, CALIBRATE | 588.82
3NJ4915-2GB10 | ACCESSORIES F. STRIPS 3NJ41 IN-LINE FUSE SW.DISC. S.NH1-3 INTEGRAT. CURR. TRANSFORMER 250/5A,CL.0.5 | 91.34
3WL9111-0AT17-0AA0 | ACCESSORIES CIRCUIT BREAKER 3WL MODBUS GATEWAY WITH COM16 MODULE | 1467.37
5SA221 | DIAZED FUSE LINK 500V TIME-LAG TNDZ SERIES SIZE DII, THREAD E16, 4A | 3.76
5SU1644-7KK82 | FI/LS-PROTECTOR TYPE A (PSE), D=70MM IFN 300MA, 10KA, 4-POLEE C 125A | 710.67
5SU1644-7WK82 | FI/LS-PROTECTOR TYPE A (PSE), D=70MM IFN 300MA, 10KA, 4-POLEE C 125A FOR PARTIAL SHUTDOWN | 764.65
3NW6205-1 | CYLINDRICAL FUSE GG ACC. TO FRENCH STANDARD (NFC) WITHOUT INDICATOR SIZE 22X58MM, 500V 16A | 7.96
6AG1232-4HA30-4XB0 | SIPLUS S7-1200 SB1232 1AO FOR MEDIAL STRESS WITH CONFORMAL COATING BASED ON 6ES7232-4HA30-0XB0 . ANA | 221.3
3NW6103-1 | CYLINDRICAL FUSE GG ACC. TO FRENCH STANDARD (NFC) WITHOUT INDICATOR SIZE 14X51MM, 500V 10A | 4.62
3NP1920-1FB00 | ACCES.F.FUSE SWI. DISCONNECTOR FOR NH000 AUXILIARY SWITCH, 1 CO CONTACT SOLID-STATE COMPATIBLE | 17.16
3NP1923-1BE20 | ACCES.F.FUSE SWI.DISCONNECTOR FOR NH000 TRIPLE TERMINAL FOR BOX TERMINAL 3X 2.5 - 16 SQMM | 23.63
3NW6108-1 | CYLINDRICAL FUSE GG ACC. TO FRENCH STANDARD (NFC) WITHOUT INDICATOR SIZE 14X51MM, 500V 8A | 4.62
3NW6230-1 | CYLINDRICAL FUSE GG ACC. TO FRENCH STANDARD (NFC) WITHOUT INDICATOR SIZE 22X58MM, 500V 100A | 9.45
5SY4603-8 | CIRCUIT BREAKER 400V 10KA, 3+N-POLE, D, 3A, D=70MM | 146.18
5SY6520-6 | CIRCUIT BREAKER 230V 6KA,1+N-POLE B, 20A, D=70MM | 23.92
8GK4752-5KK35 | ALPHA 1600 DIN ASSEMBLY KIT F. 6X IN-LINE FUSE SWITCH DISC. 3NJ4 SZ.1-3, H=750 W=750 | 315.45
3WL9111-0AA54-0AA0 | ACCESSORIES CIRCUIT BREAKER 3WL RATED CURRENT REF. MODULE 500A F. ETU25, 27, 45, 55, 75, 76 | 412.95
5SF5068 | DIAZED FUSE-BASE SIZE DII MOULDED, 3-POLE SHOCK-HAZARD-PROTECTED (BGV A2) ENTRY: DOUBLE FUNCTION TER | 29.77
3NW8220-1 | CYLINDRICAL FUSE A.M. ACC. TO FRENCH STANDARD (NFC) WITHOUT INDICATOR SIZE 22X58MM, 500V 50A | 12.25
5SY4606-6 | CIRCUIT BREAKER 400V 10KA, 3+N-POLE, B, 6A, D=70MM | 62.38
3RT1476-6NB36 | CONTACTOR, 690A/AC-1 AC(40...60HZ)/DC OPERATION UC 21-27.3V AUXILIARY CONTACTS 2NO+2NC 3-POLE, SIZE | 1739.53
3RT1975-5AP32 | WITHDRAWABLE COIL FOR SIZE S12 F. CONTS. 3RT107/3RT127/3RT147 AC/DC OPERATION UC220-240V DRIVE: CONV | 137.95
3RA1933-3D | WIRING MODULE TOP FOR CONTACTOR ASSEMBLY S2...S2 WITH 10 MM SPACE BETWEEN CONTACTORS | 11.18
4AM5742-8JN00-0EA0 | TRANSFORMER SITAS; PHASES:1; PN/PN(S6)(KVA):1 /5; UPRI(V):400-230+/-15; USEC(V):24; ISEC(A):41,67; F | 691.61
4AM6142-5LT10-0FA0 | TRANSFORMER SITAS; PHASES:1; PN/PN(S6)(KVA):1,6 /7,3; UPRI(V):660+/-5%; USEC(V):230; ISEC(A):6,96; F | 834.42
3SE5232-0HK60 | SIRIUS POSITION SWITCH; PLASTIC HOUSING ACC. TO EN50047, 31MM DEVICE CONNECTION 1X M20X1.5); 1NO/1NC | 35.38
8GK9510-7KK42 | ALPHA 400DIN DOOR AS SPARE PART RIGHT DOOR H=1100 MM, W=525 MM FOR CABINET WIDTH 1000/1250 MM INCL. | 174.81
3RK4340-3HR51-1BA0 | SIRIUS MCU MOTOR STARTER EN.DEGR. OF PROTEC.IP55 PLASTIC COMMUNICATION WITHOUT ELECTROMECHANICAL SWI | 609.78
3RK1400-1MQ00-0AA3 | AS-INTERFACE COMPACT MOD. K60, DIGITAL, 4I/2O, IP67, 4 X 1 INPUT, 200MA MAX., PNP 2 X 1 OUTPUT, 2A, | 275.5
3RS1000-2CD20 | TEMPERATURE MONITORING RELAY FOR PT100, EXCEEDING OF 1 THRESH. VAL., WIDTH 22ND5 MM 0 C - 200 C, 24V | 207.01
4AT3632-8DD40-0FD0 | TRANSFORMER SITAS; PHASES:1; PN/PN(S6)(KVA):5 /24,5; UPRI(V):550-525-500-480-460- 440-415-400-380-23 | 3159.18
4RB4050-3EB50 | POWER CAPACITOR PHASECAP COMPACT MKK 415V 5.0KVAR | 238.39
4RB4083-3FC50 | POWER CAPACITOR PHASECAP COMPACT MKK 525V 8.3KVAR | 238.39
5SY4263-6 | CIRCUIT BREAKER 400V 10KA, 2-POLE, B, 63A, D=70MM | 56.53
3NW7152 | BUILT-IN FUSE BASE WITH SIGNAL DETECTOR FOR CYLINDRICAL FUSES SIZE 14X51 MM 50 A, 1-POLE+N | 61.6
5SY6206-7 | CIRCUIT BREAKER 400V 6KA, 2-POLE, C, 6A, D=70MM | 13.42
3RT1275-6AU36 | VAC. CONTACTOR, 200KW/400V/AC-3 AC(40...60HZ)/DC OPERATION UC 240-277V AUXILIARY CONTACTS 2NO+2NC 3- | 2040.4
8MF4643 | MOUNTING PLATE HXW=ALLX1000 | 347.73
8MF3500 | FOAM RUBBER PROFILE LENGTH 1 METRE | 29.56
7PV1518-1AJ30 | TIME RELAY, SOLID-STATE, ON-DELAY, 1 CO, 7 TIME RANGES 0.05S...100H, AC/DC 110V, 0.7...1.15XUP, SCRE | 55.33
8MF2098-4E | STANDARD CUBICLE 8MF2 HXWXD=2000X900X800 INDIVIDUAL MOUNTING NON-VENTIL., ASSEMBL., WELDED IP40 | 3129.55
8GK9400-0KK35 | ALPHA 1600 DIN ADAPTER KIT FOR ROW CUBICLE H=2000 W=850 D=400 | 226.02
3TY2564-5A | FOR CONTACTOR 3TC56, SIZE 12, REPAIR KIT | 397.94
6FX5008-1BB61-2AA0 | POWER CABLE, SOLD BY THE METER 4 X 16 C, UL/CSA, DESINA MOTION-CONNECT 500 DELIVERY FORM: ON DISPOS. | 2792.05
6FX8002-2YW12-1AK0 | EXTENSION M.009,00 | 427.05
5UB1563 | I-SYSTEM, ORANGE (ZSV) SCHUKO SOCKET OUTL. 10/16A 250V W. SCREWLESS TERMINALS STATUS DISPLAY, LABEL. | 31.85
5TT4105-0 | REMOTE SWITCH WITH 1 NO AND 1 NC CONTACT FOR AC 230, 400V 16A CONTROL AC 230V | 32.15
5UB1826 | DELTA STYLE SCHUKO OUTLET 10/16A 250V WITH LABELING SV GREEN | 14.73
5SJ4220-7HG42 | CIRCUIT BREAKER 10KA, 2POLE, C, 20A ACC. TO UL 489 - 480Y/277V | 107.87
5SU1356-7KK16 | FI/LS-PROTECTOR TYPE A (PSE/SSF), D=70MM IFN 30MA,6KA, 1+N-POLEE C 16A | 81.84
6FX2003-0SA50 | POWER CONNECTOR 17 POLE SPEED CONNECT M17 EXTERNAL THREAD; PINS 1X 17 POLE INSULATOR 20X CONTACTS 0, | 96.2
6FX5008-1BB12-2AA0 | POWER CABLE, SOLD BY THE METER 4 X 120 C, UL/CSA, DESINA MOTION-CONNECT 500 DELIVERY FORM: ON DISPOS | 19706.59
8MF9234 | MOUNTING PLATE H X W = 800 X 1200 MM FOR 8MF SYSTEM CUBICLE | 266.58
8MF5088-4E | STANDARD CUBICLE 8MF5 HXWXD=2000X800X800 INDIVIDUAL MOUNTING NON-VENT., NOT ASSEM., SCREWED IP40 | 3342.07
4AM3442-4TT10-0FA0 | TRANSFORMER SITAS; PHASES:1; PN/PN(S6)(KVA):0,1 /0,31; UPRI(V):230+/-5%; USEC(V):230; ISEC(A):0,43; | 120.69
3NA6244 | LV HRC FUSE LINK GL/GG WITH INSULATED GRIP LUGS WITH COMBINATION INDICATOR SIZE 2, 250A, AC 500V/DC | 19.06
6FX2001-2SB50 | SIMODRIVE (ACCESSORIES) INCR. ROTARY ENCODER W. RS 422 (TTL) 1500 PULSES, CLAMP FLANGE 10 MM SHAFT, | 366.56
6GK1716-0HB00-3AE0 | SIMATIC NET, S7-REDCONNECT UPGRADE FOR EDITION 2006 INCL. S7-OPC-SRVR, S7-1613/2006 SW FOR FAIL SAVE | 986.57
8MF2884-5E | CUBICLESYSTEM 8MF2000 HXWXD = 1800 X 800 X 400MM FOR INDIVIDUAL MOUNTING WITH SIDE PANELS, IP 54 | 2859.1
5ST2192 | FORK-TYPE BUSBAR SHOCK-PROOF, 3-PHASE 16 SQMM, 56 SPACING UNITS | 44.36
3SB2000-2BC01 | TOGGLE SWITCH, 16MM, ROUND, PLASTIC, RED, 2 SWITCH POSITIONS O-I, MOMENTARY CONTACT, RETURN FROM RIG | 13.16
3RX9802-0AA00 | AS-I CAP PLUGS FOR UNUSED M12 SOCKETS OF THE APPLICATION MODULES | 1.7
3SB2202-2AC01 | TOGGLE SWITCH, 16MM, ROUND, PLASTIC, RED, 2 SWITCH POSITIONS O-I, LATCHING, 1NO | 23.11
6FX7008-1BC21-2AA0 | POWER CABLE, SOLD BY THE METER, 4 X 2.5 + 4 X 0.5 C FOR LINEAR MOTORS TRAILING TYPE UL/CSA DESINA MO | 2705.44
6GK1901-1GB00 | INDUSTRIAL ETHERNET FASTCONNECT BLADE CASSETTES, 12MM, SPARE BLADE CASSETTES FOR IE FASTCONNECT STRI | 110.95
8MF6068-5R | STANDARD CUBICLE 8MF6 HXWXD=2000X600X800 SIDE-BY-SIDE MOUNTING NON-VENT., ASSEM., WELDED IP54 | 2743.2
3LD2203-1TL51 | MAIN CONTROL SWITCH 4-POLE IU=32, P/AC-23A AT 400V=11,5KW FRONT MOUNTING FOUR-HOLE MOUNTING ROTARY A | 43.81
3LD2514-0TK51 | MAIN CONTROL SWITCH 3-POLE IU=63, P/AC-23A AT 400V=22KW BASE MOUNTING MOUNTING RAIL/TWO-HOLE MOUNTIN | 61.55
3NC2425-0C | SITOR FUSE-LINK FOR SEMICONDUCTOR PROTECTION 200A GR 500V SIZE 3 CONNECTION CONTACT INDICATOR 110MM | 195.55
3RT1065-2AV36 | CONTACTOR, 132KW/400V/AC-3 AC(40...60HZ)/DC OPERATION UC 380-420V AUXILIARY CONTACTS 2NO+2NC 3-POLE, | 897.12
8MF6286-4ES | EMC CUBICLE IP40 HXWXD=2200X800X600 | 4095.46
8MF9081 | ACTIVATING BOLT SQUARE 8MM | 37.29
8MR2132-1A | 120-250V, 50WATTS, 15DEGR. CSF060,06001.0-00, | 105.23
3NP1933-1BG10 | ACCES.F.FUSE SWI. DISCONNECTOR FOR NH00 AUXILIARY CONDUCTOR CONNECTION FOR FLAT CONNECTOR | 6.79
3RT1926-2FJ31 | SOLID-STATE, TIME-DELAYED AUXILIARY SWITCH BLOCK SETTING RANGE 5 S...100 S, AC/DC 24 V, 1NO + 1NC, O | 83.56
3RT1965-5PF31 | WITHDR. COIL FOR SIZE S10 FOR CONTACTORS 3RT106/3RT146 AC/DC OPERATION 96-127V UC DRIVE: ELECTRONIC | 336.08
3RT1956-1CE00 | SURGE SUPPRESSOR./RC ELEMENT FOR CONTACTOR MOD.S6/S10/S12 FOR US = AC 240-420 V | 25.93
6ES7138-7EC00-0AA0 | SIMATIC DP, POWER SUPPLY MODULE AC 120/230V FOR ET200ISP | 2015.96
3SE5112-0MA00 | BASIC SWITCH FOR POSITION SWITCH 3SE5112, METAL ENCLOSURE, TO EN50041, 40 MM; 1X(M20X1.5) 1NO/2NC SL | 31.51
8US1922-2DA00 | BUSBAR SYSTEM, ACCESSORIES CENTER-CENTER DISTANCE 60 MM COVER PROFILE, TT BUSBAR LENGTH: 1000 MM | 40.6
A5E00141523 | MOTHERBOARD PROFIBUS PA, WITHOUT EXPLOSION PROTECTION | 1318.74
3RK1902-0AB00 | DISMANTLING TOOL FOR HAN Q4/2 | 36.29
3RS1000-1CD20 | TEMPERATURE MONITORING RELAY FOR PT100, EXCEEDING OF 1 THRESH. VAL., WIDTH 22ND5 MM 0 C - 200 C, 24V | 200.04
5SY5220-7 | CIRCUIT BREAKER CURR. SENS DC 440V AC 400V 10KA, 2-POLE, C, 20A | 35.7
5SY4313-6 | CIRCUIT BREAKER 400V 10KA, 3-POLE, B, 13A, D=70MM | 37.23
3NW6222-1 | CYLINDRICAL FUSE GG ACC. TO FRENCH STANDARD (NFC) WITHOUT INDICATOR SIZE 22X58MM, 500V 63A | 8.46
3NP1143-1DA12 | FUSE-SWITCH-DISCONNECTOR 3-POLE, NH1, 250A MOUNTING PLATE CONSTRUCTION COVER LEVEL 70 MM FLAT CONNEC | 347.73
3RT1955-5AR31 | WITHDR. COIL FOR MOD. S6 FOR CONTACTORS 3RT105/3RT145 AC/DC ACTUATOR UC440-480V DRIVE: CONVENTIONAL | 69.27
3NP5460-0EA86 | FUSE-SWITCH-DISCONNECTOR I=630A, U=690V, AUXILIARY SWITCH 1NO+1NC FOR CABLE-LUG CONNECTION FUSE SIZE | 1025.72
5TG2083 | SUPPORT PLATE BLUE INSERT FOR HOLDING UP TO 2 MODULAR JACK PLUG-IN CONN. SCREW FIXING PEHA RESP. MJ8 | 6.97
3SE5122-0CA00-1CA0 | BASIC SWITCH W. INCREASED CORROSION PROTECTION FOR POSITION SWITCH 3SE51, METAL ENCLOSURE 56MM, DEVI | 33.24
3SE5234-1BC05-1AF3 | SIRIUS POSITION SWITCH; PLASTIC HOUSING 31MM;TO EN50047, 1NO/1NC SLOW-ACTION CONTACTS W. M12 CONNEC. | 58.12
3SE5132-0LR01 | SIRIUS POSITION SWITCH PLASTIC ENCLOSURE 40MM TO EN50041 DEVICE CONNECTION 1X (M20X1.5) 1NO/2NC SNAP | 40.13
3SE5212-0KD03 | SIRIUS POSITION SWITCH; METAL ENCLOSURE TO EN50047, 31MM DEVICE CONNECTION 1X(M20X1.5); 1NO/2NC SLOW | 33.42
BVP:261891 | BD2C-400-TR JUNCTION UNIT T UNIT RIGHT 160- 400A | 3969
3NP1153-1BC22 | FUSE-SWITCH-DISCONNECTOR 3-POLE, NH2, 400A 60MM BUSBAR SYSTEM COVER LEVEL 32/70 MM BOX TERMINAL FUSE | 570.28
3NP1933-1DA00 | ACCES.F.FUSE SWI. DISCONNECTOR FOR NH00 SYSTEM MASKING FRAME HIGHT 215MM, WIDTH 130MM | 7.88
3NP1953-1BB10 | ACCES.F.FUSE SWI. DISCONNECTOR FOR NH2 PRISM TERMINAL, SINGLE | 39.64
3RT1476-6AP36 | CONTACTOR, 690A/AC-1 AC(40...60HZ)/DC OPERATION UC 220-240V AUXILIARY CONTACTS 2NO+2NC 3-POLE, SIZE | 1526.19
3RK2400-1FE00-0AA2 | AS-INTERFACE SLIMLINE MOD. S45, DIGITAL, 4I/3O, 2/3-WIRE, IP20 4 X 1 INPUT, 200MA, PNP 3 X 1 OUTPUT, | 473.51
3TH4253-0BB4 | CONTACTOR RELAY 53E EN 50 011 5NO+3NC, SCREW TERMINALS DC OPERATION DC SOLENOID SYSTEM DC 24V | 99.96
4AM4642-4TV00-0EA0 | TRANSFORMER SITAS; PHASES:1; PN/PN(S6)(KVA):0,4 /1,44; UPRI(V):230+/-5%; USEC(V):42; ISEC(A):9,52; F | 284.74
3VL9400-1UL00 | ACCESSORY FOR VL160X, VL160, VL250, VL400, UNDERVOLTAGE RELEASE 500...525V AC RIGHT POLE ONLY | 215.86
3VL9000-8LH20 | ACCESSORY FOR VL160X, VL160, VL250, VL400,VL630, VL800, CONNECTING CABLE 1,0M | 107.27
3VL9400-8BH00 | ACCESSORY FOR VL400, COVER FRAME IP40 FOR CIRCUIT BREAKER DRAW-OUT MOUNTED W. RCD + ROTARY DRIVE | 96.15
3RF2340-1AA02 | SEMI-COND. CONTACTOR 3RF2,1-PH. AC 51 40 A 40 DEGREES C 24-230 V / 24 V DC SCREW TERMINAL | 71.54
3NJ4915-2GB11 | ACCESSORIES F. STRIPS 3NJ41 IN-LINE FUSE SW.DISC. S.NH1-3 INTEGRAT. CURR. TRANSFORMER 250/5A,CL.0.5 | 299.05
3NJ4915-2HA10 | ACCESSORIES F. STRIPS 3NJ41 IN-LINE FUSE SW.DISC. S.NH1-3 INTEGRAT. CURR. TRANSFORMER 400/1A,CL.0.5 | 91.34
3RH1921-1XA22-0MA0 | AUX.SWITCH BLOCK, 2NO+2NC, WITH ORDINAL NUMBERS 5...8, DIN EN 50012, 4-POLE SCREW CONNECTION, FOR CO | 13.06
3SE7160-1AE00 | SIRIUS CABLE-OPER. SWITCH METAL HOUSING,2X M25X1.5 2NO+2NC, LATCHES ACC. TO EN419 BUTTON RESET 2-SID | 441.78
3SE7931-1AD | SPRING, 35N FOR CABLE-OPERATED SWITCH 3SF7; 3SF2 | 26.27
5TT3170 | N-TYPE FUSE MONITOR 3AC 380 TO 415V | 133.61
CQO:1012TW-3L | RTD MOUNTING HARDWARE THERMOWELL, STANDARD DUTY WITH LAGGING 292MM (11.5 INCH) (LEG.-NR. 1012TW-3L) | 506.3
C73000-M7450-C150 | SIPART PS2, MOUNTING AND INSTALLATION INSTRUCTIONS, FRENCH/ITAL./SPAN. | 14.68
3RK1315-6KS71-1AA5 | SIRIUS MOTOR STARTER M200D AS-I COMMUNICATION: AS-INTERFACE REVERSING STARTER, BASIC ELECTR. SWITCHI | 1183.4
3RK4340-3MR51-0BA0 | SIRIUS MCU MOTOR STARTER EN.DEGR. OF PROTEC.IP55 PLASTIC COMMUNICATION WITHOUT ELECTROMECHANICAL SWI | 509.65
6SL3000-0CE41-6AA0 | SINAMICS LINE REACTOR INPUT: 3PH 380-480V, 50/60HZ 1600A | 4187.09
3RT1065-6AU36 | CONTACTOR, 132KW/400V/AC-3 AC(40...60HZ)/DC OPERATION UC 240-277V AUXILIARY CONTACTS 2NO+2NC 3-POLE, | 897.12
4RB5281-3EE50 | POWER CAPACITOR PHASECAP MKK 440V 28.1KVAR | 468.42
3TC4417-0LF4 | CONTACTOR SIZE 2, 2-POLE FOR RAILWAY APPLICATIONS DC-3 AND 5, 7.5A AT 750V AUXILIARY CONTACTS 21 (2N | 273.05
5SJ4230-7HG41 | CIRCUIT BREAKER 240V 14KA, 2-POLE, C, 30A, D=70MM ACC. TO UL 489 | 130.66
LZS:RT3A4L24 | PLUG-IN RELAY COMPACT UNIT DC 24V, 1 CO CONTACT LED MODULE RED STANDARD PLUG-IN SOCKET 5 MM PINNING | 17.97
S79220-B2546-F888 | SIMATIC PCS 7, SOFTWARE, UPDATE PACKAGE ENGINEERING FROM PCS 7 V7.1 SP1 TO PCS 7 V7.1 SP2 FLOATING L | 47.29
4RB5150-3EB50 | POWER CAPACITOR PHASECAP MKK 415V 15.0KVAR | 358.4
4RB5330-3EE50 | POWER CAPACITOR PHASECAP MKK 440V 33.0KVAR | 535.1
6AU1820-0AA20-0AB0 | SIMOTION TECHNOLOGY OPTION MULTIAXES PACKAGE SINGLE LICENSE ON PAPER FOR ONE TARGET DEVICE | 5176.13
4RB4150-3EE50 | POWER CAPACITOR PHASECAP COMPACT MKK 440V 15.0KVAR | 343.4
3NJ6923-1BA00 | ACCESSORY FOR SWITCH DISCONNECTOR W. FUSES IN-LINE TYPE, PLUG-IN TYPE, NH00 CONNECTING TERMINALS BAS | 78.91
3NA3817 | LV HRC FUSE LINK GL/GG WITH NON-INSULATED GRIP LUGS WITH FRONT INDICATOR SIZE 000, 40A, AC 500V/DC 2 | 4
3NJ4918-0EA00 | ACCESSORIES FOR IN-LINE FUSE SWITCH DISCONNECTORS 3NJ41 ADAPTER FOR SURFACE MOUNTING 3NJ4103 TO CENT | 38.83
5ST3637 | PIN BUSBAR, 16 SQMM CONNECTION: 3X2-PHASE SAFE-TO-TOUCH | 3.42
3RW4465-2BC34 | SIRIUS SOFT STARTER, VALUES AT 460V, 50DEGREES, STANDARD: 885A, 800HP, INSIDE DELTA: ONLY UP TO 400V | 43434.68
3RW4466-6BC45 | SIRIUS SOFT STARTER, VALUES AT 500V, 40DEGREES, STANDARD: 1214A, 900KW, INSIDE DELTA: 2103A, 1500KW, | 54555
5SH316 | D-TYPE ADAPTER SCREW SIZE DII/THREAD E27, 25A | 0.95
5SH5404 | NEOZED SPECIAL ADAPTER SIZE D02, 4A | 0.42
5SU1674-7DK82 | RCBO SIQUENCE TYPE B,UNIVERS.CURRENT SENSITIV IFN 300MA, 10KA, 4POLIG C 125A SHORT-TIME DELAYED, 11M | 2310.14
6AV7672-1CF00-0AA0 | PROT. MEMBRANE FOR PANEL PC577B/677B/FLAT PANEL 17" TOUCH 10 PIECES PER PACKAGING UNIT | 229.23
5UH1082 | DELTA VITA, CARBON METALLIC COVER PLATE 55X55MM FOR SCHUKO OUTLETS | 9.59
5SY5115-7 | CIRCUIT BREAKER CURR. SENS DC 220V AC 230/400V 10KA, 1-POLE, C, 1.6A | 30.06
5SY4140-7 | CIRCUIT BREAKER 230/400V 10KA, 1-POLE, C, 40A, D=70MM | 20
5SY4180-7 | CIRCUIT BREAKER 230/400V 10KA, 1-POLE, C, 80A, D=70MM | 35.59
5SY4615-5 | CIRCUIT BREAKER 400V 10KA, 3+N-POLE, A,1.6A, D=70MM | 183.62
8WA1011-6EG24 | TWO-TIER TERMINAL THERMOPLASTIC CONNECTION ON BOTH ENDS DIODE TERMINAL, 6.5MM SZ 4 | 12.07
8WA752 | SPACER 9MM | 0.97
BVP:203530 | BD2-250-EBAL END FEEDER UNIT WITH ACC. 250 A | 22.02
3VL9600-3ML01 | ACCESSORY FOR VL800UL, (MG FRAME) MOTOR-OPER. MECHANISM W. STORAGE SPRING 42...48V AC/DC | 2165.19
6GK5791-2AC00-0AA0 | POWER SUPPLY PS791-2AC (AC/DC POWER SUPPLY), 10W, IP65 (-40-+70 DGR C), INPUT: 90 -240 V AC, OUTPUT: | 409.16
8MF5026-5R | STANDARD CUBICLE 8MF5 HXWXD=2000X1200X600 SIDE-BY-SIDE MOUNTING NON-VENT., NOT ASSEM., SCREWED IP54 | 4037.52
8MF4827 | 19 INCH COVER PLATE FOR SWING FRAME 44 HM/43 HM | 299.42
3LD9240-0C | N COND. LEADING SWITCH-ON F. BOTTOM MOUNTING FOR 3LD23/24 | 59.88
3NJ6900-4HD22 | ACCESSORY FOR SWITCH DISCONNECTOR W/FUSE, IN-LINE, PLUG-IN, AMPEREMETER, BI-METAL 100/5A, CL.1, 1 VA | 190.07
3NA3812-6 | LV HRC FUSE LINK GL/GG WITH NON-INSULATED GRIP LUGS WITH FRONT INDICATOR SIZE 000, 32A, AC 690V/DC 2 | 21.85
3SE5112-0BH02 | SIRIUS POSITION SWITCH METAL HOUSING 40MM, TO EN50041 DEVICE CONNECTION 1X (M20X1,5) 1NO/1NC SLOW-AC | 62.02
3SE5212-0PC05-1CA0 | SIRIUS POSITION SWITCH W. INCREASED CORROSION PROTECTION METAL ENCLOSURE TO EN50047, 31MM DEVICE CON | 32.75
3SE5312-1SG11 | SAFETY POSITION SWITCHES WITH SOLENOID INTERLOCKING LOCK. FORCE 2600N,5 APPR. DIR. METAL HOUSING,3X( | 379.32
BVP:261530 | BD2A-3-800-WB-2W* OPTIONAL LENGTH 1,26M-2,24M 800 A, N + PE, 4-8 TAP OFFS | 2012.03
FDK:083N8483 | MAG 3100 C FLANGE 2000MM PN6 S/STEEL | 6769.75
8WC5063 | FLAT COPPER BAR 20 X 10MM APPROX. 2 METERS LONG TINNED | 315.46
6SL3040-1MA00-0AA0 | SINAMICS CONTROL UNIT CU320-2 DP WITH PROFIBUS INTERFACE WITHOUT COMPACT FLASH CARD | 1203.27
3NA6252-6 | LV HRC FUSE LINK GL/GG WITH INSULATED GRIP LUGS WITH COMBINATION INDICATOR SIZE 2, 315A, AC 690V/DC | 90.4
3RT1056-2AB36 | CONTACTOR, 90KW/400V/AC-3 AC(40...60HZ)/DC OPERATION UC 23-26V AUXILIARY CONTACTS 2NO+2NC 3-POLE, SI | 563.43
3NE1230-3 | SITOR FUSE-LINK FOR SEMICONDUCTOR PROTECTION 315A GR 690V SIZE 1 CONNECTION CONTACT INDICATOR 110MM | 150.51
3NE8020-1 | SITOR FUSE LINKS 80A, AC 690V (DIN 43620, SIZE 00) | 56.66
3NJ6900-4HH11 | ACCESSORY FOR SWITCH DISCONNECTOR W/FUSE, IN-LINE, PLUG-IN, AMPEREMETER, MOVING IRON 300/1A, CL.1, 0 | 64.31
3RW4456-2BC36 | SIRIUS SOFT STARTER, VALUES AT 575V, 50DEG., STANDARD: 693A, 750HP, INSIDE-DELTA CIRCUIT 3: 1200A, 1 | 45004.61
3NJ4915-1EB20 | ACCESSORIES F. STRIPS 3NJ41 IN-LINE FUSE SW.DISC. S.NH00 INTEGRAT. CURR. TRANSFORMER 100/5 A, CL.1 | 79.87
3RK1901-1KA01 | AS-INTERFACE ACCESSORIES SCREW CAP M12 FOR MODULES IP67 MANIPULATION-PROOF DESIGN | 1.83
6SL3720-1TG31-0AA3 | SINAMICS S120 CABINET MODULE SINGLE MOTOR MODULE WITH CIM+CU320-2 OUTPUT: DC 675 - 1035V INPUT: 3AC | 13416.14
BVP:034291 | BD01-GK2X/2SD163CEE165 TAP-OFF UNIT | 258.24
3LD2517-1TL11 | MAIN SWITCH 3-POLE IU=63, P/AC-23A AT 400V=22KW WITH DEFEATABLE DOOR COUPLING ROT. MECHANISM BASE MO | 98.02
3NA7801 | LV HRC FUSE LINK GL/GG WITH NON-INSULATED GRIP LUGS WITH COMBINATION INDICATOR SIZE 000, 6A, AC 500V | 5.96
3NH3051 | LV HBC FUSE BASE 690V(1000V) 1-POLE, 160 A, SIZE 00 FOR SNATCHING ON MOUNTING RAIL WITH FLAT-TYPE CO | 24.99
3NA3475 | LV HRC FUSE LINK GL/GG WITH NON-INSULATED GRIP LUGS WITH FRONT INDICATOR SIZE 4, 800A, AC 500/DC 440 | 256.42
5SH2242 | PROTECTIVE COVER ISO FOR REITER FUSE BASE 3POLE FOR 60 MM BUSBAR SYSTEM DIII/63A 1FOLD | 2.43
5TT4205-0 | RELAY, N-TYPE WITH 1 NO AND 1NC CONTACT FOR AC 230V 16A CONTROL AC 230V | 33.34
5SJ4160-7HG40 | CIRCUIT BREAKER 240V 10KA, 1-POLE, C, 60A, D=70MM ACC. TO UL 489, SAME POLARITY | 68.75
5SJ4350-7HG41 | CIRCUIT BREAKER 240V 10KA, 3-POLE, C, 50A, D=70MM ACC. TO UL 489 | 281.07
3SE5000-0AA53 | LENGTH-ADJUSTABLE TWIST LEVER FOR POSITION SWITCH 3SE51/52 STAINLESS STEEL LEVER 100MM LONG; WITH ST | 18.95
5TG6285 | I-SYSTEM, ELECTRIC WHITE ROCKER W. BELL SYMBOL AND LABELING FIELD F. PUSHB., 55X55MM | 7.89
3SE5132-0CJ80 | SIRIUS POSITION SWITCH PLASTIC ENCLOSURE 40MM ACC. TO EN50041 DEVICE CONNECTION 1X (M20X1.5) 1NO/1NC | 43.21
PBD:23900005 | LOAD CELL, 50LB,COMP, 2MM/V,C462,CS | 2912.81
BVP:084838 | BD2-SK-K4 CODING PIN T-O UNITS | 1236.1
BVP:203165 | BD2-GKX/F TAP-OFF UNIT EMPTY | 272.92
4AM3842-5AT10-0FA1 | TRANSFORMER SITAS; PHASES:1; PN/PN(S6)(KVA):0,16 /0,49; UPRI(V):400+/-5%; USEC(V):230; ISEC(A):0,7; | 168.6
3RS1120-2DD20 | TEMPERATURE MONITORING RELAY THERMOCOUPLE TYP J, EXCEEDING 2 THRESH. VAL., WIDTH 22ND5 MM 0 C - 200 | 308.92
3RK3321-1AA10 | * | 289.84
3VL9100-4PS40 | ACCESSORIES FOR VL160X, KIT MEAS. CONTACT 4P COMPRISING 8 MEAS. CONTACTS AND 1 TRIGGER PIN | 226.33
3VL9200-4RC30 | ACCESSORY FOR VL160, REAR TERMINAL, ROUND COMPRISES 3 TERMINALS SHORT-LONG-SHORT 3-POLE | 71.96
3RF2350-3AA44 | SEMICONDUCTOR RELAY 3RF2, 1-PH. AC51 50A 40 DEGREES C 48-460V/4-30V DC RING TERMINAL | 89.9
5UB1915 | I-SYSTEM, TITANIUM WHITE SCHUKO SOCKET OUTL. 10/16A 250V W. SCREWLESS TERMINALS W. HINGED LID 55X55M | 15.64
3TC4417-0BL2 | CONTACTOR, SIZE 2, 2-POLE DC-3 AND 5,RATD.OPERAT.CURR.32A AUXILIARY CONTACTS 22 (2NO+2NC) AC OPERATI | 143.64
BVP:261524 | BD2A-3-400-WB-2W* OPTIONAL LENGTH 1,26M-2,24M 400 A, N + PE, 4-8 TAP OFFS | 1150.44
3NP5060-0HB13-ZR01 | FUSE-SWITCH-DISCONNECTOR FOR SURFACE MOUNTING AND FOR INSTALLATION 3-POLE, I=160A, U=400/500V AC AUX | 1098.95
4AV3102-2EB00-0A | POWER SUPPLY; PHASES:3; PN(KW):0,324; UPRI(V):575(600)-500-460(480)- 400(415)-230(240)-200; USEC(V D | 935
3TK2810-0BA02 | SIRIUS SAFETY RELAY FOR SAFETY-ORIENTED STANDSTILL MONITORING, 24V DC, 45.0MM, SPRING-LOADED TERMINA | 813.29
3VL9400-3MJ01 | ACCESSORY FOR VL400UL, VL400XUL MOTOR DRIVE WITH STORAGE SPRING 24V DC | 1687.67
6SL3710-7LG35-8AA3 | SINAMICS S150 CONVERTER CABINET UNIT, AC/AC WITH CIM+CU320-2 3-PH. 500-690V, 50/60HZ UNIT RATING: 56 | 163528.19
3VL9600-4RH31 | ACCESSORY FOR VL800UL, (MG-FRAME) REAR TERMINAL FLAT CONNECTION BAR COMPRISES 3 TERMINALS 3-POLE | 234.19
5SJ4150-8HG40 | CIRCUIT BREAKER 240V 10KA, 1-POLE, D, 50A, D=70MM ACC. TO UL 489, SAME POLARITY | 67.76
5TT5833-0 | INSTA CONTACTOR WITH 4 BREAK CONTACTS CONTACT FOR 230, 400 V AC, 25 A TRIGGERING 230 V AC | 35.83
BVP:261834 | BD2A-1000-LV-G* KNEE FRONTSIDE X 0,36M / Y 0,36 M 500A-1000A WINKEL 85 GRAD-175 GRAD | 1203.06
BVP:261855 | BD2A-400-LL-X* ELBOW LEFT X 0,36M-1,25M / Y 0, 36M 160A-400A | 1155.33
PBD:25501K1000A | 1000 MM (40") HORN ANTENNA EXTENSION KIT | 1040.89
3VL9115-4TD40 | ACCESSORY FOR VL160X, CIRCULAR COND. TERMINAL COMPRISES 4 CIRC. CONDUCTOR TERMINALS AND TERMINAL COV | 121.66
3VL9300-8SE20 | ACCESSORY FOR VL160X, VL160, VL250, MOUNTING SCREW KIT, M 2 SCREWS CONSISTS OF 2 PIECES | 19.69
4AV2401-2EB00-0A | POWER SUPPLY; PHASES:1; PN(KW):0,24; UPRI(V):400-230(240)-115(120); USEC(V DC):24; ISEC(A DC):10/12 | 633.26
3RN1011-1CB00 | THERMISTOR MOTOR PROTECTION STANDARD EVALUATION UNIT MANUAL, 1NO+1NC, AC/24V SCREW CONNECTION | 174.72
3RP1505-1BP30 | TIME RELAY, MULTI-FUNCTION 2 CHANGEOVER, 16 FUNCTIONS, 15 TIME SETTING RANGES AC 24/200... 240 V AND | 296.26
3RP1513-1AP30 | TIME RELAY, ON-DELAY, 1C, RANGE 5 S...100 S, AC 24,200...240 V AND DC 24 V, WITH LED | 137.37
6SL3000-0CE41-5AA0 | SINAMICS LINE REACTOR INPUT: 3AC 380-480V, 50/60HZ 1458A NMA: A5E00125739 | 3832.51
6SL3700-0LG32-8AA3 | SINAMICS S120 CABINET MODULE LINE CONNECTION MODULE 3AC 500-690V, 50/60HZ RATED CURRENT: 280 A CABIN | 6897.9
6FX2003-4AB00 | MALE CONTACTS 0.14 - 1.5 MM2 (FOR CONNECTORS SIZE 1.5 8-P.) BRAKE CONNECTION PACK = SET OF 20 | 99.14
3SE7310-1AE00 | BELT UNBALANCE PROT.DEV. METAL HOUSING,2X M25X1.5 2NO+2NC, LATCHES ACC. TO EN418 BUTTON RESET | 569.94
3SF1124-1KA00-1BA2 | BASIC SWITCH W/O ACTUATOR HEAD METAL ENCLOSURE, 56 MM ASISAFE INTEGRATED AS-I STATUS:1:F-IN1, 2:F-IN | 256.84
BVP:261897 | BD2C-1250-LR ELBOW RIGHT X 0,36M / Y 0,36M 1 250A | 1300.98
BVP:261933 | BD2C-1250-LR-X*/Y*-G* ELBOW RIGHT X/Y 0,36M-1,25M 125 0A WINKEL 85 GRAD-175 GRAD | 4798.78
FDK:083N8475 | MAG 3100 C FLANGE 1600MM PN6 S/STEEL | 5913.21
3RT1965-5AT31 | WITHDR. COIL FOR SIZE S10 FOR CONTACTORS 3RT106/3RT146 AC/DC OPERATION 575-600V UC DRIVE: CONVENTION | 85.72
6AG1332-8TF01-2AB0 | SIPLUS S7-300 SM332 8AO HART -25 ... +60 DEGREES C WITH CONFORMAL COATING BASED ON 6ES7332-8TF01-0AB | 4191.96
3TF6833-1QG7-ZA02 | CONTACTOR SIZE 14 3-POLE AC-3 335 KW, 400/380 V (690 V) AUX. SWITCH 33 (3NO+3NC) MOUNTED RECTIFIER B | 4310.98
3VL9400-4RC31 | ACCESSORY FOR VL400UL, (JG-FRAME) REAR TERMINAL, ROUND COMPRISES 3 TERMINALS SHORT-LONG-SHORT 3-POLE | 190.35
3VL9300-8BM00 | ACCESSORY FOR VL160, VL250, RELEASE ADJUSTM. SEALING COVER THERMAL/ MAGNETIC | 19.03
A5E01013127 | MAG 6000 I EX D 115 ... 230 V AC SPARE PCB UNIT FOR USE WITH ATEX SENSORS WITH INCREASED SAFETY | 2309.75
A5E01191946 | ACC. MAG 3100 DN250 PN16 GROUND RING W1.4404 | 313.94
A5E02213596 | ACCESSORIES CLAMP CONNECTION TRI-CLAMP DN 10, FOR SENSOR SIZE 3/8 INCH, DN10 (P GASKET) | 443.69
6SL3211-0KB13-7BB1 | SINAMICS G110 - CPM110 AC-DRIVE,BUILT IN CL. B FILTER 1AC200-240V +10/-10% 47-63HZ RS485-INTERFACE ( | 380.11
3VL9320-6SE30 | OVERCURRENT RELEASE VL 250 3-POLE, SYSTEM PROTECTION ETU20, LSI IR= 80...200A, OVERLOAD PROTECTION, | 1321.35
5SJ4218-8HG41 | CIRCUIT BREAKER 240V 14KA, 2-POLE, D, 15A, D=70MM ACC. TO UL 489 | 127.61
5SJ4225-8HG41 | CIRCUIT BREAKER 240V 10KA, 2-POLE, D, 25A, D=70MM ACC. TO UL 489 | 127.61
LZS:RT4A4S15 | PLUG-IN RELAY COMPACT UNIT AC 115V, 2 CO CONTACT LED MODULE RED STANDARD PLUG-IN SOCKET SCREW TERMIN | 21.72
3SE5000-0AA04 | TWIST LEVER FOR POSITION SWITCH 3SE51 METAL LEVER, 27MM LONG,STEP 9MM, W. 2 PLASTIC ROLLERS 19MM | 9.5
6ES7194-4DD00-0AA0 | SIMATIC DP, ET200PRO CONNECTING MODULE FOR FAILSAFE ELECTRONIC MODULE 8/16 F-DI DC24V/2A | 146.87
3TK1542-0AU0 | AC-1 CONTACTOR, 4-POLE, 800 A, MAIN CONTACTS 4 NO, AUXILIARY CONTACTS 2NO+2NC, AC OPERATION AC 230.. | 3479.73
3TH4293-0AD2 | CONTACTOR RELAY 44E EN 50 011 4NO+4NC, 1 OVERLAPPING SCREW TERMINAL, AC OPERATION AC 50/60HZ 42V | 70.37
6SL3330-6TG35-5AA3 | SINAMICS S120 SMART LINE MODULE 3-PHASE AC 500-690V, 50/60HZ OUTPUT: 675-930V DC, 550A RATED OUTPUT: | 19639.75
6SL3225-0BH31-1AA1 | SINAMICS G120 POWER MODULE PM260 WITH BUILT IN CL. A FILTER POSSIBILITY OF REGENERATION 3AC660-690V | 17099.98
5SP4391-6 | CIRCUIT BREAKER 400V 10KA, 3-POLE, B, 100A, D=70MM | 122.2
3RW4422-3BC34 | SIRIUS SOFT STARTER, VALUES WITH 460 V, 50 DEG., STANDARD: 26A, 15HP, INSIDE-DELTA CIRCUIT 3: 45A, 3 | 3506.17
3VL9500-4WC40 | ACCESSORY FOR VL630, DRAW OUT ASSEMBLY FRONT CONNECTORS 4 POLES | 2158.66
3RW4466-6BC34 | SIRIUS SOFT STARTER, VALUES AT 460V, 50DEGREES, STANDARD: 1051A, 950HP, INSIDE DELTA: ONLY UP TO 400 | 47751.97
4AM4642-8DN00-0EA0 | TRANSFORMER SITAS; PHASES:1; PN/PN(S6)(KVA):0,4 /1,44; UPRI(V):550-525-500-480-460- 440-415-400-380- | 345.67
A5E02611768 | FUE950 IRDA OPTICAL HEAD WITH BLUETOOTH FOR DATA ACQUISITION WITH FUE950. FOR DATA ACQUISITION WI | 2264.68
7MH7724-1AK | CALIBRATION WEIGHT 5000G, FOR MILLFLO, SENSING HEAD ILE 37/-ILE 61 | 276.47
7MH5104-2AD01 | SIWAREX WL 260 LOAD CELL SP-S SA 10KG C3 EX - RATED LOAD 10KG - ACCURACY CLASS C3 - 1M CABLE LENGTH, | 693.78
3TH4262-4MP0 | CONTACTOR RELAY 62E EN 50 011 6NO+2NC, TAB CONNECTOR AC OPERATION AC 230/220V 50HZ, 276/264V 60HZ | 64.79
4RB2025-3FC50 | POWER CAPACITOR PHICAP MKP 525V 2.5KVAR | 48.28
6EP1931-2EC21 | SITOP DC UPS MODULE 24 V/15 A UNINTERRUPTIBLE POWER SUPPLY WITHOUT INTERFACE INPUT: 24 V DC/16 A OUT | 288.84
6EP1935-6ME21 | SITOP BATTERY MODULE 24 V/7 AH WITH SERVICE-FREE SEALED LEAD-ACID BATTERIES FOR SITOP DC UPS MODULE | 186.02
5SY4332-8 | CIRCUIT BREAKER 400V 10KA, 3-POLE, D, 32A, D=70MM | 33.19
7VV3002-3LD20 | OVERVOLTAGE PROTECTION MODULE FOR MAXIMUM PERMISSIBLE SUPPLY VOLTAGE 1150V AND RATED TRANSFORMER OPE | 19729.93
3RW4036-2BB14 | SIRIUS SOFT STARTER, S2, 45A, 22KW/400V, 40 DEGR., AC 200-480V, AC/DC 110-230V, SPRING-LOADED TERMIN | 921.48
3SB2226-0AF01 | ILLUMINATED PUSHBUTTON, 16MM, ROUND, PLASTIC, BLUE, BUTTON, FLAT, 1NO, LAMPHOLDER W2 X 4.6D, WITH IN | 20.13
3SB2455-2A | LAMPHOLDER, WEDGE-BASE W2 X 4.6D, SOLDER PIN CONNECTION WITH SOLDER PINS | 6.17
4RB2015-3EA50 | POWER CAPACITOR PHICAP MKP 400V 1.5KVAR | 35.06
4RB2020-3FC50 | POWER CAPACITOR PHICAP MKP 525V 2.0KVAR | 40.61
4RB2021-1DJ50 | POWER CAPACITOR PHICAP MKP 380V 2.1KVAR | 35.06
6EP1931-2DC31 | SITOP DC UPS MODULE 24 V/6 A UNINTERRUPTIBLE POWER SUPPLY WITH SERIAL INTERFACE INPUT: DC 24 V/6.85 | 305.97
4RB2200-3FC50 | POWER CAPACITOR PHICAP MKP 525V 20.0KVAR | 205.84
4RB2280-3EE50 | POWER CAPACITOR PHICAP MKP 440V 28.0KVAR | 246.18
6AG1195-7HA00-2XA0 | SIPLUS ET200M ACTIVE BUS MODULE 1X PS + 1X IM153 -25 ... +70 DEGREES C BASED ON 6ES7195-7HA00-0XA0 | 220.98
5SY6208-7 | CIRCUIT BREAKER 400V 6KA, 2-POLE, C,8A, D=70MM | 23.61
3RA6400-1EB43 | SIRIUS, COMPACT STARTER, DIRECT STARTER W/SYSTEM INTERFACE, 400 V, 32 A, 24 V DC, 8 ... 32 A, IP20, | 1234
3RV1011-1AA15 | CIRCUIT-BREAKER, SIZE S00, FOR MOTOR PROTECTION, CLASS 10, A REL.1.1...1.6A, N REL.21A, SCREW CONNEC | 69.27
3RV2926-0L | DOOR-COUPLING ROTARY MECHANISM IP55, EMERGENCY STOP, SIZE S0...S3, 330 MM SHAFT | 79.14
4AM5242-5FT10-0FA0 | TRANSFORMER SITAS; PHASES:1; PN/PN(S6)(KVA):0,63 /2,35; UPRI(V):500+/-5%; USEC(V):230; ISEC(A):2,74; | 381.09
5WG1588-8AB13 | GAMMA INSTABUS DESIGN FRAME FOR TOUCH PANEL HIGH-GRADE STEEL DESIGN | 232.05
3RT1266-6NB36 | VAC. CONTACTOR, 160KW/400V/AC-3 AC(40...60HZ)/DC OPERATION UC 21-27.3V AUXILIARY CONTACTS 2NO+2NC 3- | 1777.82
5SY6203-7 | CIRCUIT BREAKER 400V 6KA, 2-POLE, C, 3A, D=70MM | 38.8
5SY6303-7 | CIRCUIT BREAKER 400V 6KA, 3-POLE, C, 3A, D=70MM | 39.04
8GK4661-3KK12 | A400/630 MOUNT. SET H=450 W=250 1 X 3NP4015/3NP4016 ON BUSBAR 40/60MM (WITHOUT BUSBAR HOLDER) INCL. | 253.15
3WL9111-0AH02-0AA0 | ACCESSORIES CIRCUIT BREAKER 3WL SIGNAL SWITCH FOR 1ST AND 2ND AUX. RELEASE | 42.95
5SU1656-6KK06 | FI/LS-PROTECTOR TYPE A (PSE/SSF), D=70MM IFN 300MA,6KA, 1+N-POLEE B 6A | 81.05
5SU1656-7KK16 | FI/LS-PROTECTOR TYPE A (PSE/SSF), D=70MM IFN 300MA,6KA, 1+N-POLEE C 16A | 81.41
5SY6320-7 | CIRCUIT BREAKER 400V 6KA, 3-POLE, C, 20A, D=70MM | 24.78
5SY4516-8 | CIRCUIT BREAKER 230V 10KA, 1+N-POLE, D, 16A, D=70MM | 17.07
3NY1907 | ACCESSORIES FOR FUSE SWITCH DISCONNECTORS 3NP52 TERMINAL CLAMP F.ROUND CONDUCTOR 35 UP TO 130MM (1 S | 35.07
3RT1926-2EJ21 | SOLID-STATE, TIME-DELAYED AUXILIARY SWITCH BLOCK SETTING RANGE 0.5 S...10 S, AC/DC 24 V, 1NO + 1NC, | 69.01
3RT1916-4BB31 | PARALLEL CONNECTION WITH TERMINAL, 3-POLE FOR 3RT101. | 5.23
8UC7110-6BD | HANDLE 8UC7 WITH MASKING FRAME HANDLE TI-GREY, MASKING FRAME LIGHT GRAY SPARE PART FOR 8UC7111-6BD15 | 87.01
8UC7120-3BD | HANDLE 8UC7 WITH MASKING PLATE SPARE PART FOR ROTARY DRIVE 8UC7122-3BD22/8UC6122-3BD22 HANDLE RED/BL | 61.96
A5E00151560 | 19 INCH RACK, 2-WIRES, WITHOUT HART, WITH IY-OUTPUT | 7001.75
8WH8121-2AB15 | LABELS, FLAT, LONGIT. 11 - 20 SIZE ZBF5 | 0.08
3RN1010-2CB00 | THERMISTOR MOTOR PROTECTION STANDARD EVALUATION UNIT AUTO, 1NO+1NC, AC/DC 24V SPRING-LOADED TERMINAL | 140.53
BVP:261840 | BD2A-1000-LR-Y*-G* ELBOW RIGHT X 0,36M / Y 0,36M-1 ,25M 500A-1000A WINKEL 85 GRAD- 175 GRAD | 1863.95
4RB4150-3EJ50 | POWER CAPACITOR PHASECAP COMPACT MKK 480V 15.0KVAR | 296.73
4RB5075-1CD50 | POWER CAPACITOR PHASECAP MKK 230V 7.5KVAR | 336.73
4RB5125-1EA50 | POWER CAPACITOR PHASECAP MKK 400V 12.5KVAR | 280.05
5SH5233 | NEOZED SINGLE COVER,MOULD.PLAST SIZE D03, SCREW ON | 2.67
5SM2647-8 | FI- BLOCK F. LS-SWITCH 5SX6+7 TYPE A (PSE/SSF), DEPTH=70MM 80/100A 4 POLE IFN 0,3A 400V FOR SELECTIV | 305.29
3NP1123-1CF20-ZX95 | FUSE-SWITCH-DISCONNECTOR 3-POLE, NH000, 160A MOUNTING PLATE CONSTRUCTION COVER LEVEL 45 MM BOX TERMI | 79.79
5ST3041 | UNDER-VOLTAGE RELEASE F.MOUNT., F. LS-SWITCH T=70MM DC 110V, WITH 6TERMINALS | 70.52
3RW4422-1BC35 | SIRIUS SOFT STARTER, VALUES WITH 575 V, 50 DEG., STANDARD: 26A, 20HP, INSIDE-DELTA CIRCUIT 3: 45A, 4 | 4029.48
3SB2901-4RJ | INSCRIPTION PLATE FOR PUSHBUTTON AND ILLUMINATED PUSHBUTTON, FLAT, CLEAR WITH BLACK LETTERING, WITH | 0.72
3RW4028-1TB04 | SIRIUS SOFT STARTER, S0, 38A, 18.5KW/400V, 40 DEGR., AC 200-480V, AC/DC 24V, SCREW TERMINALS, THERMI | 926.64
5SU1354-7KK13 | FI/LS-PROTECTOR TYPE A (PSE/SSF), D=70MM IFN 30MA,10KA, 1+N-POLEE C 13A | 98.05
6ES7352-5AH01-0AE0 | SIMATIC S7-300, FM352-5 WITH SINK OUT, HIGH SPEED BOOLEAN PROCESSOR, FOR HIGH-SPEED LOGIC OPERATION | 2752.39
6ES7658-2AX17-0CE0 | SIMATIC PCS 7, SOFTWARE, UPGRADE PACKAGE OS SINGLE STATION ASIA FROM V6.X TO V7.1, R-SW, WITHOUT SW | 4140.3
5SD7461-0 | SURGE ARRESTER TYPE 2 REQUIREMENT CATEGORY C, UC 350V PLUG-IN PROTECTION BLOCKS 1POLE, L-N CIRCUIT | 69.25
5SY4114-8 | CIRCUIT BREAKER 230/400V 10KA, 1-POLE, D, 0.3A, D=70MM | 25.85
4RB2063-3CC50 | POWER CAPACITOR PHICAP MKP 220V 6.3KVAR | 152.99
4RB2008-3EE50 | POWER CAPACITOR PHICAP MKP 440V 0.9KVAR | 24.89
4RB2033-1EB50 | POWER CAPACITOR PHICAP MKP 415V 3.3KVAR | 40.61
3RW4046-1BB04 | SIRIUS SOFT STARTER, S3, 80A, 45KW/400V, 40 DEGR., AC 200-480V, AC/DC 24V, SCREW TERMINALS | 1424.59
3VL9800-4TV31 | ACCESSORY FOR VL1600UL (PG FRAME) MOUNTING BASE | 1707.3
3SB2910-0AC | BUTTON, RED, FLAT, FOR PUSHBUTTON | 0.38
3RW4455-6BC46 | SIRIUS SOFT STARTER, VALUES AT 690V, 40DEG., STANDARD: 693A, 710KW, INSIDE-DELTA CIRCUIT 3: ONLY UP | 41733.92
5SH5241 | PROTECTIVE COVER ISO FOR REITER FUSE BASE 3POLE FOR 60 MM BUSBAR SYSTEM D02/63A 1.33FOLD | 1.8
5SY4216-8 | CIRCUIT BREAKER 400V 10KA, 2-POLE, D, 16A, D=70MM | 26.25
3NP1153-1BC20 | FUSE-SWITCH-DISCONNECTOR 3-POLE, NH2, 400A 60MM BUSBAR SYSTEM COVER LEVEL 32/70 MM BOX TERMINAL | 392.93
3RT1075-6LA06 | CONTACTOR, 200KW/400V/AC-3 WITHOUT COIL AUXILIARY CONTACTS 2NO+2NC 3-POLE, SIZE S12 MAIN COND.: BAR | 1252.67
3NW8007-1 | CYLINDRICAL FUSE A.M. ACC. TO FRENCH STANDARD (NFC) WITHOUT INDICATOR SIZE 10X38MM, 500V 20A | 5.75
3NX3107 | MOULDED PLASTIC PUSH-ON COVERS FOR LV HRC FUSE BASE,SIZE 2 | 10.71
3RF2130-1AA22 | SEMICOND. RELAY 3RF2, 1-PHASE WIDTH 22.5 MM, 30 A 24-230 V / 110-230 V AC SCREW TERMINAL | 41.72
3RV1011-1KA10-ZW96 | CIRCUIT-BREAKER, 9...12 A, N-RELEASE 156 A, SIZE S00, MOTOR PROTECTION, CLASS 10, SCREW CONNECTION S | 72.17
5SY6106-6 | CIRCUIT BREAKER 230/400V 6KA, 1-POLE, B, 6A, D=70MM | 9.79
3NW7054 | BUILT-IN FUSE BASE WITH SIGNAL DETECTOR FOR CYLINDRICAL FUSES SIZE 10X38MM 32A, 1-POLE+N | 23.99
5SY5408-7 | CIRCUIT BREAKER CURR.SENS.DC 880V AC 400V 10KA, 4POLE, C, 8A MAX. DC 1000V | 168.37
3NW8105-1 | CYLINDRICAL FUSE A.M. ACC. TO FRENCH STANDARD (NFC) WITHOUT INDICATOR SIZE 14X51MM, 500V 16A | 6.35
8GK1032-3KK31 | ALPHA 160 DIN, WALL-MOUNTED DB, SM UNEQ. DISTR. BOARD RAL 9016 IP43 SK2, H=800 W=800 D=140 | 528.39
8GK9920-0KK34 | ALPHA DIN/ZS ACCESSORY BRACE ANCHOR, 1 SET = 4 PIECES | 12.85
6FX2003-7BX00 | MOUNTING FLANGE F. CONN. SIZE 1 (CAN BE USED FOR CONN. WITH UNION CAP AND FOR CONN. WITH EXTERNAL TH | 34.18
5ST3632 | PIN BUSBAR, 16 SQMM CONNECTION: 12X1-PHASE SAFE-TO-TOUCH | 1.67
5SP4191-6 | CIRCUIT BREAKER 230/400V 10KA, 1-POLE, B, 100A, D=70MM | 30.19
3RW4900-0PB10 | SEALING COVER FOR SIRIUS SOFT STARTER 3RW40 S0...S3 | 21.08
3SB2000-2DG01 | TOGGLE SWITCH, 16MM, ROUND, PLASTIC, WHITE, 3 SWITCH POSITIONS I-O-II, LATCHING, ACTUATING ANGLE 2X6 | 15.32
3VL9300-3MA10 | ACCESSORY FOR VL160; VL250 MOTOR OPERATOR 24 VDC | 732.63
6SL3730-1TE41-2BC3 | SINAMICS S120 CABINET MODULE BASIC LINE MODULE 3AC 380-480V, 50/60HZ, 1200A OUTPUT: DC 510 - 650V UN | 22940.29
6SL3730-1TG41-8BC3 | SINAMICS S120 CABINET MODULE BASIC LINE MODULE 3AC 500-690V, 50/60HZ, 1880A OUTPUT: DC 675 - 930V UN | 44773.16
6SL3730-6TE41-1BC3 | SINAMICS S120 CABINET MODULE SMART LINE MODULE WITH CIM+CU320-2 3AC 380-480V, 50/60HZ OUTPUT: DC 51 | 33856.72
7MH7725-1AC | LOAD CELL,WITH HARDWARE, MSI,50LB,STAINLESS STEEL, F,SPARE | 2170.96
7ML1930-1ED | LOCK FITTING, -1 TO 64 BAR, 1-1/2 NPT/316L | 860.95
7ME3951-0LU00 | TRANSDUCER FOR PORTABLE METER VERSION, NO APPROVAL LIQUID FLOW:D3H(HIGH PRECISION) LEGACY PART NUMBE | 3051.49
BVP:262438 | BD2-AK02X/S18 TAP-OFF UNIT 63A / 1X 3POLE FUS E SOCKET D02 | 383.08
3TH4253-0LB4 | CONTACTOR RELAY 53E EN 50 011 FOR RAILWAY APPLICATIONS 5NO+3NC, SCREW TERMINAL SETTING RANGE 0.7 TO | 108.59
3SB2901-2BA | INSCRIPTION LABEL FOR GLUING ONTO LABEL HOLDER, LABEL SIZE 9.5 X 18.5MM, SILVER-COLORED, BLACK LETTE | 0.72
3RW4445-6BC46 | SIRIUS SOFT STARTER, VALUES WITH 690 V, 40 DEG., STANDARD: 313A, 315KW, INSIDE-DELTA CIRCUIT 3: ONLY | 19885.76
3RS1020-1DW20 | TEMPERATURE MONITORING RELAY FOR PT100, EXCEEDING OF 2 THRESH. VAL., WIDTH 22ND5 MM 0 C-200 C, 110-1 | 336.78
6RA8097-4KS22-0AA0 | SINAMICS DCM DC CONVERTER FOR TWO-QUADRANT DRIVES CONNECTION B6C INPUT: 3-PHASE AC 690V, 2158A CONTR | 46653.04
6SE6430-2UD38-8FA0 | MICROMASTER 430 WITHOUT FILTER 3AC 380-480 V +10/-10% 47-63 HZ SQUARED TORQUE POWER 90 KW OVERLOAD 1 | 20272.98
6SE7032-7EB87-2DA1 | SIMOVERT MASTERDRIVES BRAKING UNIT 510 -650 V DC, 170 KW PROTECTION IP20 DOCUMENTATION ON CD | 4453.39
8GK4351-2KK12 | ALPHA 400/630 DIN, KIT F. INSTALL. MOUNTING DEVICE WITH ROW DISTANCE 150 MM H=300 W=250 | 67.29
8GK9602-4KK10 | ALPHA DIN/ZS ACCESSORY SECTION COVER CLOSED H=600,W=250MM, W/O SUPPORT | 77.65
8GK4721-3KK10 | ALPHA 400/ 630 DIN MCCB-ASSEMBLY KIT 1X3VL160/250 WITH RCD-MODUL 3 + 4 POLE, VERTICAL MOUNTING H=450 | 167.76
6GK5798-8MD00-0AC1 | IWLAN RCOAX SPACER 85MM FOR RCOAX CABLE CLIP 1/2" 10 PIECES SPACER 85MM FOR RCOAX CABLE CLIP 1/2" | 71.57
3RK1325-6LS41-0AA5 | SIRIUS MOTOR STARTER M200D AS-I COMMUNICATION: AS-INTERFACE DIRECT ON-LINE STARTER STANDARD MECHANIC | 1081.18
4AP2742-8BC40-0HC0 | TRANSFORMER SITAS; PHASES:3; PN/PN(S6)(KVA):2,25 /11; UPRI(V):Y500-400/D289-230; USEC(V):Y 400 / D 2 | 2521.7
3RK1335-0AS01-0AA0 | SIRIUS MOTOR STARTER M200D COMMUNICATIONS MODULE PROFINET I/O REMOVABLE BUS INTERFACE 2 X M12 WITH L | 408.82
3RK1315-6KS71-3AA0 | SIRIUS MOTOR STARTER M200D AS-I COMMUNICATION: AS-INTERFACE REVERSING STARTER, BASIC ELECTR. SWITCHI | 1056.97
8GK4801-2KK23 | ALPHA 400/630 DIN, ASSEMBLY KIT F.SR60 BUSBAR SYSTEM 60MM, 3-POLE, H=300,W=500 | 101.47
8GK4851-8KK00 | ALPHA 400 DIN, LONGITUDINAL HOLM FOR MOUNTING FROM KITS (2PIECES), H=1250 (2ST), H=1250 | 43.19
8GK4853-8KK02 | ALPHA 630/1600 DIN LONGIT.STAYS 2 LONGIT. STAYS, H=1800MM FOR DEPTH 250/320MM | 98.15
8MF2896-4E | CUBICLESYSTEM 8MF2000 HXWXD = 1800 X 900 X 600MM FOR INDIVIDUAL MOUNTING WITH SIDE PANELS, IP 40 | 2878.42
5SY7413-7 | CIRCUIT BREAKER 400V 15KA, 4-POLE, C, 13A, D=70MM | 123.9
6SE6420-2AB13-7AA1 | MICROMASTER 420 WITH BUILT IN CLASS A FILTER 1AC 200-240V +10/-10% 47-63HZ CONSTANT TORQUE POWER 0 | 805.35
3RW4435-6BC44 | SIRIUS SOFT STARTER, VALUES WITH 400 V, 40 DEG., STANDARD: 134A, 75KW, INSIDE-DELTA CIRCUIT 3: 232A, | 7993.56
3RW4037-2TB05 | SIRIUS SOFT STARTER, S2, 63A, 37KW/500V, 40 DEGR., AC 400-600V, AC/DC 24V, SPRING-LOADED TERMINALS, | 1398.92
3VL9600-4WC40 | ACCESSORY FOR VL800, DRAW OUT ASSEMBLY FRONT CONNECTORS 4 POLES | 2708.13
3TH4262-0AL2 | CONTACTOR RELAY 62E EN 50 011 6NO+2NC, SCREW TERMINALS AC OPERATION AC 50/60HZ 230V | 59.12
6RA8087-6GV62-0AA0 | SINAMICS DCM DC CONVERTER FOR FOUR-QUADRANT DRIVES CONNECTION (B6) A (B6) C INPUT: 3-PHASE AC 575V, | 19071.04
5SY7440-7 | CIRCUIT BREAKER 400V 15KA, 4-POLE, C, 40A, D=70MM | 164.19
6SE6430-2UD42-0GA0 | MICROMASTER 430 WITHOUT FILTER 3AC 380-480 V +10/-10% 47-63 HZ SQUARED TORQUE POWER 200 KW OVERLOAD | 35662.24
5SY7601-7 | CIRCUIT BREAKER 400V 15KA, 3+N-POLE, C, 1A, D=70MM | 132.7
8GK4003-6KK11 | ALPHA 160/400 DIN, RMK F. MODULAR INSTALLATION DEVICES W. TIER SPACING 125MM AND 2 N/PE PLUG-IN TERM | 488.63
8GK1032-4KK41 | ALPHA 160 DIN, WALL-MOUNTED DB, SM UNEQ. DISTR. BOARD RAL 9016 IP43 SK2, H=950 W=1050 D=140 | 732.3
3TH4364-0AG2 | CONTACTOR RELAY 64E EN 50 011 6NO+4NC, SCREW TERMINALS AC OPERATION AC 50/60HZ 110V | 86.38
4EP3500-0US00 | MAINS CHOKE F.FU; PHASES:3; UN1(V):480; ITHMAX 1(A) / F1(HZ):16 /60; I LN (A):14,4; UK(%):2; LN(MH): | 351.54
3VL9800-1SR00 | ACCESSORY FOR VL630, VL800, VL1250, VL1600, SHUNT RELEASE 110 - 127 V AC RIGHT POLE ONLY | 240.72
3TH4364-0AP0 | CONTACTOR RELAY 64E EN 50 011 6NO+4NC, SCREW TERMINALS AC OPERATION AC 230/220V 50HZ, 276/264V 60HZ | 86.38
8MF2068-5E | STANDARD CUBICLE 8MF2 HXWXD=2000X600X800 INDIVIDUAL MOUNTING NON-VENTIL., ASSEMBL., WELDED IP54 | 3187.53
8MF2226-5E | CUBICLESYSTEM 8MF2000 HXWXD = 2200 X 1200 X 600MM FOR INDIVIDUAL MOUNTING WITH SIDE PANELS, IP 54 | 4365.93
8MF2288-4E | STANDARD CUBICLE 8MF2 HXWXD=2200X800X800 INDIVIDUAL MOUNTING NON-VENTIL., ASSEMBL., WELDED IP40 | 3090.92
8ME1466 | BEARING RUNNER FOR CUBICLE WIDTH 900MM | 88.86
6SE6400-3TD11-5FD0 | MICROMASTER 4 OUTPUT LC FILTER 380-480V 3AC 112.2 / 90.0 A (40 / 50 GRD C) STAND ALONE FS E/F 460 X | 5392.15
5SY7408-7 | CIRCUIT BREAKER 400V 15KA, 4-POLE, C, 8A, D=70MM | 146.18
6RA8093-4GS22-0AA0 | SINAMICS DCM DC CONVERTER FOR TWO-QUADRANT DRIVES CONNECTION B6C INPUT: 3-PHASE AC 575V, 1328A CONTR | 25848.33
7MH3115-1BA1 | PRESSURE PLATE,TOP/BOTTOM FOR LOAD CELLS OF SERIES K (2 OFF REQUIRED) RATED LOAD 13 T | 517.35
3RK1911-0DB33 | POWER CONNECTION CABLE PREASS. ON ONE SIDE OPEN ON ONE SIDE - HAN Q4/2 ANGLED, 4X4 MM2 LENGTH 5M | 201.71
6SL3730-1TE41-8AA3 | SINAMICS S120 CABINET MODULE BASIC LINE MODULE 3AC 380-480V, 50/60HZ, 1880A OUTPUT: DC 510 - 650V UN | 29426.88
5SY8215-7 | CIRCUIT BREAKER 400V 25KA, 2POLE, C, 1.6A, D=70MM | 84.06
8US1922-2AA01 | BUSBAR SYSTEM, ACCESSORIES CENTER-TO-CENTER DISTANCE 40 MM INLAY PART 5 MM FOR BUSBAR HOLDER 8US1903 | 1.12
8WH8140-3AB45 | LABELS, TRANSV. 41 - 50 SIZE ZB6 | 0.11
5SY8601-8 | CIRCUIT BREAKER 400V 25KA, 3+N-POLE, D, 1A, D=70M | 178.78
5SY7663-7 | CIRCUIT BREAKER 400V 15KA, 3+N-POLE, C, 63A, D=70MM | 233.39
5SY8332-8BB08 | CIRCUIT BREAKER 400V 25KA, 3-POLE, 32A, D=70MM ONLY MAGNETIC TRIPPING | 114.11
5SY6625-6 | CIRCUIT BREAKER 400V 6KA,3+N-POLE B, 25A, D=70MM | 62.31
6FX2001-2CF00 | SINUMERIK (ACCESSORIES) INCR. POSITION ENCODER 5000 PULSES/REV WITH LED, UNIVERSAL CABLE OUTLET AXIA | 366.56
6SL3730-6TG38-8AA3 | SINAMICS S120 CABINET MODULE SMART LINE MODULE WITH CIM+CU320-2 3AC 500-690V, 50/60HZ OUTPUT: DC 67 | 46513.45
6ES7657-5XX17-0YF5 | SIMATIC PCS 7, SOFTWARE SIMATIC BATCH UPGRADE PACKAGE CLIENT FROM V6.X TO V7.0 / V7.1 FLOATING LICEN | 966.76
5TG1113-2 | DELTA MIRO FRAME 3-FOLD COLOUR CARBON METALLIC DIMENSIONS 232X90MM | 22.15
3RK1903-2AA10 | TB PEN FOR ET 200S TERMINAL BLOCK PEN FOR STARTER WITH CONNECTION FOR LOAD FOR INSTALLATION IN THE M | 84.96
4RB2010-3EA50 | POWER CAPACITOR PHICAP MKP 400V 1.0KVAR | 29.92
5SU1844-7WK82 | RCBO TYPE A (PSE) IFN 1000MA, 10KA, 4-POLE C 125A FOR PARTIAL SHUTDOWN | 746.66
6EP1437-3BA00 | SITOP MODULAR 40 STABILIZED POWER SUPPLY INPUT: 400-500 V 3 AC OUTPUT: 24 V DC/40 A | 594.8
3NP1133-1JC23 | FUSE-SWITCH-DISCONNECTOR 3-POLE, NH00, 160A 60MM BUSBAR SYSTEM COVERS FOR RITTAL BOX TERMINAL FUSE M | 326.86
3RT1966-6V | VACUUM INTERRUPTERS F. SIZE S10 F. CONTACTOR 3RT1266,160KW/AC-3 CONSISTS OF 3 VACUUM INTERRUPTERS WI | 743.63
4AM3442-8JN00-0EA0 | TRANSFORMER SITAS; PHASES:1; PN/PN(S6)(KVA):0,1 /0,31; UPRI(V):400-230+/-15; USEC(V):24; ISEC(A):4,1 | 129.48
6AG1340-1AH02-2AE0 | SIPLUS S7-300 CP340 RS 232 -25 ... +70 DEGREES C BASED ON 6ES7340-1AH01-0AE0 . COMMUNICATIONS PROCES | 1871.77
4AM4042-4TT10-0FC0 | TRANSFORMER SITAS; PHASES:1; PN/PN(S6)(KVA):0,225 /0,85; UPRI(V):230+/-5%; USEC(V):230; ISEC(A):0,96 | 419.32
3SE5132-0MA00-1CA0 | BASIC SWITCH WITH INCREASED CORROSION PROTECTION FOR POSITION SWITCH 3SE513 PLASTIC ENCLOSURE, TO EN | 29.71
5SY4525-6 | CIRCUIT BREAKER 230V 10KA, 1+N-POLE, B, 25A, D=70MM | 18.33
5SY4540-5 | CIRCUIT BREAKER 230V 10KA, 1+N-POLE, A, 40A, D=70MM | 86.32
3NY1423 | SPARE PART FOR SWITCH DISCONNECTOR 3NP5460 FUSE CARRIER CIRCUIT-BREAKER 3RV1 FOR VOLTAGES UP TO AC 6 | 506.44
3RT1466-6NB36 | CONTACTOR, 400A/AC-1 AC(40...60HZ)/DC OPERATION UC 21-27.3V AUXILIARY CONTACTS 2NO+2NC 3-POLE, SIZE | 1001.06
3NP1963-1BB20 | ACCES.F.FUSE SWI. DISCONNECTOR FOR NH3 PRISM TERMINAL, DOUBLE | 68.15
3VL9400-1SK00 | ACCESSORY FOR VL160X, VL160, VL250, VL400, SHUNT RELEASE 110 - 127 V DC RIGHT POLE ONLY | 160.92
3VL9400-3HR30 | SIDE ROTARY OPER. MECHANISM 3VL4 W/ 1500MM BOWDEN WIRE ROTARY HANDLE BLACK | 385.28
3VL9400-3MS00 | ACCESSORY FOR VL400, STORED ENERGY OPERATOR 60V AC/DC | 1537.23
6SL3710-2GF41-4AA3 | SINAMICS G150 CONVERTER CABINET UNIT, AC/AC WITH CIM+CU320-2 3AC 500-600V, 50/60HZ NOM. POWER RATING | 136850.87
3VL9200-4WB40 | ACCESSORY FOR VL160, DRAW OUT ASSEMBLY REAR CONNECTORS RCD 4 POLES | 987.75
3RF2330-1AA26 | SEMI-COND. CONTACTOR 3RF2,1-PH. AC 51 30 A 40 DEGREES C 48-600 V / 110-230 V AC SCREW TERMINAL | 93.06
3SE7910-2AH | STEEL CABLE 3.0MM (LENGTH 50M) | 206.9
5UB1367 | DELTA STYLE, TITANIUM WHITE SOCKET OUTLET 10/16A 250V W. GROUNDING PIN W. INCREASED TOUCH PROTECTION | 15.4
BVP:261969 | BD2C-1250-LV-X* KNEE FRONTSIDE X 0,36M-1,25M / Y 0,36M 1250A | 2873.65
3RT1965-5AV31 | WITHDR. COIL FOR SIZE S10 FOR CONTACTORS 3RT106/3RT146 AC/DC OPERATION 380-420V UC DRIVE: CONVENTION | 85.72
3NW1050-0HG | FUSE LINK CLASS CC ACC. TO UL STANDARD 248-4 SLOW-BLOW RATED CURRENT 5 A RATED VOLTAGE UP TO 600 V A | 17.94
3SE2903-1AE20 | FOOT-OPERATED PUSHBUTTON UNIT, CABLE ENTRY M20X1,5 2NO+2NC, ACTUATOR, FORCE 24.6N WITHOUT PROTECT. C | 183.83
4AU3612-8BC40-0HA0 | TRANSFORMER SITAS; PHASES:3; PN/PN(S6)(KVA):8 /29,6; UPRI(V):Y500-400/D289-230; USEC(V):Y 400 / D 23 | 4292.53
3TF6844-8CF7 | CONTACTOR SIZE 14, 3-POLE AC-3, 335KW, 400/380V (1000V) AUXILIARY CONTACTS 44 (4NO+4NC) AC OPERATION | 3723.82
3TF6844-8CF7-ZA02 | CONTACTOR SIZE 14, 3-POLE, AC-3, 335KW, 400/380V (1000V) AUX. SWITCH 44 (4NO+4NC) AC OPERATION 110.. | 4152.72
4AM4842-4TJ10-0FB0 | TRANSFORMER SITAS; PHASES:1; PN/PN(S6)(KVA):0,5 /2; UPRI(V):230+/-5%; USEC(V):110; ISEC(A):4,55; F(H | 377.37
3VL9300-4RM31 | ACCESSORY FOR VL250UL (FG-FRAME) REAR TERMINAL, SHORT, FLAT COMPRISES 3 TERMINALS SHORT-LONG-SHORT 3 | 111.21
6SL3211-0AB23-0UA1 | SINAMICS G110 - CPM110 AC-DRIVE, WITHOUT FILTER 1AC200-240V +10/-10% 47-63HZ ANALOG INPUT CT: 3.0KW; | 715.98
8MF2288-4R | STANDARD CUBICLE 8MF2 HXWXD=2200X800X800 SIDE-BY-SIDE MOUNTING NON-VENTIL., ASSEMBL., WELDED IP40 | 2453.41
3VL9800-2AC01 | ACCESSORY FOR VL800UL, VL1200UL,VL1600UL (MG-FRAME-PG-FRAME) AUX. SWITCH ASSEMBLY KIT 4 AC(2NO+2NC) | 155.03
3RK1325-6KS41-0AA0 | SIRIUS MOTOR STARTER M200D AS-I COMMUNICATION: AS-INTERFACE DIRECT ON-LINE STARTER STANDARD MECHANIC | 836.43
4AP2042-8BC40-0HA0 | TRANSFORMER SITAS; PHASES:3; PN/PN(S6)(KVA):0,63 /1,8; UPRI(V):Y500-400/D289-230; USEC(V):Y 400 / D | 942.08
3RT1264-6NP36 | VAC. CONTACTOR, 110KW/400V/AC-3 AC(40...60HZ)/DC OPERATION UC 200-277V AUXILIARY CONTACTS 2NO+2NC 3- | 1258.16
3RT1266-6AU36 | VAC. CONTACTOR, 160KW/400V/AC-3 AC(40...60HZ)/DC OPERATION UC 240-277V AUXILIARY CONTACTS 2NO+2NC 3- | 1673.87
3NW8106-1 | CYLINDRICAL FUSE A.M. ACC. TO FRENCH STANDARD (NFC) WITHOUT INDICATOR SIZE 14X51MM, 500V 12A | 6.35
3NP1933-1BG40 | ACCES.F.FUSE SWI. DISCONNECTOR FOR NH00 AUXILIARY CONDUCTOR CONNECTION FOR BOX TERMINAL | 6.79
3NP1933-1CB00 | ACCES.F.FUSE SWI. DISCONNECTOR FOR NH00 CABLE CONNECTION COVER 1X TOP AND 1X BOTTOM | 7.88
3RT1955-4PA00 | TERMINAL PARTS KIT M8X25 COMPLETE FOR ONE CONTACTOR | 5.59
3RT1955-5AT32 | WITHDRAWABLE COIL FOR SIZE S6 FOR CONTACTORS 3RT105/3RT145 AC/DC OPERATION UC575-600V DRIVE: CONVENT | 77.76
3RT1965-5NP32 | WITHDRAWABLE COIL FOR SIZE S10 FOR CONTACTORS 3RT106/3RT146 AC/DC OPERATION UC200-277V DRIVE: ELECTR | 186.22
3RT1956-4EA1-ZX95 | CONNECT. COVER FOR BUSBAR CONNECTION FOR CONTACTOR MOD. S6, 3RT1.5 FOR OVERLOAD RELAY 3RB105 | 14.05
6ES7142-4BD00-0AA0 | SIMATIC DP, ELECTRONIC MODULE FOR ET200PRO, 4 DO DC 24V, 2.0A; MODULE DIAGNOSTICS; INCLUSIVE BUS MOD | 110.69
3SE5110-3AA00-1AG0 | LED COVER YELLOW, FOR POSITION SWITCH METAL 3SE51, HOUSING TO EN50041, 2 LEDS, YELLOW/GREEN, 230 V A | 23.95
5TG6225 | I-SYSTEM, CARBON METALLIC ROCKER F.2-CIRCUIT/DUAL 2-WAY SWITCH F. DOUBLE PUSHB., 55X55MM | 13.48
8WA1010-1PH01 | PE TERMINAL,BLANK, SIZE 6 1 SCREW TERMINAL | 5.43
8WH6003-0CF07 | THROUGH-TYPE TERMINALS TERMINAL SIZE 2,5 MM2 WIDTH 5,2 MM COLOUR YELLOWGREEN CLAMPING POINTS 3 | 8.2
8WH8140-2AB35 | LABELS, TRANSV. 31 - 40 SIZE ZB5 | 0.11
8WH8140-5AB05 | LABELS, TRANSV. 1 - 10 SIZE ZB10 | 0.11
3RP1560-1SQ30 | SOLID-STATE TIME RELAY WITH STAR-DELTA, 1...20S, 30...600S, 0.85 ...1.1US, AC/DC 24V, AC 100...127V | 318.41
4RB2028-1DJ50 | POWER CAPACITOR PHICAP MKP 380V 2.8KVAR | 40.61
5SY4332-5 | CIRCUIT BREAKER 400V 10KA, 3-POLE, A, 32A, D=70MM | 146.88
3RT1955-5AP31-0ST0 | WITHDRAWABLE COIL FOR SIZE S6 FOR CONTACTORS 3RT105 AC OPERATION UC 220...240V OPERATING MECHAN.: CO | 272.5
3NP5460-0CA00-ZA01 | FUSE-SWITCH-DISCONNECTOR I=630A, U=690V, FOR CABLE-LUG CONNECTION FUSE SIZE NH2 AND NH3 | 939.42
3NW1010-0HG | FUSE LINK CLASS CC ACC. TO UL STANDARD 248-4 SLOW-BLOW RATED CURRENT 1 A RATED VOLTAGE UP TO 600 V A | 17.94
3NP5065-1EG86 | FUSE-SWITCH-DISCONNECTOR I=160A, U=690V, 3-POLE AUXILIARY SWITCH 1NO+1NC WITH ADAPTER FOR 40MM SYSTE | 653.93
3SE5122-0MA00 | BASIC SWITCH FOR POSITION SWITCH 3SE5112, METAL ENCLOSURE, 56MM 3X(M20X1.5) 1NO/2NC SLOW-ACTION CONT | 31.51
4AT3032-5AT10-0FD0 | TRANSFORMER SITAS; PHASES:1; PN/PN(S6)(KVA):3,15 /16; UPRI(V):400+/-5%; USEC(V):230; ISEC(A):13,7; F | 2110.86
5TG1894 | DELTA PROFILE REPLACEMENT LABEL F. ROCKER HEATING EMERG. SWITCH (1SET = 5ITEMS) | 1.06
5TG2498 | DELTA EXTENSION CLAWS FOR INSERTS W. RUBBER (1 SET = 10 UNITS IN BAG) | 8.93
3RF2320-1DA24 | SEMI-COND. CONTACTOR 3RF2,1-PH. AC 51 20 A 40 DEGREES C 48-460 V / 110-230 V AC SHORT-CIRC. RESIST | 84.19
3NP1153-1JC21 | FUSE-SWITCH-DISCONNECTOR 3-POLE, NH2, 400A 60MM BUSBAR SYSTEM COVERS FOR RITTAL BOX TERMINAL FUSE MO | 551.73
3VL9400-1SR00 | ACCESSORY FOR VL160X, VL160, VL250, VL400, SHUNT RELEASE 110 - 127 V AC RIGHT POLE ONLY | 160.92
3TH4244-0AG2 | CONTACTOR RELAY 44E EN 50 011 4NO+4NC, SCREW TERMINALS AC OPERATION AC 50/60HZ 110V | 57.21
3TH4244-0BB4 | CONTACTOR RELAY 44E EN 50 011 4NO+4NC, SCREW TERMINALS DC OPERATION DC SOLENOID SYSTEM DC 24V | 103.04
6ES7652-0XX04-1XE1 | SIMATIC PCS7 MULTI MONITOR CARD 4 SCREENS, FOR 4 MONITORS PCIE X16, 512 MB DDR2 RAM, INCL. 2 X DUAL | 4050.92
3RK1395-6LS71-1AD0 | SIRIUS MOTOR STARTER M200D TECHNOLOGY MODULE REVERSING STARTER ELECTRONICAL SWITCHING 3 400V AC/5,5K | 1067.75
3RK1405-1SE15-0AA2 | AS-INTERFACE SAFE SLIMLINE MODULE S45F 1F-RO/3DI/2DO, IP20, SCREW CONNECTION WIDTH 45MM | 760.49
3RK2400-1FG00-0AA2 | AS-INTERFACE SLIMLINE MOD. S45, DIGITAL, 4I/3O, 2/3-WIRE, IP20 4 X 1 INPUT, 200MA, PNP 3 X 1 OUTPUT, | 472.07
3RK3231-2AA10 | SIRIUS, EXPANSION MODULE 3RK32 FOR MODULAR SAFETY SYSTEM 3RK3 2/4 F-DI, 2 F-DO, 24V DC/1.5A PARAMETE | 573.95
4AT3632-5CT10-0FA0 | TRANSFORMER SITAS; PHASES:1; PN/PN(S6)(KVA):6,3 /22,5; UPRI(V):440+/-5%; USEC(V):230; ISEC(A):27,4; | 3171.09
BVP:610365 | BD01-AK01X-IP55 UPGRADING IP55 TAP-OFF UNIT | 46.51
6SL3126-2TE21-8AA3 | SINAMICS S120 DOUBLE MOTOR MODULE INPUT: DC 600V OUTPUT: 3AC 400V, 18A/18A FRAME SIZE: BOOKSIZE COLD | 4299.75
6SL3130-7TE28-0AA3 | SINAMICS S120 ACTIVE LINE MODULE INPUT: 3AC 380-480V, 50/60HZ OUTPUT: DC 600V, 133A, 80KW FRAME SIZE | 8220.3
6XV1821-1BT15 | SIMATIC NET, PROFIBUS PCF FIBER OPTIC, WITH 4 PCF BFOC CONNECTORS L = 150 M | 1295.83
7MH5107-4GW01 | SIWAREX WL230 SB-S SA - LOAD CELL WITH RATED LOAD 2 T - 6 M CABLE, 4 WIRES - MADE OF STAINLESS STEEL | 795.14
6FX2003-0SU40 | SIGNAL CONNECTOR 17 PINS SPEED CONNECT SCREW CAP SOCKET 1 17 POLE INSULATOR 17 CONTACTS (0.08-0.22 M | 53.11
3VL9100-4RK00 | ACCESSORY FOR VL160X, REAR TERMINAL,SHORT, FLAT 1 PIECE | 22.71
4AM4842-4TT10-0FA0 | TRANSFORMER SITAS; PHASES:1; PN/PN(S6)(KVA):0,5 /2; UPRI(V):230+/-5%; USEC(V):230; ISEC(A):2,17; F(H | 321.57
3TX4180-0A | CLOSING DELAY DEVICE N.T.C. THERMISTOR 100MS, AC 220 TO 230V, 50/60HZ | 12.66
7ML1830-1KK | KIT,ROPE EXTENSION,SS,L=2000MM | 388.36
7MH7723-1CN | MD-256,COUPLING HUB,SPARE | 68.21
7MH7723-1DQ | SILICONE INNER DIAPHRAGM, ILE-61,SPARE | 211.84
4AV2302-2EB00-0A | POWER SUPPLY; PHASES:1; PN(KW):0,084; UPRI(V):230-115; USEC(V DC):24; ISEC(A DC):3,5/4,2 (60/40 CEL) | 408
4AV3500-2FB00-0A | POWER SUPPLY; PHASES:3; PN(KW):1,2; UPRI(V):400+/-20; USEC(V DC):24; ISEC(A DC):50/60 (60/40 CEL); F | 1198.49
3VL9800-3MH00 | ACCESSORY FOR VL1250, VL1600, MOTORIZED OPERATING MECHANISM 60V AC/DC WITH AUXILIARY SWITCH | 3519.26
5ST3771-1 | LINE-SIDE TERMINAL 25SQMM FOR PIN BUSBARS | 4.34
3RW4435-6BC36 | SIRIUS SOFT STARTER, VALUES WITH 575 V, 50 DEG., STANDARD: 117A, 100HP, INSIDE-DELTA CIRCUIT 3: 203A | 10361.52
3RW4455-2BC44 | SIRIUS SOFT STARTER, VALUES AT 400V, 40DEG., STANDARD: 693A, 400KW, INSIDE-DELTA CIRCUIT 3: 1200A, 7 | 32314.35
3SB2910-0AG | BUTTON, WHITE, FLAT, FOR PUSHBUTTON AND ILLUMINATED PUSHBUTTON | 0.38
3TH4253-0AP0 | CONTACTOR RELAY 53E EN 50 011 5NO+3NC, SCREW TERMINALS AC OPERATION AC 230/220V 50HZ, 276/264V 60HZ | 57.21
6RA8087-6FV62-0AA0 | SINAMICS DCM DC CONVERTER FOR FOUR-QUADRANT DRIVES CONNECTION (B6) A (B6) C INPUT: 3-PHASE AC 480V, | 16706.82
5SY7150-7 | CIRCUIT BREAKER 230/400V 15KA, 1-POLE, C, 50A, D=70MM | 26.08
5SY7202-8 | CIRCUIT BREAKER 400V 15KA, 2-POLE, D, 2A, D=70MM | 55.7
8GK9561-0KK01 | ALPHA 630 DIN, LOCKING SYSTEM FOR CABINET HEIGHT DOORS RECESSABLE ROTARY HANDLE W. MOUNTING OPTIONS | 69.74
8MF2024-5R | CUBICLESYSTEM 8MF2000 HXWXD = 2000 X 1200 X 400MM FOR SIDE-BY-SIDE MOUNTING WITHOUT SIDE PANELS, IP | 3554.56
8GK4555-2KK12 | ALPHA 400/630 DIN, KIT FOR FUSE SWITCH 3NP4070, 2XNH00 TO 160A | 149.15
8GK4661-2KK12 | A400/630 MOUNT. SET H=300 W=250 1 X 3NP4015/3NP4016 ON BUSBAR 40/60MM (WITHOUT BUSBAR HOLDER) INCL. | 85.59
3VL9000-3MY00 | ACCESSORY FOR 3VL1-8 AUXILIARY CURRENT PLUG-IN CONNECTION FOR MOTOR MECHANISM | 107.27
3VL9200-4RL00 | ACCESSORY FOR VL160, REAR TERMINAL, LONG, ROUND/FLAT COMPRISES 1 TERMINAL | 29.97
3SE5000-0AV04 | SEPARATE ACTUATOR, RADIUS ACTUATOR LEFT FOR POS. W. TUMBLER 3SE5312../3SE5322.. AND ASI 3SF13... AND | 27.88
3SF1234-1QV40-1BA1 | SAFETY POS. SWITCH W. SEPARATE ACTUATOR, 5 DIRECT.OF APPROACH MOLDED-PLASTIC ENCLOSURE, ACC. TO EN50 | 248.24
3RK1105-1AG04-0CA0 | ASISAFE BASIC SAFETY MONITOR 1 F-RO, 1 ENABLING CIRCUIT, IP20, WITH SPRING-LOADED TERMINALS (REMOVAB | 1031.67
BVP:261937 | BD2C-1250-LL-X*/Y*-G* ELBOW LEFT X/Y 0,36M-1,25M 1250 A WINKEL 85 GRAD-175 GRAD | 4907.71
3RT1975-5NB32 | WITHDRAWABLE COIL FOR SIZE S12 F. CONTS. 3RT107/3RT127/3RT147 AC/DC OPERATION UC21-27.3V DRIVE: ELEC | 342.3
3TH4293-0AP0 | CONTACTOR RELAY 44E EN 50 011 4NO+4NC, 1 OVERLAPPING SCREW TERMINAL, AC OPERATION AC 230/220V 50HZ, | 68.49
3TH4244-0AC2 | CONTACTOR RELAY 44E EN 50 011 4NO+4NC, SCREW TERMINALS AC OPERATION AC 50/60HZ 24V | 57.21
3VL9300-8BC00 | ACCESSORY FOR VL160X, VL160, VL250, COVER FRAME IP30 FOR CIRCUIT BREAKER FIXED/PLUG IN MOUNTED | 26.95
A5E01002952 | EARTHINGRINGS SS316 TWO PIECES FOR MAG5100 DN80 / PN16 | 298.51
A5E01191973 | ACC. MAG 3100 DN125 PN16 GROUND RING HASTELLOY | 586.15
A5E01191986 | ACC. MAG 3100 DN200 PN40 GROUND RING HASTELLOY | 1097.89
6ES7194-4EB00-0AA0 | SIMATIC DP, CONNECTING MDULE FOR DIGITAL ELECTRONIC MODULES ET 200PRO 8 X M8 | 70.79
6ES7194-6HB00-0AA0 | SIMATIC DP, PROFINET REPLACEMENT FUSE FOR TERMINAL BLOCK ET200ECO PN 10 PIECES PER PACKAGING UNIT | 19.5
4AP3042-8BC40-0HC0 | TRANSFORMER SITAS; PHASES:3; PN/PN(S6)(KVA):3,2 /20; UPRI(V):Y500-400/D289-230; USEC(V):Y 400 / D 23 | 3045.85
3RK1315-6KS41-2AA5 | SIRIUS MOTOR STARTER M200D AS-I COMMUNICATION: AS-INTERFACE DIRECT ON-LINE STARTER, BASIC MECHANICAL | 1011.27
5TT4201-3 | RELAY, N-TYPE WITH 1 NO CONTACT FOR AC 230V 16A CONTROL AC 12V | 27.44
5SJ4220-8HG42 | CIRCUIT BREAKER 10KA, 2POLE, D, 20A ACC. TO UL 489 - 480Y/277V | 123.06
5SJ4306-8HG42 | CIRCUIT BREAKER 10KA, 3POLE, D, 6A ACC. TO UL 489 - 480Y/277V | 211.17
LZS:RT3B4S15 | PLUG-IN RELAY COMPACT UNIT AC 115V, 1 CO CONTACT LED MODULE RED SOCKET W. LOGIC ISOLATION 5 MM PINNI | 20.96
LZX:PT370615 | PLUG-IN RELAY, 3 CO CONTACTS, 115V AC, 10A, WIDTH 22.5MM | 8.17
PBD:61009735 | LOAD CELL ASSEMBLY, TENSION, 50LB (22.7 KG) | 3062.04
6ES7194-1KA01-0XA0 | SIMATIC DP, Y CONNECTOR FOR DISTRIBUTED I/O ET 200 FOR THE DOUBLE WIRING OF I/O WITH ONE CABLE TO ET | 18.02
6ES7194-4GC60-0AA0 | SIMATIC DP, MODULE CARRIER COMPACT VERSION FOR IO MODULES ET 200PRO LENGTH: 1000 MM NEW HOLE PATTERN | 86.24
3TH4262-0AF0 | CONTACTOR RELAY 62E EN 50 011 6NO+2NC, SCREW TERMINALS AC OPERATION AC 50HZ 110V/60HZ 132V | 57.21
4AU3632-8BC40-0HA0 | TRANSFORMER SITAS; PHASES:3; PN/PN(S6)(KVA):10 /34,1; UPRI(V):Y500-400/D289-230; USEC(V):Y 400 / D 2 | 4901.7
3TH4310-0BG4 | CONTACTOR RELAY 100E EN 50 011 10 NO, SCREW TERMINALS DC OPERATION DC SOLENOID SYSTEM DC 125V | 135.75
3RK1902-0CJ00 | BLANK PLUG FOR 9-POLE POWER SOCKETS | 11.56
6SL3720-2TE13-0AB3 | SINAMICS S120 CABINET MODULE BOOKSIZE CABINET KIT DOUBLE MOTOR MODULE INPUT: DC 510 - 720V OUTPUT: 3 | 4094.26
6SL3330-6TG38-8AA3 | SINAMICS S120 SMART LINE MODULE 3-PHASE AC 500-690V, 50/60HZ OUTPUT: 675-930V DC, 900A RATED OUTPUT: | 30414.34
6SL3300-1AH32-5AA0 | SINAMICS BRAKING MODULE INPUT: 1035 V DC OUTPUT: 250 KW/15 S FOR CHASSIS UNIT GX | 3350.32
6SL3525-0PE23-0AA1 | SINAMICS G120D POWER MODULE PM250D WITH BUILT IN CL. A FILTER POSSIBILITY OF REGENERATION 3AC380-480 | 1528.52
5SU1624-7KK82 | FI/LS-PROTECTOR TYPE A (PSE), D=70MM IFN 300MA, 10KA, 2-POLEE C 125A | 476.79
3LD2103-4VP51 | MAIN SWITCH 6-POLE IU=25, P/AC-23A AT 400V=9,5KW 1NO+1NC, FRONT MOUNTING FOUR-HOLE MOUNTING ACTUATOR | 59.38
5TD2862-1 | DELTA STYLE PLATINUM METALLIC LED LIGHT SIGNAL RED/GREEN LABELED ENGLISH INCL. MODULE CARRIER | 109.2
8WH9020-3NA00 | INSERTABLE PROFILE, FOR 95MM2 TERMINALS, COMPENSATES PRISMATIC SLEEVE BASES WHEN STRIP LINES ARE USE | 0.46
6SE6400-3CC01-0BD3 | MICROMASTER 4 AC COMMUTATION CHOKE 200V-480V 3AC 9A FOOTPRINT FSB - 2.2MH | 462.22
6SL3055-0AA00-5KA3 | SINAMICS SENSOR MODULE SME125 ABSOLUTE ENCODER: ENDAT; PTC- AND KTY-INPUTS WITH SET; DEGREE OF PROTE | 726.13
5SY7113-7 | CIRCUIT BREAKER 230/400V 15KA, 1-POLE, C, 13A, D=70MM | 22.22
3NC8431-0C | SITOR FUSE-LINK FOR SEMICONDUCTOR PROTECTION 350A GR 690V SIZE 3 CONNECTION CONTACT INDICATOR 110MM | 229.94
6ES7922-3BJ01-0AM0 | CABLE WITH FRONTCONNECTOR FOR SIMATIC S7-300 20PIN (6ES7392-1AJ00-0AA0) TO 25PIN D-SUB FEMALE FOR ET | 254.56
6DL5101-8CX00-0XB0 | SIMATIC PCS 7 TELECONTROL, SOFTWARE, IEC 870-5-101/-104 DRIVER, SINGLE LICENSE F.1 INSTALLATION R-SW | 2452.29
6SE6440-2AB21-1BA1 | MICROMASTER 440 WITH BUILT-IN CLASS A FILTER 1AC 200-240 V +10/-10% 47-63 HZ CONSTANT TORQUE POWER | 1369.02
5SY7540-6 | CIRCUIT BREAKER 230V 15KA, 1+N-POLE, B, 40A, D=70MM | 42.77
5SY8163-8 | CIRCUIT BREAKER 230/400V 25KA, 1POLE, D, 63A, D=70MM | 62.38
3UG3207-2A | DOUBLE-POLE WIRE ELECTRODE FOR LEVEL MONITORING, 500 MM LONG, WITH TEFLON INSULATION | 174.09
3TY7683-0CM7 | COIL FOR 3TF68 CONTACTOR AC 200 TO 240V 50/60HZ | 361.59
3WL9111-0BB26-0AA0 | ACCESSORIES CIRCUIT BREAKER 3WL BOWDEN WIRE F. MUTUAL MECH. INTERLOCKINGS, 3M, THREAD M5 | 136.93
LZX:PT570524 | PLUG-IN RELAY, 4 CO CONTACTS, 24V AC, 6A, WIDTH 22.5MM | 7.03
8MF4806 | STANDARD SHELF FIXED FOR CUBICLE WXD = 800 X 600MM | 161.29
6GK1901-1BB11-2AB0 | IE FC RJ45 PLUG 180 4X2, RJ45 FEMALE CONNECTOR (10/100/1000MBIT/S) WITH ROBUST METAL HOUSING AND FC | 400.86
8WA1805 | END RETAINER STEEL, 10.3MM | 2.35
8WA2867 | FEEDER TERMINAL TO 4SQMM FOR 10X3MM AND 6X6MM N-BUSBAR, BLANK | 0.87
8WH2003-0AF00 | FEED-THROUGH TERMINAL WITH SPRING CONNECTION, 3 CONNECT. POINTS SECTION: 0.08 - 2.5 MM2, WIDTH: 5.2 | 1.52
5TG1123-3 | DELTA MIRO ALUMINUM FRAME 3-FOLD REAL ALUMINUM OXIDE YELLOW DIMENSIONS 232X90MM | 118.49
3TY1304-2C | SERIES RESISTOR 0.02 KOHM ONLY AVAILABLE TILL END OF 1989 | 26.4
3RF2150-1AA24 | SEMICONDUCTOR RELAY 3RF2, 1-PH. WIDTH 22.5MM, 50 A 48-460 V / 110-230 V AC SCREW TERMINAL | 51.41
3RF2190-2AA04 | SEMICONDUCTOR RELAY 3RF2, 1-PH. WIDTH 22.5MM, 90 A 48-460 V / 24 V DC SPRING-LOADED TERMINAL | 61.54
3TX7014-7BM00 | RELAY,1CHANGEOVER CONTA.,24V DC FOR USE IN 24 V DC CABINET UNIT | 9.63
3TY6443-0BM4 | COIL F.3TB44,3TC44 CONTACTORS DC 220V | 47.81
6DL2804-1AD32 | EX-DEVICE MADE OF STAINLESS STEEL, IP65. WITH INSTALLATION OF ET200ISP- COMPONENTS (THEY HAVE TO ORD | 5557.44
6ES7922-3BJ00-0AU0 | CABLE WITH FRONT CONNECTOR FOR SIMATIC S7-300 20PIN (6ES7392-1AJ00-0AA0) TO 50PIN D-SUB FEMALE FOR E | 340.23
A5E02196074 | ACCESSORIES WELD-IN CONNECTION (ISO 2037 (SMS3008)) DN 28, FOR SENSOR SIZE DN25, (P GASKET) | 354.78
6DL2804-2AE30 | EX-DEVICE MADE OF STAINLESS STEEL, IP65. WITH INSTALLATION OF ET200ISP- AND AIRLINEEX PNEUMATIC- COM | 7465.22
3RB2985-2AA0 | MEMORY MODULE ANALOG BASIC 1 FOR 3RB22/23 SZ S00...S12 | 91.16
3RV1011-0BA10-ZX95 | CIRCUIT-BREAKER, 0.14...0.2 A N-RELEASE 2.6 A, SIZE S00, MOTOR PROTECTION, CLASS 10, SCREW CONNECTIO | 53.87
3RA6400-2DB42 | SIRIUS, COMPACT STARTER, DIRECT STARTER W/SYSTEM INTERFACE, 690 V, 32 A, 24 V DC, 3 ... 12 A, IP20, | 915.45
4AM5742-8DD40-0FC0 | TRANSFORMER SITAS; PHASES:1; PN/PN(S6)(KVA):0,85 /5; UPRI(V):550-525-500-480-460- 440-415-400-380-23 | 838.67
3RK4353-3MR58-1BA0 | SIRIUS MCU MOTOR STARTER EN.DEGR. OF PROTEC.IP55 PLASTIC COMMUNICATION WITHOUT ELECTROMECHANICAL SWI | 750.84
5SY8240-7 | CIRCUIT BREAKER 400V 25KA, 2POLE, C, 40A, D=70MM | 68.62
5SY8301-8 | CIRCUIT BREAKER 400V 25KA, 3POLE, D, 1A, D=70MM | 143.51
8WH8120-3AB45 | LABELS, LONGIT. 41 - 50 SIZE ZB6 | 0.11
8UC7313-1BB30 | DOOR DRIVE 8UC7 HANDLE TI-GREY/BL.GREEN BASIC MASKING FRAME LIGHT GRAY FOR SWITCH DISCONNECTOR 3KL55 | 158.63
8WH8140-1AB25 | LABELS, TRANSV. 21 - 30 SIZE ZB4 | 0.11
4EP3700-1US00 | MAINS CHOKE F.FU; PHASES:3; UN1(V):500; ITHMAX 1(A) / F1(HZ):35,5 /50; I LN (A):31,95; UK(%):2; LN(M | 769.09
6SE6440-2UD27-5CA1 | MICROMASTER 440 WITHOUT FILTER 3AC 380-480 V +10/-10% 47-63 HZ CONSTANT TORQUE POWER 7.5 KW OVERLOA | 4656.81
6SE6440-2UD31-8DA1 | MICROMASTER 440 WITHOUT FILTER 3AC 380-480 V +10/-10% 47-63 HZ CONSTANT TORQUE POWER 18.5 KW OVERLOA | 8683.46
5SY7106-6 | CIRCUIT BREAKER 230/400V 15KA, 1-POLE, B, 6A, D=70MM | 13.34
6SE6420-2UC11-2AA1 | MICROMASTER 420 UNFILTERED 1/3AC 200-240V +10/-10% 47-63HZ CONSTANT TORQUE POWER 0.12 KW OVERLOAD | 612.76
6FX7008-1BC11-1FA0 | POWER CABLE, SOLD BY THE METER 4 X 1.5 + 4 X 0.5 C FOR LINEAR MOTORS TRAILING TYPE UL/CSA DESINA MOT | 1264
6FX8002-2YQ27-1BF0 | SIGNAL CABLE M=015 | 308.06
6ES7403-1TA11-0AA0 | SIMATIC S7-400, ER1 EXPANSION RACK ALU, WITH 18 SLOTS, FOR SIGNAL MODULES ONLY, 2 REDUNDANT PS PLUGG | 2007.4
5TG2552-1 | DELTA LINE, TITANIUM WHITE FRAME, 2FOLD, 151X80MM HORIZONTAL, W.LABELING FIELD | 10.83
6SL3055-0AA00-3PA1 | SIMOTION / SINAMICS S120 TERMINAL MODULE CABINET TM41 WITHOUT DRIVE-CLIQ CABLE ADD ON BOARD FOR SINA | 594.56
3KL5030-1AB01 | SWITCH DISCONNECTOR FUSE NEW DESIGN IU=63A, UE=690V, 3-POLE FOR LV HRC FUSE SIZE 00 BASIC VERSION WI | 610.62
5TG1103-1 | DELTA MIRO FRAME 3-FOLD GENUINE MATERIAL WOOD TYPE OF WOOD CHERRY TREE DIMENSIONS 232X90MM | 85.39
5TG1115-0 | DELTA MIRO FRAME 5-FOLD COLOUR TITANIUM WHITE DIMENSIONS 374X90MM | 31.72
6GT2090-0QA00 | MOBY I / U/ RF300 HOLDER FOR HEAT-PROOF DATA MEMORY MDS 439E / MDS U589 / RF380T | 86.09
C79000-G5278-C216 | MANUAL (SPANISH) ULTRAMAT 23 | 192.57
3UG4641-2CS20 | DIGITAL MONITORING RELAY COS-PHI A. CURRENT MONITORING FROM 90 TO 690V AC OVERSHOOT AND UNDERSHOOT I | 204.46
BVP:261847 | BD2A-400-LH-Y* KNEE BACKSIDE X 0,36M / Y 0,36M -1,25M 160A-400A | 1234.89
LZS:PT3A5L24 | PLUG-IN RELAY, COMPLETE UNIT 24 V DC, 3 CO CONTACT LED MODULE RED STANDARD PLUG-IN SOCKET SCREW TERM | 17.67
6ES7341-1AH02-0AE0 | SIMATIC S7-300, CP341 COMMUNICATION PROCESSOR WITH RS232C INTERFACE (V.24) INCL. CONFIG. PACKAGE ON | 2292.57
6SL3730-7TE41-4BA3 | SINAMICS S120 CABINET MODULE ACTIVE LINE MODULE INKL. WITH CIM+CU320-2 ACTIVE INTERFACE MODULE 3AC | 148241.93
8MF6886-4E | STANDARD CUBICLE 8MF6 HXWXD=1800X800X600 INDIVIDUAL MOUNTING NON-VENT., ASSEM., WELDED IP40 | 3090.92
8MF9066 | LOCK LEFT WITH KEY ARRESTER | 65.88
8MF5064-5E | STANDARD CUBICLE 8MF5 HXWXD=2000X600X400 INDIVIDUAL MOUNTING NON-VENT., NOT ASSEM., SCREWED IP54 | 3090.92
5TC9201 | ROOM TEMP. CONTROLLER INSERT CO CONTACT | 115
5TC9203 | ROOM TEMP. CONTROLLER INSERT DIRECT FLOOR HEATING | 297.52
6DL2804-0AE51 | EX-DEVICE MADE OF STAINLESS STEEL, IP65. EMPTY CABINET READY FOR INSTALLATION OF ET200ISP. EQUIPMENT | 7465.22
6DL2804-1AE30 | EX-DEVICE MADE OF STAINLESS STEEL, IP65. WITH INSTALLATION OF ET200ISP- COMPONENTS (THEY HAVE TO ORD | 6801.63
6ES7323-1BL00-0AA0 | SIMATIC S7-300, DIGITAL MODULE SM 323, OPTICALLY ISOLATED, 16 DI AND 16 DO, 24V DC, 0.5A, AGGREGATE | 1158.47
6XV1870-2E | SIMATIC NET, IE FC TP STANDARD CABLE 4X2, TP INSTALLATION CABLE, CAT6 F. CONNECTION TO FC RJ45 MOD | 4.85
6ES7468-1CC50-0AA0 | SIMATIC S7-400, IM CABLE WITH K BUS, 25 M | 867.73
8WH9020-6DL10 | PLUG-IN JUMPER 8 DIVISIONS, AS TRANSVERSE JUMPER IN TERM. MIDDLE, 10-POLE, COLOR: SIEMENS COLOR | 6.08
A5E01191966 | ACC. MAG 3100 DN250 CL150 GROUND RING W1.4404 | 313.94
A5E01191977 | ACC. MAG 3100 DN300 PN16 GROUND RING HASTELLOY | 1582.43
6SL3710-1GH31-2AA3 | SINAMICS G150 CONVERTER CABINET UNIT, AC/AC WITH CIM+CU320-2 3AC 660-690 V, 50/60 HZ NOM. POWER RATI | 17244.77
3RA6250-2EP33 | SIRIUS, COMPACT STARTER, REVERSING STARTER 400 V, 110 ... 240 V AC/DC, 50 ... 60 HZ, 8 ... 32 A, IP2 | 1549.67
4AM5542-5AJ10-0FA0 | TRANSFORMER SITAS; PHASES:1; PN/PN(S6)(KVA):0,8 /3,4; UPRI(V):400+/-5%; USEC(V):110; ISEC(A):7,27; F | 454.75
4AM6142-8JD40-0FC0 | TRANSFORMER SITAS; PHASES:1; PN/PN(S6)(KVA):1,36 /7,3; UPRI(V):400-230+/-15; USEC(V):2X115; ISEC(A): | 1123.4
3SE5114-1CH01-1AF3 | SIRIUS POSITION SWITCH METAL HOUSING 40MM TO EN50041 1NO/1NC SNAP-ACTION CONTACTS W. M12 CONNEC., 5- | 92.39
3RT1054-6AB36 | CONTACTOR, 55KW/400V/AC-3, AC(40...60HZ)/DC OPERATION UC 23...26V AUX. CONTACTS 2NO+2NC, 3-POLE, SIZ | 365.41
3LD2222-0TK13 | MAIN/EMERG. STOP SWITCH 3-POLE IU=32, P/AC-23A AT 400V=11.5KW FRONT MOUNTING FOUR-HOLE MOUNTING KNOB | 31.23
3NA7824-7 | LV HRC FUSE LINK GL/GG WITH NON-INSULATED GRIP LUGS WITH COMBINATION INDICATOR SIZE 00, 80A, AC 500V | 5.19
3LD2766-0TB53 | MAIN/EMERG. STOP SWITCH 3-POLE IU=100, P/AC-23A AT 400V=37KW 1 N-TERMINAL + 1 PE-TERMINAL INSULATION | 184.81
A5E01191950 | ACC. MAG 3100 DN250 PN10 GROUND RING W1.4404 | 313.94
A5E02213585 | ACCESSORIES CLAMP CONNECTION (ISO 2852 (SMS 3016, BS 4825-3)) DN 63,5 FOR SENSOR SIZE DN65, (P G | 891.01
A5E01192005 | ACC. MAG 3100 DN65 PN16 GROUND RING TANTALUM | 2821.85
BVP:610422 | BD2-AK05/SNH2 TAP-OFF UNIT 400A / NH-FUSE SOC KET SIZE 2 | 2398.78
6XV1830-2AH50 | SIMATIC NET, CONN. CABLE 830-2 F. PROFIBUS, PREASSEMBLED CABLE WITH 2 SUB-D-CONNECTORS 9-POLE, SWITC | 203.83
6SL3202-0AE20-6SA0 | SINAMICS SINE-WAVE FILTER FOR POWER MODULE FSA FOOT PRINT 3AC 380-480V 6,0A | 545.02
3UG4632-2AA30 | DIGITAL MONITORING RELAY VOLTAGE MONITORING, 22.5MM FROM 10 TO 600V AC/DC OVERSHOOT AND UNDERSHOOT A | 141.16
3WL9111-0BA04-0AA0 | ACCESSORIES CIRCUIT BREAKER 3WL EARTHING METER F. WITHDRAWABLE SWITCH SIZE II 4-POLE | 170.79
3RA6812-8AB | INFEED ON THE LEFT, CONNECTION MAIN CIRCUIT: SCREW TERMINAL, 3 SLOTS FOR COMPACT LOAD FEEDERS TERMIN | 319.99
5TG7142 | DELTA STYLE, TITANIUM WHITE ROCKER W. SYMBOLS IO FOR OFF SWITCH 2POLE, 3-POLE 68X68MM | 7.63
3SE5242-0BD03 | SIRIUS POSITION SWITCH; PLASTIC HOUSING ACC. TO EN50047, 50MM DEVICE CONNECTION 2X(M20X1.5); 1NO/1NC | 31.04
7MH4607-8CA | SIWAREX U CONNECTING CABLE 9-PIN -FOR SERIAL LINKING OF SIWAREX U W.9-PIN PC NTERFACE (RS232C) - CAB | 73.51
6GK1561-3AA01-3AE0 | SIMATIC NET SW FOR CP 5613 A2, CP 5613 FO AND CP 5614 A2; UPGRADE UP TO EDITION 2008; ENTH. DP-BASE | 384.8
6FX8008-1BB11-3AA0 | POWER CABLE,SOLD BY THE METER, 4 X 1.5 C TRAILING CABLE, UL/CSA DESINA MOTION CONNECT 800, DELIVERED | 2640.52
6FX8008-1BD41-2AA0 | SIGNAL CABLE,SOLD BY THE METER 3X2X0.14 + 4X0.14 + 2X0.5 C TRAILING CABLE, UL/CSA DESINA MOTION CONN | 1168.75
6FX2001-2GB50 | SINUMERIK (ACCESSORIES) INCR. POS. ENCODER, WITH LED, AXIAL FLANGE CONNECTOR, 1500 PULSES/REV | 366.56
4AM5742-8BD40-0FA1 | TRANSFORMER SITAS; PHASES:1; PN/PN(S6)(KVA):1 /5,043; UPRI(V):575-550-525-500-480- 460-440 -415-400- | 756.51
3RT1054-1AV36 | CONTACTOR, 55KW/400V/AC-3, AC(40...60HZ)/DC OPERATION UC 380...420V AUX. CONTACTS 2NO+2NC, 3-POLE, S | 365.41
6XV1820-5BN65 | SIMATIC NET, FIBER OPTIC CABLE (62.5/125)STANDARD CABLE, SPLITTABLE, PREASS. WITH 4 BFOC CONNECTORS | 640.64
7ML1930-1BJ | TAG, STAINLESS STEEL, COMES WITH HOLE, 12 X 45MM, ON ETEXT LINE, | 46.97
5TG2081 | SUPPORT PLATE YELLOW INSERT FOR HOLDING UP TO 2 MODULAR JACK PLUG-IN CONN. SCREW FIXING PEHA RESP. M | 6.97
3WL9111-0AH12-0AA0 | ACCESSORIES CIRCUIT BREAKER 3WL POSITION SIGNAL SWITCH F. GUIDE FRAME, 2ND BLOCK 6 MICRO-SWITCHES | 535.63
3WL9111-0AL04-0AA0 | ACCESSORIES CIRCUIT BREAKER 3WL MAIN CONDUCTOR CONN. 1 OFF FIXED-MOUNTED CIRC.BR. SIZE II FRONT CONN | 144.34
6XV1873-6AN20 | SIMATIC NET FO STANDARD CABLE GP (50/125), PREASSEMBLED WITH 2X2 SC CONNECTORS, LENGTH 20 M | 218.4
7MC2021-4CB | JACKET THERMOCOUPLE CONNECTION HEAD FORM B JACKET DIAMETER 6.0 MM; MAT. NO. 1.4541 2 THERMOC. ELEMEN | 193.7
8MF2224-4E | CUBICLESYSTEM 8MF2000 HXWXD = 2200 X 1200 X 400MM FOR INDIVIDUAL MOUNTING WITH SIDE PANELS, IP 40 | 3457.98
6SE6440-2AD24-0BA1 | MICROMASTER 440 WITH BUILT-IN CLASS A FILTER 3AC 380-480 V +10/-10% 47-63 HZ CONSTANT TORQUE POWER | 3473.36
3RP1531-1AP30 | TIME RELAY, OFF-DELAY W. AUXIL. SW.,1 C, 0.5 S...10 S AC 24,200...240 V AND DC 24 V, WITH LED | 236.75
5SY7608-7 | CIRCUIT BREAKER 400V 15KA, 3+N-POLE, C, 8A, D=70MM | 132.7
6SE6400-2FS01-0AB0 | MICROMASTER 4 SUPPLEMENTARY EMC FILTER 200V-240V 1AC 10A FOOTPRINT FSA - CLASS B | 258.06
8US1922-1AC00 | BUSBAR ADAPTER SYSTEM END COVER FOR BUSBAR ENDS ON HOLDER 8US1923- 3-POLE | 7.39
BVP:045511 | BD2-400-KR CABLING BOX 160-400A | 183.57
BVP:090162 | BD01-160-2-0,5 BUSBAR TRUNKING 160A - BD01 | 450.39
4EP3801-6DS00 | COMMUTATING CHOKE FOR CONVERTER; PHASES:3; UN1(V):400; ITHMAX 1(A) / F1(HZ):45 /50; I LN (A):40,5; U | 1750.56
6SE6440-2UC31-5DA1 | MICROMASTER 440 WITHOUT FILTER 3AC 200-240 V +10/-10% 47-63 HZ CONSTANT TORQUE POWER 15 KW OVERLOAD | 6547.65
5SY8513-7 | CIRCUIT BREAKER 230V 25KA, 1+N-POLE, C, 13A, D=70M | 47.71
5TC1296 | DELTA REFLEX SMOKE DETECTOR 230V CAN BE NETWORKED DIMENSIONS 115MM X 43MM TITANIUM WHITE | 60.66
5SY8115-8 | CIRCUIT BREAKER 230/400V 25KA, 1POLE, D, 1,6A, D=70MM | 35.75
5SY8208-8 | CIRCUIT BREAKER 400V 25KA, 2POLE, D, 8A, D=70MM | 100.25
5TA2118-0KK | DELTA ROCKER SWITCH INSERT FOR FLUSH MOUNTING 10A, 250V,DOUBLE TWO-WAY SWITCH WITHOUT CLAWS | 18.25
BVP:203239 | BD01-AK1X/2SD/F TAP-OFF UNIT | 149.31
BVP:261905 | BD2C-400-ZV-Z* Z UNIT FRONTSIDE X/Y 0,36M, Z 0 ,14M-1,25M 160-400A | 1571.45
BVP:261916 | BD2C-1250-ZL-X*/Y*/Z* Z UNIT LEFT X/Y 0,36M-0,60M, Z 0,26M-1,25M 1250A | 4075.48
BVP:261944 | BD2C-400-LR-X* ELBOW RIGHT X 0,36M-1,25M / Y 0 ,36M 160A-400A | 1321.77
3RS1800-1AP00 | COUPLING RELAY IM INDUSTRY-STANDARD ENCLOSURE 1 CHANGEOVER CONTACT COMBIVOLTAGE 24 V AND 220 V TO 24 | 61.34
6SE6400-4BE14-5CA0 | MICROMASTER 4 BRAKING RESISTOR 500-600 V 120R 9000 W PK 450 W CONT 285 X 185 X 150 MM H X W X D IP2 | 865.31
3LD2103-0TK51 | MAIN CONTROL SWITCH 3-POLE IU=25, P/AC-23A AT 400V=9,5KW FRONT MOUNTING FOUR-HOLE MOUNTING ROTARY AC | 28.93
3LD2113-0TK51 | MAIN CONTROL SWITCH 3-POLE IU=25, P/AC-23A AT 400V=9,5KW BASE MOUNTING MOUNTING RAIL/TWO-HOLE MOUNTI | 46.72
5TC8258 | LV DIMMER ELECTRON.TRANSF. R, C W. PRESSURE ON/OFF SWITCH FM, 230V 50-60HZ, 60-800W/VA F. CLAW AND S | 215.23
5TG1115-2 | DELTA MIRO FRAME 5-FOLD COLOUR CARBON METALLIC DIMENSIONS 374X90MM | 47.5
5TG2551-0 | DELTA LINE, TITANIUM WHITE FRAME, 1FOLD, 80X80MM | 1.52
FDK:083N8481 | MAG 3100 C FLANGE 1800MM PN16 S/STEEL | 6464.87
FDK:083N8489 | MAG 3100 E FLANGE 1 INCH, CL150 HAST C | 812.98
FDK:083N8506 | MAG 3100 E FLANGE 4 INCH, CL150 HAST C | 1682.23
FDK:085U1023 | MATING PART FOR HYGIENIC FITTIN DN65 DIN11851 | 203.25
5SY8432-8 | CIRCUIT BREAKER 400V 25KA, 4POLE, D, 32A, D=70MM | 126.66
5SY8206-8 | CIRCUIT BREAKER 400V 25KA, 2POLE, D, 6A, D=70MM | 63.58
5SY8215-8 | CIRCUIT BREAKER 400V 25KA, 2POLE, D, 1.6A, D=70MM | 100.25
5SY7132-7 | CIRCUIT BREAKER 230/400V 15KA, 1-POLE, C, 32A, D=70MM | 18.12
6SE7031-5ES87-1FE0 | SIMOVERT MASTERDRIVES OUTPUT REACTOR FMAX = 120HZ, FP = 3KHZ 3 380-460V AC, 146A | 1037.17
6ES7658-2ED00-2YB0 | SIMATIC PCS 7, SOFTWARE ARCHIVE (30.000 VAR) SINGLE LICENSE F.1 INSTALLATION R-SW, WITHOUT SW AND DO | 43253.14
5TG2595 | DELTA I-SYSTEM, ELECTRIC WHITE ANTENNA COVER PLATE 55X55MM FOR RF/TV/2XSAT OUTLET BOXES HIRSCHMANN E | 8.09
3LD2305-0TK13 | MAIN SWITCH 3-POLE FRONT MOUNTING IU=160A P/AC-23A AT 400V=75KW ROTARY ACTUATOR RED/YELLOW (EMERG. S | 275.35
A5E01192008 | ACC. MAG 3100 DN40 PN40 GROUND RING TANTALUM | 1724.87
6SL3202-0AE24-6SA0 | SINAMICS SINE-WAVE FILTER FOR POWER MODULE FSD STAND ALONE 3AC 380-480V 47,0A | 1771.25
6DL2804-0DE32 | EX-DEVICE MADE OF STAINLESS STEEL, IP65. EMPTY CABINET READY FOR INSTALLATION OF ET200ISP. EQUIPMENT | 6386.9
3RA6120-1CP32 | SIRIUS, COMPACT STARTER, DIRECT STARTER 690 V, 110 ... 240 V AC/DC, 50 ... 60 HZ, 1 ... 4 A, IP20, C | 625.61
3RF2920-0FA08-0KH0 | LOAD MONITORING BASE CURRENT RANGE 20A 40 DEG. C CONTROL VOLTAGE 24V DC WITH THE COVERING CAPS MOUNT | 82.3
8HP1805 | RUBBER CABLE ENTRY FOR 1 CABLE 12-29MM | 3.55
3RA6931-0A | CONNECTING CABLE, 14-POLE, 8 MM | 26.69
4AM5742-5AT10-0FC0 | TRANSFORMER SITAS; PHASES:1; PN/PN(S6)(KVA):0,85 /5; UPRI(V):400+/-5%; USEC(V):230; ISEC(A):3,7; F(H | 756.51
6XV1860-3PN10 | SIMATIC NET, PROFIBUS ECOFAST HYBRID CABLE GP, 2XCU 0.64 MM, 4XCU 1.5 SQMM, CABLE PREASSEMBLED WITH | 214.03
6XV1878-2B | IE FC TP FLEXIBLE CABLE GP 4X2, TP-INSTALLATIONS CABLE CAT6 FOR CONNECTING TO IE FC RJ45 PLUG 4X2, | 6.17
7LF5300-6 | SYNCHRONOUS TIME SWITCH WEEK 1CHANGEOVER CONT.230V/50HZ 3 TE | 67.16
3NA6830-4 | LV HRC FUSE LINK GL/GG WITH INSULATED GRIP LUGS WITH COMBINATION INDICATOR SIZE 000, 100A, AC 400V | 6.48
7ME6910-1AA10-1BA0 | MAG 5000, IP67 / NEMA 4X/6, POLYAMID ENCLOSURE, WITH DISPLAY, WITH HART, 115-230V AC 50/60 HZ | 1527.97
7MH7723-1FG | RANGE SPRING ASSEMBLY, C10, ILE-37, SPARE | 704.93
7MH7723-1GN | CIRCUIT CARD 256 PPR, UP TO 10 INTEGRATORS | 904.77
7ML1930-1CY | STEEL ENCLOSURE FOR 5 RD DISPLAY | 993.93
3SE5232-0LC05-ZW97 | SIRIUS POSITION SWITCH PLASTIC ENCLOSURE ACC. TO EN50047, 31MM DEVICE CONNECTION 1X (M20X1.5); 1NO/2 | 27.5
3SE5232-0LK62-1AJ0 | SIRIUS POSITION SWITCH, PLASTIC 31MM, ACC. TO EN50047 INCREA. CORROSION PROTECTION, DEVICE CONNECTIO | 54.37
3SY3027 | ACCESSORY F.POSITION SWITCH BASE PLATE | 8.4
3TC4417-0AY80-0AD8 | CONTACTOR SIZE 2 2-POLE DC-3 AND 5, 32 A AUX. SWITCHES 22 (2NO+2NC) DIR. CURRENT ACTUATION DC 52 V U | 237.28
5TG1812 | DELTA PROFILE, TITANIUM WHITE DOUBLE FRAME, 80MM | 7.57
3SE5112-0LA00 | BASIC SWITCH FOR POSITION SWITCH 3SE51, METAL ENCLOSURE, ACC. TO EN50041 DEVICE CONNECTION 1X (M20X1 | 31.64
8MF4681 | MOUNTING PLATE HXW=2200X800 | 403.74
8MF6864-4E | STANDARD CUBICLE 8MF6 HXWXD=1800X600X400 INDIVIDUAL MOUNTING NON-VENT., ASSEM., WELDED IP40 | 2569.32
3RF2190-2AA06 | SEMICONDUCTOR RELAY 3RF2, 1-PH. WIDTH 22.5MM, 90 A 48-600 V / 24 V DC SPRING-LOADED TERMINAL | 73.43
8WH2000-0AE00 | FEED-THROUGH TERMINAL WITH SPRING CONNECTION, SECTION: 0.14 - 1.5 MM2, WIDTH: 4.2 MM, COLOR: GRAY | 1.12
A5E01002954 | EARTHINGRINGS SS316 TWO PIECES FOR MAG5100 DN125 / PN16 | 298.51
3SF1324-1SG21-1BA4 | SAFETY POSITION SWITCH WITH SOLENOID INTERLOCKING LOCKING FORCE 1300N, 5 DIRECTIONS OF APPROACH PLAS | 892.49
3TC5217-0AB4 | CONTACTOR, SIZE 8, 2-POLE DC-3 AND 5,RATD.OPER.CURR. 220A AUXILIARY CONTACTS 22 (2NO+2NC) DC OPERATI | 1129.66
3SE5212-0MC05-1CA0 | SIRIUS POSITION SWITCH W. INCREASED CORROSION PROTECTION METAL ENCLOSURE TO EN50047, 31MM DEVICE CON | 32.75
8MF5898-4R | STANDARD CUBICLE 8MF5 HXWXD=1800X900X800 SIDE-BY-SIDE MOUNTING NON-VENT., NOT ASSEM., SCREWED IP40 | 2743.2
3RV2926-0B | DOOR-COUPLING ROTARY OPERATING MECHANISM, IP65, FOR CIRCUIT- BREAKERS SIZE S0...S3 130MM SHAFT BLACK | 59.12
5SJ4130-6HG40 | CIRCUIT BREAKER 240V 14KA, 1-POLE, B, 30A, D=70MM ACC. TO UL 489, SAME POLARITY | 29.4
3RW4424-1BC44 | SIRIUS SOFT STARTER, VALUES WITH 400 V, 40 DEG., STANDARD: 47A, 22KW, INSIDE-DELTA CIRCUIT 3: 81A, 4 | 4526.62
6RA8000-0MV62-0AA0 | SINAMICS DCM CONTROL MODULE WITHOUT POWER SECTION INCL 40A CONTROLLABLE FIELD RECTIFIER | 8416.45
6RA8028-6FV62-0AA0 | SINAMICS DCM DC CONVERTER FOR FOUR-QUADRANT DRIVES CONNECTION (B6) A (B6) C INPUT: 3-PHASE AC 480V, | 3987.59
7MH5111-6GA00 | SIWAREX WL 270 LOAD CELL CP-S SC 200T 0,1% - RATED LOAD 200T - ACCURACY CLASS 0,1% - 20M CABLE LENGT | 6605.98
7MH7724-1BD | MLC CALIBRATION WEIGHT, (STAINLESS STEEL 304(1.4301)) FOR SCALES WITH BELT WIDTH OF 42", 1000MM, 2.3 | 180.74
3TH4394-0AN2 | CONTACTOR RELAY 55E EN 50 011 5NO+5NC,1 O'LAP,SCREW TERMIN. AC OPERATION AC 50/60HZ 220V | 100.66
3SB2206-0LE01 | ILLUMINATED PUSHBUTTON, 16MM, ROUND, PLASTIC, GREEN, BUTTON, RAISED, 1NO, LAMPHOLDER W2 X 4.6D, WITH | 22.22
3SB2210-2EB01 | TOGGLE SWITCH, 16MM, ROUND, PLASTIC, BLACK, 3 SWITCH POSITIONS I>O<II, MOMENTARY CONTACT, 1NO, 1NO | 31.59
3RS1042-1GW70 | TEMPERATURE MONITORING RELAY PT100/1000 KTY83/84, NTC, 2 THRESHOLDS, DIGITAL, -50 DEGREES C TO 750 D | 454.52
3TH4262-0AL0 | CONTACTOR RELAY 62E EN 50 011 6NO+2NC, SCREW TERMINALS AC OPERATION AC 125V, 127V 50HZ/ AC 150V, 152 | 59.12
6RA8096-4GV62-0AA0 | SINAMICS DCM DC CONVERTER FOR FOUR-QUADRANT DRIVES CONNECTION (B6) A (B6) C INPUT: 3-PHASE AC 575V, | 44131.26
6SE6400-3TC08-0ED0 | MICROMASTER 4 OUTPUT CHOKE 200-480 V 3AC 80 A STAND ALONE FS E - 0.111 MH | 641.93
5SY7203-7 | CIRCUIT BREAKER 400V 15KA, 2-POLE, C, 3A, D=70MM | 48.99
5SY7501-8 | CIRCUIT BREAKER 230V 15KA, 1+N-POLE, D, 1A, D=70MM | 59.9
8GK4001-7KK22 | ALPHA 400 DIN, RAPID MOUNTING KIT FOR INSTALLATION MOUNT. DEVICE WITH ROW DISTANCE 125 MM WITH LONGI | 777.11
8GK4501-4KK12 | ALPHA 400/630 DIN, KIT SPACE COVER WITH SUPPORT H=600 W=250 | 98.63
8MF2094-4E | CUBICLESYSTEM 8MF2000 HXWXD = 2000 X 900 X 400MM FOR INDIVIDUAL MOUNTING WITH SIDE PANELS, IP 40 | 2704.57
5SY7340-7 | CIRCUIT BREAKER 400V 15KA, 3-POLE, C, 40A, D=70MM | 135.42
8UC6262-6BD22 | DOOR COUPLING ROTARY ACTUATOR COMPLETE, BLACK, FOR 3VL FOR GM PROJECTS ACCORDING GCCL MLFB 8UC6262-6 | 228.64
8WH5104-2MF00 | HYBRID FEED-THROUGH TERMINAL, 4 CONNECT. POINTS, PLUG AND SPRING CONNECTION, SECTION: 0.08 - 2.5 MM2 | 3.79
8WH8140-2AB45 | LABELS, TRANSV. 41 - 50 SIZE ZB5 | 0.11
8WH8141-1AB55 | LABELS, FLAT, TRANSV. 51 - 60 SIZE ZBF4 | 0.11
5SY8608-8 | CIRCUIT BREAKER 400V 25KA, 3+N-POLE, D, 8A, D=70M | 178.78
5SY7616-7 | CIRCUIT BREAKER 400V 15KA, 3+N-POLE, C, 16A, D=70MM | 108.36
5SY8263-8BB08 | CIRCUIT BREAKER 400V 20KA, 2-POLE, 63A, D=70MM ONLY MAGNETIC TRIPPING | 72.44
5SY6614-7 | CIRCUIT BREAKER 400V 6KA,3+N-POLE C,0.3A, D=70MM | 42.58
5SY7504-8 | CIRCUIT BREAKER 230V 15KA, 1+N-POLE, D, 4A, D=70MM | 59.9
6SE6440-2UC27-5DA1 | MICROMASTER 440 WITHOUT FILTER 3AC 200-240 V +10/-10% 47-63 HZ CONSTANT TORQUE POWER 7.5 KW OVERLOAD | 3676.48
5SY8203-8 | CIRCUIT BREAKER 400V D=70MM 25KA ACC. TO EN 60947-2, 2P, D3 | 63.58
6ES7401-1DA01-0AA0 | SIMATIC S7-400, CR3 RACK, CENTRALIZED WITH 4 SLOTS | 809.27
6ES7292-1BG30-0XA0 | SIMATIC S7-1200, SPARE PART I/O TERMINAL BLOCK GOLD ANALOG SIGNAL MODULE 8CH/16CH (4 PIECES W. 7 SCR | 55.83
6ES7833-1SM02-0YA5 | SAFETY MATRIX TOOL V6.2 FLOAT. LICENSE F.1 INSTALLATION ENGINEERING-SW A. DOCU. ON CD, CLASS A, 2 LA | 8942.65
6SL3060-4AH00-0AA0 | SINAMICS DRIVE-CLIQ CABLE IP20/IP20 LENGTH: 0.26 M | 36.47
3NC8423-3C | SITOR FUSE-LINK FOR SEMICONDUCTOR PROTECTION 150A GR 690V SIZE 3 CONNECTION CONTACT INDICATOR 110MM | 203.86
6SL3710-1GE41-0CA3 | SINAMICS G150 CONVERTER CABINET UNIT, AC/AC WITH CIM+CU320-2 3AC 380-480 V, 50/60 HZ NOM. POWER RATI | 77997.03
3SE5000-0AH00-1AJ0 | DRIVE TWIST LEVER METAL FOR POSITION SWITCH 3SE51 LE/RIGHT ADJUSTABLE, W/O LEVER FUNCTIONAL AT -40 D | 20.7
3RF2350-3AA04 | SEMI-COND. CONTACTOR 3RF2,1-PH. AC 51 50 A 40 DEGREES C 48-460 V / 24 V DC RING TERMINAL | 89.9
5UB1580 | DELTA LINE SCHUKO SOCKET OUTL. 250V AC 16A W. SCREWLESS TERMINALS COMPLETE COVER 80X80MM TITANIUM WH | 7.21
6GK1905-0AC00 | PROFIBUS PA SPLITCONNECT COUPLER, CONNECTING ELEMENT F. CASCADING OF SPLITCONNECT TAPS FOR ASSEMBL. | 263.42
8MR2132-0A | 120-250V, 100WATTS, 15DEGR. CSF060, 06011.0-00, | 144.52
8MR2150-3A | HEATER BLOWER WITH CLIP AND THERMOSTAT CS 130 230 V AC, 1200 W, 0 - 60 DEG C | 421.68
8MF5096-5R | STANDARD CUBICLE 8MF5 HXWXD=2000X900X600 SIDE-BY-SIDE MOUNTING NON-VENT., NOT ASSEM., SCREWED IP54 | 3090.92
8GS4033-0 | A400 ZS METER SUPPORT PLATE FOR 1 AND 2 BKE-I H=450MM, W=250MM | 61.7
7MF9007-7AA | SEALING RINGS ACC. EN837-1, THREAT G1/2 COPPER (1 SET = 100 PIECES) | 119.01
6ES7658-1XX00-0YL8 | SIMATIC PCS7 ENGINEERING AS/OS SOFTWARE UPDATE SERVICE WITHIN THE FRAMEWORK OF THIS CONTRACT, YOU WI | 2007.56
3VL1710-1DA33-0AA0 | CIRCUIT-BREAKER VL160X N STANDARD SWITCHING CAPACITY ICU=55KA / 415 V AC 3 POLE | 542.93
A5E01261979 | KIT,LR460,100MM HORN EXTENSION WITH PURGE | 630.12
A5E01181615 | ACC. MAG 1100 DN50 GROUNDING RING TANTALUM | 3384.42
6SL3211-0AB12-5UA1 | SINAMICS G110 - CPM110 AC-DRIVE, WITHOUT FILTER 1AC200-240V +10/-10% 47-63HZ ANALOG INPUT CT: 0.25KW | 327.26
3SE5232-0MC05-1CA0 | . W. INCREASED CORROSION PROT. PLASTIC HOUSING ACC. TO EN50047, 31MM DEVICE CONNECTION 1X(M20X1.5); | 24.26
3SE5132-0PA00-1CA0 | BASIC SWITCH WITH INCREASED CORROSION PROTECTION FOR POSITION SWITCH 3SE513 PLASTIC ENCLOSURE, TO EN | 27.94
3SE5242-0LE10 | SIRIUS POSITION SWITCH; PLASTIC HOUSING ACC. TO EN50047, 50MM DEVICE CONNECTION 2X(M20X1.5); 1NO/2NC | 35.01
5UB1842-1 | DELTA STYLE, PLATINUM METALLIC SCHUKO OUTLET 10/16A 250V WITH HINGED LID, INCREASED TOUCH PROTECTION | 29.27
5SJ4214-7HG42 | CIRCUIT BREAKER 10KA, 2POLE, C, 0.3A ACC. TO UL 489 - 480Y/277V | 127.61
5SY4303-5 | CIRCUIT BREAKER 400V 10KA, 3-POLE, A, 3A, D=70MM | 146.88
6FX2003-5AE05 | FEMALE CONTACTS 0.20-0.56 SQMM (SUB-D, ROUND SIGNAL CONN.) ROLL = SET OF 500 | 231.63
5ST2135 | L-SECTION APPROX. 1M LONG FOR TERMINAL CAP | 9.76
3RF2330-1AA45 | SOLID-STATE CONTACTOR 3RF2,1-PH AC51 30A 40 C 48-600V / 4-30V DC SCREW-TYPE TERMINAL BLOCKING VOLT | 72.17
8WH2000-0CE07 | PE TERMINAL WITH SPRING CONNECTION, SECTION: 0.14 - 1.5 MM2, WIDTH: 4.2MM, COLOR: GREEN-YEL. | 4.04
8WH2000-0CJ07 | PE TERMINAL WITH SPRING CONNECTION, SECTION: 1.5 - 10 MM2, WIDTH: 10MM, COLOR:GREEN-YEL. | 6.99
8WD4220-5BD | SIGNAL COLUMN DIAMETER 50 MM; SINGLE ELEMENT IP54; FLASHING LIGHT ELEMENT, LED YELLOW 24 V AC/DC | 93.06
6SL3710-1GH35-8CA3 | SINAMICS G150 CONVERTER CABINET UNIT, AC/AC WITH CIM+CU320-2 3AC 660-690 V, 50/60 HZ NOM. POWER RATI | 77997.03
3SE5212-0CC05 | SIRIUS POSITION SWITCH METAL ENCLOSURE TO EN50047, 31MM DEVICE CONNECTION 1X(M20X1.5); 1NO/1NC SNAP- | 26.27
3SE5212-0CE10 | SIRIUS POSITION SWITCH METAL HOUSING ACC. TO EN50047, 31MM DEVICE CONNECTION 1X(M20X1.5); 1NO/1NC SN | 33.95
3RF2320-2AA04 | SEMI-COND. CONTACTOR 3RF2,1-PH. AC 51 20 A 40 DEGREES C 48-460 V / 24 V DC SPRING-LOADED TERMINAL | 64.57
3SY3128 | ACCESSORY FOR POSITION SWITCH SOCKET (5-POLE), M12, FOR M20 X 1.5, FOR 125V, 4A | 22.8
6SL3000-2DG35-8EA0 | SINAMICS DU/DT-FILTER COMPACT PLUS VOLTAGE PEAK LIMITER FOR SINAMICS G: 3AC 500-600V 315/400KW 3AC 6 | 8796.97
6SL3000-2DG41-3EA0 | SINAMICS DU/DT-FILTER COMPACT PLUS VOLTAGE PEAK LIMITER FOR SINAMICS S: 3AC 500-690V 900/1000/1200KW | 17730.32
3RK1207-1BQ44-0AA3 | AS-INTERF. COMPACT MODULE, IP67 ANALOG, 4AI 4 X INPUTS (M12), 4...20MA FOR 4-WIRE SENSORS ACTIVE CHA | 515.12
A5E01192007 | ACC. MAG 3100 DN15 PN40 GROUND RING TANTALUM | 1410.02
6SL3260-4TA00-1AA6 | SINAMICS G120 OPTION KIT FOR CM240NE FOR MOUNTING RAIL WITH ADAPTER ACC. TO DIN 50022 (35 X 15 MM) A | 332.38
3SE5312-0SE13 | SAFETY POSITION SWITCHES WITH SOLENOID INTERLOCKING LOCK. FORCE 2600N,5 APPR. DIR. METAL HOUSING,3X( | 314.26
3SE5312-0SJ11 | SAFETY POSITION SWITCHES WITH SOLENOID INTERLOCKING LOCK. FORCE 2600N,5 APPR. DIR. METAL HOUSING,3X( | 400.13
3RF2370-3BA04 | SEMI-COND. CONTACTOR 3RF2,1-PH. AC 51 70A/AC15 27.5A 40 DEG. C 48-460 V / 24 V DC INSTANTANEOUS SWI | 139.26
3VL9500-3HR20 | SIDE ROTARY OPER. MECHANISM 3VL5 W/ 1000MM BOWDEN WIRE ROTARY HANDLE BLACK | 407.53
5SJ4132-8HG40 | CIRCUIT BREAKER 240V 10KA, 1-POLE, D, 32A, D=70MM ACC. TO UL 489, SAME POLARITY | 45.05
5ST3745 | PIN BUSBAR SHOCKPROOF, 10 SQMM 4-PHASE, 214 MM LONG FULLY INSULATED | 13.74
5SM2342-6KK01 | FI ELEMENT FOR RCBO 5SY TYPE A (PSE/SSF), T=70 MM 0.3-40 A 4-POLE IFN 30 MA 400 V 4TE, SHORT-TIME DE | 134.09
3RW4026-2BB04 | SIRIUS SOFT STARTER, S0, 25A, 11KW/400V, 40 DEGR., AC 200-480V, AC/DC 24V, SPRING-LOADED TERMINALS | 541.6
8WH9020-6DF10 | PLUG-IN JUMPER 8 DIVISIONS, AS TRANSVERSE JUMPER IN TERM. MIDDLE, 5-POLE, COLOR: SIEMENS COLOR | 2.98
8WD5320-0CD | BUILT-IN LUMINAIRE FLASHLIGHT, 24V, YELLOW | 160.16
3RS1121-1DW30 | TEMPERATURE MONITORING RELAY THERMOCOUPLE TYP K, EXCEEDING 2 THRESH. VAL., WIDTH 22ND5 MM 0 C - 600 | 336.78
3RH2911-1FA40-ZW97 | AUX. SWITCH BLOCK , 4NO COND. PATHS: 1NO, 1NO, 1NO, 1NO F. CONT. RELAYS A. MOTOR CONT. SZ S00 AND S0 | 13.16
3RK1301-1AB00-1AA2 | RS1-X FOR ET 200S ELECTRO-MECH. REVERS. STARTER, EXPANDABLE SETTING RANGE 1.1...1.6A AC-3, 0.55KW/40 | 627.04
6FX2001-2CC04 | SIMODRIVE (ACCESSORIES) INCR. ROTARY ENCODER W. RS 422 (TTL), 2048 PULSES, SYNCHROFLANGE, 6 MM SHAFT | 366.56
5TG1821 | DELTA PROFIL, TITANIUM WHITE COVER PLATE UAE-CONNECTION BOX SUITABLE F.RUTENBECK CAT.3+5/ BTR CAT.6, | 11.8
5TG2543 | I-SYSTEM, ELECTRIC WHITE COVER PLATE UAE OUTLET BOX SUITABLE F.RUTENBECK CAT.3+5/ BRT CAT.6, 55X55MM | 5.19
3RF2320-1AA02 | SEMI-COND. CONTACTOR 3RF2,1-PH. AC 51 20 A 40 DEGREES C 24-230 V / 24 V DC SCREW TERMINAL | 57.23
6SL3700-1AE41-0AA3 | SINAMICS S120 CABINET MODULE CENTRAL BRAKING MODULE 3AC 380-480V, 50/60HZ RATED POWER 1000KW CABINET | 29110.46
7ND4801-7AF | EXTENSION MOTHERBOARD FOR SIREC D200 | 1428.95
5UB1513 | I-SYSTEM, ORANGE (ZSV) SCHUKO SOCKET OUTL. 10/16A 250V W. SCREWLESS TERMINALS COVER PLATE 55X55MM | 11.99
5TT5802-2 | INSTA CONTACTOR WITH 2 BREAK CONTACTS CONTACT FOR 230, 400 V AC, 20 A TRIGGERING 24 V AC | 35.7
5SJ4235-7HG41 | CIRCUIT BREAKER 240V 14KA, 2-POLE, C, 35A, D=70MM ACC. TO UL 489 | 164.84
5SU1354-7KK25 | FI/LS-PROTECTOR TYPE A (PSE/SSF), D=70MM IFN 30MA,10KA, 1+N-POLEE C 25A | 93.84
3SB2206-0LH01 | ILLUMINATED PUSHBUTTON, 16MM, ROUND, PLASTIC, TRANSPARENT, BUTTON, RAISED, 1NO, LAMPHOLDER W2 X 4.6D | 22.22
3SB2901-2EL | INSCRIPTION LABEL FOR GLUING ONTO LABEL HOLDER, LABEL SIZE 9.5 X 18.5MM, SILVER-COLORED, BLACK LETTE | 0.72
3SB2901-7AZK2Y | INSERT CAP FOR INDICATOR LIGHT, CLEAR WITH BLACK LETTERING, CUSTOMER-SPECIFIC INSCRIPTION, LOWER CAS | 2.51
3TK1742-0AP0 | AC-1 CONTACTOR, 4-POLE, 1000 A, MAIN CONTACTS 4 NO, AUXILIARY CONTACTS 2NO+2NC, AC OPERATION AC 220. | 4586.69
5SJ4208-8HG41 | CIRCUIT BREAKER 240V 14KA, 2-POLE, D, 8A, D=70MM ACC. TO UL 489 | 148.89
5SM3448-6 | RES.CURRENT OP.CIRCUIT BREAKER TYPE A PSE/SSF 100A 3+N-POL IFN 100MA 400V 4MW | 1261.01
8JK401 | TERMINAL 1-POLE INSULATED, 220A INCOMING/OUTGOING CABLES EACH 1 X 6-70MM2 | 58.12
6GK1905-0AB10 | PROFIBUS PA SPLITCONNECT M12 OUTLET, INSERT ELEMENT F. DIRECT CONN. FROM PROFIBUS PA FIELD DEVICES T | 339.3
5TG1122-0 | DELTA MIRO ALUMINUM FRAME 2-FOLD REAL ALUMINUM UNPAINTED DIMENSIONS 161X90MM | 70.99
6SL3710-1GF37-4CA3 | SINAMICS G150 CONVERTER CABINET UNIT, AC/AC WITH CIM+CU320-2 3AC 500-600V, 50/60HZ NOM. POWER RATING | 69137.34
3TY7561-2B | AUXILIARY CONTACT BLOCK WITH TAB CONNECTOR | 20.39
3UG4512-1BR20 | ANALOG MONITORING RELAY PHASE FAILURE AND -SEQUENCE 3X 160 TO 690V AC 50 TO 60 HZ 2 CHANGEOVER CONTA | 120.9
3UG4511-1AN20 | ANALOG MONITORING RELAY PHASE SEQUENCE MONITORING 3X 160 TO 260V AC 50 TO 60 HZ 1 CHANGEOVER CONTACT | 87.99
3TX6446-1A | SURGE SUPPRESSOR VARISTOR OVERVOLTAGE LIMITER AC 48V/ DC 70V F. CONTACTORS SIZE 2 TO 6 | 23.39
3WL9111-0BB45-0AA0 | ACCESSORIES CIRCUIT BREAKER 3WL BOWDEN WIRE F. MUTUAL MECH. INTERLOCKINGS, 2M, THREAD M8X1 | 220.51
LZX:MT326024 | PLUG-IN RELAY, 3 CO CONTACTS, WITHOUT LED, 24V AC, 10A, WIDTH 38MM, MT RANGE | 28.8
8MF5098-4E | STANDARD CUBICLE 8MF5 HXWXD=2000X900X800 INDIVIDUAL MOUNTING NON-VENT., NOT ASSEM., SCREWED IP40 | 3419.32
8WA1822-7VH22 | CONNECTION COMB, 2POLE | 1.7
6GF6710-3BG | FLUSH-MOUNTED KEYBOARD IP 65 WITH TRACKBALL, PS/2 (INT) | 1256.98
5TE5801 | LIGHT SIGNALL., D=70MM 2LAMPS 230V RED GREEN | 14.44
4AM2342-4TN00-0EA0 | TRANSFORMER SITAS; PHASES:1; PN/PN(S6)(KVA):0,025 /0; UPRI(V):230+/-5%; USEC(V):24; ISEC(A):1,04; F( | 74.7
3RA6250-1DB32 | SIRIUS, COMPACT STARTER, REVERSING STARTER 690 V, 24 V AC/DC, 50 ... 60 HZ, 3 ... 12 A, IP20, MAIN C | 1165.12
3RA6250-1DB33 | SIRIUS, COMPACT STARTER, REVERSING STARTER 690 V, 24 V AC/DC, 50 ... 60 HZ, 3 ... 12 A, IP20, MAIN C | 1140.73
3RV1011-1GA10-ZX95 | CIRCUIT-BREAKER, 4.5...6.3 A, N-RELEASE 82 A, SIZE S00, MOTOR PROTECTION, CLASS 10, SCREW CONNECTION | 64.57
7LF5301-1 | QUARTZ TIME SWITCH DAY 1 NO 230V/50-60HZ 1 TE | 93.19
3UG4614-2BR20 | DIGITAL MONITORING RELAY UNBALANCE 0-20% REVERSIBLE PHASE SEQUENCE PHASE FAILURE 3X 160 TO 690V AC 5 | 166.49
3UG4621-2AA30 | DIGITAL MONITORING RELAY CURRENT MONITORING, 22.5MM FROM 2 TO 500MA AC/DC OVERSHOOT AND UNDERSHOOT A | 141.16
3TY2480-0A | F. 3TC48 CONTACTORS, SIZE 4 MAIN CONTACTS | 70.99
6ES7901-1BF00-0XA0 | SIMATIC S7,CONNECTING CABLE FOR HMI ADAPTER AND PC/TS ADAPTER, (RS232 / ZERO MODEM CABLE), 6 M | 178.73
6ES7972-0BB52-0XA0 | SIMATIC DP,BUS CONNECTOR FOR PROFIBUS UP TO 12 MBIT/S 90 DEGREE ANGLE CABLE OUTLET, IPCD TECHOLOGY F | 75.94
3WL9111-2AA64-0AA0 | ACCESSORIES CIRCUIT BREAKER 3WL RATED CURRENT REF. MODULE 3200A F. ETU25, 27, 45, 55, 75, 76 APPROVE | 255.11
3TY6523-0BM4 | COIL F.3TB52,3TC52 CONTACTORS DC 220V | 233.88
3NA3836 | LV HRC FUSE LINK GL/GG WITH NON-INSULATED GRIP LUGS WITH FRONT INDICATOR SIZE 00, 160A, AC 500V/DC 2 | 5.38
3RV2926-0K | DOOR-COUPLING ROTARY MECHANISM IP55, FOR CIRCUIT-BREAKER SIZE S0...S3, BLACK, 330 MM SHAFT | 69.64
5TG1391-1 | DELTA STYLE PLATINUM METALLIC MODULE CARRIER 1-FOLD INCL. INTERMEDIATE FRAME SCREW FIXING | 11.13
7MF9412-6HA | 4 SCREWS,7/16-20 UNF X 2 INCH, ANSI B 18.2.1, 2 FLAT-PROFILE GASKETS | 24.39
3NA6136-6 | LV HRC FUSE LINK GL/GG WITH INSULATED GRIP LUGS WITH COMBINATION INDICATOR SIZE 1, 160A, AC 690V/DC | 49.88
3RT1064-2AB36 | CONTACTOR, 110KW/400V/AC-3 AC(40...60HZ)/DC OPERATION UC 23-26V AUXILIARY CONTACTS 2NO+2NC 3-POLE, S | 634.56
BVP:262487 | BD2-AK03X/F TAP-OFF UNIT BD2 UP TO 125A | 398.98
3WL9111-0BC22-0AA0 | CONNECTION CABLE TO ADAPT THE BDA PLUS ONTO FRONT PLUG X25 OF ETU RELEASE 2. | 30.39
3UF7930-0AA00-0 | CONNECTION CABLE; LENGTH 0,025M; FLAT; CONNECTION OF BASIC UNIT TO EXPANSION MODULES VIA SYSTEM INTE | 13.22
3RV1011-1HA10-ZX95 | CIRCUIT-BREAKER, 5.5...8 A, N-RELEASE 104 A, SIZE S00, MOTOR PROTECTION, CLASS 10, SCREW CONNECTION | 64.57
3RA6120-0BP30 | SIRIUS, COMPACT STARTER, DIRECT STARTER 690 V, 110 ... 240 V AC/DC, 50 ... 60 HZ, 0.32 ... 1.25 A, I | 540.95
5TG8223 | DIP ELECTRODE, PURIFIED WATER | 22.62
6FX2001-5FS24 | ABSOLUTE VALUE ENCODER RESOLUTION 25 BIT WITH SSI, OPERAT. VOLT. 10-30 V SYNCHROFLANGE RADIAL FLANGE | 947.02
3TC5617-0LF4 | CONTACTOR SIZE 12, 2-POLE DC-3 AND 5, 400A AT 750V AUXILIARY CONTACTS 21 (2NO+1NC) SETTING RANGE 0.7 | 3791.97
6GK1184-0BB01-0AA2 | PROFINET IO ASIC, ERTEC 400 (LEADFREE), 10/100 MBIT/S INDUSTRIAL ETHERNET, ASIC WITH ARM 946 PROCES | 26981.28
3SE5112-0CC02-1AA7 | SIRIUS POSITION SWITCH METAL ENCLOSURE 40MM ACC. TO EN50041 DEVICE CONNECTION 1X (M20X1.5) 1NO/1NC S | 53.29
5TG1395-1 | DELTA STYLE PLATINUM METALLIC COVER PLATE UTU OUTLET BOX 68X68MM WITH INSCRIPTION LABEL FOR RUTENBEC | 18.12
7MH7723-1AC | 0.5 NPT ADAPTER KIT, FOR APPROVAL OPTION 1 AND SENSOR MOUNTING OPTION 1 ONLY (PG9 TO 0.5 NPT) | 55.83
7MH7723-1DN | SILICONE INNER DIAPHRAGM, ILE-37,SPARE | 58.67
5TT3401 | VOLTAGE RELAY, N-TYPE AC 230/400V 1CO 0.85/0.95 | 111.5
3TC7814-0EB | CONTACTOR SIZE 12, 2-POLE DC-3 AND 5,RATD.OPER.CURR. 400A AUXILIARY CONTACTS 44 (4NO+4NC) DC OPERATI | 3615.98
5TT5852-2 | INSTA CONTACTOR WITH 2 MAKE A. 2 BREAK CONTACTS CONTACT FOR 230, 400 V AC, 63 A TRIGGERING 24 V AC | 99.35
5TT5853-0 | INSTA CONTACTOR WITH 4 BREAK CONTACTS CONTACT FOR 230, 400 V AC, 63 A TRIGGERING 230 V AC | 99.35
3RW4038-1BB04 | SIRIUS SOFT STARTER, S2, 72A, 37KW/400V, 40 DEGR., AC 200-480V, AC/DC 24V, SCREW TERMINALS | 1269.3
3SB2901-2AB | INSCRIPTION LABEL FOR GLUING ONTO LABEL HOLDER, LABEL SIZE 9.5 X 18.5MM, SILVER-COLORED, BLACK LETTE | 0.72
3VL9700-8BL01 | ACCESSORY FOR VL1200UL, (NG FRAME) TRANSPARENT COVER FOR OVERCURRENT REL., SEALABLE SOLID-STATE | 66.07
5SJ4303-7HG42 | CIRCUIT BREAKER 10KA, 3POLE, C, 3A ACC. TO UL 489 - 480Y/277V | 183.83
5ST3618 | PIN BUSBAR, 10 SQMM CONNECT.: 2X(3X(1XPHASE+HS/FS)) SAFE-TO-TOUCH | 2.87
5SJ4116-7HG42 | CIRCUIT BREAKER 10KA, 1POLE, C, 16A ACC. TO UL 489 - 277V | 38.36
6GK1716-1CB00-3AE1 | SIMATIC NET IE S7-1613 UPGR. F. V6.0,V6.1,V6.2 A. ED. 2005 SW F. S7-,S5-COMP.-COMM.,OPC, PG/OP-COM | 440.76
3RF2916-0JA13 | HEATER CURRENT MONITORING CURRENT RANGE 16A 40 DEG. C 110-230V / 24V AC/DC FOR SEMICOND. RELAY / CON | 122.81
5TG7805 | DELTA PROFIL, TITANIUM WHITE ROCKER, 65X65MM F.2-CIRCUIT/DUAL 2-WAY SWITCH F. DOUBLE PUSHB. F.PUSHB. | 8.96
3SE7140-1BD04 | SIRIUS CABLE-OPER. SWITCH METAL HOUSING,1X M16X1.5 1NO+1NC, LATCHES ACC. TO EN418 BUTTON RESET WITH | 520.48
BVP:262000 | BD2A-1000-ME CENTRAL FEEDER UNIT WITHOUT TER MINAL BLOCK 1000 A | 2778.31
6GK5206-1BC00-2AF2 | SCALANCE XF206-1, FLAT, MANAGED IE SWITCH, 6 X 10/100MBIT/S RJ45 PORTS, 1 X 100MBIT/S FO PORT, FAULT | 1213.4
5SJ6516-6KS | CIRCUIT BREAKER 230V 6KA, 1+N-POLE, B, 16A, D=70MM WITH SCREWLESS TAP-OFF TERMINAL | 18.01
4AM6542-5AT10-0FA0 | TRANSFORMER SITAS; PHASES:1; PN/PN(S6)(KVA):2,5 /13,3; UPRI(V):400+/-5%; USEC(V):230; ISEC(A):10,9; | 1228.26
3RK1325-6LS71-3AA3 | SIRIUS MOTOR STARTER M200D AS-I COMMUNICATION: AS-INTERFACE REVERSING STARTER STANDARD ELECTRONICALL | 1303.05
3TH4244-0AN1 | CONTACTOR RELAY 44E EN 50 011 4NO+4NC, SCREW TERMINALS AC OPERATION AC 220V 60HZ/AC 183V 50HZ | 59.12
3RW3016-2BB14 | SIRIUS SOFT STARTER, SIZE S00, 9A, 4KW/400V, 40 DEGREES, 200-480V AC, 110-230V AC/DC, SPRING-LOADED | 275.94
3SB2901-4RC | INSCRIPTION PLATE FOR PUSHBUTTON AND ILLUMINATED PUSHBUTTON, FLAT, CLEAR WITH BLACK LETTERING, WITH | 0.72
3SB2901-2XZK0Y | INSCRIPTION LABEL FOR GLUING ONTO LABEL HOLDER, LABEL SIZE 9.5 X 18.5MM, SILVER-COLORED, BLACK LETTE | 2.4
3SB2901-2XZK9Y | INSCRIPTION LABEL FOR GLUING ONTO LABEL HOLDER, LABEL SIZE 9.5 X 18.5MM, SILVER-COLORED, BLACK LETTE | 3.61
3VL9800-8LC01 | ACCESSORY F. VL1200UL,VL1600UL (NG FRAME - PG FRAME) MUTUAL INTERLOCKING W. ROCKER, F. FIXED INSTALL | 1713.83
6SE6400-3TD03-7DD0 | MICROMASTER 4 OUTPUT LC FILTER 380-480V 3AC 38.8 / 32.0 A (40 / 50 GRD C) STAND ALONE FS D 278 X 240 | 2335.39
5TG1125-3 | DELTA MIRO ALUMINUM FRAME 5-FOLD REAL ALUMINUM OXIDE YELLOW DIMENSIONS 347X90MM | 244.15
6FX2001-2PB25 | SIMODRIVE (ACCESSORIES) INCR. ROTARY ENCODER W. RS 422 (TTL),1250 PULSES, CLAMP FLANGE 10 MM SHAFT, | 366.56
8MF6066-5E | STANDARD CUBICLE 8MF6 HXWXD=2000X600X600 INDIVIDUAL MOUNTING NON-VENT., ASSEM., WELDED IP54 | 3284.12
8MF6098-5R | STANDARD CUBICLE 8MF6 HXWXD=2000X900X800 SIDE-BY-SIDE MOUNTING NON-VENT., ASSEM., WELDED IP54 | 3148.89
6XV1861-2A | SIMATIC NET PCF STANDARD CABLE, (200/230), STANDARD CABLE, SPLITTABLE, UL APPROVED, W/O CONNECTORS, | 10.32
BVP:261543 | BD2A-3-800-WO-2W* OPTIONAL LENGTH 1,26M-2,24M 800 A, N + PE, WITHOUT TAP OFFS | 1972.88
5SY7513-6 | CIRCUIT BREAKER 230V 15KA, 1+N-POLE, B, 13A, D=70MM | 28.44
5TE4808 | PUSHBUTTON, 1NO/1NC 20 A 1 BUTTON BLUE WITHOUT LATCHING FUNCTION | 13.11
5TD2866 | I-SYSTEM, ALUMIN.METALLIC LIGHT SIGNAL 250V W. GLOW LAMP COVER PLATE 55X55MM W. RED WINDOW | 33.79
3TX6426-0A | ADAPTER PLATE SIZE 1 | 0.57
PBD:51006K020AADA | KIT,IQ HN 8",22452 2/150 316, PTFE,FKM,NO PRESSURE | 1621.84
LZX:RT315730 | PLUG-IN RELAY 1 CHANGEOVER C.,HARD GOLD PLAT. 230V AC | 8.36
8MF4303 | POCKET FOR CIRCUIT DIAGRAMS SHEET STEEL A4 HORIZONTAL SIZE | 112.43
8WA2861 | N/PE DISTRIBUTION TERMINAL FOR BUSBARS 6X6 MM, VPE100, FOR CONDUCTOR CROSS SECTION 16 MM2 | 1.16
8WH2000-1GG08 | FUSE TERMINAL FOR G FUSE LINKS 5 X 20, 5 X 25 AND 5 X 30 WITH 4MM2 SPRING CONNECTION, WIDTH: 6.2 MM, | 6.01
5TG1113-0 | DELTA MIRO FRAME 3-FOLD COLOUR TITANIUM WHITE DIMENSIONS 232X90MM | 13.71
3LD2122-0TK11 | MAIN CONTROL SWITCH 3-POLE IU=25, P/AC-23A AT 400V=9,5KW FRONT MOUNTING FOUR-HOLE MOUNTING KNOB BLAC | 25.7
3NA6802-6 | LV HRC FUSE LINK GL/GG WITH INSULATED GRIP LUGS WITH COMBINATION INDICATOR SIZE 000, 2A, AC 690V/DC | 31.15
3WL9111-2AA51-0AA0 | ACCESSORIES CIRCUIT BREAKER 3WL RATED CURRENT REF. MODULE 250A F. ETU25, 27, 45, 55, 75, 76 APPROVED | 255.11
3WL9111-1AA64-0AA0 | 3WL9-NAFTA-ACCESSORY WLRP3200 RATING PLUG, 3200A | 118.28
3TX7462-3R | SURGE SUPPRESSOR RC ELEMENT FOR SNAPPING ON AC 24 TO 48V FOR CONTACTORS SIZE 3 TO 6 | 17.55
3VL1796-1DA33-0AA0 | CIRCUIT-BREAKER VL160X N STANDARD SWITCHING CAPACITY ICU=55KA / 415 V AC 3 POLE, LINE PROTECTION OVE | 439.58
3RF2090-1AA22 | SEMICOND. RELAY 3RF2, 1-PHASE WIDTH 45 MM, 90 A 24-230 V / 110-230 V AC SCREW TERMINAL | 65.83
3RV1011-0FA10-ZW97 | CIRCUIT-BREAKER, 0.35...0.50A N-RELEASE 6,5 A, SIZE S00, MOTOR PROTECTION, CLASS 10, SCREW CONNECTIO | 54.31
4AM5242-4TN00-0EA0 | TRANSFORMER SITAS; PHASES:1; PN/PN(S6)(KVA):0,63 /2,35; UPRI(V):230+/-5%; USEC(V):24; ISEC(A):26,3; | 381.09
8GK1102-4KK22 | ALPHA 400 DIN, WALL-MOUNTING DISTRIBUTOR, DELIVERY FORM FLAT PACK, AP-CUBICLE, RAL 9016, IP43, SK1, | 344.56
3TY6443-0BP4 | COIL F.3TB44,3TC44 CONTACTORS DC 230V | 47.81
8WD4420-5DB | SIGNALLING COLUMN ROTATING-BEACON RED, 24V AC/DC | 102.56
A5E00822478 | ACCESSORY - TERMINAL BOX M20 - 3A | 268.85
A5E00862497 | REMOTE CABLE SET, 30M M20 | 533.77
6SL3710-1GF38-1AA3 | SINAMICS G150 CONVERTER CABINET UNIT, AC/AC WITH CIM+CU320-2 3AC 500-600V, 50/60HZ NOM. POWER RATING | 78155.26
3RT1054-6AP36 | CONTACTOR, 55KW/400V/AC-3, AC(40...60HZ)/DC OPERATION UC 220...240V AUX. CONTACTS 2NO+2NC, 3-POLE, S | 365.41
3RA6400-1DB42 | SIRIUS, COMPACT STARTER, DIRECT STARTER W/SYSTEM INTERFACE, 690 V, 32 A, 24 V DC, 3 ... 12 A, IP20, | 915.45
3SE5112-0CD02 | SIRIUS POSITION SWITCH METAL HOUSING 40MM TO EN50041 DEVICE CONNECTION 1X (M20X1,5) 1NO/ 1NC SNAP-AC | 54.34
5TG1773 | DELTA PROFILE, SILVER TRIPLE FRAME, 222X80MM TRIPLE FRAME, 222X80MM | 21.02
8MF6268-4E | STANDARD CUBICLE 8MF6 HXWXD=2200X600X800 INDIVIDUAL MOUNTING NON-VENT., ASSEM., WELDED IP40 | 3187.53
8MR2122-8A | COMPACT HEATER BLOWER HGL 046 230V, 400W (UL APPROVED) | 235.13
3SE5000-0AV07 | SEPARATE ACTUATOR, UNIVERSAL RADIUS ACTUATOR 'HEAVY DUTY' VERSION VERTICAL AND HORIZONTAL ADJUSTABLE | 64.47
3RK1105-1BG04-4CA0 | ASISAFE ENHANCED SAFETY MONITOR 2 F-RO WITH INTEGRATED SAFETY SLAVE, 2 ENABLING CIRCUITS INCLUDING C | 1736.21
3RF2440-1AB55 | SEMI-CONDUCTOR CONTAC.3-PH.3RF2 AC51 40A 40 DEG. C 48-600V / 230V AC 2-PHASE CONTROLLED SCREW TERMIN | 189.28
6FC9348-7HX | SIMODRIVE 611D (ACCESSORIES) SUB-D CONNECTOR, SMB HOUSING 15-WAY FEMALE, SCREW TYPE LOCKING QUANTITY | 104.86
5SJ6216-7KS | CIRCUIT BREAKER 400V 6KA, 2-POLE, C, 16A, D=70MM WITH SCREWLESS TAP-OFF TERMINAL | 15.57
6FX2003-7DX00 | MOUNTING FLANGE F. SIGNAL CONN. (CAN BE USED FOR CONN. WITH UNION CAP AND FOR CONN. WITH EXTERNAL TH | 33.55
3RW4423-3BC34 | SIRIUS SOFT STARTER, VALUES WITH 460 V, 50 DEG., STANDARD: 32A, 20HP, INSIDE-DELTA CIRCUIT 3: 55A, 4 | 3937.9
3RW4457-2BC35 | SIRIUS SOFT STARTER, VALUES AT 575V, 50DEG., STANDARD: 780A, 850HP, INSIDE-DELTA CIRCUIT 3: 1351A, 1 | 43434.68
5SJ4140-8HG41 | CIRCUIT BREAKER 240V 10KA, 1-POLE, D, 40A, D=70MM ACC. TO UL 489 | 67.31
3RK1911-0CP21 | ECOFAST SPUR CABLE 5 X 4 SQMM UP TO 3M HAN Q4/2 PREASSEMBLED AT BOTH ENDS | 330.8
3RK1395-6LS41-1AD0 | SIRIUS MOTOR STARTER M200D TECHNOLOGY MODULE REVERSING STARTER MECHANICAL SWITCHING 3 400V AC/5,5KW; | 930.59
3RW4427-1BC44 | SIRIUS SOFT STARTER, VALUES WITH 400 V, 40 DEG., STANDARD: 93A, 45KW, INSIDE-DELTA CIRCUIT 3: 161A, | 6018.05
3RW4027-2TB04 | SIRIUS SOFT STARTER, S0, 32A, 15KW/400V, 40 DEGR., AC 200-480V, AC/DC 24V, SPRING-LOADED TERMINALS, | 799.56
3RW4038-2BB15 | SIRIUS SOFT STARTER, S2, 72A, 45KW/500V, 40 DEGR., AC 400-600V, AC/DC 110-230V, SPRING-LOADED TERMIN | 1450.26
3SB2901-4NE | INSCRIPTION PLATE FOR PUSHBUTTON AND ILLUMINATED PUSHBUTTON, FLAT, CLEAR WITH BLACK LETTERING, WITH | 0.72
8MF4250 | TRIM STRIP W. SIEMENS LETTERING OCHRE FOR CUBICLE WIDTH 600MM | 158.6
8WA1808 | END RETAINER THERMOPLASTIC 10MM | 2.11
5TT3460 | FAULT ANNUNCIATOR, N-TYPE AC 230V 5A WITH RESET | 214.98
3RK1105-1AG04-2CA0 | ASISAFE ENHANCED SAFETY MONITOR 1 F-RO, 1 ENABLING CIRCUIT, IP20, WITH SPRING-LOADED TERMINALS (REMO | 1166.56
5TT4142-3 | REMOTE SWITCH WITH 2 NO WITH JALOUSIE CONTROL CONTACT FOR AC 230, 400V 16A CONTROL AC 12V | 37.45
3SB2224-6BD06 | INDICATOR LIGHT, 16MM, ROUND, PLASTIC, YELLOW, LAMPHOLDER W2 X 4.6D, WITH INCANDESCENT LAMP 24V | 10.96
3WL9111-0BC12-0AA0 | ACCESSORIES CIRCUIT-BREAKER 3WL KIT FOR CONV. FIXED-MOUNTED TO WITHDRAWABLE SIZE 2 3-POLE (AUX.CURRE | 914.11
3RK1903-0CD00 | DISTANCE MODULE FOR ET 200S STARTER | 64
3SB2908-3AB | PROTECTIVE CAP, TRANSPARENT, SILICONE, FOR PUSHBUTTON WITH FLAT AND RAISED BUTTON | 2.95
3WL9111-0AL12-0AA0 | ACCESSORIES CIRCUIT BREAKER 3WL MAIN CONDUCTOR CONN. 1 OFF FIXED-MOUNTED CIRC.BR. SIZE II FRONT CONN | 144.34
8WB1002 | PACK. W. 150 BLANK LAB. PLATES DEVICE LAB. PLATES FOR CABLES 1.5 TO 6 MM LAB. PLATE WIDTH 35 MM PLUG | 820.29
3NC1450 | SITOR CYLINDRICAL FUSE LINK AR 50 A, 660 V AC/700 V DC | 17.55
3VL9500-4TG30 | ACCESSORY FOR VL630, TERMINAL FOR CABLE (CU OR AL) SET OF 3 PCS 3 POLE | 224.37
3RW3036-2BB04 | SIRIUS SOFT STARTER, SIZE S2, 45A, 22KW/400V, 40 DEGREES, 200-480V AC, 24V AC/DC, SPRING-LOADED TERM | 734.08
8US1921-2AD01 | BUSBAR SYSTEM, ACCESSORIES CENTER-CENTER DISTANCE 40.60 MM TERMINAL RAIL THICKNESS: 5 MM 16-70 SQMM | 6.48
3SB2901-5QC | INSERT CAP FOR PUSHBUTTON AND ILLUMINATED PUSHBUTTON RAISED CLEAR WITH BLACK LETTERING, WITH SYMBOL: | 0.93
3WL9111-0AA67-0AA0 | ACCESSORIES CIRCUIT BREAKER 3WL RATED CURRENT REF. MODULE 6300A | 412.95
8WH2000-0AK00 | FEED-THROUGH TERMINAL WITH SPRING CONNECTION, SECTION: 1.5 - 16 MM2, WIDTH: 12 MM, COLOR: GRAY | 3.94
3RF2450-1AB35 | SOLID-STATE CONTACT.3PHASE 3RF2 AC51 50A 40 DEG. C 48-600V / 110V AC 2-PHASE CONTROLLED SCREW TERM | 215.23
3RK1304-5LS70-2AA3 | ET 200PRO EDSE/DSSE HF ELECTRONIC DIRECT STARTER ELECTRONIC (SOFT) SWITCHING FULL MOTOR PROTECTION C | 1139.03
5SJ4202-8HG41 | CIRCUIT BREAKER 240V 14KA, 2-POLE, D, 2A, D=70MM ACC. TO UL 489 | 148.89
3TC5617-0BF0 | CONTACTOR SIZE 12, 2-POLE DC-3 AND 5,RATD.OPER.CURR. 400A AUXILIARY CONTACTS 22 (2NO+2NC) AC OPERATI | 2855.32
8MF2088-4E | STANDARD CUBICLE 8MF2 HXWXD=2000X800X800 INDIVIDUAL MOUNTING NON-VENTIL., ASSEMBL., WELDED IP40 | 3032.98
8MF2894-5E | CUBICLESYSTEM 8MF2000 HXWXD = 1800 X 900 X 400MM FOR INDIVIDUAL MOUNTING WITH SIDE PANELS, IP 54 | 2994.33
3RW4425-3BC36 | SIRIUS SOFT STARTER, VALUES WITH 575 V, 50 DEG., STANDARD: 51A, 40HP, INSIDE-DELTA CIRCUIT 3: 88A, 7 | 6606.78
3RW4427-1BC36 | SIRIUS SOFT STARTER, VALUES WITH 575 V, 50 DEG., STANDARD: 82A, 75HP, INSIDE-DELTA CIRCUIT 3: 142A, | 7862.72
3RW4434-2BC44 | SIRIUS SOFT STARTER, VALUES WITH 400 V, 40 DEG., STANDARD: 113A, 55KW, INSIDE-DELTA CIRCUIT 3: 196A, | 6724.52
3WL9111-0AS06-0AA0 | ACCESSORIES CIRCUIT BREAKER 3WL ARC CHUTE SIZE III, FOR 1000V | 380.08
3RK1395-6LS41-2AD5 | SIRIUS MOTOR STARTER M200D TECHNOLOGY MODULE DIRECT ON-LINE-STARTER MECHANICAL SWITCHING 3 400V AC/5 | 1101.36
3RP1505-1AP30-ZX95 | TIME RELAY, MULTI-FUNCTION 15 TIME SETTING RANGES AC/DC 24 V AND AC 200... 240 V | 244.35
3RP1533-1AP30 | TIME RELAY, OFF-DELAY WITH AUXILIARY SWITCH,1C, RANGE 5 S...100 S AC 24,200...240 V AND DC 24 V, WIT | 236.75
8WD4420-5AC | SIGNALLING COLUMN STEADY LIGHT LED GREEN, 24V AC/DC | 73.43
8WD4420-5BB | SIGNALLING COLUMN REP.-FLASH LIGHT ELEMENT LED RED, 24V AC/DC | 97.48
8WH1000-0AS00 | HIGH-CURRENT TERMINAL WITH SCREW CONNECTION, SECTION: 50 - 150 MM2, WIDTH: 31 MM, COLOR: GRAY | 42.83
3NE1334-3 | SITOR FUSE-LINK FOR SEMICONDUCTOR PROTECTION 500A GR 690V SIZE 2 CONNECTION CONTACT INDICATOR 110MM | 206.25
3NA3003 | LV HRC FUSE LINK GL/GG WITH NON-INSULATED GRIP LUGS WITH FRONT INDICATOR SIZE 0, 10A, AC 500V/DC 440 | 13
6FX2003-7KS20 | MALE CONTACTS 0.14 - 0.5 SQMM (SIGNAL CONNECTOR M17) PACK = SET OF 20 | 23.97
3RW4075-6BB45 | SIRIUS SOFT STARTER, S12, 356 A, 250 KW/500 V, 40 DEG., 400-600 V AC, 230 V AC, SCREW TERMINALS | 5743.31
5SP3835-2 | MAIN CONDUCTOR CIRCUIT-BREAKER (SHU),3X1-POLE,E 35 A,230/400 V FOR MOUNTING ONTO 40MM BUSBAR | 167.32
5SJ4116-8HG42 | CIRCUIT BREAKER 10KA, 1POLE, D, 16A ACC. TO UL 489 - 277V | 44.15
8UC6084 | SPARE PART FOR ROTARY OPERATING MECHANISM 8UC6 EXTENSION SHAFT 600MM LONG 12 X 12MM | 34.73
8PQ3000-1BA61 | SIVACON S4 MOUNTING PLATE MODULAR BLANK HEIGHT 400MM WIDTH 600MM | 97.55
6XV1820-7BH20 | SIMATIC NET, INDOOR FIBER OPTIC (62.5/125), FREE OF HALOGEN, RESIS. TO, TREADING, FLAME-RETARDANT GL | 111.81
6XV1821-0BH50 | SIMATIC NET, PROFIBUS PLASTIC FIBER OPTIC, STANDARD CABLE WITH 4 BFOC CONNECTORS LENGTH = 5 M | 115.47
7MH5110-6AD00 | SIWAREX WL 270 LOAD CELL CP-S SB 100T C3 - RATED LOAD 100T - ACCURACY CLASS C3 - 20M CABLE LENGTH, 6 | 1500.76
3RK4353-3LR58-1BA0 | SIRIUS MCU MOTOR STARTER EN.DEGR. OF PROTEC.IP55 PLASTIC COMMUNICATION WITHOUT ELECTROMECHANICAL SWI | 750.84
3NG1002 | LV HRC ISOLATING LINK,SIZE 00 WITH INSULATED GRIPPING LUG | 7.7
3RT1075-6AB36 | CONTACTOR, 200KW/400V/AC-3 AC(40...60HZ)/DC OPERATION UC 23-26V AUXILIARY CONTACTS 2NO+2NC 3-POLE, S | 1351.16
3RT1075-6AR36 | CONTACTOR, 200KW/400V/AC-3 AC(40...60HZ)/DC OPERATION UC 440-480V AUXILIARY CONTACTS 2NO+2NC 3-POLE, | 1351.16
3SB2910-0CE | BUTTON, GREEN, FLAT, FOR ILLUMINATED PUSHBUTTON | 0.38
8WH8141-2AC05 | LABELS, FLAT, TRANSV. 91 - 100 SIZE ZBF5 | 0.08
6SL3056-2AA00-0SV0 | PUSH BUTTON, RED | 16.79
A5E01191989 | ACC. MAG 3100 DN15 CL150 GROUND RING HASTELLOY | 174.21
6SL3211-0KB12-5UA1 | SINAMICS G110 - CPM110 AC-DRIVE, WITHOUT FILTER 1AC200-240V +10/-10% 47-63HZ ANALOG INPUT CT: 0.25KW | 312.4
7MH5103-3AD00 | SIWAREX WL 260 LOAD CELL SP-S AB 100KG C3 - RATED LOAD 100KG - ACCURACY CLASS C3 - 3M CABLE LENGTH, | 493.69
7MH7726-1AK | PRINTER, TICKET, EPSON TM-U295 | 2588.65
8GK1333-8KN34 | ALPHA 630 DIN FLOOR DISTR.BOARD IP55, SK II, RAL 7035 H=1950 W=800 D=320 INCL. BASE AND SHEET-STEEL | 1858.43
5SY8605-7 | CIRCUIT BREAKER 400V 25KA, 3+N-POLE, C, 0.5A, D=70M | 150.79
5SY8614-7 | CIRCUIT BREAKER 400V 25KA, 3+N-POLE, C, 0.3A, D=70M | 150.79
4AT3932-5FT10-0FA0 | TRANSFORMER SITAS; PHASES:1; PN/PN(S6)(KVA):10 /30; UPRI(V):500+/-5%; USEC(V):230; ISEC(A):43,5; F(H | 4548.57
6AU1837-0EA10-0DX1 | PRESS SAFETY BLOCKS, F-LIBRARY SIMATIC S7-F/P V 2.0 (FIRST LICENSE) | 6990.5
BVP:261888 | BD2C-400-LV KNEE FRONTSIDE X 0,36M / Y 0,36 M 160A-400A | 731.88
BVP:261903 | BD2C-400-ZR-Z* Z UNIT RIGHT X/Y 0,36M, Z 0,14M -1,25M 160-400A | 1571.45
BVP:261907 | BD2C-1250-ZR-Z* Z UNIT RIGHT X/Y 0,36M, Z 0,26M -1,25M 1250A | 3284.86
BVP:261501 | BD2A-3-630-SB-3 STANDARD LENGTH 3,25M 630A, N + PE, 12 TAP OFFS | 2325.34
7VV3002-3ED20 | OVERVOLTAGE PROTECTION MODULE FOR MAXIMUM PERMISSIBLE SUPPLY VOLTAGE 850V AND RATED TRANSFORMER OPER | 15755.53
8GK4654-3KK12 | ALPHA 400/630 DIN, ASSEMBLY KIT F. FUSE DISCONNECTOR 3NP4075/3NP4076, 2XNH00 F. MOUNTING ON BUSBAR 4 | 266.89
8GK1032-1KK11 | ALPHA 160 DIN, WALL-MOUNTED DB, SM UNEQ. DISTR. BOARD RAL 9016 IP43 SK2, H=500 W=300 D=140 | 232.05
8GK9911-0KK30 | ALPHA 630 DIN, CABLE PROPPING BAR, W=750 | 24.52
8MF2068-4E | STANDARD CUBICLE 8MF2 HXWXD=2000X600X800 INDIVIDUAL MOUNTING NON-VENTIL., ASSEMBL., WELDED IP40 | 2762.5
6SL3224-0BE22-2AA0 | SINAMICS G120 POWER MODULE PM240 WITH BUILT IN CL. A FILTER WITH BULT IN BRAKING CHOPPER 3AC380-480V | 1844.25
6SL3325-1TE36-1AA3 | SINAMICS S120 MOTOR MODULE 3AC 380-480V, 50/60HZ OUTPUT: DC 510 - 750V, 605A RATED POWER: 315KW LIQU | 33944.04
3RK1315-6KS71-2AA5 | SIRIUS MOTOR STARTER M200D AS-I COMMUNICATION: AS-INTERFACE DIRECT ON-LINE STARTER, BASIC ELECTR. SW | 1156.5
3RK1400-1NQ01-0AA4 | AS-INTERFACE 24V DC STARTER IP67, DIGITAL, 4I/1O, SINGLE STARTER, TPYE K60 2 X 2 INPUTS, 200MA, Y-AS | 516.56
8WD5320-5AC | BUILT-IN LUMINAIRE STEADY BURNING LIGHT, 24V UC, GREEN | 134.84
8WH1000-0AQ01 | HIGH-CURRENT TERMINAL WITH SCREW CONNECTION, SECTION: 35 - 95 MM2, AWG: 2 - 4/0, WIDTH: 25 MM COLOR: | 33.03
5SJ4115-8HG41 | CIRCUIT BREAKER 240V 14KA, 1-POLE, D, 1,6A, D=70MM ACC. TO UL 489 | 53.71
6SE6400-3CC00-8BC3 | MICROMASTER 4 AC COMMUTATION CHOKE 200V-240V 3AC 6,1A FOOTPRINT FSB - 1.5MH | 455.22
6SE6400-3CC01-0AB3 | MICROMASTER 4 AC COMMUTATION CHOKE 200V-240V 1AC 8,1A FOOTPRINT FSA - 3.6MH | 106.04
3LD2003-1TP53 | MAIN/EMERG. STOP SWITCH 3-POLE IU=16, P/AC-23A AT 400V=7.5KW 1NO+1NC, FRONT MOUNTING FOUR-HOLE MOUNT | 35.78
BVP:261804 | BD2A-1000-LL ELBOW LEFT X 0,36M / Y 0,36M 50 0A-1000A | 942.37
6XV1440-4BH80 | CONNECTING CABLE PN FOR MOBILE PANELS (PROFINET), SPECIAL LENGTH 8 M | 751.34
6XV1820-6BN20 | SIMATIC NET, FLEXIBLE FIBER OPTIC CABLE (62.5/125), TRAILING CABLE, SPLITTABLE, PREASSEMBLED WITH 4 | 531.44
7MH5106-2PD00 | SIWAREX WL 230 LOAD CELL BB-S SA 50KG C3 - RATED LOAD 50KG - ACCURACY CLASS C3 - 3M CABLE LENGTH, 4 | 430.48
7MH7723-1EV | DAMPING FLUID,E37/61,3000CS, 1LB BOTTLE | 102.93
7MH7723-1FN | RANGE SPRING ASSEMBLY, D2, ILE-61, SPARE | 1394.27
3RP2005-1BW30 | SOLID-STATE TIME-DELAY RELAY MULTI-FUNCTION, 16 FUNCTIONS 2 CHANGEOVER CONTACTS AC/DC 24 TO 240V 0.0 | 132.94
3RP2025-1AP30 | SOLID-STATE TIME-DELAY RELAY ON-DELAY 1 CHANGEOVER CONTACT AC/DC 24V, AC 200 TO 240V 0.05 S TO 100H | 69.01
3RK3221-1AA10 | SIRIUS, EXPANSION MODULE 3RK32 FOR MODULAR SAFETY SYSTEM 3RK3 2/4 F-DI, 1/2 F-DO, 24VDC/1A PARAMETER | 618.43
A5E02196075 | ACCESSORIES WELD-IN CONNECTION (ISO 2037 (SMS3008)) DN 38, FOR SENSOR SIZE DN40, (P GASKET) | 399.24
A5E02196080 | ACCESSORIES WELD-IN CONNECTION (ISO 2037 (SMS3008)) DN 76.1 MM, FOR SENSOR SIZE DN80, (P GASKET) | 764.89
A5E01192012 | ACC. MAG 3100 DN65 CL150 GROUND RING HASTELLOY | 2821.85
6SL3325-1TG38-1AA3 | SINAMICS S120 MOTOR MODULE 3AC 500-690V, 50/60HZ OUTPUT: DC 675 - 1080V, 810A RATED POWER: 800KW LIQ | 72896.17
4RB2125-3GG50 | POWER CAPACITOR PHICAP MKP 660V 12.5KVAR | 203.07
7MH7723-1GV | MWL MODULE RIGHT HAND | 1511.54
6XV1873-3AN20 | SIMATIC NET FO STANDARD CABLE 50/125, PREASSEMBLED WITH 2X2 BFOC CONNECTORS, LENGTH 20 M | 203.83
8WH8121-1AB05 | LABELS, FLAT, LONGIT. 1 - 10 SIZE ZBF4 | 0.08
8WH9000-1GA00 | COVER FOR FEED-THROUGH TERM. WITH SPRING CONNECTION, SECTION: 2.5 MM2, WIDTH: 2.2 MM, COLOR: GRAY | 0.68
6SL3136-7TE23-6AA3 | SINAMICS S120 ACTIVE LINE MODULE INPUT: 3AC 380-480V, 50/60HZ OUTPUT: DC 600V, 60A, 36KW FRAME SIZE: | 5239.24
6XV1830-3FH10 | SIMATIC NET, PROFIBUS FC UNDERGROUND CABLE, 2-WIRE, SHIELDED, SOLD BY METER MAX. CONSIGNMENT: 1000M | 3.92
7ME3960-0UC40 | DRY COUPLING PAD KIT (10 PIECES) | 158
BVP:611098 | BD2C-400-EE-EBAL BD2C FEEDER UNIT 400A FOR SINGLE CORE CABLE | 840.79
3NW7161 | BUILT-IN FUSE BASE FOR CYLINDRICAL FUSES SIZE 14X51MM 50A, 3POLE+N | 96.48
3NW7231 | BUILT-IN FUSE BASE FOR CYLINDRICAL FUSES SIZE 22X58MM 100A, 3POLE | 100.06
3RT1266-6AB36 | VAC. CONTACTOR, 160KW/400V/AC-3 AC(40...60HZ)/DC OPERATION UC 23-26V AUXILIARY CONTACTS 2NO+2NC 3-PO | 1673.87
3NY1212 | ACCESSORY FOR SWITCH 3NP5460 MOUNTING KIT MOLDED-PLASTIC COVER 300X290MM | 52.32
8GK9735-0KK40 | ALPHA 400/630/1600 DIN, COPPER BUSBARS 30X5MM, 450A, L=1000 | 96.92
8GK9736-0KK50 | ALPHA 630/1600 DIN, COPPER BUSBARS 30X10MM, 630A, L=1250 | 238.08
6ES7652-5FX17-0YF0 | SIMATIC PCS 7, SOFTWARE UPGRADE PACKAGE MAINTENANCE STATION FROM V6.1 TO V7.1 SINGLE LICENSE F.1 INS | 4334.7
7MC2921-3AC | COMPENS.LEAD F.INSULAT.THERMOC. EXTERNAL DIAMETER 6 MM FOR ELEMENT NICR/NI, 1.50 OHM/M | 5.06
BVP:261919 | BD2C-1250-LL-X* ELBOW LEFT X 0,36M-1,25M / Y 0, 36M 1250A | 2674.15
7MH7723-1AM | PTFE OUTER DIAPHRAGM, ILE-37 | 402.12
7ML1830-1DN | LOCKNUT,1"BSP,FLANGED | 7.84
7ML1830-1DT | LOCKNUT,2"NPT,THE PROBE | 14.1
7MH7725-1BP | LOAD CELL,MCS 100 LB (45.5 KG), 17-4 PH (1.4568) STAINLESS STEEL CONSTRUCTION WITH 304 (1.4301) STAI | 2053.67
7MH7725-1DT | LOAD CELL,MSI, 50LBS, STAINLESS STEEL, CSA/FM/ATEX,SPARE | 2411.53
7MH7726-1AH | CABLE, PRINTER TM-U295 AND TMU220B DB25 TO OPEN END | 221.42
3RT1965-5AP32 | WITHDRAWABLE COIL FOR SIZE S10 FOR CONTACTORS 3RT106/3RT146 AC/DC OPERATION UC220-240V DRIVE: CONVEN | 105.04
3RT1965-5AS31 | WITHDR. COIL FOR SIZE S10 FOR CONTACTORS 3RT106/3RT146 AC/DC OPERATION 500-550V UC DRIVE: CONVENTION | 85.72
3RT1055-6AF36 | CONTACTOR, 75KW/400V/AC-3, AC(40...60HZ)/DC OPERATION UC 110...127V AUXIL. CONTACTS 2NO+2NC 3-POLE, | 446.38
3NA6224-4 | LV HRC FUSE LINK GL/GG WITH INSULATED GRIP LUGS WITH COMBINATION INDICATOR SIZE 2, 80A, AC 400V | 23.99
3LD2330-0TK13 | MAIN SWITCH 3-POLE FLOOR MOUNTING KNOB-OPERATED MECHANISM RED/ YELLOW (EMERG. STOP) IU=160A P/AC-23A | 269.76
8MF2228-5E | STANDARD CUBICLE 8MF2 HXWXD=2200X1200X800 INDIVIDUAL MOUNTING NON-VENTIL., ASSEMBL., WELDED IP54 | 4520.48
8MF2286-4R | CUBICLESYSTEM 8MF2000 HXWXD = 2200 X 800 X 600MM FOR SIDE-BY-SIDE MOUNTING WITHOUT SIDE PANELS, IP 4 | 2376.17
6SL3162-1AH00-0AA0 | SINAMICS SHIELD CONNECTION SHEET FOR 300 MM LINE/MOTOR MODULES | 33.55
6XV1820-5BN15 | SIMATIC NET, FIBER OPTIC CABLE (62.5/125)STANDARD CABLE, SPLITTABLE, PREASSEMBLED WITH 4 BFOC CONNEC | 291.2
3RK4340-3DR51-1BA0 | SIRIUS MCU MOTOR STARTER EN.DEGR. OF PROTEC.IP55 PLASTIC COMMUNICATION WITHOUT ELECTROMECHANICAL SWI | 609.78
3RK1400-0CE00-0AA3 | AS-INTERFACE FLAT MOD., 4I/4O, WITH SCREW CONNECTION, 4 X 1 INPUT, PNP 4 X OUTPUTS 45MA, 24V DC SUPP | 199.46
3RK1901-3QM00 | AS-INTERFACE ACCESSORIES CABLE ADAPTER FOR ASI FLAT CABLE AND METRIC GLAND M16 LOOPED THROUGH VIA ST | 24.39
3RK5010-0CA00-0AA0 | IO-LINK MODULE K20, DIGITAL, 8DI, IP67, 8 X 1 INPUT, SENSOR SUPPLY MAX. 400 MA, 8 X M8-SOCKET STANDA | 345.8
3NE6437 | SITOR FUSE-LINK 710A. AC 900V | 252.45
3NP1123-1BC20 | FUSE-SWITCH-DISCONNECTOR 3-POLE, NH000, 160A 60MM BUSBAR SYSTEM COVER LEVEL 32/70 MM BOX TERMINAL | 83.92
6AG1972-0BA42-7XA0 | SIPLUS DP PB CONNECTOR W R - TILTED CABLE OUTLET -40 ... +70 DEGREES C WITH CONFORMAL COATING BASED | 161.61
3RW4026-2BB15 | SIRIUS SOFT STARTER, S0, 25A, 15KW/500V, 40 DEGR., AC 400-600V, AC/DC 110-230V, SPRING-LOADED TERMIN | 621.2
3VL9600-3MD10 | ACCESSORY FOR VL630; VL800 MOTOR OPERATOR 110-127 V AC/DC | 1471.8
3RW4447-6BC34 | SIRIUS SOFT STARTER, VALUES WITH 460 V, 50 DEG., STANDARD: 385A, 300HP, INSIDE-DELTA CIRCUIT 3: 667A | 20932.37
3VL9800-2AE01 | ACCESSORY FOR VL800UL, VL1200UL, VL1600UL AUX./ALARM SWITCH ASSEMBLY KIT 2 AC(1NO+NC)+ 1 AS (1NO) F | 134.09
BVP:203487 | BD2-AK1/3SDS/F TAP-OFF UNIT EMPTY | 128.5
A5E01163690 | KIT, 316L STAINLESS STEEL CABLE EXTENSION, 5 METER, CLS300/LC300 | 1156.56
6SL3211-0AB15-5BA1 | SINAMICS G110 - CPM110 AC-DRIVE,BUILT IN CL. B FILTER 1AC200-240V +10/-10% 47-63HZ ANALOG INPUT CT: | 406.16
A5E02218300 | ACCESSORIES THREADED CONNECTION (DIN 11851, ISO 2853 AND BS 4825-4) DN65, (P GASKET) | 890.11
7VV3003-5EG32 | SICROWBAR 1600V/5,8KA DC - SURGE SUPPRESSOR C98130-A7060-A25 | 10304.98
5SY7414-7 | CIRCUIT BREAKER 400V 15KA, 4-POLE, C, 0.3A, D=70MM | 146.18
5SY8406-8 | CIRCUIT BREAKER 400V 25KA, 4POLE, D, 6A, D=70MM | 126.66
6SE6440-2UD15-5AA1 | MICROMASTER 440 WITHOUT FILTER 3AC 380-480 V +10/-10% 47-63 HZ CONSTANT TORQUE POWER 0.55 KW OVERLO | 1701.68
5TA2108 | DELTA SWITCH INSERT FM CONTROL SWITCH CO 10A 250V | 17.11
3RS1000-2CD00 | TEMPERATURE MONITORING RELAY FOR PT100, EXCEEDING OF 1 THRESH. VAL., WIDTH 22ND5 MM -50 C - +50 C, 2 | 207.01
3TH4253-5KB4 | CONT. RELAY 53 E DIN EN 50 011 5NO+3NC, SCREW CONNECTION DC MAGNET SYSTEM WITH INTEGR. VARISTOR 24 V | 112.33
4EU3921-0AL00-0A | COMMUTATING CHOKE FOR CONVERTER; PHASES:3; UN1(V):400; ITHMAX 1(A) / F1(HZ):1040 /50; I LN (A):936; | 12354.32
5SH3411 | MOULDED-PLASTIC COLLAR SIZE DIII, THREAD E33 | 1.43
FDK:083N8174 | MAG 3100 AISI 316 GROUNDING RING TYP E FOR PTFE LINER, 18 INCH, CLASS 300 | 2352.77
8GK4704-4KK13 | ALPHA 630 DIN ASSEMBLY KIT F. 3- AND 4-POLE CIRCUIT BREAKER 3VL630, H=600 W=500 | 235.06
8MF2204-5E | SICUBE 8MF2000 CUBICLE SYSTEM WELDED H X W X D = 2200 X 1000 X 400MM FOR INDIVIDUAL MOUNTING WITH 2 | 3902.28
6SL3256-0AP00-0JA0 | SINAMICS G120 DOOR MOUNTING KIT IP54/UL TYP12 FOR INTELLIGENT OPERATOR PANEL CONTAINS SEAL, MOUNTING | 42.83
6XV1830-5FH10 | SIMATIC NET,PB FC PROCESS CABLE BUS CABLE FOR IEC 61158-2 BLACK SHEATH FOR NON-EX APPL. 2-WIRE, SHI | 4.46
3RK1911-0DB13 | POWER CONNECTION CABLE PREASS. ON ONE SIDE OPEN ON ONE SIDE - HAN Q4/2 ANGLED, 4X4 MM2 LENGTH 1.5M | 166.77
3RN1000-2AG00 | THERMISTOR MOTOR PROTECTION COMPACT EVALUATION UNIT AUTO, 1W, AC 110V SPRING-LOADED TERMINAL | 110.79
8WC5123 | FLAT COPPER BAR 12 X 5MM APPROX. 2,4 METERS LONG PLAIN | 81.62
4RB2006-3CC50 | POWER CAPACITOR PHICAP MKP 220V 0.6KVAR | 35.06
5TG1121-0 | DELTA MIRO ALUMINUM FRAME 1-FOLD REAL ALUMINUM UNPAINTED DIMENSIONS 90X90MM | 41.52
5TD2814 | I-SYSTEM, ELECTRIC WHITE LIGHT SIGNAL 250V W. GLOW LAMP COVER PLATE 55X55MM W. RED WINDOW | 23.48
5TD4780 | DELTA FLAT IP44, SM LIGHT SIGNAL 250V W. GLOW LAMP, 66X75MM | 30.34
FDK:087L4152 | MAG8000 ACCESSORIES, EXTERNAL BATTERY PACK | 148.89
6XV1831-2L | SIMATIC NET, PB FC TRAILING CABLE, PROFIBUS TRAILING CABLE MAX. ACCELERATION 4M/QS MIN. 3 MIO BENDIN | 9.08
7ML1830-1DQ | LOCKNUT,2"BSP,FLANGED | 14.1
3RN1011-1GB00 | THERMISTOR MOTOR PROTECTION STANDARD EVALUATION UNIT, MANUAL/REMOTE, 2W, HARD GOLD-PLATED,AC/DC24V, | 191.17
3RP1513-2AQ30 | MULTIFUNCTION TIME RELAY IN CAGE-CLAMP TECH. 1 CHANGEOVER, ON-DELAY, AC/DC 24V/AC 100...127V, 5...10 | 140.53
8MF2804-4R | SICUBE 8MF2000 CUBICLE SYSTEM WELDED H X W X D = 1800 X 1000 X 400MM FOR SIDE-BY-SIDE MOUNTING WITHO | 2665.93
8UC6022 | SPARE PART FOR ROTARY OPERATING MECHANISM 8UC6 COUPLING PIECE FOR SHAFT 8MM ONTO 8MM | 14.02
A5E01163695 | KIT, 316L STAINLESS STEEL CABLE EXTENSION, 20 METER, CLS300/LC300 | 1558.02
A5E01171569 | MAG8000 BASIC PCB REPLACEMENT KIT MLFB CODE AND SYSTEM SERIALNO. TO BE GIVEN | 1438.45
6SL3720-1TE28-5AB3 | SINAMICS S120 CABINET MODULE BOOKSIZE CABINET KIT SINGLE MOTOR MODULE INPUT: DC 510 - 720V OUTPUT: 3 | 11185.38
4RB2017-1CC50 | POWER CAPACITOR PHICAP MKP 220V 1.7KVAR | 35.06
5SY4132-7 | CIRCUIT BREAKER 230/400V 10KA, 1-POLE, C, 32A, D=70MM | 16.08
3NW3040-0HG | FUSE LINK CLASS CC ACC. TO UL STANDARD 248-4 SLOW-BLOW, CURRENT-LIMITING RATED CURRENT 4 A RATED VOL | 20
3NP1143-1BC20 | FUSE-SWITCH-DISCONNECTOR 3-POLE, NH1, 250A 60MM BUSBAR SYSTEM COVER LEVEL 32/70 MM BOX TERMINAL | 305.98
7MH7725-1AM | LOADCELL,MSI,200LB,LOW PROFILE SS,WITH HARDWARE | 2170.96
7ND4801-7CA | CPU SIREC D400 | 3764.45
8GK1333-8KN14 | ALPHA 630 DIN FLOOR DISTR.BOARD IP55, SK II, RAL 7035 H=1950 W=300 D=320 INCL. BASE AND SHEET-STEEL | 1496.79
8US1921-2BC00 | BUSBAR ADAPTER SYSTEM TERMINALS FOR 10MM BUSBAR THICKNESS 16-120MM2 | 9.08
BVP:611102 | BD2C-1000-EE-KR BD2C FEEDER UNIT 1000A FOR MULTI CORE CABLE WITH CABLING BOX | 2112.4
5SY6532-6 | CIRCUIT BREAKER 230V 6KA,1+N-POLE B, 32A, D=70MM | 20.32
3NY1103 | SPARE PART FOR FUSE SWITCH DISCONNECTORS 3NP53 MOULDED-PLASTIC MASKING FRAME 300 X 245MM | 17.37
3NP1953-1CA20 | ACCES.F.FUSE SWI. DISCONNECTOR FOR NH2 REACH-ROUND PROTECTION FOR BUSBAR MOUNTING RITTAL 1X TOP AND | 7.88
3UG4622-1AA30 | DIGITAL MONITORING RELAY CURRENT MONITORING, 22.5MM FROM 0.05 TO 10A AC/DC OVERSHOOT AND UNDERSHOOT | 133.58
3WL9111-0BA05-0AA0 | ACCESSORIES CIRCUIT BREAKER 3WL EARTHING METER F. WITHDRAWABLE SWITCH SIZE I 3-POLE | 128.29
3TX7462-3G | SURGE SUPPRESSOR VARISTOR FOR STICKING ON AC 24 TO 48V/DC 24 TO 70V FOR CONTACTORS SIZE 3 TO 12 | 11.72
7NG3211-0BN00 | TEMPERATURE TRANSMITTER SITRANS TH100 FOR PT100 FOR INSTALLATION IN SENSOR HEAD 2-WIRE SYSTEM, 4-20 | 159.93
8GK4662-2KK22 | A400/630 MOUNT. SET H=300 W=500 4 X 3NP4015/3NP4016 ON BUSBAR 40/60MM (WITHOUT BUSBAR HOLDER) INCL. | 292.4
8MF2064-5E | CUBICLESYSTEM 8MF2000 HXWXD = 2000 X 600 X 400MM FOR INDIVIDUAL MOUNTING WITH SIDE PANELS, IP 54 | 2743.2
BVP:045890 | BD2-800-R FLEX. BRANCH/JUNCT. | 5566.16
BVP:261878 | BD2A-1000-LV-Y* KNEE FRONTSIDE X 0,36M / Y 0,36 M-1,25M 500A-1000A | 1850.49
6SL3710-1GE32-1AA3 | SINAMICS G150 CONVERTER CABINET UNIT, AC/AC WITH CIM+CU320-2 3AC 380-480 V, 50/60 HZ NOM. POWER RATI | 17244.77
7MH7723-1DT | CARD'RMA' 2 WIRE,SM,SPARE | 251.45
3NW1060-0HG | FUSE LINK CLASS CC ACC. TO UL STANDARD 248-4 SLOW-BLOW RATED CURRENT 6 A RATED VOLTAGE UP TO 600 V A | 17.94
6AG1321-1CH20-2AA0 | SIPLUS S7-300 SM321 -25 ... +70 DGR C EN50155 CONFORMITY WITH CONFORMAL COATING BASED ON 6ES7321-1CH | 1095.11
3RA6120-0EP30 | SIRIUS, COMPACT STARTER, DIRECT STARTER 400 V, 110 ... 240 V AC/DC, 50 ... 60 HZ, 8 ... 32 A, IP20, | 931.24
3SE5232-0LC05 | SIRIUS POSITION SWITCH; PLASTIC HOUSING ACC. TO EN50047, 31MM DEVICE CONNECTION 1X (M20X1.5); 1NO/2N | 22.01
3SE5122-0KH01 | SIRIUS POSITION SWITCH METAL ENCLOSURE 56MM WIDE DEVICE CONNECTION 3X (M20X1.5) 1NO/ 2NC SLOW-ACTION | 55.35
3SE5162-0BD02 | SIRIUS POSITION SWITCH 3SE5162, METAL ENCLOSURE XL,56MM WIDE WITH ROLLER PLUNGER, FROM HIGH-GRADE ST | 109.93
3SE5312-0SF12 | SAFETY POSITION SWITCHES WITH SOLENOID INTERLOCKING LOCK. FORCE 2600N,5 APPR. DIR. METAL HOUSING,3X( | 330.5
3RF2920-0FA08 | LOAD MONITORING BASIS CURRENT RANGE 20A 40 DEGREES C CONTROL VOLTAGE 24 V DC FOR SEMICON. RELAY/CONT | 79.14
6GK1415-2BA20 | SIMATIC NET, DP/AS-INTERFACE LINK ADVANCED; NETWORK TRANSITION PROFIBUS DP/AS-INTERFACE TO MASTER PR | 2884.1
3LD2804-1TP53 | EMERGENCY MAIN CONTROL SWITCH IU=125 A | 126.12
3RA6920-2B | CONTROL CIRCUIT TERMINALS 3RA61 SPRING LOADED 2 TERMINALS PER PACK | 57.39
7MC2027-3CA40 | INSULATED THERMOCOUPLE WITH COMPENSATION LEAD NOM. LENGTH 500 MM,COMPENS.LEAD L2TGD;SHEATH DIAMETER | 143.07
3NA6117 | LV HRC FUSE LINK GL/GG WITH INSULATED GRIP LUGS WITH COMBINATION INDICATOR SIZE 1, 40A, AC 500V/DC 4 | 13.44
3LD2244-1TL51 | ON-OFF/EMERG. OFF SWITCH 4-POLE IU=32, P/AC-23A AT 400V=11.5KW BASE MOUNTING DIN RAIL/TWIN-HOLE MOUN | 63.04
3NA6250 | LV HRC FUSE LINK GL/GG WITH INSULATED GRIP LUGS WITH COMBINATION INDICATOR SIZE 2, 300A, AC 500V/DC | 19.87
3NA6807 | LV HRC FUSE LINK GL/GG WITH INSULATED GRIP LUGS WITH COMBINATION INDICATOR SIZE 000, 20A, AC 500V/DC | 5.15
7MH7723-1BP | ILE-37,LEAF SPRING KIT,A3 | 336.31
7ME3951-0LH00 | TRANSDUCER FOR PORTABLE METER VERSION, NO APPROVAL LIQUID FLOW:A2H(HIGH PRECISION) LEGACY PART NUMBE | 2332.23
5TG2901-1 | DELTA LINE/STYLE SURFACE MOUNTING ENCL., 1-FOLD PLATINUM METALLIC | 21.44
5TG1358 | DELTA STYLE, TITANIUM WHITE INCLINED OUTLET FOR FOC MOUNTING PLATES | 18.59
3RF2330-1BA22 | SEMI-COND. CONTACTOR 3RF2,1-PH. AC 51 30A / AC15 15A 40 DEG. C 24-230 V / 110-230 V AC INSTANTANEOU | 68.36
3RF2430-1AC45 | SEMI-CONDUCTOR CONTAC.3-PH.3RF2 AC51 30A 40 DEG. C 48-600V / 4-30V DC 3-PHASE CONTROLLED SCREW TERMI | 197.51
3SE7941-1AC | ROPE CLAMP, OVAL, 4 MM, | 11.05
3SE5112-0CA00-1AC1 | BASIC SWITCH FOR POSITION SWITCH 3SE51. METAL ENCLOSURE, TO EN50041 DEVICE CONNECTION 1X (M20X1.5) 1 | 70.27
5TG2588 | I-SYSTEM, ELECTRIC WHITE BLANKING PLATE, 55X55MM | 9.55
3SE5232-0HC05-1AB4 | SIRIUS POSITION SWITCH WITH PLASTIC HOUSING ACC.TO EN50047, 31MM CABINET TYPE DEVICE CONNECTION 1X(M | 20.36
3SE5122-0BB01 | SIRIUS POSITION SWITCH METAL ENCLOSURE 56MM WIDE DEVICE CONNECTION 3X (M20X1.5) 1NO/ 1NC SLOW-ACTION | 37.73
6GT2090-0QB00 | MOBY I / U / RF300 COVER HOOD FOR MDS 439E / MDS U589 / RF380T | 65.13
8MF6266-5E | STANDARD CUBICLE 8MF6 HXWXD=2200X600X600 INDIVIDUAL MOUNTING NON-VENT., ASSEM., WELDED IP54 | 3380.71
8MF4720 | MOUNTING KIT FOR CIRCUIT BREAKER FOR CUBICLE WXD = 600 X 800MM | 548.65
7MC2998-5DA | GAS-TIGHT THRADED SLEEVE FOR PROT. TUBE DIAMETER 15 MM MATERIAL NO. 1.0718 PIPE THREAD G3/4 | 73.43
4AM5542-4TN00-0EA0 | TRANSFORMER SITAS; PHASES:1; PN/PN(S6)(KVA):0,8 /3,4; UPRI(V):230+/-5%; USEC(V):24; ISEC(A):33,3; F( | 454.75
8WD4240-5BD | SIGNAL COLUMN DIAMETER 50 MM; SINGLE ELEMENT IP54; FLASHING LIGHT ELEMENT, LED YELLOW 115 V AC/DC | 93.06
8WH3020-0CE07 | TWO-TIER PE TERMINAL WITH QUICK CONNECTION, SECTION: 0.25-1.5 MM2, WIDTH:5.2 MM, COLOR: GREEN-YEL. | 12.59
A5E02055290 | 2 PCS. P GASKETS DN25, 1 INCH EPMD RUBBER (FDA) FOR PFA LINED SENSOR | 40.82
5TG7140 | DELTA STYLE, TITANIUM WHITE ROCKER W. WINDOW, 68X68MM F.CONTROL/OFF/CO SWITCH F. PUSHB. W. SEPARATE | 7.63
8GS4006-5 | ALPHA-ZS, SECTION COVER LOWER CONN. COMPARTMENT 300 MM, PRE-CUTOUT F. 2XSHU SWITCHES | 65.6
3LD2244-0TK53 | MAIN/EMERG. STOP SWITCH 3-POLE IU=32, P/AC-23A AT 400V=11.5KW FLOOR MOUNTING DIN RAIL/TWO-HOLE MOUNT | 55.2
3LD2504-1TP53 | EMERGENCY MAIN CONTROL SWITCH IU=63, P/AC-23A W. 400V=22KW | 68.05
6SL3211-0KB13-7BA1 | SINAMICS G110 - CPM110 AC-DRIVE,BUILT IN CL. B FILTER 1AC200-240V +10/-10% 47-63HZ ANALOG INPUT CT: | 380.11
6SL3066-4CA01-0AA0 | SINAMICS DUSTCOVER IP67 FOR DRIVE-CLIQ PORT SET WITH 6 PIECES | 33.69
7ME3960-3MA00 | TRANSDUCER MOUNTING HARDWARE MOUNTING HARDWARE FOR PORTABLE UNIVERSAL TRANSDUCER SIZE A OR B LEGACY | 878.91
3UG3207-3A | TRIPLE-POLE WIRE ELECTRODE FOR LEVEL MONITORING, 500 MM LONG, WITH TEFLON INSULATION | 161.42
3TY7563-0AK2 | COIL FOR CONTACTORS 3TF56 AND 3TK56 AC 120V 50/60HZ | 167.76
3RF2170-1AA22 | SEMICOND. RELAY 3RF2, 1-PHASE WIDTH 22.5 MM, 70 A 24-230 V / 110-230 V AC SCREW TERMINAL | 53.61
3SF1324-1SJ21-1BA1 | SAFETY POSITION SWITCHES WITH SOLENOID INTERLOCKING LOCKING FORCE 1300N, 5 DIRECTIONS OF APPROACH PL | 870.97
3SE5132-0BJ01 | SIRIUS POSITION SWITCH PLASTIC ENCLOSURE 40MM, TWIST LEVER, TO EN50041, DEVICE CONNECTION 1X (M20X1. | 39.76
3SE5242-0KC05 | SIRIUS POSITION SWITCH; PLASTIC ENCLOSURE ACC. TO EN50047, 50MM DEVICE CONNECTION 2X(M20X1.5); 1NO/2 | 27.39
3RF2320-1AA22 | SEMI-COND. CONTACTOR 3RF2,1-PH. AC 51 20 A 40 DEGREES C 24-230 V / 110-230 V AC SCREW TERMINAL | 63.24
5TG7800 | DELTA PROFIL, TITANIUM WHITE ROCKER, 65X65MM F.CONTROL/OFF/CO SWITCH F. PUSHB. W. SEPARATE FEEDBACK | 7.49
3NC1432-5 | SITOR CYLIND. FUSE-LINK AR WITH HAMMER 14X51 32 A, 690 V | 22.62
3RA6250-2EB32 | SIRIUS, COMPACT STARTER, REVERSING STARTER 400 V, 24 V AC/DC, 50 ... 60 HZ, 8 ... 32 A, IP20, MAIN C | 1506.63
4AM5742-4TV00-0EA0 | TRANSFORMER SITAS; PHASES:1; PN/PN(S6)(KVA):1 /5; UPRI(V):230+/-5%; USEC(V):42; ISEC(A):23,8; F(HZ): | 555.34
6XV1873-3AN30 | SIMATIC NET FO STANDARD CABLE 50/125, PREASSEMBLED WITH 2X2 BFOC CONNECTORS, LENGTH 30 M | 276.63
6XV1873-6AT20 | SIMATIC NET FO STANDARD CABLE GP (50/125), PREASSEMBLED WITH 2X2 SC CONNECTORS, INSERTION GUIDE, LEN | 1317.66
3TY2741-2J | AUXILIARY CONTACT BLOCK,4NO+4NC | 84.6
3LD2213-0TK51 | MAIN CONTROL SWITCH 3-POLE IU=32, P/AC-23A AT 400V=11,5KW BASE MOUNTING MOUNTING RAIL/TWO-HOLE MOUNT | 51.44
3NA3822 | LV HRC FUSE LINK GL/GG WITH NON-INSULATED GRIP LUGS WITH FRONT INDICATOR SIZE 000, 63A, AC 500V/DC 2 | 4
3NA6817 | LV HRC FUSE LINK GL/GG WITH INSULATED GRIP LUGS WITH COMBINATION INDICATOR SIZE 000, 40A, AC 500V/DC | 4.6
3RT1056-6AV36 | CONTACTOR, 90KW/400V/AC-3, AC(40...60HZ)/DC OPERATION UC 380...420V AUXIL. CONTACTS 2NO+2NC 3-POLE, | 563.43
7ME6910-2CA30-1AA0 | MAG 5000, 19 INCH INSERT, IP20 / NEMA 2, ALUMINIUM, 11-30V DC/11-24V AC 50/60 HZ | 1527.97
7MH7723-1FS | CALIBRATION TEST ARM ASSEMBLY, C/W TWO 8.2 KG (18 LB) CALIBRATION WEIGHTS | 415.3
7MH7724-1AB | CALIBRATION WEIGHT FOR MSI, 6.0 LB / 2.7 KG | 35.9
3SE5232-0LD03-ZW97 | SIRIUS POSITION SWITCH PLASTIC ENCLOSURE ACC. TO EN50047, 31MM DEVICE CONNECTION 1X (M20X1.5); 1NO/2 | 33.21
5TT4103-2 | REMOTE SWITCH WITH 3 NO CONTACT FOR AC 230, 400V 16A CONTROL AC 24V | 35.83
5TG2583-1 | DELTA LINE, ELECTRIC WHITE FRAME, 3FOLD, 222X80MM HORIZONTAL, W.LABELING FIELD | 17.21
5TG1327 | DELTA STYLE, TITANIUM WHITE INTERMED. FRAME 68X68MM FOR INSTALLING DEVICES W. COVER PLATE 55X55MM | 4.8
6GK1900-1GB00-0AC0 | FC FO BFOC PLUG ON-SITE MOUNTING ON FC FO CABLES (62.5/200/230) PACKAGE: 20 PCS. + CLEANING CLOTHS | 880.46
8MF4050 | MOUNTING FEET H = 100 MM FOR 8MF CUBICLE ACCESSORIES | 345.8
7MF8997-1BE | LID WITH MAKROLON WINDOW FOR P300. GASKET NOT INCLUDED | 106.35
3SE5242-0AC05-1CA0 | HOUSING FOR POSITION SWITCH W. INCREASED CORROSION PROT. PLASTIC HOUSING WIDE ACC. TO EN50047, 50MM | 12.69
3SE5312-0SD12 | SAFETY POSITION SWITCHES WITH SOLENOID INTERLOCKING LOCK. FORCE 2600N,5 APPR. DIR. METAL HOUSING,3X( | 279.11
3RK1304-5KS70-3AA3 | ET 200PRO ERSE/RSSE HF ELECTRONIC REVERSING STARTER ELECTRONIC (SOFT) SWITCHING FULL MOTOR PROTECTIO | 1122.88
5TT4207-3 | RELAY,N-TYPE W 2 CHANGEOV.CONT. CONTACT FOR AC 230V 16A CONTROL AC 12V | 40.23
5SY4302-8 | CIRCUIT BREAKER 400V 10KA, 3-POLE, D, 2A, D=70MM | 67.89
5SM3348-6 | RES.CURRENT OP.CIRCUIT BREAKER TYPE A PSE/SSF 100A 3+N-POL IFN 30MA 400V 4MW | 1318.29
3RF2320-2AA06 | SEMI-COND. CONTACTOR 3RF2,1-PH. AC 51 20 A 40 DEGREES C 48-600 V / 24 V DC SPRING-LOADED TERMINAL | 79.14
3SE5413-0CD20-1EB1 | COMPACT SWITCH 30MM WIDE WITH M12 CONNECTOR SNAP-ACTION CONTACTS 1NO+1NC ROLLER PLUNGER, SPECIAL CU | 52.04
3SE5000-0LA00 | CONTACT BLOCK FOR POSITION SWITCH 3SE51/52 1NO/2NC SNAP-ACTION CONTACT | 16.92
3RF2370-1BA26 | SEMI-COND. CONTACTOR 3RF2,1-PH. AC 51 70A/AC15 27.5A 40 DEG. C 48-600 V / 110-230 V AC INSTANTANEOU | 177.89
3RF2070-1AA04 | SEMICONDUCTOR RELAY 3RF2, 1-PH. WIDTH 45MM, 70 A 48-460 V / 24 V DC SCREW TERMINAL | 53.43
6SL3160-8EH10-0AA0 | SINAMICS S120 ACCESSORIES KIT FOR ACTIVE INTERFACE MODULE 55 KW WIDTH 200 MM CONNECTOR DRIVE-CLIQ CA | 50.6
6XV1830-7BH30 | SIMATIC NET,PROFIBUS ECOFAST HYBRID CABLE, 2XCU 0.64 MM, 4XCU 1.5 SQMM, CABLE PREASSEMBLED WITH ECOF | 127.84
6XV1830-7BN30 | SIMATIC NET, PROFIBUS ECOFAST HYBRID CABLE, 2XCU 0.64 MM, 4XCU 1.5 SQMM, CABLE PREASSEMBLED WITH ECO | 620.25
3SE5000-0AD06 | ACTUATOR HEAD, PLASTIC, FOR POSITION SWITCH 3SE5132 ROLLER PLUNGER, FORM C, WITH STAINLESS STEEL ROL | 20.11
3SE5000-0AE01-1AJ0 | ACTUATOR HEAD FOR POSITION SWITCH 3SE51 ROLLER LEVER, METAL LEVER, WITH PLASTIC ROLLER 22MM, FUNCTIO | 19.51
3RF2330-1BA06 | SEMI-COND. CONTACTOR 3RF2,1-PH. AC 51 30A / AC15 15A 40 DEG. C 48-600 V / 24 V DC INSTANTANEOUS SWI | 82.93
3RH1921-1KA11 | AUX. SWITCH BLOCK, 2NO+1NC, DIN EN50005, LATERALLY, 10 MM SCREW CONNECTION, SIZE S3...S12 FOR CONTAC | 10
3RW4074-6BB45 | SIRIUS SOFT STARTER, S12, 280 A, 200 KW/500 V, 40 DEG., 400-600 V AC, 230 V AC, SCREW TERMINALS | 4879.87
3VL9475-4TD31 | ACCESSORY FOR VL400UL, VL400XUL (JG-FRAME- LG-FRAME) ROUND CONDUCTOR TERMINAL FOR CU/AL COMPRISING 3 | 175.31
5SM2425-6 | RCCB BLOCK FOR MCB 5SY TYPE A (PSE/SSF), D=70 MM 0.3-63 A 2-POLE IFN 100 MA 230 V | 118.91
5SM2445-6 | RCCB BLOCK FOR MCB 5SY TYPE A (PSE/SSF), D=70 MM 0.3-63 A 4-POLE IFN 100 MA 400 V | 123.58
3RW3036-1BB14 | SIRIUS SOFT STARTER, SIZE S2, 45A, 22KW/400V, 40 DEGREES, 200-480V AC, 110-230V AC/DC, SCREW TERMINA | 734.08
3SX3256 | SEPARATE ACTUATOR FOR 3SE2243 AND 3SE2257 RADIUS ACTUATOR | 11.33
5TG9880-6 | DELTA M SYSTEM LIGHT SIGNAL SINGLE 1W 90-240V GREEN COLOR OF LIGHT | 42.77
6FX2001-2MF00 | SIMODRIVE (ACCESSORIES) INCR. ROTARY ENCODER W. RS 422 (TTL),5000 PULSES, CLAMP FLANGE 10 MM SHAFT, | 366.56
3SE5232-0CK62-1AJ0 | SIRIUS POSITION SWITCH, PLASTIC 31MM, ACC. TO EN50047 INCREA. CORROSION PROTECTION, DEVICE CONNECTIO | 56.97
6XV1831-2K | SIMATIC NET, PB FC FLEXIBLE CABLE GP, 2-WIRE, SHIELDED, SPEC. DESIGN FOR RAPID INSTALL. MAXIMAL LEN | 6.58
6XV1820-6BN75 | SIMATIC NET, FLEXIBLE FIBER OPTIC CABLE (62.5/125), TRAILING CABLE, SPLITTABLE, PREASSEMBLED WITH 4 | 1470.54
7MH7724-1AA | CALIBRATION WEIGHT FOR MSI, 18 LB / 8.2 KG | 62.23
3RK1304-0HS00-8AA0 | ET 200PRO ASM 400V DISCONNECT MODULE 400V TO 25A FOR SAFE DISCONNECTION UP TO CAT. 3/4 HAN Q4/2 | 540.59
6FX2003-0LU10 | POWER CONNECTOR 6-POL SIZE 1.5 SOCKET, UNION NUT 1 X 6-POLE INSULATOR 5 SOCKET CONTACTS (1.5-4 MM2) | 200.23
3RW4028-2BB04 | SIRIUS SOFT STARTER, S0, 38A, 18.5KW/400V, 40 DEGR., AC 200-480V, AC/DC 24V, SPRING-LOADED TERMINALS | 775.17
3SB2001-6CH06 | INDICATOR LIGHT, 16MM, ROUND, PLASTIC, TRANSPARENT, SMOOTH, FOR INSCRIPTION WITH INSERT CAPS | 4.25
3VL9600-4TB31 | ACCESSORY FOR VL800UL, (MG-FRAME) SCREW TERMINAL INCH SYSTEM THREAD COMPRISING 3 TERMINALS CAT NUMBE | 118.41
3VL9600-8CE01 | ACCESSORIES FOR VL400UL, VL400XUL,VL800UL (JG FRAME - MG FRAME) PHASE BARRIER CONSISING OF 2 PARTITI | 44.08
3VL9600-8LA01 | ACCESSORY FOR VL800UL, (MG FRAME) INTERLOCK WITH CABLE-PULL | 150.45
3RW4453-2BC35 | SIRIUS SOFT STARTER, VALUES AT 575V, 50DEG., STANDARD: 494A, 500HP, INSIDE-DELTA CIRCUIT 3: 856A, 95 | 28127.88
3WL9111-0AT04-0AA0 | ACCESSORIES CIRCUIT BREAKER 3WL MEAS. FUNCTION PLUS UPGRADABLE WITHOUT VOLTAGE TRANSF. MEASURM. OF H | 2221.12
6FX2003-0LU30 | POWER CONNECTOR SIZE 1 SPEED CONNECT 6-WAY SOCKET, UNION NUT 1 6-POLE INSULATOR 8 SOCKET CONTACTS (1 | 122.13
5SM3745-8 | RES.CURRENT OP.CIRCUIT BREAKER TYPE A PSE/SSF 125A 3+N-POL IFN 500MA 400V 4MW FOR SELECTIVE SWITCH O | 2324.5
8MF6288-4ES | EMC CUBICLE IP40 HXWXD=2200X800X800 | 4230.71
8MF6298-4R | STANDARD CUBICLE 8MF6 HXWXD=2200X900X800 SIDE-BY-SIDE MOUNTING NON-VENT., ASSEM., WELDED IP40 | 2897.73
8MF4096 | BOTTOM PLATE SUBDIVIDED FOR CUBICLE WXD = 1200 X 400MM | 390.23
8MF4812 | PERFORATED COMPARTM. BOTTOM FIXED HXD=600X800 | 200.9
3RH1921-2CA10 | AUXILIARY SWITCH BLOCK, 1 NO, DIN EN50005, CAGE CLAMP CONNECTION, FOR CONTACTORS FOR SWITCHING MOTOR | 3.82
3SE5000-0AF12 | ACTUATOR HEAD FOR POSITION SWITCH 3SE51/52 ANGULAR ROLLER LEVER MADE OF STAINLESS STEEL WITH PLASTIC | 13.14
7ML1998-5BP61 | MANUAL, FMS 320, 4 LANGUAGE | 25.04
7PV1518-1AW30 | TIME RELAY, MOUNT. ON-DELAY 1 W, 7 TIME SETTING RANGES, 0.05 S...100 H, AC/DC 12. .240 V, WIDE RANG | 36.61
3WL9111-0AB18-0AA0 | ACCESSORIES CIRCUIT BREAKER 3WL WIPER CONTACT MODULE F. WITHDRAWABLE CIRC.BREAKER SIGUT | 216.51
3VL9800-1SK01 | ACCESSORY FOR VL800UL, VL1200UL, VL1600UL, SHUNT RELEASE 110...127V DC FOR INSTALLATION ON THE RIGHT | 252.5
3VL9800-1SQ01 | ACCESSORY FOR VL800UL, VL1200UL, VL1600UL, SHUNT RELEASE 220...250V DC FOR INSTALLATION ON THE RIGHT | 252.5
3SB2001-6CD06 | INDICATOR LIGHT, 16MM, ROUND, PLASTIC, YELLOW, SMOOTH, FOR INSCRIPTION WITH INSERT CAPS | 4.25
3VL9800-4EC40 | ACCESSORY FOR VL1250, VL1600, FRONT BUS-BAR CONNECTION SET OF 4 PCS 4 POLE | 385.28
3VL9800-4RH30 | ACCESSORY FOR VL1600, SET FLAT BUS SET OF 3 PCS 3 POLE | 256.42
3SB2202-0AG01 | PUSHBUTTON, 16MM, ROUND, PLASTIC, WHITE, BUTTON, FLAT, 1NO | 16.08
3RW4436-6BC35 | SIRIUS SOFT STARTER, VALUES WITH 575 V, 50 DEG., STANDARD: 145A, 125HP, INSIDE-DELTA CIRCUIT 3: 251A | 11028.74
8MF4300 | DOOR CATCH | 69.74
8WA1011-6EG22 | TWO-TIER TERMINAL THERMOPLASTIC CONNECTION ON BOTH ENDS DIODE TERMINAL, 6.5MM SZ 4 | 12.07
8WA1011-6EG25 | TWO-TIER TERMINAL THERMOPLASTIC CONNECTION ON BOTH ENDS LED TERMINAL, RED, 6.5MM SZ 4 | 13.34
8WA1011-6EG44 | ZENER DIODE TERM., 6.5MM, SZ 4 | 9.35
3TC4417-0AL8 | CONTACTOR SIZE 2 2-POLE DC-3 AND 5, 32 A AUXILIARY SWITCH 22 (2NO+2NC) DC OPERATION DC 24 V | 212.32
5UB1534 | I-SYSTEM NEMA SOCKET TITANIUMWHITE 2-POLE +E NEMA 5-20 R 125V 20A | 47.79
3RK1304-5KS40-4AA3 | ET 200PRO DSE ST DIRECT STARTER STANDARD; MECH. SWITCHING; ELECTRO. UE PROTECTION; 3PH 400 V/0.9KW; | 653.57
5TT5801-2 | INSTA CONTACTOR WITH 1 MAKE AND 1 BREAK CONTACT CONTACT FOR 230, 400 V AC, 20 A TRIGGERING 24 V AC | 35.07
5TT5851-2 | INSTA CONTACTOR WITH 3 MAKE AND 1 BREAK CONTACT CONTACT FOR 230, 400 V AC, 63 A TRIGGERING 230 V AC | 99.35
8GK4501-1KK21 | ALPHA 160 DIN, RESERVE SECTION COVERS KIT W. SUPPORT, RAL7035 H=150 W=500 | 42.69
7MF9408-2CL | OVAL FLANGE WITH INTERNAL THREAD 1/2-14 NPT MAT. NO. 1.4404 PRESSURE EQUIPMENT DIREKTIVE F. GAS 1/LI | 65.83
3RF2030-1AA22 | SEMICOND. RELAY 3RF2, 1-PHASE WIDTH 45 MM, 30 A 24-230 V / 110-230 V AC SCREW TERMINAL | 42.85
3RF2130-1BA04 | SEMICONDUCTOR RELAY 3RF2, 1-PH. WIDTH 22.5 MM, 30 A 48-460V / 24V DC SCREW CONNECTION INSTANTANEOUS | 42.74
8WC5053 | FLAT COPPER BAR 20 X 5MM APPROX. 2 METERS LONG TINNED | 168.7
6SL3202-0AE28-8SA0 | SINAMICS SINE-WAVE FILTER FOR POWER MODULE FSE STAND ALONE 3AC 380-480V 92,0A | 2694.68
5TG2563-2 | I-SYSTEM COVER PLATE 55X55MM FOR TAE OUTLET BOX A. LOUDSPEAKER OUTLET BOX TITANIUM WHITE | 5.19
3SE5242-0HC05 | SIRIUS POSITION SWITCH; PLASTIC HOUSING ACC. TO EN50047, 50MM DEVICE CONNECTION 2X(M20X1.5); 1NO/1NC | 24.26
3RF2310-2AA02 | SEMI-COND. CONTACTOR 3RF2, 1-PH AC 51 10 A 40 DEGREES C 24-230 V / 24 V DC SPRING-LOADED TERMINAL | 56.97
5TG2553-3 | DELTA LINE, ALUMINUM METALLIC FRAME, 3FOLD, 222X80MM | 19.77
3SE5130-3AA00 | LED COVER, FOR POSITION SWITCH PLASTIC 3SE5132, 2 LEDS, YELLOW/GREEN, 230 V AC, COLOR TURQUOISE | 22.9
3RF2340-1BA26 | SEMI-COND. CONTACTOR 3RF2,1-PH. AC 51 40A / AC15 20A 40 DEG. C 48-600 V / 110-230 V AC INSTANTANEOU | 108.24
8MF5868-5E | STANDARD CUBICLE 8MF5 HXWXD=1800X600X800 INDIVIDUAL MOUNTING NON-VENT., NOT ASSEM., SCREWED IP54 | 3342.07
6SL3000-2DE41-4BA0 | SINAMICS VOLTAGE PEAK LIMITER SPARE PART FOR MOTOR MODULE 800KW, 3AC 380-480V | 8415.11
7MF9411-7DB | ACCESSORY KIT 2 SCREWS 7/16-20 UNF X 1 3/4 INCH, ANSI B 18.2.1 1 FLAT-PROFILE GASKET | 10.13
7MH3115-2BA1 | PRESSURE PLATE,TOP/BOTTOM FOR LOAD CELLS OF SERIES K (2 OFF REQUIRED) RATED LOAD 28 T | 571.34
6SL3320-1TE33-8AA3 | SINAMICS S120 SINGLE MOTOR MODULE INPUT: 600 V DC OUTPUT: 3-PH 400 V, 380 A FRAME SIZE: CHASSIS INTE | 27861.65
6SL3720-1TG34-1AA3 | SINAMICS S120 CABINET MODULE SINGLE MOTOR MODULE WITH CIM+CU320-2 OUTPUT: DC 675 - 1035V INPUT: 3AC | 45722.42
6SL3225-0BH27-5UA1 | SINAMICS G120 POWER MODULE PM260 WITHOUT FILTER POSSIBILITY OF REGENERATION 3AC660-690V +10/-10% 47- | 11886.59
3SE5212-0KK60 | SIRIUS POSITION SWITCH METAL ENCLOSURE 31MM TO EN50047 DEVICE CONNECTION 1X (M20X1.5) 1NO/ 1NC SNAP- | 44.23
3SE5413-0CD20-1EA5 | POSITION SWITCH IN COMPACT DESIGN 30MM WIDE WITH CONNECTION CABLE 5M SNAP-ACTION CONTACTS 1NO+1NC WI | 61.05
3RF2430-1AC55 | SEMI-CONDUCTOR CONTAC.3-PH.3RF2 AC51 30A 40 DEG. C 48-600V / 230V AC 3-PHASE CONTROLLED SCREW TERMIN | 209.54
6FX2003-7LS00 | PIN CONTACTS 1.0-2.5 MM2 (POWER CONNECTOR SIZE 1) PERFORMANCE PACK = 10 PIECES | 34.96
5SP3840-2 | MAIN CONDUCTOR CIRCUIT-BREAKER (SHU),3X1-POLE,E 40 A,230/400 V FOR MOUNTING ONTO 40MM BUSBAR | 174.14
3RW4423-3BC44 | SIRIUS SOFT STARTER, VALUES WITH 400 V, 40 DEG., STANDARD: 36A, 18,5KW, INSIDE-DELTA CIRCUIT 3: 62A, | 3937.9
3SB2000-2AG01 | TOGGLE SWITCH, 16MM, ROUND, PLASTIC, WHITE, 2 SWITCH POSITIONS O-I, LATCHING, ACTUATING ANGLE 62 DEG | 13.16
3VL9800-3MM00 | ACCESSORY FOR VL1250, VL1600, MOTORIZED OPERATING MECHANISM 220V AC/DC WITH AUXILIARY SWITCH | 3519.26
3RF2450-1AB45 | SEMI-CONDUCTOR CONTAC.3-PH.3RF2 AC51 50A 40 DEG. C 48-600V / 4-30V DC 2-PHASE CONTROLLED SCREW TERMI | 205.1
5TG2583-0 | DELTA LINE, ELECTRIC WHITE FRAME, 3FOLD, 222X80MM | 7.47
5TG1203-1 | DELTA MIRO GLASS FRAME 3-FOLD REAL GLASS WHITE 232X90MM | 124.66
3SE5132-0CA00 | BASIC SWITCH FOR POSITION SWITCH 3SE513, PLASTIC ENCLOSURE, TO EN50041 1X(M20X1.5) 1NO/1NC QUICK-ACT | 21.46
7MH5107-4GD01 | SIWAREX WL 230 LOAD CELL SB-S SA 2T C3 EX - RATED LOAD 2T - ACCURACY CLASS C3 - 6M CABLE LENGTH, 4 C | 572.67
7MH7723-1JR | BELT SCALE CONNECTION CABLE | 11.96
7MH7725-1BE | LOAD CELL,WITH HARDWARE, MTS,300 LB, STAINLESS STEEL, SPARE | 2170.96
3RW4465-6BC34 | SIRIUS SOFT STARTER, VALUES AT 460V, 50DEGREES, STANDARD: 885A, 800HP, INSIDE DELTA: ONLY UP TO 400V | 43434.68
3SB2901-4RF | INSCRIPTION PLATE FOR PUSHBUTTON AND ILLUMINATED PUSHBUTTON, FLAT, CLEAR WITH BLACK LETTERING, WITH | 0.72
3SB2404-0B | SWITCHING ELEMENT, W. ONE CONTACT ELEMENT, 1NO, PLUG-TYPE TERMINAL | 6.17
3WL9111-0AN20-0AA0 | ACCESSORIES CIRCUIT BREAKER 3WL MAIN CONDUCTOR CONN. 4 OFF WITHDRAW. CIRC. BREAKER SZ III VERTICAL C | 2349.41
3SB2901-4AL | INSCRIPTION PLATE FOR PUSHBUTTON AND ILLUMINATED PUSHBUTTON, FLAT, CLEAR WITH BLACK LETTERING, WITH | 0.72
3VL9600-8CB30 | ACCESSORY FOR VL630, VL800, TERMINAL COVER STANDARD 1 PIECE = 2 COVERS 3 POLE | 122.33
3RK1911-0ED31 | MOTOR CABLE PREASS. ON ONE SIDE WITH BRAKE W/O THERMISTOR BRAKE 400 V AC OR 180 V DC HAN Q8 - OPEN O | 116.7
BVP:610416 | BD2-AK05/FS400BS-4 TAP-OFF UNIT 400A / 1X 4 POLE WITH BS FUSE SWITCH | 3901.69
3NA7807 | LV HRC FUSE LINK GL/GG WITH NON-INSULATED GRIP LUGS WITH COMBINATION INDICATOR SIZE 000, 20A, AC 500 | 4.7
3LD9205-0C | SHAFT SET SHAFT 6X6X300 MM ONLY FOR SWITCH 3LD2 WITH DOOR COUPLING COMPRISING 5 PIECES | 7.46
5SJ4314-7HG42 | CIRCUIT BREAKER 10KA, 3POLE, C, 0.3A ACC. TO UL 489 - 480Y/277V | 183.83
5SJ4360-8HG41 | CIRCUIT BREAKER 240V 10KA, 3-POLE, D, 60A, D=70MM ACC. TO UL 489 | 378.3
5ST3704 | PIN BUS BAR SHOCKHAZARD SAFETY, 16QMM 2 PHASE, L= 214MM WITH END CAPS | 8.33
5ST3770-8 | PIN BUSBAR SHOCKHAZARD SAFETY, 16SQMM 1-PHASE+N, 12MW FULLY INSULATED | 21.21
8US1922-2CA00 | BUSBAR SYSTEM, ACCESSORIES CENTER-CENTER DISTANCE 40.60 MM COVER PROFILE FOR BUSBAR LENGTH: 1000 MM | 4.81
6SL3162-2BM01-0AA0 | SINAMICS DC LINK ADAPTER SET FOR MULTI-TIER DESIGN SCREW TERMINALS 35-95 SQMM FOR ALL LINE/MOTOR MOD | 232.44
6SL3163-8HH00-0AA0 | SINAMICS S120 ACCESSORIES KIT FOR ACTIVE LINE MODULE 200 MM; BASIC LINE MODULE 200 MM JUMPER DQ DUST | 101.13
7ME3960-3MS00 | TRANSDUCER MOUNTING HARDWARE SPACER BAR FOR PORTABLE TRANSDUCER, SIZE C, D OR E LEGACY PART NUMBER: | 487.19
7MH7723-1FQ | RANGE SPRING ASSEMBLY, D4, ILE-61, SPARE | 1394.27
3RS1800-1HP00 | COUPLING RELAY IM INDUSTRY-STANDARD ENCLOSURE 3 CHANGEOVER CONTACTS COMBIVOLTAGE 24 V AND 220 V TO 2 | 86.09
3RS1800-2HP01 | COUPLING RELAY IM INDUSTRY-STANDARD ENCLOSURE 3 COS, HARD GOLD-PLATED COMBIVOLTAGE 24 V AND 220 V TO | 103.82
4AM6542-5CJ10-0FA0 | TRANSFORMER SITAS; PHASES:1; PN/PN(S6)(KVA):2,5 /13,3; UPRI(V):440+/-5%; USEC(V):110; ISEC(A):22,7; | 1228.26
3RK1395-6KS71-0AD3 | SIRIUS MOTOR STARTER M200D TECHNOLOGY MODULE DIRECT ON-LINE STARTER ELECTRONIC SWITCHING 3 400V AC/0 | 1036.81
3RK2400-1CE01-0AA2 | AS-INTERFACE SLIMLINE MODULE S45, IP20, A/B-SLAVE (SPEC 3.0) DIGITAL, 4DI/4DO, 4 X INPUT FOR SENSOR | 517.98
3RK1903-0CG00 | CONTROL UNIT TO ET 200S | 23.53
3RP1513-2AP30 | MULTIFUNCTION TIME RELAY IN CAGE-CLAMP TECH. 1 CHANGEOVER, ON-DELAY, AC/DC 24V/AC 200...240V, 5...10 | 140.53
3RP1527-1EC30 | TIME RELAY, ON-DELAY, 1 SEMICONDUCTOR, 4 RANGES (1,4,32,256 NO), AC/DC 24...66 V, 2-WIRE, | 137.37
3NP1133-1BB10 | FUSE-SWITCH-DISCONNECTOR 3-POLE, NH00, 160A 40MM BUSBAR SYSTEM COVER LEVEL 32/70 MM FLAT CONNECTOR | 90.06
5SU1324-6FA32 | FI/LS-PROTECTOR TYPE A (PSE/SSF), D=70 MM IFN 30MA, 10KA,2-POLE B 32A 3MW | 120.03
5SU1324-7FA13 | FI/LS-PROTECTOR TYPE A (PSE/SSF), D=70 MM IFN 30MA, 10KA,2-POLE C 13A 3MW | 109.75
3RW4027-1BB04 | SIRIUS SOFT STARTER, S0, 32A, 15KW/400V, 40 DEGR., AC 200-480V, AC/DC 24V, SCREW TERMINALS | 645.56
3VL9600-3AW10 | ACCESSORY FOR VL630, VL800, KIT F. LEADING AUXILIARY SWITCHES 2 CO CONTACTS, FROM OFF TO ON 1.5 METE | 66.07
BVP:085096 | BD01-AK02M0/2SD163A161 TAP-OFF UNIT | 197.04
BVP:203098 | BD01-AK1M1/A101 TAP-OFF UNIT | 296.18
7ND4801-7CH | INTERNAL MEMORY 128 MB FOR SIREC D300/400 | 430.84
5TT5820-0 | INSTA CONTACTOR W. 4 NO CONTACTS CONTACT F. AC 230,400V 25A CONTROL 230V FOR HIGH CAPACITIVE LOADS 1 | 41.31
3VL9563-8TC00 | ACCESSORY FOR VL630, CURRENT TRANSFORMER FOR OVERLOAD PROTECTION OF THE N-CONDUCTOR AND FOR EARTH-FA | 496.49
3VL9600-3JP21 | ASSEMBLED LEVER MADE OF STEEL (AS FOR ROTARY OPERATING MECHANISMS) FOR SWITCHING ON 3VL CIRCUIT BREA | 427.81
3SB2901-2ET | INSCRIPTION LABEL FOR GLUING ONTO LABEL HOLDER, LABEL SIZE 9.5 X 18.5MM, SILVER-COLORED, BLACK LETTE | 0.72
3VL9600-3MN00 | ACCESSORY FOR VL630, VL800, STORED ENERGY OPERATOR 110-127V AC/DC | 2158.66
3RW4454-6BC34 | SIRIUS SOFT STARTER, VALUES AT 460V, 50 DEG., STANDARD: 551A, 450HP, INSIDE-DELTA CIRCUIT 3: 954A, 8 | 28912.83
5SJ4211-7HG42 | CIRCUIT BREAKER 10KA, 2POLE, C, 5A ACC. TO UL 489 - 480Y/277V | 127.61
6FX8008-1BD51-6AA0 | SIGNAL CABLE, SOLD BY THE METER 3X2X0.14+4X0.14+2X0.5+4X0.22 C TRAILING CABLE, UL/CSA DESINA MOTION- | 5670.64
6GA7200-1AA01-0AA0 | SIMOTION C CRANE SWAY CONTROL BASIC TECHNOLOGY SW-TYPE: STS/GSU OPERATION MODE: BASIC CONTROL ( STAN | 47474.6
8MF5098-4R | STANDARD CUBICLE 8MF5 HXWXD=2000X900X800 SIDE-BY-SIDE MOUNTING NON-VENT., NOT ASSEM., SCREWED IP40 | 2839.79
8MF9280 | MOUNTING PLATE H X W = 2200 X 600 MM FOR 8MF SYSTEM CUBICLE | 340
5TG7814 | DELTA PROFIL, TITANIUM WHITE ROCKER W.SHUTTER/BLIND SYMBOLS FOR SHUTTER PUSHB., 65X65MM | 11.31
3SE5000-0CA00 | CONTACT BLOCK FOR POSITION SWITCH 3SE51/52 1NO/1NC SNAP-ACTION CONTACT | 15.15
3RK1107-2BQ40-0AA3 | AS-INTERFACE COMPACT MOD., IP67 ANALOG, 2AO, NUMERIC. FORMAT S7 2 X OUTP. (M12), +/- 10V FOR 2-WIRE | 474.94
7VV3003-5HG32 | SICROWBAR 3000V/5,8KA DC - SURGE SUPPRESSOR C98130-A7060-A40 | 10445.51
8GK9531-5KK10 | ALPHA 400/630 DIN, UNIVERS. DISTRIBUT. ACCESSORIES MOUNT. PLATE WITH MOUNT. SCRWES STEEL, SENDZIMIR | 54.15
8GK4402-2KK12 | ALPHA 400/630 DIN, KIT FOR ROW TERMINALS WITH TERMINAL SUPPORT, FIELD COVER WITHOUT CUTOUT WITH TERM | 101.47
5SJ4335-8HG41 | CIRCUIT BREAKER 240V 10KA, 3-POLE, D, 35A, D=70MM ACC. TO UL 489 | 269.68
5ST1293 | CABLE LINK F.5SX N-TYPE MIN.CIRC.-BREAKERS WIRE ENDS AT BOTH SIDES 6SQMM, LENGTH 250MM | 1.31
3RW4422-3BC44 | SIRIUS SOFT STARTER, VALUES WITH 400 V, 40 DEG., STANDARD: 29A, 15KW, INSIDE-DELTA CIRCUIT 3: 50A, 2 | 3506.17
3RK1395-6KS41-3AD5 | SIRIUS MOTOR STARTER M200D TECHNOLOGY MODULE REVERSING STARTER MECHANICAL SWITCHING 3 400V AC/0,9KW; | 1160.55
3SB2001-0LD01 | ILLUMINATED PUSHBUTTON, 16MM, ROUND, PLASTIC, YELLOW, BUTTON, RAISED | 7.91
3SB2226-0LD01 | ILLUMINATED PUSHBUTTON, 16MM, ROUND, PLASTIC, YELLOW, BUTTON, RAISED, 1NO, LAMPHOLDER W2 X 4.6D, WIT | 23.29
3VL9800-8BG01 | ACCESSORY FOR VL1200UL,VL1600UL (NG FRAME - PG FRAME) COVER FRAME FOR DOOR CUTOUT IP40, FOR FIXED/PL | 67.37
3WL9111-0AN43-0AA0 | ACCESSORIES CIRCUIT BREAKER 3WL SPACER FOR 3 FRONT AND STANDARD TERMINAL BAR SIZE 3, 3POLE IEC | 461.07
3RW4453-2BC45 | SIRIUS SOFT STARTER, VALUES AT 500V, 40DEG., STANDARD: 551A, 355KW, INSIDE-DELTA CIRCUIT 3: 954A, 63 | 28127.88
3RK1304-5LS70-2AA0 | ET 200PRO EDSE/DSSE HF ELECTRONIC DIRECT STARTER ELECTRONIC (SOFT) SWITCHING FULL MOTOR PROTECTION C | 1046.21
8MF2064-4EN | SICUBE 8MF2000 EMC-CUBICLE; WELDED, NI-PLATED H X W X D = 2000 X 600 X 400MM FOR INDIVIDUAL MOUNTING | 5621.63
3SB2000-4MA01 | KEYSWITCH, 16MM, ROUND, PLASTIC, CES, 2 SWITCH POSITIONS O-I, MOMENTARY CONTACT RETURN FROM RIGHT, A | 51.47
3SB2224-6BE06 | INDICATOR LIGHT, 16MM, ROUND, PLASTIC, GREEN, LAMPHOLDER W2 X 4.6D, WITH INCANDESCENT LAMP 24V | 10.96
3RK1901-1AA00 | INPUT BRIDGE FOR SAFE MODULES | 18.36
3RP1576-1NP30 | TIME RELAY, STAR-DELTA SINGLE TIME RANGE 60 S AC 24 V DC 200...240 V 0.7...1.25 US | 176.62
7MH7725-1AL | LOADCELL,MSI,100LB,LOW PROFILE SS,WITH HARDWARE | 2170.96
7ML1930-1CF | POLYCARB ENCLOSURE FOR 1 RD DISPLAY | 109.27
7ML1930-1DW | LOCK FITTING, -1 TO 16 BAR, G 1-1/2 A/316L | 431.81
BVP:261989 | BD2-1250-EK CLAMP TERMINAL 500-1250A | 434.47
5SY7205-8 | CIRCUIT BREAKER 400V 15KA, 2-POLE, D, 0.5A, D=70MM | 55.7
5SY7304-8 | CIRCUIT BREAKER 400V 15KA, 3-POLE, D, 4A, D=70MM | 79.64
6SE6400-4BC11-2BA0 | MICROMASTER 4 BRAKING RESISTOR 200-240 V 68R 2400 W PK 120 W CONT 239 X 149 X 43.5 MM H X W X D IP2 | 630.26
4AV9806-5CB00-2N | CURRENT SUPPLY (UNSCREENED); PHASES:1; PN(KW):0,08; UPRI(V):230; USEC(V DC):24; ISEC(A DC):3,3; F(HZ | 283.34
4AM6442-5AT10-0FA1 | TRANSFORMER SITAS; PHASES:1; PN/PN(S6)(KVA):2 /9,7; UPRI(V):400+/-5%; USEC(V):230; ISEC(A):8,7; F(HZ | 1041.23
4AT3612-4TT10-0FA0 | TRANSFORMER SITAS; PHASES:1; PN/PN(S6)(KVA):5 /18,5; UPRI(V):230+/-5%; USEC(V):230; ISEC(A):21,7; F( | 2181.67
4RB5200-3EJ50 | POWER CAPACITOR PHASECAP MKK 480V 20.0KVAR | 411.75
BVP:261818 | BD2A-1000-ZH-Z* Z UNIT BACKSIDE X/Y 0,36M, Z 0, 26M-1,25M 500-1000A | 2390.22
FDK:085U1011 | DN40 INCLUDING 2 EPDM GASKETS WITH COLLAR | 29.43
8GK4351-3KK11 | ALPHA 160 DIN, ASSEMBLY KIT F. MODULAR INSTALLATION DEVICES, TIER SPACING 150MM, H=450 W=250 | 105.49
8GK1102-7KK12 | ALPHA 400 DIN, WALL-MOUNTING DISTRIBUTOR, DELIVERY FORM FLAT PACK, AP-CUBICLE, RAL 9016, IP43, SK1, | 351.59
8GK9901-0KK12 | ALPHA 630 DIN, BASE FRAME, H=100 W=300 D=210 | 148.68
8GK4402-4KK32 | ALPHA 400/630 DIN MOUNTING KIT FOR ROW TERMINALS VERTICAL, H=600 W=750 | 363.63
3WL9111-0AL52-0AA0 | ACCESSORIES CIRCUIT BREAKER 3WL MAIN CONDUCTOR CONN. 1 OFF FIXED-MOUNTED CIRC.BR. SIZE I FRONT CONN. | 99.43
3RK1911-2BE30 | 5 CONTACT SOCKETS 6MM2 CONNECTOR SET POWER SUPPLY F. CONNECTION TO MS, RSM OF ET 200PRO W. SLEEVE HO | 70.87
3RK1902-0CD00 | CONN. SET, LOOP-THROUGH CONN. 6X4 MM2, 9-POLE, COMPLETE, WITH PG16 CABLE ENTRY | 48.98
3RN1000-1AG00 | THERMISTOR MOTOR PROTECTION COMPACT EVALUATION UNIT AUTO, 1W, AC 110V SCREW CONNECTION | 109.51
8WH2103-3BG07 | HYBRID PE TERMINAL SCREW AND 2X SPRING CONNECTION SECTION: 0.08 - 4 MM2, WIDTH: 5.2 MM, COLOR:GREEN- | 6.64
6SL3000-2BE32-1AA0 | SINAMICS/MICROMASTER PX MOTOR INDUCTOR FOR 3-PH 380-480 V, 50/60 HZ, 210 A AC DRIVES/POWER MODULES/ | 2170.96
6SE6400-3CC05-2DD0 | MICROMASTER 4 COMMUTATING CHOKE 200-480 V 3AC 53,6A FOOTPRINT FSD - 0.29 MH | 886.9
3RP1533-2AQ30 | MULTIFUNCTION TIME RELAY IN CAGE-CLAMP TECH. 1 CHANGEOVER OFF-DELAY 5S...100S, AC/DC 24V/AC 100...12 | 243.08
8GK9510-8KK37 | ALPHA 400DIN DOOR AS SPARE PART LEFT DOOR H=1400 MM, W=525 MM FOR CABINET WIDTH 750/1000 MM AP, IP43 | 155.73
4RB2025-3CD50 | POWER CAPACITOR PHICAP MKP 230V 2.5KVAR | 102.65
6AV6613-0AA51-3CE5 | WINCC FLEXIBLE 2008 ADVANCED, UPGRADE FOR WINCC FLEXIBLE 2004/2005/2007 ADVANCED, INCL. CHANGE CONTR | 1693.04
5SY4413-5 | CIRCUIT BREAKER 400V 10KA, 4-POLE, A, 13A, D=70MM | 168.79
6SL3710-1GH32-2AA3 | SINAMICS G150 CONVERTER CABINET UNIT, AC/AC WITH CIM+CU320-2 3AC 660-690 V, 50/60 HZ NOM. POWER RATI | 28794.04
7ML1930-1CX | STEEL ENCLOSURE FOR 4 RD DISPLAY | 882.04
7MH5102-1KD00 | SIWAREX WL 260 LOAD CELL SP-S AA 3KG C3 - RATED LOAD 3 KG - ACCURACY CLASS C3 - 3 M CABLE LENGTH, 6 | 117.17
8GK1302-8KK12 | ALPHA 630 DIN, FLOOR-MOUNTED DB DELIVERED AS FLAT PACK RAL 7035 IP43 SK1, H=1900 W=300 D=210 | 708.22
8US1998-7CB45 | BUSBAR ADAPTER SYSTEM VERTICAL BUSBAR RUN MOUNTING RAIL 35 MM, PLASTIC WITH RECESS FOR INSERT 8US199 | 3.31
8WH9040-1BB01 | PLUG-IN COUPLING MIDDLE ELEMENT CAN BE SELF-PREASSEMBLED, WITH SPRING CONNECTION SECTION: 0.08-2.5 M | 1.67
8WH9040-1FB01 | PLUG-IN COUPLING RIGHT ELEMENT CAN BE JUMPERED, CAN BE SELF-PREASSEMBLED, WITH SPRING CONNECTION SEC | 1.69
3SB2910-0AH | BUTTON, TRANSPARENT, FLAT, FOR PUSHBUTTON AND ILLUMINATED PUSHBUTTON | 0.38
8WC5120 | FLAT COPPER BAR 6 X 6MM APPROX. 2,4 METERS LONG PLAIN | 67.91
3RT1064-6AP36-ZX95 | CONTACTOR, 110KW/400V/AC-3 AC(40...60HZ)/DC OPERATION UC 220-240V AUXILIARY CONTACTS 2NO+2NC 3-POLE, | 734.33
3VT9500-8CC30 | ACCESSORY FOR VT1000, VT1600 TERMINAL COVER SHORT FOR FRONT CONNECTION 3-POLE | 210.43
6SL3310-1GH31-8AA3 | SINAMICS G130 POWER MODULE IP20 3AC 660-690V, 50/60HZ, 175A UNIT RATING: 160 KW 6-PULSE SUPPLY WITH | 16415.55
BVP:611095 | BD2A-400-EE-KR BD2A FEEDER UNIT 400A FOR MULTI CORE CABLE WITH CABLING BOX | 1096.58
7MH7723-1DF | IDLER CLIP,MSI,54"-65", MS,SPARE | 100.55
7MH7724-1BA | MLC CALIBRATION WEIGHT, (STAINLESS STEEL 304(1.4301)) FOR SCALES WITH BELT WIDTH OF 36", 1000MM, 3.1 | 203.46
3RK1395-6LS71-3AD3 | SIRIUS MOTOR STARTER M200D TECHNOLOGY MODULE REVERSING STARTER ELECTRONICAL SWITCHING 3 400V AC/5,5K | 1254.68
3RK1901-1MN00 | CABLE END PIECE, FOR SEALING OPEN CABLE ENDS FOR PROFILED AS-I CABLES DEGREE OF PROTECTION IP67, | 6.4
3RK1911-5BA50 | ECOFAST DUMMY PLUG | 10.02
3NA3242-6 | LV HRC FUSE LINK GL/GG WITH NON-INSULATED GRIP LUGS WITH FRONT INDICATOR SIZE 2, 224A, AC 690V/DC 44 | 48.23
3SB2901-4RA | INSCRIPTION PLATE FOR PUSHBUTTON AND ILLUMINATED PUSHBUTTON, FLAT, CLEAR WITH BLACK LETTERING, WITH | 0.72
3VL9800-1UJ00 | ACCESSORY FOR VL630, VL800, VL1250, VL1600, UNDERVOLTAGE RELEASE 380 - 415 V AC RIGHT POLE ONLY | 267.54
6SL3000-0BG32-5AA0 | SINAMICS LINE FILTER INPUT: 3-PH. 500-690 V, 50/60 HZ, 250 A | 2325.07
7MH7724-1BB | CAL.ROD,MLC,36"BW,4.60LB | 238.19
7ME3960-0CR12 | DEDICATED CLAMP-ON RTD CABLE CLAMP-ON RTD CABLE, SUBMERSIBLE -40 TO +200 DEGREES CEL (-40 TO +392 DE | 590.88
BVP:262433 | BD2-AK02X/OGB63 TAP-OFF UNIT BD2 UP TO 63A | 307.2
7NG3211-1BN00 | TEMPERATURE TRANSMITTER SITRANS TH200 FOR INSTALLATION IN SENSOR HEAD 2-WIRE SYSTEM, 4-20 MA, PROGRA | 397.02
6SE6420-2UD21-1AA1 | MICROMASTER 420 UNFILTERED 3AC 380-480V +10/-10% 47-63HZ CONSTANT TORQUE POWER 1.1 KW OVERLOAD 15 | 1523.11
5TC9226 | DELTA PROFIL, TITANIUM WHITE COVER ROOM TEMPER. CONTROLLER BREAK CONTACT/CHANGER, 65X65MM | 35.35
4EU2722-3CA00-0AA0 | COMMUTATING CHOKE FOR CONVERTER; PHASES:3; UN1(V):500; ITHMAX 1(A) / F1(HZ):224 /50; I LN (A):201,6; | 5309.05
5SJ4101-8HG42 | CIRCUIT BREAKER 10KA, 1POLE, D, 1A ACC. TO UL 489 - 277V | 53.09
6SL3320-1TE35-0AA3 | SINAMICS S120 SINGLE MOTOR MODULE INPUT: 600 V DC OUTPUT: 3-PH 400 V, 490 A FRAME SIZE: CHASSIS INTE | 35920.79
6SL3000-2AH31-5AA0 | SINAMICS/MICROMASTER PX MOTOR REACTOR FOR 3PH 660-690 V, 50/60 HZ 120 A AND 150 A AC DRIVES/POWER MO | 1609.23
A5E02328485 | ACCESSORIES, SUNCOVER | 48.09
6SL3310-1GF32-6AA3 | SINAMICS G130 POWER MODULE IP20 3AC 500-600V, 50/60HZ, 260A UNIT RATING: 160 KW 6-PULSE SUPPLY WITH | 15998.2
3RK1402-3CE01-0AA2 | AS-INTERFACE SLIMLINE MOD. S45, DIGITAL,4I/4O,POTENT.-FREE,IP20 4 X 1 INPUT, 200MA, PNP 4 X 1 OUTPUT | 472.07
6NH7800-3CA00 | SINAUT ST7, TIM 3V-IE ADVANCED COMMUNICATION MODULE FOR SIMATIC S7-300 WITH A RS232-INTERFACE FOR SI | 3254.12
6SL3000-2DE32-6EA0 | SINAMICS DU/DT-FILTER COMPACT PLUS VOLTAGE PEAK LIMITER FOR POWER MODULE/MOTOR MODULE 110/132KW, 3AC | 3518.81
8WD4308-0DA | SIGNAL COLUMNS, DIAMETER 70MM ACCESSORIES BASE WITH TUBE (100MM) | 38.49
8WH2000-0AG00 | FEED-THROUGH TERMINALS WITH SPRING CONNECTION, SECTION: 0.5 - 4 MM2, WIDTH: 6.2 MM, COLOR: GRAY | 1.54
6DR4004-2QN | GAUGE MADE OF STAINLESS STEEL 316, STAINLESS STEEL BLOCK, DOUBLE-ACTION 1/4-18 NPT, SCALED IN MPA, B | 726.76
6ES7407-0DA02-0AA0 | SIMATIC S7-400, POWERSUPPLY PS407: 4A, WIDERANGE, 120/230V UC,5V DC/4A | 660.05
5TG1103-4 | DELTA MIRO FRAME 3-FOLD GENUINE MATERIAL WOOD TYPE OF WOOD BEECH TREE DIMENSIONS 232X90MM | 85.39
M56340-A0054 | PRESSURE IMPACT REDUCER BRASS | 8.82
6SL3700-0LG41-6AA3 | SINAMICS S120 CABINET MODULE LINE CONNECTION MODULE 3AC 500-690V, 50/60HZ RATED CURRENT: 1600A CABIN | 24997.02
7MH5106-3PD01 | SIWAREX WL 230 LOAD CELL BB-S SA 500KG C3 EX - RATED LOAD 500KG - ACCURACY CLASS C3 - 3M CABLE LENGT | 535.79
7ML1830-1GN | EASY AIMER ADAPTER KIT, 304, M20 TO 1"NPT, 1"NPT TO 1"BSP, 1"NPT TO 1.5"BSP | 646.71
3RN1011-2CB00 | THERMISTOR MOTOR PROTECTION STANDARD EVALUATION UNIT MANUAL, 1NO+1NC, AC/DC 24V SPRING-LOADED TERMIN | 176.62
3RP1527-1EM30 | TIME RELAY, ON-DELAY, 1 SEMICONDUCTOR, 4 RANGES (1,4,32,256 NO), AC/DC 90...240 V, 2-WIRE | 137.37
4AV5125-2EB00-0A | POWER SUPPLY; PHASES:3; PN(KW):0,6; UPRI(V):400+/-20; USEC(V DC):24; ISEC(A DC):25; F(HZ):50...60; V | 678.59
4AM6442-5AJ10-0FA0 | TRANSFORMER SITAS; PHASES:1; PN/PN(S6)(KVA):2 /9,7; UPRI(V):400+/-5%; USEC(V):110; ISEC(A):18,2; F(H | 980.35
8MF2294-4R | CUBICLESYSTEM 8MF2000 HXWXD = 2200 X 900 X 400MM FOR SIDE-BY-SIDE MOUNTING WITHOUT SIDE PANELS, IP 4 | 2395.47
8UC6034 | SPARE PART FOR ROTARY OPERATING MECHANISM 8UC6 EXTENSION SHAFT 300MM LONG 12 X 12MM | 20.21
A5E01091262 | 200 MM (8") HORN EXTENSION KIT, NO PURGE | 582.26
A5E01163723 | KIT, ELECTRONICS WITH STANDARD DRIVER, CLS300 ROD OR CABLE LENGTHS LESS THAN 5 M. | 1022.29
6SL3211-0KB12-5BB1 | SINAMICS G110 - CPM110 AC-DRIVE,BUILT IN CL. B FILTER 1AC200-240V +10/-10% 47-63HZ RS485-INTERFACE ( | 351.46
5SY4616-8 | CIRCUIT BREAKER 400V 10KA, 3+N-POLE, D, 16A, D=70MM | 75.39
5UH1066-1 | DELTA STYLE, PLATINUM METALLIC COVER PLATE 68X68MM FOR SCHUKO OUTLET WITH INCREASED TOUCH PROTECTION | 14.59
5SY5210-7 | CIRCUIT BREAKER CURR. SENS DC 440V AC 400V 10KA, 2-POLE, C, 10A | 28.93
5SY4215-8 | CIRCUIT BREAKER 400V 10KA, 2-POLE, D, 1.6A, D=70MM | 56.53
3NW2060-0HG | FUSE LINK CLASS CC ACC. TO UL STANDARD 248-4 QUICK-RESPONSE, CURRENT-LIMIT. RATED CURRENT 6 A RATED | 20.1
3NW6005-4 | CYLINDRICAL FUSE-LINK 10X38MM 1000V 16A GPV FOR PHOTOVOLTAIC-APPLICATION | 12.85
7MH7723-1GJ | RANGE SPRING ASSEMBLY, D5 | 1394.27
7MH7725-1DQ | LOAD CELL,MCS, 25LBS, STAINLESS STEEL, CSA/FM/ATEX, SPARE | 2293.03
7VV3003-5GG32 | SICROWBAR 2600V/5,8KA DC - SURGE SUPPRESSOR C98130-A7060-A35 | 10367.44
6XV1860-3PH50 | SIMATIC NET, PROFIBUS ECOFAST HYBRID CABLE GP, 2XCU 0.64 MM, 4XCU 1.5 SQMM, CABLE PREASSEMBLED WITH | 148.5
8WH8141-1AB45 | LABELS, FLAT, TRANSV. 41 - 50 SIZE ZBF4 | 0.08
6SL3720-2TE21-8AB3 | SINAMICS S120 CABINET MODULE BOOKSIZE CABINET KIT DOUBLE MOTOR MODULE INPUT: DC 510 - 720V OUTPUT: 3 | 5446.63
6SL3511-1PE27-5AM0 | SINAMICS G110D AC-DRIVE, WITH REPAIR SWITCH WITH BUILT IN CL. A FILTER WITH BULT IN BRAKING CHOPPER | 4879.98
6SL3700-0LG36-3AA3 | SINAMICS S120 CABINET MODULE LINE CONNECTION MODULE 3AC 500-690V, 50/60HZ RATED CURRENT: 600 A CABIN | 10346.87
6XV1820-5BT13 | SIMATIC NET, FIBER OPTIC CABLE (62.5/125)STANDARD CABLE, SPLITTABLE PREASS. WITH 4 BFOC CONNECTORS L | 1135.67
5SY6550-7 | CIRCUIT BREAKER 230V 6KA,1+N-POLE C, 50A, D=70MM | 24.03
5SY4610-6 | CIRCUIT BREAKER 400V 10KA, 3+N-POLE, B, 10A, D=70MM | 60.37
3RT1456-6AS36 | CONTACTOR, 275A/AC-1, AC(40...60HZ)/DC OPERATION UC 500...550V AUXIL. CONTACTS 2NO+2NC 3-POLE, SIZE | 413
3TY7403-0AN2 | COIL FOR CONTACTORS: 3TF30 TO 3TF33, 3TF40 TO 3TF43 3TH3, 3TH4 3TB40 TO 3TB44, 3TC44, 3TH8 AC 220V 5 | 20.7
3UG4632-2AW30 | DIGITAL MONITORING RELAY VOLTAGE MONITORING, 22.5MM FROM 10 TO 600V AC/DC OVERSHOOT AND UNDERSHOOT A | 154.47
8GK4552-2KK11 | ALPHA 160 DIN, ASSEMBLY KIT F. FUSE SWITCH DISCONNECTOR NH000 AND NH00 TO 160A STANDAR M. RAIL, 2X3 | 154.43
6ES7340-1BH02-0AE0 | SIMATIC S7-300, CP 340 COMMUNICATION PROCESSOR WITH 20MA INTERFACE (TTY) INCL. CONFIG. PACKAGE ON CD | 1507.81
6DL2804-1AE31 | EX-DEVICE MADE OF STAINLESS STEEL, IP65. WITH INSTALLATION OF ET200ISP- COMPONENTS (THEY HAVE TO ORD | 7631.11
3RT1055-2AF36 | CONTACTOR, 75KW/400V/AC-3 AC(40...60HZ)/DC OPERATION UC 110-127V AUXILIARY CONTACTS 2NO+2NC 3-POLE, | 446.38
3LD2418-3VK13 | MAIN SWITCH 6-POLE FLOOR MOUNTING IU=250A P/AC-23A AT 400V=132KW WITH DOOR COUPLING ROTARY MECHANISM | 774.23
8MF2098-4EN | SICUBE 8MF2000 EMC-CUBICLE; WELDED, NI-PLATED H X W X D = 2000 X 900 X 800MM FOR INDIVIDUAL MOUNTING | 6510.27
8MF2804-4E | SICUBE 8MF2000 CUBICLE SYSTEM WELDED H X W X D = 1800 X 1000 X 400MM FOR INDIVIDUAL MOUNTING WITH 2 | 3052.28
8PQ2040-6BA13 | SIVACON S4 UPGRADE KIT IP55 HEIGHT 400MM WIDTH 600MM | 70.08
6ES7833-1CC02-0YE5 | SIMATIC S7, F-PROG-SW A.FB-LIB. UPGRADE V5.X/6.0 SINGLE LICENSE TO V6.1 FLOATING LICENSE R-SW, SW AN | 1679.59
6ES7922-3BF00-0UC0 | FRONT CONNECTOR FOR SIMATIC S7-300 40-POLE (6ES7392-1AM00-0AA0) WITH 40 SINGLE CORES AWG 20, SINGLE | 225.19
8GK1121-3KK22 | ALPHA 400 DIN, WALL-MOUNTING DISTRIBUTOR, UP-CUBICLE, RAL 9016, IP31, SK1, H=800 W=550 D=210 | 408.86
FDK:083N8486 | MAG 3100 C FLANGE 78 INCH, AWWA C207, S/STEEL | 6398.63
8GK9602-1KK10 | ALPHA DIN/ZS ACCESSORY SECTION COVER CLOSED H=150MM,W=250MM W/O SUPPORT | 24.89
3VL9210-8TC00 | ACCESSORY FOR VL160, CURRENT TRANSFORMER FOR OVERLOAD PROTECTION OF THE N-CONDUCTOR AND FOR EARTH-FA | 332.3
3NA3240-6 | LV HRC FUSE LINK GL/GG WITH NON-INSULATED GRIP LUGS WITH FRONT INDICATOR SIZE 2, 200A, AC 690V/DC 44 | 48.23
3NJ4123-3BJ01 | IN-LINE FUSE SWITCH DISCONNECTOR 3-POLE SWITCHABLE, SIZE 1, I=250A , U=690V, TERMINAL STUD M 10 NEW | 263.12
8UC7112-1BD22 | DOOR DRIVE 8UC7 HANDLE TI-GREY/BL.GREEN BASIC MASKING FRAME LIGHT GRAY FOR CIRCUIT-BREAKER 3VF2 FOR | 78.88
8US1998-7CA08 | BUSBAR SYSTEM, ACCESSORY BUSBAR CENTER-TO-CENTER SPACING 40,60 MM SUPPORTING RAIL 35 MM, PLASTIC WID | 6.48
8WA1011-0DF22 | THROUGH-TYPE TERMINAL THERMOPL. SCREW TERMINAL ON BOTH ENDS TERMINAL BLOCK 10POLE, BEIGE W. INSCRIPT | 19.33
8WH9120-0CA00 | PICK-OFF TERM. SECTION 10MM2 FOR HIGH-CURRENT TERMINALS, WITH 150 - 240 MM2, FULLY ISOLATED, ALLOWS | 6.66
6GK7343-1CX10-0XE0 | COMMUNICATIONPROCESSOR CP343-1 LEAN FOR CONNECTING SIMATIC S7-300 TO IND. ETHERNET VIA TCP/IP AND UD | 1681.66
6FX2001-2CB02 | SINUMERIK (ACCESSORIES) INCR. POSITION ENCODER 1024 PULSES/REV WITH LED, UNIVERSAL CABLE OUTLET AXIA | 366.56
BVP:261865 | BD2A-400-LV-X*/Y*-G* KNEE FRONTSIDE X/Y 0,36M-1,25M 160A-400A WINKEL 85 GRAD-175 GR AD | 1704.85
8MF2096-5E | CUBICLESYSTEM 8MF2000 HXWXD = 2000 X 900 X 600MM FOR INDIVIDUAL MOUNTING WITH SIDE PANELS, IP 54 | 3342.07
8GK4801-3KK13 | ALPHA 400/630 DIN, ASSEMBLY KIT F.SR60 BUSBAR SYSTEM 60MM, 3-POLE, H=450,W=250 | 101.47
8MF2294-4E | CUBICLESYSTEM 8MF2000 HXWXD = 2200 X 900 X 400MM FOR INDIVIDUAL MOUNTING WITH SIDE PANELS, IP 40 | 2820.48
8MF2806-4E | SICUBE 8MF2000 CUBICLE SYSTEM WELDED H X W X D = 1800 X 1000 X 600MM FOR INDIVIDUAL MOUNTING WITH 2 | 3245.47
4AM4642-5AV00-0EA0 | TRANSFORMER SITAS; PHASES:1; PN/PN(S6)(KVA):0,4 /1,44; UPRI(V):400+/-5%; USEC(V):42; ISEC(A):9,52; F | 284.74
3VL9400-3MJ00 | ACCESSORY FOR VL400, STORED ENERGY OPERATOR 24V DC | 1537.23
6AV6618-7AB01-3AB0 | WINCC FLEXIBLE /SM@RTACCESS FOR SIMATIC PANEL, RUNTIME SW, SINGLE LICENSE, LICENSE KEY ON USB STICK, | 766.9
8WH8141-4XA05 | LABELS, FLAT, TRANSV. SPECIAL LABELLING ZBF8 | 0.23
8WH9004-1JA00 | COVER, FOR COMPACT TERMINALS WITH SECTION: 6 MM2, WIDTH 2.2 MM, COLOR: GRAY | 0.68
7KT5601 | TIME COUNTER 72X72MM AC 115V 50HZ WITHOUT TERMINAL COVER | 47.79
8MF5224-4E | STANDARD CUBICLE 8MF5 HXWXD=2200X1200X400 INDIVIDUAL MOUNTING NON-VENT., NOT ASSEM., SCREWED IP40 | 3786.38
8MF4852 | PERFORATED COMPARTM. BOTTOM TELESCOPE RAIL EXTENSION HXD=600X800 | 434.66
6SL3130-7TE23-6AA3 | SINAMICS S120 ACTIVE LINE MODULE INPUT: 3AC 380-480V, 50/60HZ OUTPUT: DC 600V, 60A, 36KW FRAME SIZE: | 4996.67
7MH5106-2AD01 | SIWAREX WL 230 LOAD CELL BB-S SA 10KG C3 EX - RATED LOAD 10KG - ACCURACY CLASS C3 - 3M CABLE LENGTH, | 521.32
7MH5107-4PD01 | SIWAREX WL 230 LOAD CELL SB-S SA 5T C3 EX - RATED LOAD 5T - ACCURACY CLASS C3 - 6M CABLE LENGTH, 4 C | 614.79
3NW7313 | BUILT-IN FUSE BASE FOR CYLINDRICAL FUSES SIZE 8.5X31.5 MM 20 A, 1-POLE | 9.37
3NW8003-1 | CYLINDRICAL FUSE A.M. ACC. TO FRENCH STANDARD (NFC) WITHOUT INDICATOR SIZE 10X38MM, 500V 10A | 5.75
3TY6483-0BF4 | COIL F0R CONTACTORS 3TB47, 3TB48, 3TC48 DC 110V | 106.15
3TX7014-7BM02 | RELAY 1CH.CONT. HARD GOLD-PLAT. COIL VOLTAGE 24 V DC FOR USE IN 24 V DC CABINET UNIT | 14.94
8GB2055-0 | SIMBOX UNIVERSAL WP CYLINDER SAFETY LOCK | 28.7
8GK4664-3KK22 | A400/630 MOUNT. SET H=450 W=500 2 X 3NP4275/3NP4276 ON BUSBAR 40/60MM (WITHOUT BUSBAR HOLDER) INCL. | 212.96
8GK1031-5KK11 | ALPHA 160 DIN, WALL-MOUNTED DB, FM UNEQ. DISTR. BOARD RAL 9016 IP31 SK2, H=1100 W=300 D=140 | 722.17
8GK1032-4KK31 | ALPHA 160 DIN, WALL-MOUNTED DB, SM UNEQ. DISTR. BOARD RAL 9016 IP43 SK2, H=950 W=800 D=140 | 555.5
BVP:261954 | BD2C-400-LV-G* KNEE FRONTSIDE X 0,36M / Y 0,36 M 160A-400A WINKEL 85 GRAD-175 GRAD | 910.56
7MH7723-1FF | RANGE SPRING ASSEMBLY, C9, ILE-37, SPARE | 704.93
7MH7724-1AH | CALIBRATION WEIGHT 1000G, FOR MILLFLO, SENSING HEAD ILE 37/-ILE 61 | 201.04
7ML1930-1BR | RD200 METER COPY CABLE 7 FT | 23.68
3RT1955-6A | SPARE CONTACTS F. MOD.S6 F. CONTACTOR 3RT1055, 75KW/AC-3 CONSISTS OF 3 MOVABLE AND 6 FIXED CONTACTS | 194.71
3RT1926-2GC51 | SOLID-STATE, TIME-DELAYED AUXILIARY SWITCH BLOCK SETTING RANGE 1.5 S...30 S, AC 100...127 V, 2NO, ST | 75.33
8MF2868-4EN | SICUBE 8MF2000 EMC-CUBICLE; WELDED, NI-PLATED H X W X D = 1800 X 600 X 800MM FOR INDIVIDUAL MOUNTING | 5872.77
8MF2888-5R | STANDARD CUBICLE 8MF2 HXWXD=1800X800X800 SIDE-BY-SIDE MOUNTING NON-VENTIL., ASSEMBL., WELDED IP54 | 2569.32
6ES7322-1BF01-0AA0 | SIMATIC S7-300, DIGITAL OUTPUT SM 322, OPTICALLY ISOLATED, 8 DO, 24V DC, 2A, 1 X 20 PIN | 498.81
6ES7322-1BH10-0AA0 | SIMATIC S7-300, DIGITAL OUTPUT SM 322 HIGH SPEED, GALVANICALLY ISOLATED, 16 DO, 24V DC, 0.5A, 1 X 20 | 745.79
C79000-G5200-C216 | MANUAL (GERMAN) ULTRAMAT 23 | 192.57
3VL9216-5GC40 | ACCESSORY FOR VL160, RCD MODULE IN=160A UE=127...480V 4 POLE | 1759.63
3RT1075-2AS36 | CONTACTOR, 200KW/400V/AC-3 AC(40...60HZ)/DC OPERATION UC 500-550V AUXILIARY CONTACTS 2NO+2NC 3-POLE, | 1351.16
8WH8111-3AA05 | EMPTY LABELS, FLAT SIZE ZBF6 | 0.06
8WH8113-6AA05 | EMPTY SIZE FLAT 15 DIVISIONS LABELS FOR PLOTTER | 0.13
6GK1503-2CB00 | PB OLM/G11 V4.0 OPTICAL LINK MODULE W. 1 RS485 AND 1 GLASS-FOC-INTERFACE (2 BFOC-SOCKETS); WITH SIGN | 1100.6
6FX8008-1BA41-6AA0 | POWER CABLE,SOLD BY THE METER, 4 X 6.0 + 2 X 1.5 C TRAILING CABLE, UL/CSA DESINA MOTION CONNECT 800, | 14255.66
BVP:261836 | BD2A-1000-LV-Y*-G* KNEE FRONTSIDE X 0,36M / Y 0,36 M-1,25M 500A-1000A WINKEL 85 GR AD-175 GRAD | 2172.37
M56340-A0004 | CLAMPING SLEEVE G 1/2 MAX. 400 BAR, MAT.NO. 2.0402.26 | 3.21
8GK1052-1KK21 | ALPHA 160 DIN, WALL-MOUNTED DB, SM PARTIALLY EQ. W. RAPID MOUNTING KIT FOR BUILT-IN DEV., RAL 9016, | 515.36
8GK9001-7KK01 | ALPHA 160 DIN, BARRIER VERTICAL, H=1050 | 32.35
8PQ2022-6BA02 | SIVACON S4 UPGRADE KIT IP55 OVERHEAD COMPARTMENT HEIGHT 225MM WIDTH 600MM | 83.27
8PQ3000-0BA38 | SIVACON S4 CABLE BRACKET PROFILE C30 DEPTH 400MM (600,800MM) | 69.51
3VL9400-1UR00 | ACCESSORY FOR VL160X, VL160, VL250, VL400, UNDERVOLTAGE RELEASE 110 - 127 V DC RIGHT POLE ONLY | 215.86
BVP:034228 | BD2-BD SPACER BRACKET | 20.81
8WH9040-1AB07 | PLUG-IN COUPLING LEFT ELEMENT CAN BE SELF-PREASSEMBLED, WITH SPRING CONNECTION SECTION: 0.08-2.5 MM2 | 1.67
7KT5502 | TIME COUNTER 48X48MM AC 230V 50HZ WITHOUT BLIND 55X55MM | 34
8WH9020-6CE10 | PLUG-IN JUMPER 6 DIVISIONS, AS TRANSVERSE JUMPER IN TERM. MIDDLE, 4-POLE, COLOR: SIEMENS COLOR | 1.6
7ME3951-0LD00 | TRANSDUCER, PORTABLE, NO APPROV TRANSDUCER FOR PORTABLE METER VERSION, NO APPROVAL LIQUID FLOW: C3 U | 1994.82
3RT1965-6V | VACUUM INTERRUPTERS F. SIZE S10 F. CONTACTOR 3RT1265,132KW/AC-3 CONSISTS OF 3 VACUUM INTERRUPTERS WI | 618.76
3RT1934-6A | EQUIV. CONTACTS F. CONTACTOR SIZE S2, 3-POLE, AC-3, 15 KW, 3 NO, MAIN CONTACTS, CONSISTS OF 3 MOVABL | 84.19
3RT1916-4BB41 | PARALLEL CONNECTION WITH TERMINAL, 4-POLE FOR 3RT101. | 6.71
3NA3824-7 | LV HRC FUSE LINK GL/GG WITH NON-INSULATED GRIP LUGS WITH FRONT INDICATOR SIZE 00, 80A, AC 500V/DC 25 | 5.02
3LD2217-1TL13 | MAIN SWITCH 4-POLE IU=25, P/AC-23A AT 400V=9.5KW - WITH DEFEATABLE DOOR COUPLING ROTARY MECHANISM - | 68.05
8GK4501-2KK22 | ALPHA 400/630 DIN, KIT SPACE COVER WITH SUPPORT H=300 W=500 | 50.92
8MF2296-5E | CUBICLESYSTEM 8MF2000 HXWXD = 2200 X 900 X 600MM FOR INDIVIDUAL MOUNTING WITH SIDE PANELS, IP 54 | 3419.32
8MF2806-3RB | STANDARD CUBICLE 8MF2 HXWXD=1800X1000X600 SIDE-BY-SIDE MOUNTING VENTIL., ASSEMBL., WELDED IP30 | 2994.33
6ES7195-7HA00-0XA0 | SIMATIC DP, BUS UNIT FOR ET200M F. THE INTEGR.OF 1 PS A.1 IM153 FUNCTION:INSERT/REMOVE-MODULE WHILE | 103.98
6ES7922-3BD00-0AS0 | CABLE WITH FRONT CONNECTOR FOR SIMATIC S7-300 40PIN (6ES7392-1AM00-0AA0) TO 50PIN D-SUB FEMALE FOR E | 308.41
6ES7972-0BB12-0XA0 | SIMATIC DP, BUS CONNECTOR FOR PROFIBUS UP TO 12 MBIT/S 90 DEGREE ANGLE CABLE OUTLET, 15,8 X 64 X 35, | 75.94
8GK1121-7KK22 | ALPHA 400 DIN, WALL-MOUNTING DISTRIBUTOR, UP-CUBICLE, RAL 9016, IP31, SK1, H=1400 W=550 D=210 | 595.68
C73000-B5678-C92 | INSTRUCTION MANUAL, SPANISH SITRANS P FOR: 7MF4232-... | 8.02
7ML1998-5BL61 | MANUAL, FMS 210, 4 LANGUAGE | 25.04
BVP:262006 | BD2C-1000-EE BD2C END FEEDER UNIT WITH ACC. 1000A | 1805.2
3NA3120 | LV HRC FUSE LINK GL/GG WITH NON-INSULATED GRIP LUGS WITH FRONT INDICATOR SIZE 1, 50A, AC 500V/DC 440 | 9.5
3NE8018-1 | SITOR FUSE LINKS 63A, AC 690V (DIN 43620, SIZE 00) | 56.66
8MF2808-5E | SICUBE 8MF2000 CUBICLE SYSTEM WELDED H X W X D = 1800 X 1000 X 800MM FOR INDIVIDUAL MOUNTING WITH 2 | 3998.88
8WH9040-1CB07 | PLUG-IN COUPLING RIGHT ELEMENT CAN BE SELF-PREASSEMBLED, WITH SPRING CONNECTION SECTION: 0.08-2.5 MM | 1.67
6ES7974-0AA00-0AA0 | SIMATIC S7, MEAS. RANGE MODULES FOR ANALOG INPUTS, 2 PIECES PER PACKAGING UNIT | 55.25
PBD:51006K020AAAA | KIT,IQ HN 3",22452 2/150 316, PTFE,FKM,NP | 1621.84
8GK9918-0KK00 | ALPHA AS EYE BOLTS M12 | 75.12
8GK9101-4KK01 | ALPHA 400/630 DIN, UNIVERS. DISTRIBUT. ACCESSORIES BARRIER REAR WALL VERT.,H=600 | 15.15
8GK9400-0KK45 | ALPHA 1600 DIN ADAPTER KIT FOR ROW CUBICLE H=2000 W=1100 D=400 | 257.15
8MF2868-4ES | SICUBE 8MF2000 EMC-CUBICLE; WELDED, GALVANISED H X W X D = 1800 X 600 X 800MM FOR INDIVIDUAL MOUNTIN | 3361.38
8ME1467 | BEARING RUNNER FOR CUBICLE WIDTH 1000MM | 93.12
3VL9100-4RM30 | ACCESSORY FOR VL160X, REAR TERMINAL, SHORT, FLAT COMPRISES 3 TERMINALS SHORT-LONG-SHORT 3-POLE | 71.96
6SL3710-7LG32-2AA3 | SINAMICS S150 CONVERTER CABINET UNIT, AC/AC WITH CIM+CU320-2 3AC 500-690V, 50/60HZ UNIT RATING: 200K | 69011.85
6SN1113-1AA00-1KC1 | SIMODRIVE VPM 200, VOLTAGE PROTECTION MODULE, 200 A, DYNAMIC METRIC CABLE GLANDS, USE WITH THIRD-PAR | 3276.27
8WH9000-4LA00 | COVER, FOR HYBRID F-T TERM. 2.5MM2, WITH 4 CONNECT. POINTS, PLUG CONNECTION ON ONE SIDE, WIDTH: 2.2 | 0.76
8WH9020-6CS10 | PLUG-IN JUMPER 6 DIVISIONS, AS TRANSVERSE JUMPER IN TERM. MIDDLE, 20-POLE, COLOR: SIEMENS COLOR | 9.9
8MF4012 | BASE FOR CUBICLE WXD = 600 X 800MM HEIGHT 100MM | 355.46
6ES7900-0DA00-0XA0 | SIMATIC PC, POWER CABLE 230V AC, 3 M STRAIGHT FOR POWER PG AND RACK PC FOR USA | 28.46
6ES7952-1KM00-0AA0 | SIMATIC S7, MEMORY CARD FOR S7-400, LONG VERSION, 5V FLASH-EPROM, 4 MBYTES | 1147.34
8GK9602-2KK10 | ALPHA DIN/ZS ACCESSORY SECTION COVER CLOSED H=300MM,W=250MM,W/O SUPPORT | 28.93
8GK9910-0KK80 | ALPHA 400/630 CABLE HOLDER ON STANDARD MOUNTING RAIL MIN. ORDER QUANTITY 200 UNITS | 1.54
3NE3337-8 | SITOR FUSE-LINK 710A, AC 900V, SIZE 2/110MM | 241.77
3NA3220 | LV HRC FUSE LINK GL/GG WITH NON-INSULATED GRIP LUGS WITH FRONT INDICATOR SIZE 2, 50A, AC 500V/DC 440 | 13.34
3NA3232-6 | LV HRC FUSE LINK GL/GG WITH NON-INSULATED GRIP LUGS WITH FRONT INDICATOR SIZE 2, 125A, AC 690V/DC 44 | 48.23
3NJ6940-3BL11 | ACCESSORY FOR IN-LINE FUSE SWITCH DISCONNECT. PLUG-IN, CURRENT TRANSFORMER 600/1A, CL.1, 5 VA | 68
6AV6371-1DH06-2XV3 | WINCC/WEB NAVIGATOR UPGRADE V6.X -> V6.2 ASIA FOR 3, 10, 25 0R 50 CLIENTS, OPTION FOR WINCC V6.2 ASI | 2736.15
3NJ4915-2GB20 | ACCESSORIES F. STRIPS 3NJ41 IN-LINE FUSE SW.DISC. S.NH1-3 INTEGRAT. CURR. TRANSFORMER 250/5A,CL.1 | 59.12
8WH5100-2KG00 | HYBRID FEED-THROUGH TERMINAL, PLUG AND SPRING CONNECTION, SECTION 0.08 - 4 MM2, WIDTH 6.2 MM, COLOR: | 2.95
8UC7161-1BD10 | DOOR-COUPLING ROTARY OPER.MECH. SIZE 1 HANDLE, BLACK MASKING PLATE, GREY WITH SHORT COUPLING DRIVER | 65.22
6ES7923-0BB00-0DB0 | CONNECTING CABLE SHIELDED FOR SIMATIC S7-300/400 BETWEEN FRONT CONNECTOR MODULE A. TERMINAL BLOCK 16 | 33.4
6ES7923-0BB50-0CB0 | CONNECTING CABLE UNSHIELDED FOR SIMATIC S7-300/400 BETWEEN FRONT CONNECTOR MODULE A. TERMINAL BLOCK | 26.19
6FX8008-1BD51-3AA0 | SIGNAL CABLE, SOLD BY THE METER 3X2X0.14+4X0.14+2X0.5+4X0.22 C TRAILING CABLE, UL/CSA DESINA MOTION- | 2294.23
6FX8008-1BD51-4AA0 | SIGNAL CABLE 3X2X0,14+4X0, 14+2X M.300 | 3419.62
8MF2886-4R | CUBICLESYSTEM 8MF2000 HXWXD = 1800 X 800 X 600MM FOR SIDE-BY-SIDE MOUNTING WITHOUT SIDE PANELS, IP 4 | 2240.92
BVP:203149 | BD2-AK2X/2CEE165S27/FORMP TAP-OFF UNIT 16A / 2X3POL S27+2 X5P.CEE | 533.61
BVP:203257 | BD2-AG ADAPTER UNIT FOR SOCKET OUTL ETS | 19.58
6GK1713-5CB00-3AL0 | SIMATIC NET PB S7-5613 SW UPDATE SERVICE FOR 1 YEAR WITH AUTOM. EXTENSION REQUIRES ACTUAL SW-VERSION | 679.94
8MF9224 | MOUNTING PLATE H X W = 400 X 1200 MM FOR 8MF SYSTEM CUBICLE | 188.94
8MF5084-4R | STANDARD CUBICLE 8MF5 HXWXD=2000X800X400 SIDE-BY-SIDE MOUNTING NON-VENT., NOT ASSEM., SCREWED IP40 | 2550.02
8WH9040-3DB08 | FUSED PLUG CAN BE USED IN ALL BASIC ISOL. TERMINALS WITH SPRING CONNECTION 2.5 - 4 MM2, STANDARD AND | 3.42
4AU3032-8BC40-0HC0 | TRANSFORMER SITAS; PHASES:3; PN/PN(S6)(KVA):5 /28; UPRI(V):Y500-400/D289-230; USEC(V):Y 400 / D 230; | 4037.52
3TF6844-8CM7-ZA02 | CONTACTOR SIZE 14, 3-POLE AC-3, 335KW, 400/380V (1000V) AUXILIARY CONTACTS 44 (4NO+4NC) AC OPERATION | 4152.72
3TF6944-8CM7 | CONTACTOR SIZE 14, 3-POLE AC-3, 450KW, 400/380V (1000V) AUXILIARY CONTACTS 44 (4NO+4NC) AC OPERATION | 4660.48
3TF6944-8CQ7 | CONTACTOR SIZE 14, 3-POLE AC-3, 450KW, 400/380V (1000V) AUXILIARY CONTACTS 44 (4NO+4NC) AC OPERATION | 4660.48
4EU3951-5UB00-0A | MAINS CHOKE F.FU; PHASES:3; UN1(V):500; ITHMAX 1(A) / F1(HZ):1120 /50; I LN (A):1008; UK(%):2; LN(MH | 9757.19
6EP1331-5BA00 | SITOP PSU100C 24 V/0.6 A STABILIZED POWER SUPPLY INPUT: AC 100-230 V OUTPUT: DC 24 V/0.6 A | 58.99
BVP:261492 | BD2A-3-400-SO-3 STANDARD LENGTH 3,25M 400A, N + PE, WITHOUT TAP OFFS | 1331.56
BVP:261713 | BD2C-3-250-SB-1 STANDARD LENGTH 1,25M 250A, N + PE, 4 TAP OFFS | 773.48
8WA1853 | CONNECTING BAR FOR 10 TERMINALS SIZE 4 | 8.31
8MF4556 | MOUNTING PLATE, LATERAL H X W = 2000 X 600 MM FOR 8MF SYSTEM CUBICLE | 324.56
3NA3114 | LV HRC FUSE LINK GL/GG WITH NON-INSULATED GRIP LUGS WITH FRONT INDICATOR SIZE 1, 35A, AC 500V/DC 440 | 9.5
6FX8008-1BD81-6AA0 | SIGNAL CABLE,SOLD BY THE METER 12 X 0.22 C TRAILING CABLE, UL/CSA DESINA MOTION CONNECT 800, DELIVER | 3159.96
6FX2001-3EB00 | SIMODRIVE (ACCESSORIES) INCR.ROTARY ENCODER W.1-V-SINUS 1000 PULSES, SYNCHRON. FLANGE, 6 MM SHAFT, V | 366.56
6FX2003-8LS35 | SET OF PIN CONTACTS (POWER CONNECTOR SIZE 3) 5X POWER CONTACTS 35 SQMM, 3X BRAKE CONTACTS 1-2.5 SQMM | 170.98
8WA1011-1BG24 | THROUGH-TYPE TERMINAL THERMOPL. SCREW TERMINAL ON BOTH ENDS SINGLE TERM.,BLACK, 6.5MM, 4 | 2.53
8MF2808-4RB | STANDARD CUBICLE 8MF2 HXWXD=1800X1000X800 SIDE-BY-SIDE MOUNTING VENTIL., ASSEMBL., WELDED IP40 | 3090.92
8MF2824-3RB | STANDARD CUBICLE 8MF2 HXWXD=1800X1200X400 SIDE-BY-SIDE MOUNTING VENTIL., ASSEMBL., WELDED IP30 | 3187.53
8WH6003-6CF00 | ISOLATION TERMINALS | 5.06
5SJ4104-8HG42 | CIRCUIT BREAKER 10KA, 1POLE, D, 4A ACC. TO UL 489 - 277V | 53.09
5SY4620-5 | CIRCUIT BREAKER 400V 10KA, 3+N-POLE, A, 20A, D=70MM | 154
5SY5140-7 | CIRCUIT BREAKER CURR. SENS DC 220V AC 230/400V 10KA, 1-POLE, C, 40A | 31.67
FDK:083N8468 | MAG 3100 C FLANGE 1400MM PN10 S/STEEL | 5351.55
FDK:083N8490 | MAG 3100 E FLANGE 40MM, PN 40 HAST C | 966.33
8MR2140-4A | HEATER BLOWER, WITHOUT FAN 230 V, 400 W HV031 03112.0-00 | 248.25
8MF4402 | C-PROFLE-/CABLE CLAMP RAIL FOR CUBICLE WIDTH 900MM SIZE C30 | 81.33
8WA1802 | LINK RAIL FOR 10 TERMINALS SZ 16 | 18.51
8MF5096-4R | STANDARD CUBICLE 8MF5 HXWXD=2000X900X600 SIDE-BY-SIDE MOUNTING NON-VENT., NOT ASSEM., SCREWED IP40 | 2762.5
3NJ6930-2CB00 | ACCESSORY FOR DISCONNECTOR-FUSE IN-LINE TYPE, CAN BE PLUGGED IN,NH1 AUXILIARY SWITCH 1NC WITH COVER | 59.12
8PQ1014-0BA01 | SIVACON S4 BASE EDGE WITH FRONT COVER HEIGHT 100MM WIDTH 400MM | 76.2
8UC7324-3BB44 | DOOR DRIVE 8UC7 HANDLE RED/BLUE GREEN BASIC MASKING FRAME YELLOW FOR SWITCH DISCONNECTOR 3KE42, 3KE4 | 175.47
3TH4355-0AF0 | CONTACTOR RELAY 55E EN 50 011 5NO+5NC, SCREW TERMINALS AC OPERATION AC 50HZ 110V/60HZ 132V | 86.38
5SY4240-6 | CIRCUIT BREAKER 400V 10KA, 2-POLE, B, 40A, D=70MM | 48.23
3RT1265-6NB36 | VAC. CONTACTOR, 132KW/400V/AC-3 AC(40...60HZ)/DC OPERATION UC 21-27.3V AUXILIARY CONTACTS 2NO+2NC 3- | 1482.41
3RT1276-6AF36 | VAC. CONTACTOR, 250KW/400V/AC-3 AC/DC OPERATION UC 110-127V AUXILIARY CONTACTS 2NO+2NC 3-POLE, SIZE | 2751.52
5SY6220-6 | CIRCUIT BREAKER 400V 6KA, 2-POLE, B, 20A, D=70MM | 24.8
7MH4115-5BB11 | SIWAREX R TOP UNIT FOR LOAD CELLS SERIES RN - RATED LOAD 10T OR 13T - MADE OF STAINLESS STEEL CONTAI | 568.73
BVP:261782 | BD2C-3-800-WO-3W* OPTIONAL LENGTH 2,26M-3,24M 800 A, N + PE, WITHOUT TAP OFFS | 4123.21
BVP:261783 | BD2C-3-800-WO-2W* OPTIONAL LENGTH 1,26M-2,24M 800 A, N + PE, WITHOUT TAP OFFS | 3144.12
LZX:PT270615 | PLUG-IN RELAY 2 CHANGEOVER CONT. AC 115V | 8.17
8WD5320-0CC | BUILT-IN LUMINAIRE FLASHLIGHT, 24V, GREEN | 160.16
6AV6618-7CC01-3AB0 | WINCC FLEXIBLE /OPC-SERVER FOR SIMATIC MULTIPANEL RUNTIME SW, SINGLE LICENSE, LICENSE KEY ON USB STI | 1153.6
4EU2522-2BA00-0AA0 | COMMUTATING CHOKE FOR CONVERTER; PHASES:3; UN1(V):400; ITHMAX 1(A) / F1(HZ):140 /50; I LN (A):126; U | 2683.22
4RB5167-3EJ50 | POWER CAPACITOR PHASECAP MKK 480V 16.7KVAR | 406.74
6RX1800-0AD64 | OPERAT.INSTR. GERMAN, ENGLISH, FRENCH, SPANISH, ITALIAN, RUSSIAN ON DVD INCL. STARTER | 307.31
3RT1955-5AS31-0ST0 | WITHDRAWABLE COIL FOR SIZE S6 FOR CONTACTORS 3RT105 AC OPERATION UC 500...550V OPERATING MECHAN.: CO | 270.8
3RT1955-5NP32 | WITHDRAWABLE COIL FOR SIZE S6 FOR CONTACTORS 3RT105/3RT145 AC/DC OPERATION UC200-277V DRIVE: ELECTRO | 137.95
3NP5360-0EA26 | FUSE-SWITCH-DISCONNECTOR I=400A, U=690V, AUXILIARY SWITCH 1NO+1NC FOR CABLE-LUG CONNECTION FUSE SIZE | 910.35
3RA1933-3E | WIRING MODULE BOTTOM FOR CONTACTOR COMBINAT. S2 W. 10 MM DISTANCE BETWEEN THE CONTACTORS | 11.18
8MF6894-4E | STANDARD CUBICLE 8MF6 HXWXD=1800X900X400 INDIVIDUAL MOUNTING NON-VENT., ASSEM., WELDED IP40 | 2994.33
8MF4146 | SIDE PANEL FOR CUBICLE HXD = 2200 X 600MM DEGREE OF PROTECTION IP54 | 336.14
8MF4892 | THERMOSTAT PLATE | 6.3
6SE6400-0BE00-0AA1 | MICROMASTER 4 BASIC OPERATOR PANEL 2 (BOP-2) | 124.31
8US1923-3UA01 | BUSBAR SYSTEM, ACCESSORY BUSABR DISTANCE 60 MM BUSBAR SUPPORT FOR 12X5(10)-30X5(10) PROFILES INSIDE | 47.6
8US1941-2AA03 | TERMINAL SET, 3-POLE CIRCULAR CONDUCTORS 150-300MM2 BUSBAR CENTER-TO-CENTER CLEARANCE 60 MM IEC/UL50 | 238.66
3TK1974-0AF0 | COIL FOR 3TK14,3TK15,3TK17 AC 110V 50HZ/AC 120V 60HZ | 284.43
4RB2014-1DJ50 | POWER CAPACITOR PHICAP MKP 380V 1.4KVAR | 32.41
4RB5104-3EB50 | POWER CAPACITOR PHASECAP MKK 415V 10.4KVAR | 290.05
5UB1854 | DELTA STYLE, TITANIUM WHITE SCHUKO SOCKET OUTL. 10/16A 250V STATUS DISPLAY, LABEL. FIELD W. INCREASE | 30.94
7MC2027-1AA30 | INSULATED THERMOCOUPLE WITH COMPENSATION LEAD NOM. LENGTH 100 MM,COMPENS.LEAD L2SS; SHEATH DIAMETER | 75.96
BVP:261534 | BD2A-3-400-WO-2W* OPTIONAL LENGTH 1,26M-2,24M 400 A, N + PE, WITHOUT TAP OFFS | 1165.12
8MR2140-0A | HEATER BLOWER, WITHOUT FAN 230 V, 100 W HV031 03100.0-00 | 201
8MF5266-4E | STANDARD CUBICLE 8MF5 HXWXD=2200X600X600 INDIVIDUAL MOUNTING NON-VENT., NOT ASSEM., SCREWED IP40 | 3032.98
8MR2172-1A | NC CONTACT+NO CONTACT, 15DEGR., 59DEGR. FTD011, 01163.0-00, | 42.15
8WA8851-2AY | PACK. W. 15 PLATE HOLDERS PER FRAME 68 X=1020 LAB. PLATES LAB. PLATES 5X10MM F. COMPUTER LABELING SY | 0.15
3NP1163-1DA13 | FUSE-SWITCH-DISCONNECTOR 3-POLE, NH3, 630A MOUNTING PLATE CONSTRUCTION COVER LEVEL 70 MM FLAT CONNEC | 552.88
3TG1010-0AG2 | CONTACTOR SCREW TERMINALS, 4NO FOR SNAPPING ONTO STANDARD MOUNTING RAIL AC OPERATION AC 110V,45...45 | 26.71
5SY5420-6 | CIRCUIT BREAKER CURR.SENS.DC 880V AC 400V 10KA, 4POLE, B, 20A MAX. DC 1000V | 119.75
3NW7131 | BUILT-IN FUSE BASE FOR CYLINDRICAL FUSES SIZE 14X51MM 50A, 3POLE | 72.12
3RT1265-6AR36 | VAC. CONTACTOR, 132KW/400V/AC-3 AC(40...60HZ)/DC OPERATION UC 440-480V AUXILIARY CONTACTS 2NO+2NC 3- | 1383.96
5WG1263-1EB11 | GAMMA INSTABUS BINARY INPUT DEVICE N 263E/11 16 X 12...230V AC/DC, 6MW | 973.38
7MF9401-8AC | SHUT-OFF VALVE DESIGN B, DIN 16270, MAT. NO. 1.4571, WITHOUT TEST COLLAR,PIPE UNION MAX. OPERATING P | 150.66
LZS:PT78742 | PLUG-IN BASE FOR PT-RELAY 4 CHANGEOVER CONTACTS, WITH LOGICAL DISCONNECTION | 5.02
PBD:51014K0450EJA | KIT, FLANGED SHIELDED ROD, DN80 PN16, 450 MM, PTFE | 1894.36
6SL3000-2CE32-8AA0 | SINAMICS/MICROMASTER PX LC-MOTOR FILTER FOR 3-PH 380-480 V, 50/60 HZ, 310 A AC DRIVE/POWER MODULE/ M | 6065.75
A5E01150379 | ACC. MAG 3100 DN25 CL300 GROUND RING HASTELLOY | 235
5SJ4105-8HG40 | CIRCUIT BREAKER 240V 14KA, 1-POLE, D, 0,5A, D=70MM ACC. TO UL 489, SAME POLARITY | 45.05
BVP:261923 | BD2C-1250-LH-X*-G* KNEE BACKSIDE X 0,36M-1,25M / Y 0,36M 1250A WINKEL 85 GRAD-175 GRAD | 3348.51
BVP:661179 | BD2A-1-800-WO-2W2,00-WKA OPTIONAL LENGTH 2,00M 800 A 0,5PE, WITHOUT TAP OFFS | 4902.82
4EM4605-4CB00 | COMMUTATING CHOKE FOR CONVERTER; PHASES:1; UN1(V):230; ITHMAX 1(A) / F1(HZ):5 /50; I LN (A):4,5; UK( | 596.91
6FX2001-2CC00 | SINUMERIK (ACCESSORIES) INCREM. POSITION ENCODER 2000 PULSES/REV WITH LED, UNIVERSAL CABLE OUTGOING | 366.56
6AG1931-2EC21-2AA0 | SIPLUS PS DC-USV 24V/15A -25 ... + 60 DEGREES C BASED ON 6EP1931-2EC21 | 690.13
M56340-A0005 | CLAMPING SLEEVE G 1/2 MAX. 400 BAR, MAT.NO. 1.0715 | 1.6
A5E01181616 | ACC. MAG 1100 DN65 GROUNDING RING TANTALUM | 4485.95
6SL3056-4BA00-0AV0 | TACHOMETER FOR SINAMICS V50 0-2000RPM | 83.22
6ES7195-0AA25-0XA0 | DP, ASIC ASPC2 STEP E2 LEADFREE FOR PROFIBUS DP, MASTER, MAX. 12 MBIT/S 660 UNITS/TRAY BOX | 35271.16
8MF4160 | PARTITION FOR CUBICLE HXD = 2000 X 400MM DEGREE OF PROTECTION IP40 | 124.99
8US1927-4AF00 | BUSBAR ADAPTER SYSTEM MOUNTING PLATE FOR CIRCUIT-BREAKER 3VF5 (3VF4) FOR BUSBAR ADAPTER 8US1210-4AF0 | 118.93
3VL9320-6TF40 | OVERCURRENT RELEASE VL 250 4-POLE, SYSTEM PROTECTION ETU20, LSI IR= 80...200A, OVERLOAD PROTECTION, | 1897
3TH4310-0AC2 | CONTACTOR RELAY 100E EN 50 011 10 NO, SCREW TERMINALS AC OPERATION AC 50/60HZ 24V | 86.38
4RB5250-3GK50 | POWER CAPACITOR PHASECAP MKK 690V 25.0KVAR | 660.13
6DR2800-8R | INPUT MODULE FOR RESISTANCE BASED SENSOR | 491.6
6AV6671-3XA01-0AX0 | SERVICE PACK FOR TP/OP277 6", MP277 10"K, MP 277 8"T/K TO ES14 AND MP 277 10"T TO ES14, 6 X DIFFEREN | 162.88
7MC2027-3AA40 | INSULATED THERMOCOUPLE WITH COMPENSATION LEAD NOM. LENGTH 500 MM,COMPENS.LEAD L2SS; SHEATH DIAMETER | 101.29
BVP:261516 | BD2A-3-1000-SO-3 STANDARD LENGTH 3,25M 1000A, N + PE, WITHOUT TAP OFFS | 2664.36
8MR2140-1A | HEATER BLOWER, WITHOUT FAN 230 V, 150 W HV031 03101.0-00 | 210.19
8MF5264-5E | STANDARD CUBICLE 8MF5 HXWXD=2200X600X400 INDIVIDUAL MOUNTING NON-VENT., NOT ASSEM., SCREWED IP54 | 3187.53
8MR2171-1BB | NO CONTACT,50DEGR.C,122DEGR.F FT0011, 01161.0-00, | 22.33
8MF5884-5R | STANDARD CUBICLE 8MF5 HXWXD=1800X800X400 SIDE-BY-SIDE MOUNTING NON-VENT., NOT ASSEM., SCREWED IP54 | 2743.2
8MF6026-5E | STANDARD CUBICLE 8MF6 HXWXD=2000X1200X600 INDIVIDUAL MOUNTING NON-VENT., ASSEM., WELDED IP54 | 4578.42
3NJ6900-4FB00 | ACCESSORY FOR DISCONNECTOR-FUSE IN-LINE TYPE, CAN BE PLUGGED IN GUIDE RAILS DEPTH 200MM | 45.51
8UC7410-1BF | HANDLE 8UC7 WITH MASKING FRAME HANDLE TI-GREY/BL.GREEN BASIC MASKING FRAME LIGHT GRAY SPARE PART FOR | 163.96
8WH9010-0EB02 | MODULAR TEST PLUG, FOR INDIVIDUAL ASSEMBLING OF TEST PLUG CONNECTOR, FOR SPRING TERMINALS WITH 2.5 M | 7.57
3TG1001-0AL2 | CONTACTOR SCREW TERMINALS, 3NO+1NC FOR SNAPPING ONTO STANDARD MOUNTING RAIL AC OPERATION AC 230V,45. | 26.71
5SY5463-6 | CIRCUIT BREAKER CURR.SENS.DC 880V AC 400V 10KA, 4POLE, B, 63A MAX. DC 1000V | 252.31
3NW7023-4 | CYLINDRICAL FUSE-HOLDER 10X38 1000V 25A 2-POLE FOR PHOTOVOLTAIC-APPLICATION | 21.3
3RT1265-6AM36 | VAC. CONTACTOR, 132KW/400V/AC-3 AC(40...60HZ)/DC OPERATION UC 200-220V AUXILIARY CONTACTS 2NO+2NC 3- | 1383.96
3NP1153-1JC23 | FUSE-SWITCH-DISCONNECTOR 3-POLE, NH2, 400A 60MM BUSBAR SYSTEM COVERS FOR RITTAL BOX TERMINAL FUSE MO | 624.74
5SY4602-7 | CIRCUIT BREAKER 400V 10KA, 3+N-POLE, C, 2A, D=70MM | 79.19
8GK1102-6KK12 | ALPHA 400 DIN, WALL-MOUNTING DISTRIBUTOR, DELIVERY FORM FLAT PACK, AP-CUBICLE, RAL 9016, IP43, SK1, | 319.43
LZS:PT5D5T30 | PLUG-IN RELAY COMPACT UNIT 230V AC, 4 CO LED MODULE RED SOCKET W. LOGIC ISOLATION PLUG-IN TERMINAL ( | 19.76
6AV6645-7AB15-0AS0 | PROTECTIVE MEMBRANE FOR MOBILE PANEL 277 10" AND RO 10 PIECES PER PACKAGING UNIT | 507.9
5SJ4102-7HG42 | CIRCUIT BREAKER 10KA, 1POLE, C, 2A ACC. TO UL 489 - 277V | 46.34
BVP:261942 | BD2C-400-LV-Y* KNEE FRONTSIDE X 0,36M / Y 0,36 M-1,25M 160A-400A | 1349.92
BVP:261824 | BD2A-1000-ZL-X*/Y*/Z* Z UNIT LEFT X/Y 0,36M-0,60M, Z 0,26M-1,25M 500-1000A | 2429.37
FDK:083N8480 | MAG 3100 C FLANGE 1800MM PN10 S/STEEL | 6487.56
3TH4382-0AN2 | CONTACTOR RELAY 82E EN 50 011 8NO+2NC, SCREW TERMINALS AC OPERATION AC 50/60HZ 220V | 86.38
A5E01163702 | KIT, 316 STAINLESS STEEL PFA CABLE EXTENSION, 20 METER, CLS300 | 3748.83
6SL3000-2AE41-0AA0 | SINAMICS MOTORDROSSEL FUER MOTOR MODULE 560KW, 3AC 380-480V | 5687.35
6SL3511-0PE21-5AM0 | SINAMICS G110D AC-DRIVE, W/O REPAIR SWITCH WITH BUILT IN CL. A FILTER WITH BULT IN BRAKING CHOPPER W | 2097.1
BVP:611093 | BD2A-250-EE-EBAL BD2A FEEDER UNIT 250A FOR SINGLE CORE CABLE | 536.05
6ES7407-0RA02-0AA0 | SIMATIC S7-400, POWER SUPPLY PS407, 20A, WIDERANGE, 120/230V UC, 5V DC/20A | 1826.6
3NE3335 | SITOR FUSE-LINK 560A, AC 1000V, SIZE 2/110MM | 226.38
3NJ4915-1FB20 | ACCESSORIES F. STRIPS 3NJ41 IN-LINE FUSE SW.DISC. S.NH00 INTEGRAT. CURR. TRANSFORMER 150/5 A, CL.1 | 71.97
3TH4364-4MG1 | CONTACTOR RELAY 64E DIN EN50011 6NO+4NC, TAB CONNECTOR AC OPERATION AC 110V 60HZ/AC 92V 50HZ | 115.38
4EP3400-3US00 | MAINS CHOKE F.FU; PHASES:3; UN1(V):500; ITHMAX 1(A) / F1(HZ):8 /50; I LN (A):7,2; UK(%):2; LN(MH):2, | 355.85
3NP1133-1JB11 | FUSE-SWITCH-DISCONNECTOR 3-POLE, NH00, 160A 40MM BUSBAR SYSTEM COVERS FOR RITTAL FLAT CONNECTOR FUSE | 248.03
5SY6140-7 | CIRCUIT BREAKER 230/400V 6KA, 1-POLE, C, 40A, D=70MM | 15.59
7MF9412-6FA | 4 SCREWS M10X50, DIN EN 24014 2 FLAT PROFILE GASKETS | 8.61
A5E00839437 | SONO3200 COMPLETE TRANSDUCER, O-RING GASKER IN FKM 602, LIQUID TEMPERATURE: -20 TO +200DEG.C, PN 40, | 3457.77
A5E02054638 | ACCESSORIES WELD-IN CONNECTION (DIN 11850) DN40, SENSOR SIZE DN40 (P GASKET) | 415.57
8WH9030-6BC00 | PERMANENT LINKS 35MM2 2POL WITH SCREWS | 3.58
3TH4373-0BE4 | CONTACTOR RELAY 73E EN 50 011 7NO+3NC, SCREW TERMINALS DC OPERATION DC SOLENOID SYSTEM DC 60V | 131.42
6FX8008-1BA21-6AA0 | POWER CABLE,SOLD BY THE METER, 4 X 2.5 + 2 X 1.5 C TRAILING CABLE, UL/CSA DESINA MOTION CONNECT 800 | 9826.18
6FX2001-4FC50 | BUILT-ON ENCODER 2500 RPM OPTICAL INCREMENTAL WITH HTL LEVEL, OPER. VOLTAGE 10-30V SYNCHROFLANGE RAD | 366.56
3NP5060-0EA86-ZX95 | FUSE-SWITCH-DISCONNECTOR I=160A, U=690V, 3-POLE AUXILIARY SWITCH 1NO+1NC FOR CABLE-LUG CONNECTION WI | 711.65
6SL3224-0BE24-0AA0 | SINAMICS G120 POWER MODULE PM240 WITH BUILT IN CL. A FILTER WITH BULT IN BRAKING CHOPPER 3AC380-480V | 2597.94
6SL3224-0BE33-0UA0 | SINAMICS G120 POWER MODULE PM240 WITHOUT FILTER WITH BULT IN BRAKING CHOPPER 3AC380-480V +10/-10% 47 | 11386
5SD460 | SILIZED FUSE LINK 500V F.SEMICONDUCTOR PROTECTION EXTRA FAST, SIZE DIII THREAD E33, 50A | 13.14
5SD7418-1 | MALE CONNECTOR TYPE 1 L-N REQUIREMENT CATEGORY B, UC 350V 1POLE F. LIGHTNING ARRESTER 5SD741. | 184.61
6AV6671-5CA00-0AX1 | SERVICE PACKAGE FOR MOBILE PANEL 277(F) IWLAN 2 X CHARGING STATION CAP L/R, 1 X CONECTOR CHARGING ST | 916.38
5SY4613-6 | CIRCUIT BREAKER 400V 10KA, 3+N-POLE, B, 13A, D=70MM | 60.37
BVP:261735 | BD2C-3-630-SO-2 STANDARD LENGTH 2,25M 630A, N + PE, WITHOUT TAP OFFS | 2833.26
PBD:51002K0250CAA | KIT,LR,ROD,SHIELD,2G,250MM, 316,PTFE,VITON. PTFE ROD ANTENNA SHIELDED KIT, 2"G 316 STAINLESS STEEL P | 2192.14
6RA8093-4DS22-0AA0 | SINAMICS DCM DC CONVERTER FOR TWO-QUADRANT DRIVES CONNECTION B6C INPUT: 3-PHASE AC 400V, 1328A CONTR | 21592.85
6GT2190-0AA00 | MOBY D/E, RF300 20 MM DISTANCE HOLDER FOR MDS D100/ MDS E600/611, RF360T W. FIXING STRAP 6GT2190-0AB | 4.28
8MF4032 | BASE FOR CUBICLE WXD = 600 X 800MM HEIGHT 200MM | 459.77
8MF4037 | BASE FOR CUBICLE WXD = 800 X 800MM HEIGHT 200MM | 500.33
6FX5002-2DC00-2AA0 | SIGNAL CABLE, PREASSEMBLED (SINAMICS DRIVE CLIQ) CONNECTOR IP20/IP20, WITH 24 V MOTION-CONNECT 500 L | 753.21
8MR2110-2B | HEATER UNIT WITH CONVECTION FOR CUBICLES POWER 20W | 53.34
7MH5105-3PD01 | SIWAREX WL 250 LOAD CELL ST-S SA 500KG C3 EX - RATED LOAD 500KG - ACCURACY CLASS C3 - 6M CABLE LENGT | 543.69
6XV1820-5BN10 | SIMATIC NET, FIBER OPTIC CABLE (62.5/125)STANDARD CABLE, SPLITTABLE, PREASSEMBLED WITH 4 BFOC CONNEC | 254.8
6XV1820-5BN55 | SIMATIC NET, FIBER OPTIC CABLE (62.5/125)STANDARD CABLE, SPLITTABLE, PREASS. WITH 4 BFOC CONNECTORS | 567.84
7MH7725-1EF | LOAD CELL, 1500 LB, CSA/FM/ATEX/IEC EX S | 2411.53
7ND4801-7BN | 4CH PULSE INPUT FOR SIREC SIREC D300/400 | 1717.98
7ND4801-7CD | POWER SUPPLY TRANSMITTER FOR SIREC D400 | 1292.5
5SY4205-7 | CIRCUIT BREAKER 400V 10KA, 2-POLE, C, 0.5A, D=70MM | 53.94
5UH1311 | I-SYSTEM, ELECTRIC WHITE CONVERSION KIT STATUS DISPLAY FOR SCHUKO OUTLETS W. COVER PLATE 55X55MM AND | 20.11
6EP1336-3BA10 | SITOP PSU100M 20A STABILIZED POWER SUPPLY INPUT: 120-230 V AC 110-220 V DC OUTPUT: 24 V/20 A DC | 372.06
5UB4723 | DELTA FLAT IP44, SM DARK GRAY/LIGHT GRAY SCHUKO OUTLET 2FOLD VERTICAL, 10/16A 250V W. SCREWLESS TERM | 28.17
LZS:RT3D4L24 | PLUG-IN RELAY COMPACT UNIT 24V DC, 1 CO LED MODULE RED SOCKET W. LOGIC ISOLATION PLUG-IN TERMINAL (P | 18.93
6RA8091-6DS22-0AA0 | SINAMICS DCM DC CONVERTER FOR TWO-QUADRANT DRIVES CONNECTION B6C INPUT: 3-PHASE AC 400V, 996A CONTRO | 16864.45
5SY8440-8 | CIRCUIT BREAKER 400V 25KA, 4POLE, D, 40A, D=70MM | 158
5SY8463-7 | CIRCUIT BREAKER 400V 25KA, 4POLE, C, 63A, D=70MM | 294.87
8MF6264-4ES | EMC CUBICLE IP40 HXWXD=2200X600X400 | 3457.98
8MF4087 | BOTTOM PLATE SUBDIVIDED FOR CUBICLE WXD = 800 X 800MM | 403.74
6GK1901-1BB10-2AA0 | IE FC RJ45 PLUG 180 2X2, RJ45 PLUG CONNECTOR (10/100MBIT/S) W. RUGGED METAL HOUSING AND FC CONNECTIN | 26.77
6ES7145-6HD00-0AB0 | SIMATIC DP, ET 200ECO PN, 4 AO U/I; 4 X M12, DEGREE OF PROTECTION IP67 | 921.26
6XV1820-5BT15 | SIMATIC NET, FIBER OPTIC CABLE (62.5/125)STANDARD CABLE, SPLITTABLE PREASSEMBLED WITH 4 BFOC CONNECT | 1201.18
7ML1930-1DE | KIT,DUST COVER,2",LR260 | 229.8
4RB4125-3CD50 | POWER CAPACITOR PHASECAP COMPACT MKK 230V 12.5KVAR | 488.42
3NW3150-0HG | FUSE LINK CLASS CC ACC. TO UL STANDARD 248-4 SLOW-BLOW, CURRENT-LIMITING RATED CURRENT 15 A RATED VO | 20
5SY6201-7 | CIRCUIT BREAKER 400V 6KA, 2-POLE, C, 1A, D=70MM | 38.8
3RT1264-6AU36 | VAC. CONTACTOR, 110KW/400V/AC-3 AC(40...60HZ)/DC OPERATION UC 240-277V AUXILIARY CONTACTS 2NO+2NC 3- | 1176.09
5SY6213-7 | CIRCUIT BREAKER 400V 6KA, 2-POLE, C, 13A, D=70MM | 14.28
5SY7650-7 | CIRCUIT BREAKER 400V 15KA, 3+N-POLE, C, 50A, D=70MM | 200.27
5TC8903 | I-SYSTEM, CARBON METALLIC COVER PLATE F. DIMMER W. ROTARY BUTTON 55X55MM | 22.58
3VL9400-3HA00 | ACCESSORY FOR VL400, ROTARY DRIVE, DIRECT STANDARD | 117.09
8MF4895 | SWING FRAMES TRAVERSE FOR CUBICLE WIDTH 800MM | 562.16
6GK1905-0ED00 | M12 TERMINATING CONNECTOR FOR ET200 W. INTEGR. TERMINATOR COMBINATION F. PB, SOCKET INSERT PACKAGING | 105.23
8MF5226-4R | STANDARD CUBICLE 8MF5 HXWXD=2200X1200X600 SIDE-BY-SIDE MOUNTING NON-VENT., NOT ASSEM., SCREWED IP40 | 3477.29
3NP1153-1JC13 | FUSE-SWITCH-DISCONNECTOR 3-POLE, NH2, 400A 60MM BUSBAR SYSTEM COVERS FOR RITTAL FLAT CONNECTOR FUSE | 601.58
3RT1456-6NF36 | CONTACTOR, 275A/AC-1 | 477
3RT1956-1CB00 | SURGE SUPPRESSOR./RC ELEMENT FOR CONTACTORS SIZE S6/S10/S12 FOR US = 24-48 V AC/24-70 V DC | 25.93
3VL9300-3AW10 | ACCESSORY FOR VL160X, VL160, VL250, KIT F. LEADING AUXILIARY SWITCHES 2 CO CONTACTS, FROM OFF TO ON | 54.94
3VL9400-3MJ00-ZL12 | ACCESSORY FOR VL400, MOT.OP.MECHAN.W/SPRING ENERGY STORE; 24V DC WITH CONNECTING CABLE | 1626.18
3VL9300-4TB31 | ACCESSORY FOR VL250UL, (FG-FRAME) SCREW TERMINAL INCH SYSTEM THREAD COMPRISING 3 TERMINALS | 38.99
8GK1031-4KK21 | ALPHA 160 DIN, WALL-MOUNTED DB, FM UNEQ. DISTR. BOARD RAL 9016 IP31 SK2, H=950 W=550 D=140 | 1028.3
5TG1115-1 | DELTA MIRO FRAME 5-FOLD COLOUR ALUMINIUM METALLIC DIMENSIONS 374X90MM | 47.5
3VL9100-4RC30 | ACCESSORY FOR VL160X, REAR TERMINAL, ROUND COMPRISES 3 TERMINALS SHORT-LONG-SHORT 3-POLE | 64.16
6DL2804-1AE50 | EX-DEVICE MADE OF STAINLESS STEEL, IP65. WITH INSTALLATION OF ET200ISP- COMPONENTS (THEY HAVE TO ORD | 6967.52
3LD2164-0TB53 | MAIN/EMERG. STOP SWITCH 3-POLE IU=25, P/AC-23A AT 400V=9.5KW 1 N-TERMINAL + 1 PE-TERMINAL INSULATION | 41.49
3NA6105 | LV HRC FUSE LINK GL/GG WITH INSULATED GRIP LUGS WITH COMBINATION INDICATOR SIZE 1, 16A, AC 500V/DC 4 | 13.44
6ES7922-4BF00-5AD0 | FRONT CONNECTOR FOR S7-400 48-POLE (6ES7492-1AL00-0AA0), WITH 46 SINGLE CORES 0.5 MM2, H05V-K SINGLE | 1090.47
PBD:25500K02A | KIT,SPARE,RADAR,ANTENNA HORN, 80MM,316SS | 813.58
A5E01191949 | ACC. MAG 3100 DN300 PN10 GROUND RING W1.4404 | 361.12
A5E01191957 | ACC. MAG 3100 DN150 PN40 GROUND RING W1.4404 | 280.38
6SL3211-0AB17-5BA1 | SINAMICS G110 - CPM110 AC-DRIVE,BUILT IN CL. B FILTER 1AC200-240V +10/-10% 47-63HZ ANALOG INPUT CT: | 447.76
6SL3000-0BE28-0DA0 | SINAMICS BASIC LINE FILTER FOR 80KW ACTIVE LINE MODULE INPUT: 3-PH 380-480V, 50/60HZ | 1124.25
7ME3960-0SM01 | MOUNTING STRAP FOR PIPE DIAMETER TO DN300 (ORDER 2 FOR EACH PIPE INSTALLATION) (LEGACY PART NR. 1012 | 197.51
BVP:611061 | BD2-AK2X-IP55 DEVICES FOR IP55 TAP-OFF UNIT | 51.41
5SD7461-1 | SURGE ARRESTER TYPE 2 REQUIREMENT CATEGORY C, UC 350V PLUG-IN PROTECTION BLOCKS 1POLE, L-N CIRCUIT W | 83.34
5SD7473-1 | SURGE ARRESTER TYPE 2 REQUIREMENT CAT. C,UC 580V AC PROTECTION BLOCKS PLUGGABLE 3POLES, 3+0 CIRCUIT | 237.2
5SU1674-7AK81 | FI/LS-PROTECTOR TYPE B UNIV. CURRENT SENSIT. IFN 300MA, 10KA, 4-POLEE C 100A SHORT-TIME DELAYED | 2189.94
BVP:611355 | BD2-AK04/OGB250J-3 TAP-OFF UNIT 250A / 3 POLE | 1993.69
BVP:611397 | BD2-S90-ZUL-D FIRE BARRIER APPROVAL D S90 | 41.62
BVP:611432 | BD2-1250-EK-WKA CLAMP TERMINAL 500-1250A | 839.57
BVP:261788 | BD2C-3-1250-WO-3W* OPTIONAL LENGTH 2,26M-3,24M 125 0A, N + PE, WITHOUT TAP OFFS | 4932.18
6SE6420-2AC24-0CA1 | MICROMASTER 420 WITH BUILT IN CLASS A FILTER 3AC 200-240V +10/-10% 47-63HZ CONSTANT TORQUE POWER 4 | 1992.25
6GT2690-0AA00 | MOBY D SPACER F. MDS D139 DIAMETER 85 MM, HEIGHT 30 MM | 19.66
8MF4855 | PERFORATED COMPARTM. BOTTOM TELESCOPE RAIL EXTENSION HXD=800X400 | 368.98
7MH7723-1AL | PTFE INNER DIAPHRAGM, FOR ILE-37 | 125.68
7MH7723-1CF | CARD MD256 SPEED SENSOR, MULTIPLE,SPARE | 859.28
7ME3951-0LQ00 | TRANSDUCER FOR PORTABLE METER VERSION, NO APPROVAL LIQUID FLOW:D2H(HIGH PRECISION) LEGACY PART NUMBE | 3051.49
8GK9521-8KK00 | ALPHA AS BARRIER, VERT. H=1800MM, D=400MM STEEL SHEET | 110.48
8GK4003-8KK12 | ALPHA 400 DIN, RMK F. MODULAR INSTALLATION DEVICES W. TIER SPACING 125MM AND 2 N/PE PLUG-IN TERMINAL | 571.06
5SY4440-6 | CIRCUIT BREAKER 400V 10KA, 4-POLE, B, 40A, D=70MM | 97.73
LZS:RT7872P | PLUG-IN BASE FOR MOUNTING ON DIN RAIL, W. SAFE ISOLATION PLUG-IN TERMINAL (PUSH-IN) | 6.64
5TA7651 | DELTA FLAT IP44, SM SHUTTER KEY-OPERAT. SWITCH 1POLE, 16A 250V, 66X75MM MOM. CONTACT IN BOTH DIRECT. | 121.03
5TA7665 | I-SYSTEM, TIT. WHITE, FM SHUTTER KEY SWITCH 2POLE, 10A 250V MOM./MAINT.CONTACT IN BOTH DIR. W. COVER | 159.31
5TG1103-0 | DELTA MIRO FRAME 3-FOLD GENUINE MATERIAL WOOD TYPE OF WOOD WENGE DIMENSIONS 232X90MM | 100.22
3VL9215-4TD31 | ACCESSORY FOR VL160, CIRCULAR COND. TERMINAL COMPRISES 3 CIRC. CONDUCTOR TERMINALS AND TERMINAL COVE | 113.82
8MF5094-4R | STANDARD CUBICLE 8MF5 HXWXD=2000X900X400 SIDE-BY-SIDE MOUNTING NON-VENT., NOT ASSEM., SCREWED IP40 | 2665.93
8MR2130-3A | HEATER 110-250 V, 30 W HG140 14001.0-00 | 75.39
8WA1811 | COVER W. LIGHTNING SYMBOL FOR TERMINALS SZ 4 AND 6 | 0.7
6ES7652-0XX01-1XF1 | SIMATIC PCS7 REDUNDANT TERMINAL BUS ADAPTER PACKAGE, 2 X INTEL PCI-E (EXPRESS) NETWORK CARD RJ45 10/ | 1647.42
6AG1153-1AA03-2XB0 | SIPLUS DP ET200M IM153-1 -40...+70 DGR C START UP TEMP -25 DGR C WITH CONFORMAL COATING CONFORMITY W | 981.37
3NP1933-1CA10 | ACCES.F.FUSE SWI. DISCONNECTOR FOR NH00 REACH-ROUND PROTECTION FOR BUSBAR MOUNTING 1X TOP AND 1X BOT | 4.21
3RT1966-4G | FRAME TERMINAL BLOCK FOR CONTACTORS SIZE S10/S12 FOR OVERLOAD RELAY 3RB106 | 91.97
3RT1900-4RE01 | OUTGOING CONNECTOR, FOR TERMINAL MODULE, FOR CONTACTORS SIZE S00/ S0 | 13.57
3WL9111-1AT81-0AA0 | 3WL9 NAFTA ACCESSORY WLLCD48 LCD DISPLAY FOR ETU745 & ETU748 | 396.29
3VL9600-3MQ00-ZL12 | ACCESSORY FOR VL630, VL800, STORED ENERGY OPERATOR 220-250V AC/DC MOTOROPERATOR WIRED | 2247.62
5SY8404-7 | CIRCUIT BREAKER 400V 25KA, 4POLE, C, 4A, D=70MM | 109.06
5SY8440-8BB08 | CIRCUIT BREAKER 400V 25KA, 4-POLE, 40A, D=70MM ONLY MAGNETIC TRIPPING | 138.47
6FX8008-1BD71-6AA0 | SIGNAL CABLE,SOLD BY THE METER 2 X 2 X 0.18 C TRAILING CABLE, UL/CSA DESINA MOTION CONNECT 800, DELI | 2662.17
8MF4702 | MOUNTING KIT FOR CIRCUIT BREAKER FOR CUBICLE WXD = 900 X 400MM | 548.65
6GT2800-6BE00 | SIMATIC RF300 TRANSPONDER RF370T 64 KB FRAM, -25 UP TO +85 DGR/C IP 68; 75 X 75 X 40 MM | 390.29
8MF6296-5R | STANDARD CUBICLE 8MF6 HXWXD=2200X900X600 SIDE-BY-SIDE MOUNTING NON-VENT., ASSEM., WELDED IP54 | 3206.83
8MF4082 | BOTTOM PLATE SUBDIVIDED FOR CUBICLE WXD = 600 X 800MM | 345.8
8WA1011-1BG11 | THROUGH-TYPE TERMINAL THERMOPL. SCREW TERMINAL ON BOTH ENDS SINGLE TERM.,BLUE, 6.5MM SZ4 | 2.43
8MF9071 | TWIST HANDLE WITH LOCK | 136.4
6SN1113-1AA00-1JA1 | SIMODRIVE VPM 120, VOLTAGE PROTECTION MODULE, 120 A METRIC THREAD | 1457.23
7MH5106-3AD00 | SIWAREX WL 230 LOAD CELL BB-S SA 100KG C3 - RATED LOAD 100KG - ACCURACY CLASS C3 - 3M CABLE LENGTH, | 430.48
7ME3960-0CT41 | DEDICATED CABLE TERMINATION KIT INSERT RTD CABLE TERMINATION KIT LEGACY PART NUMBER: 992ECNT-TK | 113.56
5SY4125-8 | CIRCUIT BREAKER 230/400V 10KA, 1-POLE, D, 25A, D=70MM | 16.27
5SY4225-7 | CIRCUIT BREAKER 400V 10KA, 2-POLE, C, 25A, D=70MM | 27.34
3NW3050-0HG | FUSE LINK CLASS CC ACC. TO UL STANDARD 248-4 SLOW-BLOW, CURRENT-LIMITING RATED CURRENT 5 A RATED VOL | 20
5SY6204-7 | CIRCUIT BREAKER 400V 6KA, 2-POLE, C, 4A, D=70MM | 29.07
6SE6440-2UE35-5FA1 | MICROMASTER 440 WITHOUT FILTER 3AC 500-600 V +10/-10% 47-63 HZ CONSTANT TORQUE POWER 55 KW OVERLOAD | 21603.51
5SY8325-7 | CIRCUIT BREAKER 400V 25KA, 3POLE, C, 25A, D=70MM | 100.38
8MF9273 | MOUNTING PLATE H X W = 2000 X 1000 MM FOR 8MF SYSTEM CUBICLE | 415.33
3RT1946-4BB31 | PARALLEL CONNECTION WITH TERMINAL, 3-POLE FOR 3RT104. | 36.27
3NP5360-0EA86 | FUSE-SWITCH-DISCONNECTOR I=400A, U=690V, AUXILIARY SWITCH 1NO+1NC FOR CABLE-LUG CONNECTION FUSE SIZE | 910.35
4AM4842-4TJ10-0FA0 | TRANSFORMER SITAS; PHASES:1; PN/PN(S6)(KVA):0,5 /2; UPRI(V):230+/-5%; USEC(V):110; ISEC(A):4,55; F(H | 321.57
8GK9900-0KK24 | A630 SOCKET, H=100MM A630 SOCKET D=320MM, W=550MM MOUNT. AT EXISTING SOCKET | 229.03
8GK1032-3KK41 | ALPHA 160 DIN, WALL-MOUNTED DB, SM UNEQ. DISTR. BOARD RAL 9016 IP43 SK2, H=800 W=1050 D=140 | 654.96
8MF2028-5E | STANDARD CUBICLE 8MF2 HXWXD=2000X1200X800 INDIVIDUAL MOUNTING NON-VENTIL., ASSEMBL., WELDED IP54 | 4365.93
6SL3710-1GE37-5CA3 | SINAMICS G150 CONVERTER CABINET UNIT, AC/AC WITH CIM+CU320-2 3AC 380-480 V, 50/60 HZ NOM. POWER RATI | 55214.95
3VL9000-8LH30 | ACCESSORY FOR VL160X - VL1600, CONNECTING CABLE 1,5M | 147.17
3VL9400-8LC00 | ACCESSORY FOR VL400, WALKING-BEAM INTERLOCK FIXED MOUNTED | 902.72
6DL2804-1AD52 | EX-DEVICE MADE OF STAINLESS STEEL, IP65. WITH INSTALLATION OF ET200ISP- COMPONENTS (THEY HAVE TO ORD | 5640.38
3LD2165-4VD51 | MAIN SWITCH 6-POLE IU=25, P/AC-23A AT 400V=9,5KW 1NO+1NC, 1 N-TERMINAL MOULDED-PLASTIC ENCLOSURED, I | 81.81
3RT1055-6LA06 | CONTACTOR, 75KW/400V/AC-3 W/O COIL AUXIL. CONTACTS 2NO+2NC 3-POLE, SIZE S6 BAR CONNECTIONS CONVENTIO | 379.08
3NE1227-2 | SITOR FUSE-LINK UTILIZ. CATEGORY GR, DIN 43620 250A , AC 690 V ,(SIZE 1) | 124.45
6ES7154-8AB01-0AB0 | SIMATIC DP, IM 154-8 PN/DP PLC FOR ET200PRO, 384KB WORK MEMORY, INT. PROFINET IF, INT.PROFIBUS DP M | 2927.88
6ES7922-4BC50-5AE0 | FRONT CONNECTOR FOR S7-400 48-POLE (6ES7492-1CL00-0AA0), WITH 46 SINGLE CORES 0.5 MM2, H05V-K SINGLE | 632.74
8GK4801-3KK23 | ALPHA 400/630 DIN, ASSEMBLY KIT F.SR60 BUSBAR SYSTEM 60MM, 3-POLE, H=450,W=500 | 104.47
6ES7922-3BC50-5AC0 | FRONT CONNECTOR FOR S7-300 40-POLE (6ES7392-1AM00-0AA0), WITH 40 SINGLE CORES 0.5 MM2, H05V-K SINGLE | 815.1
5UH1341 | I-SYSTEM, ELECTRIC WHITE CONVERSION KIT OVERVOLT. PROT. FOR SCHUKO OUTLETS W. COVER PLATE 55X55MM AN | 172.67
5SY4506-8 | CIRCUIT BREAKER 230V 10KA, 1+N-POLE, D, 6A, D=70MM | 18.72
5SY4515-5 | CIRCUIT BREAKER 230V 10KA, 1+N-POLE, A,1.6A, D=70MM | 68.96
5SY7563-8 | CIRCUIT BREAKER 230V 15KA, 1+N-POLE, D, 63A, D=70MM | 104.52
3VL9400-4RK00 | ACCESSORY FOR VL400, REAR TERMINAL, SHORT, ROUND/FLAT COMPRISES 1 TERMINAL | 57.97
8MF4561 | MOUNTING PLATE, LATERAL H X W = 2200 X 600 MM FOR 8MF SYSTEM CUBICLE | 345.8
8MF4602 | MOUNTING PLATE HXW=ALLX900 | 89.23
6SL3760-0BA00-0AA0 | FUSE 690V/4A 14X51 SPARE PART FOR CABINET UNIT SINAMICS G150 / S150 NMA: A5E00101523 | 12.53
6ES7392-1AJ20-0AA0 | SIMATIC S7-300, FRONT CONNECTOR FOR 6ES7331-7SF00-0AB0, TO IMPROVE THE ACCURANCY OF THERMOCOUPLE MEA | 141.86
3NY4011 | SPARE PART FOR FUSE SWITCH DISCONNECTORS 3NP52 ARC CHUTE F.RATED CURRENT 250A ARC CHUTE | 17.13
8GK4501-5KK22 | ALPHA 400/630 DIN, EMPTY FIELD COVER WITH SUPPORT H=750 W=500 | 159.72
3NC1006 | SITOR CYLINDRICAL FUSE LINK AR 6 A, 600 V AC/400V DC | 9.93
3VL9300-4RN40 | ACCESSORY FOR VL250, REAR TERMINAL, LONG, FLAT COMPRISES 4 TERMINALS 2 LONG + 2 SHORT 4-POLE | 125.6
3LD2217-0TK13 | MAIN SWITCH 3-POLE IU=25,P/AC-23A AT 400V=11.5KW - WITH DEFEATABLE DOOR COUPLING ROTARY MECHANISM - | 57.13
3LD2250-0TK11 | MAIN CONTROL SWITCH 3-POLE IU=32, P/AC-23A AT 400V=11,5KW FRONT MOUNTING CENTRAL-HOLE MOUNTING KNOB | 33.11
3NA6222-4 | LV HRC FUSE LINK GL/GG WITH INSULATED GRIP LUGS WITH COMBINATION INDICATOR SIZE 2, 63A, AC 400V | 23.99
3NA6232-6 | LV HRC FUSE LINK GL/GG WITH INSULATED GRIP LUGS WITH COMBINATION INDICATOR SIZE 2, 125A, AC 690V/DC | 66.03
3SE5162-0CA00-1CA0 | BASIC SWITCH FOR POSITION SWITCH 3SE5162, METAL ENCLOSURE XL,56MM WIDE DEVICE CONNECTION 3X(M20X1.5) | 87.19
6ES7195-0BD04-0XA0 | DP, ASIC SPC3 STEPC LEADFREE FOR PROFIBUS DP, MAX. 12 MBAUD 6 FOR LABORATORY DEVELOPMENT | 264.61
6ES7154-2AA01-0AB0 | SIMATIC DP, PROFIBUS DP INTERFACE MODULE IM154-2 HIGH FEATURE FOR ET 200PRO INCLUSIVE TERMINATING MO | 417.05
6ES7193-7AB00-0AA0 | SIMATIC DP, TERMINAL MODULE TM-IM/IM FOR ET200ISP, FOR THE INTEGRATION OF TWO IM152-1, IN REDUNDANT | 300.65
6ES7952-1AH00-0AA0 | SIMATIC S7, RAM MEMORY CARD FOR S7-400, LONG VERSION, 256 KBYTES | 729.13
3TY6523-0LB4 | COIL FOR CONTACTORS 3TB52, 3TC52 WITH SERIES RESISTOR WITHOUT VARISTOR DC 24V | 258.85
8GK4851-6KK00 | ALPHA 160/400 DIN, LONGIT.STAYS F. MOUNTING ASSEMBLY KITS H=900, 1 SET = 2 STAYS | 26.53
8MF2824-4RB | STANDARD CUBICLE 8MF2 HXWXD=1800X1200X400 SIDE-BY-SIDE MOUNTING VENTIL., ASSEMBL., WELDED IP40 | 3206.83
6ES7860-4AA01-0YX0 | SIMATIC S7, PID SELF TUNER V5.1 SINGLE LICENSE F.1 INSTALLATION R-SW, SW AND DOCU. ON CD, CLASS A, 2 | 599.07
6ES7332-5HF00-0AB0 | SIMATIC S7-300, ANALOG OUTPUT SM 332, OPTICALLY ISOLATED, 8 AO, U/I; DIAGNOSTICS; RESOLUTION 11/12 B | 2666.29
3NJ6930-3FE00 | ACCESSORY FOR SWITCH DISCONNECTOR W. FUSES IN-LINE DESIGN, PLUG-IN, NH1 ELECTR. FUSE MONITORING AND | 426.55
3NH3053 | LV HBC FUSE BASE 690V(1000V) 1-POLE, 160 A, SIZE 00 FOR SNATCHING ON MOUNTING RAIL WITH BOX TERMINAL | 27.26
3SE2243-0XX40 | SAFETY POSITION SWITCH WITH SEPARATE ACTUATOR, MOULDED-PLASTIC ENCLOSED, OPERATION FROM THE SIDE AND | 40.4
3VL9400-4WA40 | ACCESSORY FOR VL400, DRAW OUT ASSEMBLY REAR CONNECTORS 4 POLES | 1897
4AM4642-8JN00-0EB0 | TRANSFORMER SITAS; PHASES:1; PN/PN(S6)(KVA):0,4 /1,44; UPRI(V):400-230+/-15; USEC(V):24; ISEC(A):16, | 321.57
6ES7321-1BH50-0AA0 | SIMATIC S7-300, DIGITAL INPUT SM 321, OPTICALLY ISOLATED 16DI, 24 V DC, SOURCE INPUT, 1 X 20 PIN | 396.45
6XV1873-3AH50 | SIMATIC NET FO STANDARD CABLE 50/125, PREASSEMBLED WITH 2X2 BFOC CONNECTORS, LENGTH 5.0 M | 111.24
6ES7468-1CF00-0AA0 | SIMATIC S7-400, IM CABLE WITH K BUS, 50 M | 1379.94
3TY7403-0AP0 | COIL FOR CONTACTORS: 3TF30 TO 3TF33, 3TF40 TO 3TF43 3TH3, 3TH4 3TB40 TO 3TB44, 3TC44, 3TH8 AC 230/22 | 15.45
3TY7683-0CQ7 | COIL FOR 3TF68 CONTACTOR AC 380 TO 460V 50/60HZ | 361.59
8GK4851-4KK00 | ALPHA 160/400 DIN, LONGIT.STAYS F. MOUNTING ASSEMBLY KITS H=600, 1 SET = 2 STAYS | 19.3
8US1921-2AA01 | BUSBAR SYSTEM, ACCESSORIES CENTER-CENTER DISTANCE 40.60 MM TERMINAL RAIL THICKNESS: 5 MM 1.5-16 SQMM | 3.13
6ES7392-2BX10-0AA0 | SIMATIC S7-300, 10 DIN A4 LABELLING SHEETS COLOR: LIGHT-BEIGE, 10 LABELLING STRIPS/SHEETS FOR SIGNAL | 142.98
3ND1812 | LV HRC FUSE LINK A.M. W.NON-INSULATED GRIPPING LUGS SIZE 00, 32A, 500V | 14.04
3NJ4133-3BT01 | IN-LINE FUSE SWITCH DISCONNECTOR 3-POLE SWITCHABLE, SIZE 2, I=400A , U=690V, V-SHAPE TERMINALS NEW D | 309.47
6XV1861-3AT10 | SIMATIC NET PCF STANDARD CABLE, PREASSEMBLED WITH 2X2 BFOC CONNECTORS, INSERTION GUIDE, LENGTH 100 M | 1237.58
3TY7683-0DB4 | COIL FOR 3TF68 CONTACTOR DC 24V | 379.77
4AM4842-4TN00-0EB0 | TRANSFORMER SITAS; PHASES:1; PN/PN(S6)(KVA):0,5 /2; UPRI(V):230+/-5%; USEC(V):24; ISEC(A):20,8; F(HZ | 342.84
6SN1113-1AA00-0DA0 | SIMODRIVE 611 PULSED RESISTOR 0.3/25KW FOR EXTERNAL MOUNTING | 427.06
3LD2250-0TK13 | MAIN/EMERG. STOP SWITCH 3-POLE IU=32, P/AC-23A AT 400V=11.5KW FRONT MOUNTING CENTER HOLE MOUNTING KN | 33.11
3LD2318-0TK13 | MAIN SWITCH 3-POLE FLOOR MOUNTING IU=160A P/AC-23A AT 400V=75KW WITH DOOR COUPLING ROTARY MECHANISM | 304.09
5SG5301 | NEOZED-FLUSH MOUNTING FUSE BASE MOLDED PLASTIC, D01 3-POLE TOUCH PROTECTION (BGV A2) ACCESS: ELEVATO | 25.83
5SM2645-8 | FI-BLOCK F.LS-SWITCH 5SY TYPE A (PSE/SSF), T=70MM 6-63A 4POLE IFN 0,3A 400V F. SELECTIVE BREAK | 137.14
5SU1654-6KK20 | FI/LS-PROTECTOR TYPE A (PSE/SSF), D=70MM IFN 300MA,10KA, 1+N-POLEE B 20A | 104.79
6ES7194-4GB20-0AA0 | SIMATIC DP, MODULE CARRIER WIDE VERSION FOR IO MODULES AND MOTORSTARTERS ET 200PRO, SOLD BY THE METE | 212.39
6ES7195-0BE12-0XA0 | DP, ASIC, DPC31 STEPB LEADFREE FOR PROFIBUS DP, SLAVE ASIC W. PROCESSOR KERNEL 60 PCS. 1 TRAY | 1983.87
6ES7195-7HF80-0XA0 | SIMATIC DP, BUS UNIT BM DP/PA FOR EXPANDED TEMPERATURE RANGE SUBMODULE FOR DP/PA COUPLER FOR INSERT/ | 105.59
6ES7860-1AA10-0YX1 | SIMATIC S7,MOD.PID CTRL,FB V5.1 SINGLE LICENSE F.1 INSTALLATION R-SW, WITHOUT SW AND DOCU., CLASS A, | 324.26
3RF2120-3AA02 | SEMICOND. RELAY 3RF2, 1-PHASE WIDTH 22.5 MM, 20 A 24-230 V / 24 V DC RING TERMINAL | 34.24
3RA6813-8AC | FEEDER LEFH -HAND SIDE CONNECTION MAIN CIRCUIT: INPUT: SCREW, OUTPUT: SPRING 3 SLOT FOR COMPACT LOAD | 391.72
3RV1011-0HA10-ZW97 | CIRCUIT-BREAKER, 0.55...0.8 A N-RELEASE 10 A, SIZE S00, MOTOR PROTECTION, CLASS 10, SCREW CONNECTION | 58.18
BVP:261737 | BD2C-3-800-SB-1 STANDARD LENGTH 1,25M 800A, N + PE, 4 TAP OFFS | 2074.46
8GK1112-5KK32 | ALPHA 400 DIN, WALL-MOUNTING DISTRIBUTOR, DELIVERY FORM FLAT PACK, AP-CUBICLE, RAL 9016, IP43, SK2, | 672.05
7MF9006-6KA | MOUNTING CLIP, 2 OFF, TO SECURE MOUNTING BRACKETS 7MF9006-6LA AND -6MA (M14 AND M15) TO PIPE | 16.47
5UB1858 | DELTA STYLE, TITANIUM WHITE SCHUKO SOCKET OUTL. 10/16A 250V W. OVERVOLTAGE PROTECTION LAB. FIELD, FU | 183.98
4RB2150-3EB50 | POWER CAPACITOR PHICAP MKP 415V 15.0KVAR | 159.94
5SY4332-6 | CIRCUIT BREAKER 400V 10KA, 3-POLE, B, 32A, D=70MM | 49.07
6ES7923-0BC50-0CB0 | CONNECTING CABLE UNSHIELDED FOR SIMATIC S7-300/400 BETWEEN FRONT CONNECTOR MODULE A. TERMINAL BLOCK | 30.6
7MF9001-1CA | ADAPTER, MADE OF MAT. NO. 1.4571, WITH THREAD 1/2-14 NPT G 1/2 PRESSURE EQUIPMENT DIREKTIVE F. GAS 1 | 29.12
5TG4207 | DELTA FLAT IP44, SM REPL. WINDOW F. LIGHT SIGNAL WHITE | 1.88
5TG1762 | DELTA PROFIL INTERMED. FRAME VON 55X55 AUF 65X65MM INSTALLATION OF ADD-ON DEVICES SILVER 65X65MM | 5.45
3NE1331-3 | SITOR FUSE-LINK FOR SEMICONDUCTOR PROTECTION 350A GR 690V SIZE 2 CONNECTION CONTACT INDICATOR 110MM | 186.09
3NA3817-6 | LV HRC FUSE LINK GL/GG WITH NON-INSULATED GRIP LUGS WITH FRONT INDICATOR SIZE 00, 40A, AC 690V/DC 25 | 21.85
3NH4230 | LV HRC FUSE BASE, 660V TRIPLE-POLE, 250A, SIZE 1 | 227.11
3NJ6940-3EC00 | ACCESSORY FOR DISCONNECTOR-FUSE IN-LINE TYPE, CAN BE PLUGGED IN,NH2,3 MULTIFUNCTIONAL CONNECTOR 8 X | 105.94
3VL9400-3TN00 | 3VL4 AUX. CONDUCTOR TERMINAL | 122.33
6ES7870-1AA01-0YA1 | SIMATIC S7, MODBUS MASTER V3.1 SINGLE LICENSE F.1 INSTALLATION R-SW, WITHOUT SW AND DOCU., HW-DONGL | 1748.9
6ES7460-1BA01-0AB0 | SIMATIC S7-400, IM460-1 TRANSMITTER INTERFACE MODULE, FOR CENTRALIZED CONNECTION WITH PS TRANSMISSIO | 817.1
6XV1873-3GT10 | SIMATIC NET FO GROUND CABLE 50/ 125, PREASSEMBLED WITH 2X2 BFOC CONNECTORS, INSERTION GUIDE, LENGTH | 1164.78
6SL3710-7LG31-5AA3 | SINAMICS S150 CONVERTER CABINET UNIT, AC/AC WITH CIM+CU320-2 3AC 500-690V, 50/60HZ UNIT RATING: 132K | 51758.9
6SN1112-1AB00-0CA0 | SIMODRIVE 611 CAPACITOR MODULE 20 MF FOR CONNECTION TO DC LINK FOR POWER BACK-UP W X H X D (MM) 300 | 6808
3TX7572-3G | SURGE SUPPRESSOR VARISTOR FOR DC ECONOMY CIRCUIT 24 TO 48 V DC FOR CONTACTORS SIZE 12 AND 14 | 26.01
3RT1054-2NP36 | CONTACTOR, 55 KW / 400 V / AC-3 AC(40...60HZ)/DC OPERATION UC 200-277V AUXILIARY CONTACTS 2NO+2NC 3- | 425.04
BVP:261909 | BD2C-1250-ZV-Z* Z UNIT FRONTSIDE X/Y 0,36M, Z 0 ,26M-1,25M 1250A | 3284.86
BVP:261952 | BD2C-400-LH-Y*-G* KNEE BACKSIDE X 0,36M / Y 0,36M -1,25M 160A-400A WINKEL 85 GRAD -175 GRAD | 1609.39
6XV1860-3PN45 | SIMATIC NET, PROFIBUS ECOFAST HYBRID CABLE GP, 2XCU 0.64 MM, 4XCU 1.5 SQMM, CABLE PREASSEMBLED WITH | 841.55
6XV1873-6GT10 | SIMATIC NET FO GROUND CABLE 50/ 125, PREASSEMBLED WITH 2X2 SC CONNECTORS, INSERTION GUIDE, LENGTH 10 | 1186.63
7MC1907-1BF | CONNECTION HEAD, FORM B F.LOW/HIGH-PRES.RES.THERMOMETER LIGHT CAST METAL, 1 CABLE ENTRY WITH STANDAR | 41.78
5SJ4106-7HG41 | CIRCUIT BREAKER 240V 14KA, 1-POLE, C, 6A, D=70MM ACC. TO UL 489 | 46.87
5SU1654-7KK16 | FI/LS-PROTECTOR TYPE A (PSE/SSF), D=70MM IFN 300MA,10KA, 1+N-POLEE C 16A | 95.81
6AV6671-3EA01-0AX0 | SERVICE PACK FOR INDUSTRIAL USB HUB 4 1 X GASKET 1 X METAL FRAME 5 X CLAMPS 1 X 24V DC STECKER 2POL. | 162.88
6XV1873-3AN80 | SIMATIC NET FO STANDARD CABLE 50/125, PREASSEMBLED WITH 2X2 BFOC CONNECTORS, INSERTION GUIDE, LENGT | 604.24
7MH3110-3CA1 | SET OF 2 ROUND-HEAD BOLT GUIDES MAX. LOAD IN AXIAL DIRECTION 500 KN, WITH INNER AND 2 OUTER BEARING | 4936.72
3RF2120-3AA04 | SEMICONDUCTOR RELAY 3RF2, 1-PH. WIDTH 22.5MM, 20 A 48-460 V / 24 V DC RING TERMINAL | 39.06
3RV1011-1GA10 | CIRCUIT-BREAKER SIZE S00, FOR MOTOR PROTECTION, CLASS 10, A-REL. 4.5...6.3A, N-REL. 82A SCREW TERMIN | 57.91
7MF9411-7BC | ACCESSORY KIT, CONSISTING OF: 2 BOLTS M 10 X 45,STAINL. STEEL 2 WASHERS, STAINLESS STEEL 1 SEALING R | 29.12
6AV6574-1AD00-4DX0 | PROTECTIVE MEMBRANE FOR TP270 6", TP277 6", MP177 6" TOUCH,MP270B 6" TOUCH, C7-635 TOUCH, 10 PIECES | 143.61
5SY4204-7 | CIRCUIT BREAKER 400V 10KA, 2-POLE, C, 4A, D=70MM | 28.95
4RB2125-3FC50 | POWER CAPACITOR PHICAP MKP 525V 12.5KVAR | 140.46
5SY4401-8 | CIRCUIT BREAKER 400V 10KA, 4-POLE, D, 1A, D=70MM | 158.34
6XV1861-3AT20 | SIMATIC NET PCF STANDARD CABLE, PREASSEMBLED WITH 2X2 BFOC CONNECTORS, INSERTION GUIDE, LENGTH 200 M | 2285.9
7MC2028-1AC31 | INSULATED THERMOCOUPLE WITH COUPLING SOCKET LENGTH L = 0.3 M 1 THERMOCOUPLE ELEMENT NICR/NI SHEATH D | 79.77
7MF9007-4DA | THREADED FLANGE PAIR G 1/2, GREASE-FREE FOR OXYGEN, WITH STAINLESS STEEL GASKET PRESSURE EQUIPMENT D | 200.04
6FX2001-2GA50 | SINUMERIK (ACCESSORIES) INCR. POS. ENCODER, WITH LED, AXIAL FLANGE CONNECTOR, 500 PULSES/REV | 366.56
6SL3710-7LG33-3AA3 | SINAMICS S150 CONVERTER CABINET UNIT, AC/AC WITH CIM+CU320-2 3AC 500-690V, 50/60HZ UNIT RATING: 315K | 98867.01
3LD9200-2C | N-/PE-TERMINAL CONTINUOUS FOR BASE MOUNTING UP TO 16A (ACCESS. FOR SWITCH 3LD2) | 8.05
3VL9816-2AN10 | ACCESSORY FOR VL630, VL800, VL1250, VL1600, MOUNTING BRACKET 2HS+2AS ONLY LEFT(1) | 79.8
6ES7322-1FF01-0AA0 | SIMATIC S7-300, DIGITAL OUTPUT SM 322, OPTICALLY ISOLATED, 8 DO, 120/230V AC, 1A, 1 X 20 PIN | 649.92
6XV1861-2C | SIMATIC NET PCF TRAILING CABLE, (200/230) TRAILING CABLE, SPLITTABLE, W/O CONNECT., SOLD BY THE METE | 17.03
8US1923-4AA00 | BUSBAR ADAPTER SYSTEM BUSBAR HOLDER, 20MM WIDE 60MM SYSTEM FOR 4 BUSBARS 12 X 5(10)-30 X 5(10) INSID | 34.15
6ES7952-1AS00-0AA0 | SIMATIC S7, RAM MEMORY CARD FOR S7-400, LONG VERSION 16 MBYTES | 5745.05
3NE3332-0B | SITOR FUSE-LINK 400A, AC 1000V, SIZE 2/110MM | 202.68
3NJ4915-2HA11 | ACCESSORIES F. STRIPS 3NJ41 IN-LINE FUSE SW.DISC. S.NH1-3 INTEGRAT. CURR. TRANSFORMER 400/1A,CL.0.5 | 299.05
4AM4642-5CT10-0FA0 | TRANSFORMER SITAS; PHASES:1; PN/PN(S6)(KVA):0,4 /1,44; UPRI(V):440+/-5%; USEC(V):230; ISEC(A):1,74; | 284.74
6ES7468-1BF00-0AA0 | SIMATIC S7-400, IM CABLE WITH K BUS, 5 M | 396.51
3TY7684-0QG7 | COMPL. POLE-CHANGING CONTACTOR FOR 3TF6833-.Q AND 3TF6933-.Q AC OPERATION AC 110 TO 120 V 50/60HZ | 391.7
4AM3242-8ED40-0FA0 | TRANSFORMER SITAS; PHASES:1; PN/PN(S6)(KVA):0,063 /0,19; UPRI(V):600-575-550-525-500- 480-460-440-41 | 189.85
4RB4250-3EE50 | POWER CAPACITOR PHASECAP COMPACT MKK 440V 25.0KVAR | 426.76
6ZB2520-0AD01 | PROFIBUS-DP CONNECTIO CABLE (2 M) WITH BUS CONNECTORS (WITH PG SOCKETS) | 491.13
6SL3730-7TE33-8BA3 | SINAMICS S120 CABINET MODULE ACTIVE LINE MODULE INKL. WITH CIM+CU320-2 ACTIVE INTERFACE MODULE 3AC | 48253.77
4AM5242-8ED40-0FA0 | TRANSFORMER SITAS; PHASES:1; PN/PN(S6)(KVA):0,63 /2,35; UPRI(V):600-575-550-525-500- 480-460-440-415 | 509.38
3RV1913-7E | EMERGENCY STOP HANDLE, WITH LOCK, SELF-LATCHING, UNLATCHING WITH KEY, FOR 3RV1913 HOUSINGS | 109.51
3RV1923-1DA01 | CAST-ALUMINIUM HOUSING IP 65, MOUNTING WIDTH 72MM, WITH PE-TERMINAL FOR CIRCUIT-BREAKERS, SIZE S0 | 51.21
3RV1935-1A | 3-PHASE BUSBAR, F. 2 CIRCUIT-BREAKERS, SIZE S2 MODULAR SPACING: 50 MM | 15.72
5SU1674-8AK81 | FI/LS-PROTECTOR TYPE B UNIV. CURRENT SENSIT. IFN 300MA, 10KA, 4-POLEE D 100A SHORT-TIME DELAYED | 2196.63
5SV8701-0KK | CURRENT TRANSFORMER 30MM | 149.75
4RB2208-3GA50 | POWER CAPACITOR PHICAP MKP 600V 20.8KVAR | 218.37
3RA6120-2CB33 | SIRIUS, COMPACT STARTER, DIRECT STARTER 690 V, 24 V AC/DC, 50 ... 60 HZ, 1 ... 4 A, IP20, CONNECTION | 594.04
3RV2946-2C | DOOR-COUPLING ROTARY OPERATING MECHANISM,FOR CIRCUIT-BREAKERS SIZE S3,EMERG. STOP HANDLE NEW DESIGN | 140.53
4AM5742-5MT10-0FA0 | TRANSFORMER SITAS; PHASES:1; PN/PN(S6)(KVA):1 /5; UPRI(V):690+/-5%; USEC(V):230; ISEC(A):4,348; F(HZ | 555.34
6FX2001-2CD60 | SINUMERIK (ACCESSORIES) INCR. POSITION ENCODER 3600 PULSES/REV, WITH LED, UNIVERSAL CABLE OUTLET AXI | 366.56
6FX2001-2EA50 | SINUMERIK (ACCESSORIES) INCR. POS. ENCODER, WITH LED, RADIAL FLANGE CONNECTOR, 500 PULSES/REV | 366.56
FDK:087L4156 | MAG8000 ACCESSORIES CABLE ENTRY M20 BRASS, ONE 8-11MM,10PCS. | 150.92
5SY4425-7 | CIRCUIT BREAKER 400V 10KA, 4-POLE, C, 25A, D=70MM | 57.24
3NW7014 | BUILT-IN FUSE BASE WITH SIGNAL DETECTOR FOR CYLINDRICAL FUSES SIZE 10X38MM 32A, 1-POLE | 13.95
3NW7221 | BUILT-IN FUSE BASE FOR CYLINDRICAL FUSES SIZE 22X58MM 100A, 2POLE | 68.21
3RT1926-2FK21 | SOLID-STATE, TIME-DELAYED AUXILIARY SWITCH BLOCK SETTING RANGE 0.5 S...10 S, AC/DC 100...127 V, 1NO | 75.96
6XV1875-5CH10 | SIMATIC NET, IWLAN N-CONNECT/ R-SMA MALE/MALE FLEXIBLE CONNECTION CABLE PRE-ASSEMBLED, LENGTH 1M FLE | 53.39
3SE5240-3AA00-1AG0 | LED COVER FOR POSITION SWITCH FOR PLASTIC HOUSING 50MM LEDS 110-230V AC YELLOW/GREEN, COLOR YELLOW | 22.9
4AM3242-5AN00-0ED0 | TRANSFORMER SITAS; PHASES:1; PN/PN(S6)(KVA):0,05 /0,19; UPRI(V):400+/-5%; USEC(V):24; ISEC(A):2,08; | 317.34
3WL9111-1AA77-0AA0 | 3WL9-NAFTA-ACCESSORY WLRP3000 RATING PLUG, 3000A | 118.28
8WH8110-2AA05 | EMPTY LABELS SIZE ZB5 | 0.06
8WH8120-3AB35 | LABELS, LONGIT. 31 - 40 SIZE ZB6 | 0.11
5SH3703 | D-PASS SCREW DRIVER | 13.92
5SH4116 | NEOZED SCREW CAP MOULDED-PLASTIC SIZE D01, 16A | 1.27
3VL9000-8LH10 | ACCESSORY FOR VL160X, VL160, VL250, CONNECTING CABLE 0,5M | 67.37
7MB8000-1AA | EX-PURGING UNIT MINIPURGE FM | 4318.82
3LD2418-1TL11 | SWITCHING ELEM. FLOOR MOUNTING WITH DOOR-COUPL. ROT. OP. MECH. CONTROL ELEMENT BLACK FRONT / 4-HOLE | 447.05
7MB8000-4AB | EXPLOSION PROTECTED ISOLATING RELAY, 110 V | 1252.52
5SD608 | DIAZED FUSE-LINK 750V DC RAILROAD PROPERTY PROTECTION CHARACTERISTICS FAST ACTING SIZE DIII, E33, 35 | 22.8
6AV7672-1CE00-0AA0 | PROT. MEMBRANE FOR 19" TOUCH PANEL PC 477/577/677/877, MP 377, FLAT PANEL MONITOR 10 PIECES PER PACK | 352.03
6AV7672-1JC00-0AA0 | SPARE PART PACK FOR PANEL PC/FLAT PANEL CONSISTING OF: 2 X 8 CLAMPS, 5X24V PLUG F. PC 477 12"/15", 5 | 136.33
5SU1656-7KK32 | FI/LS-PROTECTOR TYPE A (PSE/SSF), D=70MM IFN 300MA,6KA, 1+N-POLEE C32A | 81.41
5SU1674-7CK81 | FI/LS-PROTECTOR TYPE B UNIV. CURRENT SENSIT. IFN 300MA, 10KA, 4-POLEE C 100A 480V | 2276.74
7MF9412-6BA | 2 SCREWS M10X50,DIN EN 24014 1 FLAT-PROFILE GASKET | 2.85
3RF2150-3AA26 | SEMICONDUCTOR RELAY 3RF2, 1-PH. WIDTH 22.5MM, 50 A 48-600 V / 110-230 V AC RING TERMINAL | 69.64
3RF2170-1CA04 | SEMICONDUCTOR RELAY 3RF2, 1-PH. MOUNTING WIDTH 22.5MM, 70A 48-460V / 24V DC SCREW TERMINAL LOW NOISE | 63.17
3RF2310-1AA06 | SEMICOND. CONTACTOR 3RF2, 1-PH. AC51 10A 40 DEGR. C 48-600V / 24V DC SCREW CONNECTION | 71.54
5SY4125-5 | CIRCUIT BREAKER 230/400V 10KA, 1-POLE, A, 25A, D=70MM | 30.1
5SY4163-6 | CIRCUIT BREAKER 230/400V 10KA, 1-POLE, B, 63A, D=70MM | 21.99
5SY4201-7 | CIRCUIT BREAKER 400V 10KA, 2-POLE, C, 1A, D=70MM | 39.5
5WG1588-8AB12 | GAMMA INSTABUS DESIGN FRAME FOR TOUCH PANEL ALUMINIUM | 232.05
6ES7648-2AH60-0KA0 | SIMATIC PC SPEICHERERWEITERUNG, 4 GBYTE (1X 4GB), DDR3 1066, SODIMM; FUER SIMATIC IPC427C SIMATIC HM | 287.65
7MC1027-1AB | RESISTANCE THERMOMETER FOR DAMP LOCATION 2 PT MEAS. RESISTORS | 241.82
5TG1323 | DELTA STYLE, TITANIUM WHITE FRAME, 3FOLD, 224X82MM | 13.06
5TG1330 | DELTA STYLE, TITANIUM WHITE BLANKING PLATE, 68X68MM | 13.71
6FX8002-2YQ27-1BG0 | SIGNAL CABLE CUSTOMIZED LENGTH (M)=16 | 286.63
8GK1052-2KK31 | ALPHA 160 DIN, WALL-MOUNTED DB, SM PARTIALLY EQ. W. RAPID MOUNTING KIT FOR BUILT-IN DEV., RAL 9016, | 844.83
5SY6216-7 | CIRCUIT BREAKER 400V 6KA, 2-POLE, C, 16A, D=70MM | 27.31
5SY6225-6 | CIRCUIT BREAKER 400V 6KA, 2-POLE, B, 25A, D=70MM | 22.87
3RT1466-6AR36 | CONTACTOR, 400A/AC-1 AC(40...60HZ)/DC OPERATION UC 440-480V AUXILIARY CONTACTS 2NO+2NC 3-POLE, SIZE | 913.51
5TG2084 | SUPPORT PLATE BROWN INSERT FOR HOLDING UP TO 2 MODULAR JACK PLUG-IN CONN. SCREW FIXING PEHA RESP. MJ | 6.97
3SE5232-0RV40 | SAFETY POS. SWITCH W. SEPARATE ACTUATOR, PLASTIC ENCLOSURE, 31MM; 1X(M20X1.5) SLOW-ACTION CONTACTS 1 | 41.04
3RF2320-1BA26 | SEMI-COND. CONTACTOR 3RF2,1-PH. AC 51 20A / AC15 12A 40 DEG. C 48-600 V / 110-230 V AC INSTANTANEOU | 85.46
3RF2320-1DA02 | SEMI-COND. CONTACTOR 3RF2,1-PH. AC 51 20 A 40 DEGREES C 24-230 V / 24 V DC SHORT-CIRC. RESIST. WIT | 71.54
3RF2320-2AA02 | SEMI-COND. CONTACTOR 3RF2,1-PH. AC 51 20 A 40 DEGREES C 24-230 V / 24 V DC SPRING-LOADED TERMINAL | 59.19
6FX8002-5YW16-1CF0 | POWER CABLE EXTENSION AI M. 025 | 882.31
8MF9233 | MOUNTING PLATE H X W = 800 X 1000 MM FOR 8MF SYSTEM CUBICLE | 249.21
8MF4932 | INDENTED RAIL Z-SHAPE W=600 | 113.61
LZX:RT314615 | PLUG-IN RELAY, 1 CO CONTACT, 115V AC, 16A, WIDTH 15.5MM PT RANGE | 7.91
6FX2001-2QC04 | SIMODRIVE (ACCESSORIES) INCR. ROTARY ENCODER W. RS 422 (TTL) 2048 PULSES, CLAMP FLANGE 10 MM SHAFT, | 366.56
6FX2001-2SA50 | SIMODRIVE (ACCESSORIES) INCR. ROTARY ENCODER W. RS 422 (TTL) 500 PULSES, CLAMP FLANGE 10 MM SHAFT, V | 366.56
3NW7252 | BUILT-IN FUSE BASE WITH SIGNAL DETECTOR FOR CYLINDRICAL FUSES SIZE 22X58 MM 100 A, 1-POLE+N | 82.72
3NP1163-1JC11 | FUSE-SWITCH-DISCONNECTOR 3-POLE, NH3, 630A 60MM BUSBAR SYSTEM COVERS FOR RITTAL FLAT CONNECTOR FUSE | 623.6
3NP4015-0CK01 | FUSE-SWITCH-DISCONNECTOR I = 100/160A, U = 500/400V FOR 40MM BUSBAR RAISED ADAPTER BOX TERMINAL AT T | 420.08
3SE5132-0BE05 | SIRUS POSITION SWITCH PLASTIC ENCLOSURE 40MM TO EN50041 DEVICE CONNECTION 1X (M20X1.5) 1NO/1NC SLOW- | 37.15
5TG7155 | DELTA STYLE, TITANIUM WHITE ROCKER W. WINDOW, W. LAB. PLATE F.HEATING EM. SWITCH, 68X68MM | 13.16
3SE5212-0BC05 | SIRIUS POSITION SWITCH BASIC SWITCH; METAL ENCLOSURE TO EN50047, 31MM DEVICE CONNECTION 1X(M20X1.5); | 27.45
7MH4115-5GC11 | SIWAREX R SELF-ALIGNING BOTTOM PART FOR LOAD CELLS SERIES RN - RATED LOAD 60T - MADE OF STAINLESS S | 947.87
6GK1901-0DA20-0AA0 | MM FO SET OF 20 BFOC CONNECTORS FOR FIBER OPTIC CABLE, STANDARD AND TRAILING TYPE CABLE, INDOOR AND | 329.29
8MF6828-4E | STANDARD CUBICLE 8MF6 HXWXD=1800X1200X800 INDIVIDUAL MOUNTING NON-VENT., ASSEM., WELDED IP40 | 4095.46
8MF6898-5E | STANDARD CUBICLE 8MF6 HXWXD=1800X900X800 INDIVIDUAL MOUNTING NON-VENT., ASSEM., WELDED IP54 | 3631.85
8MF4815 | PERFORATED COMPARTM. BOTTOM FIXED HXD=800X400 | 188.35
8MR2131-4A | 120-250V, 50WATTS CS060, 06000.0-00, | 89.45
8MF4403 | C-PROFLE-/CABLE CLAMP RAIL FOR CUBICLE WIDTH 1000MM SIZE C30 | 83.08
3RK1325-6LS41-2AA5 | SIRIUS MOTOR STARTER M200D AS-I COMMUNICATION: AS-INTERFACE DIRECT ON-LINE STARTER STANDARD MECHANIC | 1153.81
3RF2340-3AA04 | SEMI-COND. CONTACTOR 3RF2,1-PH. AC 51 40 A 40 DEGREES C 48-460 V / 24 V DC RING TERMINAL | 77.23
3SE5000-0MA00 | CONTACT BLOCK FOR POSITION SWITCH 3SE51/52 1NO/2NC SLOW-ACTION CONTACT WITH OVERLAP | 16.86
3RK1205-0BG00-0AA2 | AS INTERFACE SAFETY AT WORK SLIMLINE S22,5F CAGE CLAMP TERMINAL IP20 2F-DI | 433.34
6GK1905-0DA10 | PROFIBUS ECOFAST TERMINATING PLUG (ECOFAST CU) 2 X CU; 4 X1.5SQMM CU, PIN CONNECTOR, INT. TERMINATIN | 115.98
8MF5024-5E | STANDARD CUBICLE 8MF5 HXWXD=2000X1200X400 INDIVIDUAL MOUNTING NON-VENT., NOT ASSEM., SCREWED IP54 | 4346.62
8WA1824 | BARRIER FOR TERMINALS SZ 70 | 6.37
6FX8008-1BD61-2AA0 | SIGNAL CABLE,SOLD BY THE METER 4 X 2 X 0.18 C TRAILING CABLE, UL/CSA DESINA MOTION CONNECT 800, DELI | 696.95
6FX2001-2RD60 | SIMODRIVE (ACCESSORIES) INCR. ROTARY ENCODER W. RS 422 (TTL) 3600 PULSES, CLAMP FLANGE 10 MM SHAFT, | 366.56
3VL9280-8TC00 | ACCESSORY FOR VL160, CURRENT TRANSFORMER FOR OVERLOAD PROTECTION OF THE N-CONDUCTOR AND FOR EARTH-FA | 332.3
8MF5288-4R | STANDARD CUBICLE 8MF5 HXWXD=2200X800X800 SIDE-BY-SIDE MOUNTING NON-VENT., NOT ASSEM., SCREWED IP40 | 2762.5
7MC2998-5DC | GAS-TIGHT THRADED SLEEVE FOR PROT. TUBE DIAMETER 15 MM MATERIAL NO. 1.0718 PIPE THREAD G1/2 | 69.64
5UB1307 | I-SYSTEM, TITANIUM WHITE SOCKET OUTLET 15A 125V US STANDARD C73 CENTRAL PLATE 51X51MM | 21.88
5TT5831-8 | INSTA CONTACTOR 0/1 AUTOMATIC WITH 3 MAKE AND 1 BREAK CONTACT CONTACT FOR 230, 400 V AC, 25 A TRIGGE | 63.95
8WA1011-1PM00 | PEN TERMINAL THERMOPLASTIC PA6.6, SCREW TERMINAL ON BOTH ENDS, GREEN-YELLOW, 16MM SZ 35 | 14.16
8WD4220-5BF | SIGNAL COLUMN DIAMETER 50 MM; SINGLE ELEMENT IP54; FLASHING LIGHT ELEMENT, LED BLUE 24 V AC/DC | 93.06
A5E01163726 | KIT, ELECTRONICS WITH DIGITAL DRIVER, CLS300 CABLE LENGTHS GREATER THAN 5 M. | 1188.46
4RB5100-3JA50 | POWER CAPACITOR PHASECAP MKK 800V 10.0KVAR | 455.09
3SE5232-0HD10 | SIRIUS POSITION SWITCH PLASTIC HOUSING ACC. TO EN50047, 31MM DEVICE CONNECTION 1X(M20X1.5); 1NO/1NC | 30.7
6GK5991-2AE00-8AA0 | SCALANCE X ACCESSORY, MEDIA MODULE MM991-2LH+, 2 X 100MBIT/S SC-PORTS OPTICAL SINGLEMODE GLASS UP T | 8223.38
PBD:61009731 | LOAD CELL ASEMBLY,TENSION, 100LB (45.4 KG) | 3062.04
6GK1503-3CB00 | PROFIBUS OLM/G12 V4.0 OPTICAL LINK MODULE W. 1 RS485 AND 2 GLASS-FOC-INTERFACES (4 BFOC-SOCKETS) FOR | 1538.07
5SY4416-6 | CIRCUIT BREAKER 400V 10KA, 4-POLE, B, 16A, D=70MM | 56.06
3RT1264-6NF36 | VAC. CONTACTOR, 110KW/400V/AC-3 AC(40...60HZ)/DC OPERATION UC 96-127V AUXILIARY CONTACTS 2NO+2NC 3-P | 1258.16
3NW7324 | BUILT-IN FUSE BASE WITH SIGNAL DETECTOR FOR CYLINDRICAL FUSES SIZE 8.5X31.5MM 20A, 2-POLE | 26.85
5TG6246 | I-SYSTEM, ALUMIN.METALLIC ROCKER W. WINDOW W. LIGHT SYMBOL F. PUSHB., 55X55MM | 12.25
5TG2082 | SUPPORT PLATE ORANGE INSERT FOR HOLDING UP TO 2 MODULAR JACK PLUG-IN CONN. SCREW FIXING PEHA RESP. M | 6.97
3SE5132-0BC03 | SIRIUS POSITION SWITCH PLASTIC ENCLOSURE 40MM, TO EN50041 DEVICE CONNECTION 1X (M20X1.5) 1NO/1NC SLO | 32.2
3SE5132-1KA00 | BASIC SWITCH FOR POSITION SWITCH 3SE51. PLASTIC ENCLOSURE 40MM TO EN50041 DEVICE CONNECTION 1X(M20X1 | 41.91
8GS4001-5 | ALPHA-ZS, CONNECTING KIT FOR CONTROL LINE TERMINAL 7POLE, CABINET-CABINET | 45.09
6GT2600-4AC00 | MOBY D / RF300 ISO MOBILE DATA MEMORY MDS D424 ACCORDING ISO 15693; BUTTON, 2000 BYTE FRAM, -25 UP T | 29.16
8MF4802 | STANDARD SHELF FIXED FOR CUBICLE WXD = 600 X 800MM | 161.29
8MF4078 | BOTTOM PLATE FOR CUBICLE WXD = 1200 X 800MM | 345.8
8MR2140-3A | HEATER BLOWER, WITHOUT FAN 230 V, 300 W HV031 03111.0-00 | 223.33
8MF4523 | MOUNTING PLATE FOR CUBICLE HXW = 2200 X 1000MM | 444.32
7MB8000-4AA | RELAY OUTPUT (8), EX-PROOF | 1252.52
3RF2990-0KA16 | POWER CONTROLLER CURRENT RANGE 90A 40 DEGREES C 400-600V / 24V AC/DC FOR SEMICONDUCTOR RELAY / CONTA | 330.44
3RF2340-1AA26 | SEMI-COND. CONTACTOR 3RF2,1-PH. AC 51 40 A 40 DEGREES C 48-600 V / 110-230 V AC SCREW TERMINAL | 108.24
8MF6224-4E | STANDARD CUBICLE 8MF6 HXWXD=2200X1200X400 INDIVIDUAL MOUNTING NON-VENT., ASSEM., WELDED IP40 | 3786.38
8MF4934 | INDENTED RAIL Z-SHAPE W=900 | 158.6
6FX5008-1BB21-3AA0 | POWER CABLE, SOLD BY THE METER 4 X 2.5 C UL/CSA, DESINA MOTION-CONNECT 500 DELIVERY FORM: ON DISPOS. | 1506.42
6FX2001-2RA50 | SIMODRIVE (ACCESSORIES) INCR. ROTARY ENCODER W. RS 422 (TTL), 500 PULSES, CLAMP FLANGE 10 MM SHAFT, | 366.56
4AM3842-8JD40-0FA0 | TRANSFORMER SITAS; PHASES:1; PN/PN(S6)(KVA):0,16 /0,49; UPRI(V):400-230+/-15; USEC(V):2X115; ISEC(A) | 194.09
8MF5296-4E | STANDARD CUBICLE 8MF5 HXWXD=2200X900X600 INDIVIDUAL MOUNTING NON-VENT., NOT ASSEM., SCREWED IP40 | 3380.71
8WD4308-0DF | ADAPTER FOR CONNECTION ELEMENT PIPE MOUNTING WITH NPT THREAD ACCESSORY FOR 8WD44, SIGNALLING COLUMNS | 25.83
5TT3404 | VOLTAGE RELAY, N-TYPE AC 230/400V 2CO 0.7/0.9 ASYMMETRY | 261.19
8MF4810 | PERFORATED COMPARTM. BOTTOM FIXED HXD=600X400 | 149.69
8MF9272 | MOUNTING PLATE H X W = 2000 X 900 MM FOR 8MF SYSTEM CUBICLE | 396.01
3RT1064-2AV36 | CONTACTOR, 110KW/400V/AC-3 AC(40...60HZ)/DC OPERATION UC 380-420V AUXILIARY CONTACTS 2NO+2NC 3-POLE, | 634.56
8WH2000-1BG28 | FUSE TERMINAL WITH ILLUM. DISPLAY, 12V DC WITH 4 MM2 SPRING CONNECTION, FOR AUTOM. CIRCUIT-BREAKER, | 17.6
8WD4220-5BB | SIGNAL COLUMN DIAMETER 50 MM; SINGLE ELEMENT IP54; FLASHING LIGHT ELEMENT, LED RED 24 V AC/DC | 93.06
8WD4240-5BF | SIGNAL COLUMN DIAMETER 50 MM; SINGLE ELEMENT IP54; FLASHING LIGHT ELEMENT, LED BLUE 115 V AC/DC | 93.06
A5E01163700 | KIT, 316 STAINLESS STEEL PFA CABLE EXTENSION, 10 METER, CLS300 | 2580.31
5SG7133-8BA35 | MINIZED SWITCH DISCONNECTOR FOR NEOZED FUSE-LINK 35 A D02, 3-POLE DRAW-OUT ASSEMBLY | 84.76
3SE5242-0BE10 | SIRIUS POSITION SWITCH; PLASTIC HOUSING ACC. TO EN50047, 50MM DEVICE CONNECTION 2X(M20X1.5); 1NO/1NC | 34.26
7MF9412-6AA | ACCESSORY SET 4 SCREWS M10X50, DIN EN 24014 2 O-RINGS (FPM 90) | 2.85
6GK1901-0RB10-2AB0 | MM FO LC DUPLEX PLUG; 10 PCS. FOR MM FO ROBUST CABLE GP (2G50/125); NOTE: FOR MOUNTING SPECIAL TOOL | 336.44
8MF6296-4ES | EMC CUBICLE IP40 HXWXD=2200X900X600 | 4153.43
8MF4071 | BOTTOM PLATE FOR CUBICLE WXD = 900 X 600MM | 249.21
8WA1822-7AX01 | COVER, TRANSPARENT FOR LINK RAILS LENGTH 80 MM, F.THROUGH-TYPE TERMINALS SZ 2.5 TO 6 | 1.96
7MC2027-3AA20 | INSULATED THERMOCOUPLE WITH COMPENSATION LEAD NOM. LENGTH 500 MM,COMPENS.LEAD L2SS; SHEATH DIAMETER | 110.14
7MC2028-2AC32 | INSULATED THERMOCOUPLE WITH COUPLING SOCKET LENGTH L = 0.5 M 1 THERMOCOUPLE ELEMENT NICR/NI SHEATH D | 84.83
3RH1921-1EA11 | AUX. SWITCH BLOCK, 1NO+1NC, DIN EN50005, LATERALLY, 10 MM SCREW CONNECTION,SIZE S0...S12, FOR CONTAC | 10
3RK1105-1BG04-0CA0 | ASISAFE BASIC SAFETY MONITOR 2 F-RO, 2 ENABLING CIRCUITS, IP20, WITH SPRING-LOADED TERMINALS (REMOVA | 1377.49
8MF6266-5R | STANDARD CUBICLE 8MF6 HXWXD=2200X600X600 SIDE-BY-SIDE MOUNTING NON-VENT., ASSEM., WELDED IP54 | 2743.2
8WA1011-1BH24 | THROUGH-TYPE TERMINAL THERMOPL. SCREW TERMINAL ON BOTH ENDS SINGLE TERM.,BLACK, 8MM, SZ.6 | 3.5
8MF6888-4ES | EMC CUBICLE IP40 HXWXD=1800X800X800 | 4153.43
8MF8810 | SEALING STRIPS FOR TOP PLATE | 24.52
6AV6618-7HB01-3AB0 | WINCC FLEXIBLE /AUDIT FOR SIMATIC PANEL, RUNTIME SW, SINGLE LICENSE, LICENSE KEY ON USB STICK, TO BE | 1730.41
3VL9216-4TA30 | ACCESSORY FOR VL160, SCREW TERMINAL METRIC THREAD M6 COMPRISING 3 TERMINALS | 32.45
8MF5824-5R | STANDARD CUBICLE 8MF5 HXWXD=1800X1200X400 SIDE-BY-SIDE MOUNTING NON-VENT., NOT ASSEM., SCREWED IP54 | 3709.12
8WA2868 | FEEDER TERMINAL TO 25SQMM FOR 10X3MM AND 6X6MM N-BUSBAR, BLANK | 1.91
8MF6024-5R | STANDARD CUBICLE 8MF6 HXWXD=2000X1200X400 SIDE-BY-SIDE MOUNTING NON-VENT., ASSEM., WELDED IP54 | 3960.25
8WH8120-2AB65 | LABELS, LONGIT. 61 - 70 SIZE ZB5 | 0.11
7MF9401-7AB | SHUT-OFF VALVE DESIGN B, DIN 16270, MAX. OPERATING WITHOUT TEST COLLAR, WITH CONNECTION COLLAR PRESS | 67.1
3SF1114-1LA00-1BA1 | BASIC SWITCH W/O ACTUATOR HEAD METAL ENCLOSURE, ACC.TO EN50041 ASISAFE INTEGRATED AS-I STATUS:1:F-IN | 226.72
5TT3185 | MULTI-FUNCTION TIMER CONTACT 230V AC 4A 1 CHANGEOVER ACTIVATION 12-230 V CA/CC | 136.61
5UB1846 | DELTA STYLE SCHUKO OUTLET 10/16A 250V STATUS DISPLAY ORANGE COVER PLATE 68X68MM | 28.25
8MR2150-2B | COMPACT HIGH-PERFORMANCE HEATER BLOWER CS 030 230 V AC, 1200 W | 378.33
8MR2150-2D | 231 V / 170WATTS, CS028, 02800.0-01, | 168.13
8MF4401 | C-PROFLE-/CABLE CLAMP RAIL FOR CUBICLE WIDTH 800MM SIZE C30 | 75.12
A5E01151573 | 100 MM (4") STAINLESS STEEL HORN ANTENNA KIT | 783
A5E01191969 | ACC. MAG 3100 DN15 CL150 GROUND RING W1.4404 | 110.69
4AM4042-8ED40-0FA0 | TRANSFORMER SITAS; PHASES:1; PN/PN(S6)(KVA):0,25 /0,85; UPRI(V):600-575-550-525-500- 480-460-440-415 | 286.18
6SL3710-2GF41-1AA3 | SINAMICS G150 CONVERTER CABINET UNIT, AC/AC WITH CIM+CU320-2 3AC 500-600V, 50/60HZ NOM. POWER RATING | 102519.46
3NA3014 | LV HRC FUSE LINK GL/GG WITH NON-INSULATED GRIP LUGS WITH FRONT INDICATOR SIZE 0, 35A, AC 500V/DC 440 | 13
5ST3601 | PIN BUSBAR, 10 SQMM CONNECTION: 6X1-PHASE SAFE-TO-TOUCH | 1.12
5SJ4314-8HG42 | CIRCUIT BREAKER 10KA, 3POLE, D, 0.3A ACC. TO UL 489 - 480Y/277V | 211.17
5ST3734 | PIN BUSBAR SHOCKPROOF, 10 SQMM 2-PHASE, 214 MM LONG FULLY INSULATED | 5.79
3RW4466-2BC34 | SIRIUS SOFT STARTER, VALUES AT 460V, 50DEGREES, STANDARD: 1051A, 950HP, INSIDE DELTA: ONLY UP TO 400 | 47751.97
A5E02218297 | ACCESSORIES THREADED CONNECTION(DIN 11851, ISO 2853 AND BS 4825-4 DN32, (P GASKET) | 616.99
8MF5068-4R | STANDARD CUBICLE 8MF5 HXWXD=2000X600X800 SIDE-BY-SIDE MOUNTING NON-VENT., NOT ASSEM., SCREWED IP40 | 2453.41
8MR2130-7A | HEATER 110-250 V, 75 W HG140 14006.0-00 | 115.34
3RT1975-5AU32 | WITHDRAWABLE COIL FOR SIZE S12 F. CONTS. 3RT107/3RT127/3RT147 AC/DC OPERATION UC240-277V DRIVE: CONV | 137.95
3SE6605-2BA01 | MAGNETIC SWITCH SWITCH BLOCK, RECTANGULAR LARGE 25X88 MM, CONTACTS 1NC/1NO, WITH M8 PLUG 4-POLE, PIN | 80.01
8MF4644 | MOUNTING PLATE HXW=ALLX1200 | 368.98
6GT2691-0CN10 | MOBY D ANTENNA CABLE BETWEEN ANTENNA ANT D6/D10 AND SLG D10/D10S/SLG D11/D11S ANTENNA SWITCH, IP 65 | 119.4
8WA1011-6EG20 | TWO-TIER TERMINAL THERMOPLASTIC CONNECTION ON BOTH ENDS DIODE TERMINAL, 6.5MM SZ 4 | 8.3
8WA1221 | THROUGH-TYPE TERMINAL THERMOPL. SOLDERED CONN. ON BOTH ENDS 5.5MM, SZ1.5 | 3.19
8WA1822-7EF16 | G FUSE LINK DIN 41660 QUICK-RESPONSE HIGH BREAKING CAPACITY RATED UNINT. CURRENT 1A | 2.61
8MF5094-5E | STANDARD CUBICLE 8MF5 HXWXD=2000X900X400 INDIVIDUAL MOUNTING NON-VENT., NOT ASSEM., SCREWED IP54 | 3419.32
6FX2001-2FD60 | SIMODRIVE (ACCESSORIES) INCR. ROTARY ENCODER W. RS 422 (TTL), 3600 PULSES, SYNCHRON. FLANGE, 6 MM SH | 366.56
8MF4680 | MOUNTING PLATE HXW=2200X600 | 345.8
3VL9400-1UK01 | ACCESSORY FOR VL150UL, VL250UL VL250UL,VL400UL,VL400XUL (CG-FRAME - LG-FRAME) UNDERVOLT. RELEASE 440 | 239.41
8MF4603 | MOUNTING PLATE HXW=ALLX1000 | 95.43
8WA8861-0CF | PACK. W. 200 LAB. PLATES LAB. PLATES 5X7MM, YELLOW W. LIGHTNING SYMBOL | 0.17
8WD4308-0DB | SIGNAL COLUMNS, DIAMETER 70MM ACCESSORIES BASE (SINGLE), PLASTICS | 21.72
8GK1052-4KK31 | ALPHA 160 DIN, WALL-MOUNTED DB, SM PARTIALLY EQ. W. RAPID MOUNTING KIT FOR BUILT-IN DEV., RAL 9016, | 990.49
7MF9007-6BA | GASKET DIN 19207 B 1/2, MAT. NO. 1.4571 PRESSURE EQUIPMENT DIREKTIVE F. GAS 1/LIQUIDS 1 ART. 3.3 SEP | 36.71
5UB1100-5KK | DELTA GROUND. OUTLET CONT. UNIT 10/16 A 250 V WITH SCREW TERMINALS 4 SQMM FINELY STRANDED WITHOUT CL | 6.43
3TC4417-0AB4 | CONTACTOR, SIZE 2, 2-POLE DC-3 AND 5,RATD.OPERAT.CURR.32A AUXILIARY CONTACTS 22 (2NO+2NC) DC OPERATI | 204.93
3TC4417-0AF4 | CONTACTOR, SIZE 2, 2-POLE DC-3 AND 5,RATD.OPERAT.CURR.32A AUXILIARY CONTACTS 22 (2NO+2NC) DC OPERATI | 226.26
5UB1521 | I-SYSTEM SCHUKO SOCKET OUTLET W. INCREASED TOUCH PROTECTION ORANGE, 55MM X 55MM | 16.79
6FX2003-8LB16 | SET OF SOCKET CONTACTS (POWER CONNECTOR SIZE 3) 5X POWER CONTACTS 16 SQMM, 3X BRAKE CONTACTS 1-2.5 S | 173.83
6GK1900-0MB00-0AC0 | IE SC RJ POF PLUG SCREW CONNECT. FOR ON-SITE PREASSEMBL. TO POF LWL CABLES (PACKAGING UNIT 20 DUPLEX | 722.98
8MF6288-5E | STANDARD CUBICLE 8MF6 HXWXD=2200X800X800 INDIVIDUAL MOUNTING NON-VENT., ASSEM., WELDED IP54 | 3902.28
8WD4250-5BC | SIGNAL COLUMN DIAMETER 50 MM; SINGLE ELEMENT IP54; FLASHING LIGHT ELEMENT, LED GREEN 230 V AC/DC | 93.06
8WD4400-1AF | SIGNALLING COLUMN STEADY LIGHT BLUE, 12...240V AC/DC | 38.36
8WH3020-0AE00 | TWO-TIER TERMINAL WITH QUICK CONNECTION, SECTION: 0.25-1.5 MM2, WIDTH: 5.2 MM, COLOR: GRAY | 5.74
6SL3203-0BD23-8SA0 | SINAMICS SUPPL. LINE FILTER CL. B FOR POWER MODULE FSC FOOT PRINT 3AC 380-480V 39,4A 362 X 190 X 55 | 317.91
4RB5075-3CD50 | POWER CAPACITOR PHASECAP MKK 230V 7.5KVAR | 361.73
5SM2645-0 | FI-BLOCK F.LS-SWITCH 5SY TYPE AC (WS), T=70MM 6-63A 4POLE IFN 0,3A 400V | 53.98
5SD8010 | DIAZED FUSE-LINK 690V FOR CABLE AND LINE PROTECTION UTILIZATION CATEGORY GG SIZE DIII, E33, 10A | 24.8
3VL9100-4RB00 | ACCESSORY FOR VL160X, REAR TERMINAL, LONG, ROUND, COMPRISES 1 TERMINAL | 24.08
6SL3040-1GA00-1AA0 | SINAMICS G130 CONTROL UNIT KIT PROFIBUS GROUP MLFB CONSISTING OF: CONTROL UNIT CU320-2 DP COMPACTFLA | 1124.03
3RT1065-2AD36 | CONTACTOR, 132KW/400V/AC-3 AC(40...60HZ)/DC OPERATION UC 42-48V AUXILIARY CONTACTS 2NO+2NC 3-POLE, S | 897.12
6SL3056-4AA38-4AV0 | AMPEREMETER FOR SINAMICS V50 DISPLAY RANGE 0-840A INPUT 0-20MA | 83.22
6SL3130-1TE24-0AA0 | SINAMICS S120 BASIC LINE MODULE INPUT: 3PH 380-480V, 50/60HZ OUTPUT: DC 600V, 67 A, 40KW FRAME SIZE: | 3062.48
3LD9286-4A | NAME PLATE WITHOUT INSCRIPTION PACKING: 10 PIECES | 2.56
3NE9636-1C | SITOR FUSE-LINK FOR SEMICONDUCTOR PROTECTION 630A AR 2500V SIZE 3 CONNECTION CONTACT INDICATOR 260MM | 999.15
7MH4130-4AE11 | SIWAREX R ELASTOMERIC BEARING FOR LOAD CELLS SERIES RN - RATED LOAD 500KG AND 1T - CARRIER MADE OF S | 327.81
5SY5104-7 | CIRCUIT BREAKER CURR. SENS DC 220V AC 230/400V 10KA, 1-POLE, C, 04A | 22.17
5SY4140-5 | CIRCUIT BREAKER 230/400V 10KA, 1-POLE, A, 40A, D=70MM | 45.49
5SY4205-5 | CIRCUIT BREAKER 400V 10KA, 2-POLE, A, 0.5A, D=70MM | 101.79
3NW2120-0HG | FUSE LINK CLASS CC ACC. TO UL STANDARD 248-4 QUICK-RESPONSE, CURRENT-LIMIT. RATED CURRENT 12 A RATED | 20.1
3NW3060-0HG | FUSE LINK CLASS CC ACC. TO UL STANDARD 248-4 SLOW-BLOW, CURRENT-LIMITING RATED CURRENT 6 A RATED VOL | 20
3NP1133-1CA22 | FUSE-SWITCH-DISCONNECTOR 3-POLE, NH00, 160A MOUNTING PLATE CONSTRUCTION COVER LEVEL 45 MM BOX TERMIN | 248.03
3RS1100-1CD20 | TEMPERATURE MONITORING RELAY THERMOCOUPLE TYP J, EXCEEDING 1 THRESH. VAL., WIDTH 22ND5 MM 0 C - 200 | 200.04
3WL9111-0AN37-0AA0 | ACCESSORIES CIRCUIT BREAKER 3WL MAIN CONDUCTOR CONN. 1 OFF WITHDRAW. CIRC. BREAKER SZ III HORIZONTAL | 398.52
3RW4445-2BC36 | SIRIUS SOFT STARTER, VALUES WITH 575 V, 50 DEG., STANDARD: 280A, 250HP, INSIDE-DELTA CIRCUIT 3: 485A | 19885.76
3VL9800-8LC00 | ACCESSORY FOR VL1250, VL1600, WALKING-BEAM INTERLOCK FIXED MOUNTED | 1654.97
3RW4446-6BC36 | SIRIUS SOFT STARTER, VALUES WITH 575 V, 50 DEG., STANDARD: 315A, 300HP, INSIDE-DELTA CIRCUIT 3: 546A | 23156.44
3NE1813-0 | SITOR FUSE-LINK UTILIZ. CATEGORY GS, DIN 43620 16A , AC 690 V ,(SIZE 000) | 47.39
3NJ4121-3BF01 | IN-LINE FUSE SWITCH DISCONNECTOR 1-POLE SWITCHABLE, SIZE 1, I=250A , U=690V, SCREW TERMINAL M 10 NEW | 263.12
3NJ4915-1EA20 | ACCESSORIES F. STRIPS 3NJ41 IN-LINE FUSE SW.DISC. S.NH00 INTEGRAT. CURR. TRANSFORMER 100/1 A, CL.1 | 99.3
3NJ4133-3CF01 | IN-LINE FUSE SWITCH DISCONNECTOR 3-POLE SWITCHABLE, SIZE 2 AND 1 I=400 A, U=690 V FLAT CONNECTOR M 1 | 880.92
3NJ4915-1BA00 | ACCESSORIES F. STRIPS 3NJ41 IN-LINE FUSE SW.DISC. S.NH00 HOLDER WITH DIST.SLEEVE | 8.36
8MF6224-4R | STANDARD CUBICLE 8MF6 HXWXD=2200X1200X400 SIDE-BY-SIDE MOUNTING NON-VENT., ASSEM., WELDED IP40 | 3419.32
8MF6226-5E | STANDARD CUBICLE 8MF6 HXWXD=2200X1200X600 INDIVIDUAL MOUNTING NON-VENT., ASSEM., WELDED IP54 | 4733
5SY6132-6 | CIRCUIT BREAKER 230/400V 6KA, 1-POLE, B, 32A, D=70MM | 10.63
5SY6513-6 | CIRCUIT BREAKER 230V 6KA,1+N-POLE B, 13A, D=70MM | 23.92
5SY4550-7 | CIRCUIT BREAKER 230V 10KA, 1+N-POLE, C, 50A, D=70MM | 47.65
5SY4563-7 | CIRCUIT BREAKER 230V 10KA, 1+N-POLE, C, 63A, D=70MM | 55.67
5SH123 | DIAZED-SCREW CAP DIII 63A AC DC 500V CERAMIKS WITH TEST HOLE | 3.31
6AU1820-3BA20-0AB0 | SIMOTION TECHNOLOGY FUNCTION DIRECT PRODUCT MOTION SINGLE LICENSE FOR ONE DESTINATION DEVICE | 5757.07
5SJ4102-8HG42 | CIRCUIT BREAKER 10KA, 1POLE, D, 2A ACC. TO UL 489 - 277V | 53.09
7ND4801-7CC | POWER SUPPLY 90 -240 VAC FOR SIREC D400 | 1933.4
A5E02611792 | FUE950 STAINLESS STEEL POCKET G1/2B, 155 MM (PN25) FOR PT500 SENSOR, 6 MM TYPE (1 PCS.). | 124.14
8GK4101-8KK12 | ALPHA 400 DIN, RAPID MOUNTING KIT FOR INSTALLATION MOUNT. DEVICE WITH ROW DISTANCE 150 MM WITH LONGI | 447.44
7PV1558-1AW30 | TIME RELAY, CLOCK-PULSE RELAY 7 TIME SETTING RANGES, 0,05S...100H, AC/DC 12... 240V, WITH LED . | 62.25
8WA1011-3DF21 | THROUGH-TYPE TERMINAL THERMOPL. SCREW TERMINAL ON BOTH ENDS TERMINAL BLOCK 3-POLE, BEIGE 18MM, SZ 2. | 5.67
3RW4046-2TB05 | SIRIUS SOFT STARTER, S3, 80A, 55KW/500V, 40 DEGR., AC 400-600V, AC/DC 24V, SPRING-LOADED TERMINALS, | 1783.94
3RW4047-2TB05 | SIRIUS SOFT STARTER, S3, 106A, 75KW/500V, 40 DEGR., AC 400-600V, AC/DC 24V, SPRING-LOADED TERMINALS, | 1937.94
3RW3018-2BB14 | SIRIUS SOFT STARTER, SIZE S00, 17.6A, 7.5KW/400V, 40 DEGREES, 200-480V AC, 110-230V AC/DC, SPRING-LO | 355.51
3RW4026-1BB15 | SIRIUS SOFT STARTER, S0, 25A, 15KW/500V, 40 DEGR., AC 400-600V, AC/DC 110-230V, SCREW TERMINALS | 621.2
6SL3720-1TG28-5AA3 | SINAMICS S120 CABINET MODULE SINGLE MOTOR MODULE WITH CIM+CU320-2 OUTPUT: DC 675 - 1035V INPUT: 3AC | 11517.61
6SL3224-0BE13-7UA0 | SINAMICS G120 POWER MODULE PM240 WITHOUT FILTER WITH BULT IN BRAKING CHOPPER 3AC380-480V +10/-10% 47 | 809.53
3NA7220 | LV HRC FUSE LINK GL/GG WITH NON-INSULATED GRIP LUGS WITH COMBINATION INDICATOR SIZE 2, 50A, AC 500V/ | 14.04
3LD2704-0TK51 | MAIN CONTROL SWITCH 3-POLE IU=100, P/AC-23A AT 400V=37KW FRONT MOUNTING FOUR-HOLE MOUNTING ROTARY AC | 83.66
3NC2220-5 | SITOR CYLIND. FUSE-LINK AR WITH HAMMER 22X58 20 A, 690 V | 31.88
3ND1817 | LV HRC FUSE LINK A.M. W.NON-INSULATED GRIPPING LUGS SIZE 00, 40A, 500V | 14.04
6ES7350-1AH03-0AE0 | SIMATIC S7-300, COUNTER MODULE FM 350-1 FOR S7-300, COUNTER FUNCTIONS UP TO 500 KHZ 1 CHANNEL FOR CO | 1138.98
6ES7352-1AH02-0AE0 | SIMATIC S7-300, FM 352 ELECTRON. CAM-OPERATED CONTROL INCL. CONFIG. PACKAGE ON CD | 2149.6
5SY4405-7 | CIRCUIT BREAKER 400V 10KA, 4-POLE, C, 0.5A, D=70MM | 93.77
5SU1324-7FA20 | FI/LS-PROTECTOR TYPE A (PSE/SSF), D=70 MM IFN 30MA, 10KA,2-POLE C 20A 3MW | 109.75
3RW4436-6BC36 | SIRIUS SOFT STARTER, VALUES WITH 575 V, 50 DEG., STANDARD: 145A, 125HP, INSIDE-DELTA CIRCUIT 3: 251A | 12572.51
3RT1066-2NF36 | CONTACTOR, 160KW/400V/AC-3 AC(40...60HZ)/DC OPERATION UC 96-127V AUXILIARY CONTACTS 2NO+2NC 3-POLE, | 1170.63
3NE6437-7 | SITOR FUSE LINK 710A, AC 900V | 252.45
3NA3352-6 | LV HRC FUSE LINK GL/GG WITH NON-INSULATED GRIP LUGS WITH FRONT INDICATOR SIZE 3, 315A, AC 690V/DC 44 | 89.74
7ME3960-0UC20 | ULTRASONIC COUPLANTS ULTRASONIC COUPLANTS, PERMANENT SYNTHETIC POLYMER BASED -40 TO +190 DEGREES CEL | 29.63
7ME6920-1AB10-1AA0 | MAG 6000 SV, IP67 / NEMA 4X/6, EXCITATION FREQUENCY, 115-230V | 1842.84
3NJ4915-2EB10 | ACCESSORIES F. STRIPS 3NJ41 IN-LINE FUSE SW.DISC. S.NH1-3 INTEGRAT. CURR. TRANSFORMER 100/5A,CL.0.5 | 91.34
3NP1123-1BB23 | FUSE-SWITCH-DISCONNECTOR 3-POLE, NH000, 160A 40MM BUSBAR SYSTEM COVER LEVEL 32/70 MM BOX TERMINAL FU | 317.57
6FX5008-2DC00-6AA0 | SIGNAL CABLE, SOLD BY THE METER (DRIVE CLIQ) 2X2X0,15+2X0.38 C UL/CSA DESINA MOTION-CONNECT 500, DEL | 4133.94
3NW7901 | CONTROL SWITCH 1NO+1NC FOR CYLINDRICAL FUSE BASE SIZE14X51 MM | 21.99
3NP1953-1CD00 | ACCES.F.FUSE SWI. DISCONNECTOR FOR NH2 FLOOR COVER 2X BASES AND 6X PROTECTIVE WALLS | 13.21
3NY4012 | SPARE PART FOR FUSE SWITCH DISCONNECTORS 3NP53/54 ARC CHUTE ARC CHUTE | 16.68
3RT1955-5AF31 | WITHDR. COIL FOR MOD. S6 FOR CONTACTORS 3RT105/3RT145 AC/DC ACTUATOR UC110-127V DRIVE: CONVENTIONAL | 69.27
3TH4293-0AD0 | CONTACTOR RELAY 44E EN 50 011 4NO+4NC, 1 OVERLAPPING SCREW TERMINAL, AC OPERATION AC 50HZ 42V/60HZ 5 | 68.49
3WL9111-0AJ05-0AA0 | ACCESSORIES CIRCUIT BREAKER 3WL ELECTR. ON-PUSHBUT. IN OP.PANEL WITH IKON LOCK INCL. CONNECTION CABL | 410.55
3RN1000-2AM00 | THERMISTOR MOTOR PROTECTION COMPACT EVALUATION UNIT AUTO, 1W, AC 230V SPRING-LOADED TERMINAL | 110.79
3RK2200-0CG02-0AA2 | AS-INTERFACE CONTROL CABINET MODULE SLIMLINE S22.5 A/B SLAVE IP 20 4DI <=270MA SPRING-LOADED TERMINA | 416.11
3RK2400-1BQ20-0AA3 | AS-INTERFACE COMP. MODULE K45, A/B SLAVE, DIG., 2A/2E, IP 67, 2 INPUTS, 2 OUTPUTS 4 X M12 SOCK. W. S | 245.37
4EP4002-8DS00 | COMMUTATING CHOKE FOR CONVERTER; PHASES:3; UN1(V):400; ITHMAX 1(A) / F1(HZ):91 /50; I LN (A):81,9; U | 2726.27
4RB6400-3EA50 | POWER CAPACITOR PHASECAP HD MKK 400V 40.0KVAR | 761.81
3VL9112-5GA30 | ACCESSORY FOR VL160X, RCD MODULE BOTTOM M. IN=160A UE=127...480V 3 POLE | 1537.23
3RN1010-2CG00 | THERMISTOR MOTOR PROTECTION STANDARD EVALUATION UNIT AUTO, 1NO+1NC, AC 110V SPRING-LOADED TERMINAL | 140.53
3RK1903-3AC10 | 65MM TERMINAL MODULE FOR F-DS1E-X WITHOUT INFEED TERMINALS, WITH CODING FOR TRIPPING GROUPS | 274.06
3NC3243-6B | SITOR FUSE-LINK SIZE 3 690V,1250A WITH INT. THREAD M12 | 229.94
3NE1331-0 | SITOR FUSE-LINK UTILIZ. CATEGORY GS, DIN 43620 350A , AC 690 V ,(SIZE 2) | 150.51
5SJ6110-6KS | CIRCUIT BREAKER 230/400V 6KA, 1-POLE, B, 10A, D=70MM WITH SCREWLESS TAP-OFF TERMINAL | 8.44
5SJ4125-8HG42 | CIRCUIT BREAKER 10KA, 1POLE, D, 25A ACC. TO UL 489 - 277V | 44.15
3RT1065-6NB36 | CONTACTOR, 132KW/400V/AC-3 AC(40...60HZ)/DC OPERATION UC 21-27.3V AUXILIARY CONTACTS 2NO+2NC 3-POLE, | 962.76
3NE1021-2 | SITOR FUSE-LINK UTILIZ. CATEGORY GR, DIN 43620 100A , AC 690 V ,(SIZE 00) | 60.45
3NH3430 | LV HRC FUSE BASE, 690V(1000V) SINGLE-POLE, 630A, SIZE 3 | 126.95
6AV6613-1GA51-3CA0 | WINCC FLEXIBLE 2008 RUNTIME 4096 POWER TAGS RUNTIME SW, SINGLE LICENSE SW AND DOCUMENTATION ON CD LI | 11536.01
4AT3032-5AJ10-0FA0 | TRANSFORMER SITAS; PHASES:1; PN/PN(S6)(KVA):4 /16; UPRI(V):400+/-5%; USEC(V):110; ISEC(A):36,4; F(HZ | 1799.18
3RS1002-2CD10 | TEMPERATURE MONITORING RELAY PT1000 OVERRANGE 1 THRESHOLD, WIDTH 22.5 MM 0 DEG. C TO 100 DEG. C 24 V | 207.01
3WL9111-0AN21-0AA0 | ACCESSORIES CIRCUIT BREAKER 3WL MAIN CONDUCTOR CONN. 1 OFF WITHDRAW. CIRC. BREAKER SZ II VERTICAL CO | 194.04
6GK5798-0PT00-2AA0 | IWLAN RCOAX N-CONNECT/SMA FEMALE/ FEMALE PANEL FEEDTHROUGH 2.4 GHZ CABINET CABLE DUCT FOR MAXIMAL WA | 21.93
3NJ6900-4HB12 | ACCESSORY FOR SWITCH DISCONNECTOR W/FUSE, IN-LINE, PLUG-IN, AMPEREMETER, BI-METAL 50/1A, CL.1, 1 VA | 190.07
3NJ6923-1DA00 | ACCESSORY FOR DISCONNECTOR FUSES IN-LINE TYPE, CAN BE PLUGGED IN, NH00 TERMINAL COVER FOR 2-POLE AND | 48.81
3NJ6930-3DB00 | ACCESSORY FOR DISCONNECTOR-FUSE IN-LINE TYPE, CAN BE PLUGGED IN,NH1 CURRENT TRANSFORMER RAILS FOR 1 | 57.5
3NJ6940-3BL21 | ACCESSORY FOR IN-LINE FUSE SWITCH DISCONNECT. PLUG-IN, CURRENT TRANSFORMER 600/5A, CL.1, 5 VA | 57.94
6XV1821-0BN65 | SIMATIC NET, PROFIBUS PLASTIC FIBER OPTIC, STANDARD CABLE WITH 4 BFOC CONNECTORS L = 65 M | 538.71
6SL3710-1GE35-0CA3 | SINAMICS G150 CONVERTER CABINET UNIT, AC/AC WITH CIM+CU320-2 3AC 380-480 V, 50/60 HZ NOM. POWER RATI | 35122.38
7ML1830-1DS | LOCKNUT,1"NPT,PLASTIC | 10.96
6AV6371-1DH07-0AX4 | WINCC/WEB NAVIGATOR UPGRADE V6.0 / V6.1 -> V7.0 FOR 3 CLIENTS, INCL. UPGRADE DIGNOSTICS CLIENT/ SER | 4549.41
6GT2190-0AB00 | MOBY D/E FIXING STRAP FOR MDS D100 / MDS E600 / 611, RF360T ONLY IN COMBINATION WITH DISTANCE HOLDE | 4.21
6AG1064-1AA01-0AA0 | COMMISSIONING BOX F. SINAMICS S WITH CONNECTING CABLE | 1385.14
3NW8205-1 | CYLINDRICAL FUSE A.M. ACC. TO FRENCH STANDARD (NFC) WITHOUT INDICATOR SIZE 22X58MM, 500V 16A | 11.18
3NP1943-1BA00 | ACCES.F.FUSE SWI. DISCONNECTOR FOR NH1 SADDLE TERMINAL | 14.38
3RT1926-2FK11 | SOLID-STATE, TIME-DELAYED AUXILIARY SWITCH BLOCK SETTING RANGE 0.05 S...1 NO, AC/DC 100...127 V, 1NO | 75.96
3TF6833-1QL7 | CONTACTOR SIZE 14, 3-POLE AC-3 335 KW, 400/380 V (690 V) AUXILIARY SWITCH 33 (3NO+3NC) INTEGRATED RE | 3865.76
7MH7723-1HK | MWL MODULE LEFT HAND GALVANIZED | 1876.56
7ME3951-0LF00 | TRANSDUCER, PORTABLE, NO APPROV TRANSDUCER FOR PORTABLE METER VERSION, NO APPROVAL LIQUID FLOW: E2 U | 2840.82
7MH7725-1DF | LOAD CELL, MSI,1000 LB, STAINLESS STEEL, NTEP, OIML/MID, SPARE | 3616.66
7NG3211-1NN00 | TEMPERATURE TRANSMITTER SITRANS TH200 FOR INSTALLATION IN SENSOR HEAD 2-WIRE SYSTEM, 4-20 MA, PROGRA | 325.45
4RB5250-3JA50 | POWER CAPACITOR PHASECAP MKK 800V 25.0KVAR | 660.13
8MF6888-5R | STANDARD CUBICLE 8MF6 HXWXD=1800X800X800 SIDE-BY-SIDE MOUNTING NON-VENT., ASSEM., WELDED IP54 | 2897.73
8MF4838 | 19 INCH FRAME FOR 7 HM | 191.03
3RP1512-2AQ30 | TIME RELAY, MULTIFUNCTIONAL, SPRING-LOADED TERMINAL, 1 CHANGEOVER CONTACT, ON-DELAY, 1 TIME RANGE, 1 | 140.53
5SJ4106-8HG41 | CIRCUIT BREAKER 240V 14KA, 1-POLE, D, 6A, D=70MM ACC. TO UL 489 | 53.71
5SY5113-6 | CIRCUIT BREAKER CURR. SENS DC 220V AC 230/400V 10KA, 1-POLE, B, 13A | 17.16
4RB2100-3EB50 | POWER CAPACITOR PHICAP MKP 415V 10.0KVAR | 115.17
8GK9910-1KK20 | ALPHA 630 DIN, RAIL, WIDTH = 500MM MINIMUM ORDER QTY 10 UNITS | 8.04
6DR4004-1B | CONNECTION MANIFOLD FOR SAFETY SOLENOID VALVE WITH EXTENDED MOUNTING FLANGE TO NAMUR - FOR MOUNTING | 290.46
5SU1653-7KK40 | FI/LS-PROTECTOR TYPE A (PSE/SSF), D=70MM IFN 300MA,4.5KA, 1+N-POLE C 40A | 126.87
6AV6671-3CC00-0AX0 | PROTECTIVE MEMBRANE MP 277 8" MP 277 8"T/K UNTIL ES14 10 PIECES PER PACKAGING UNIT | 203.17
6SL3000-2DG38-1EA0 | SINAMICS DU/DT-FILTER COMPACT PLUS VOLTAGE PEAK LIMITER FOR SINAMICS G: 3AC 500-600V 315/400KW 3AC 6 | 11811.14
8WD5320-0CE | BUILT-IN LUMINAIRE FLASHLIGHT, 24V, CLEAR | 160.16
A5E01623514 | KIT,LR260 / LR460, HORN 4",WITH PURGE, NO EMITTER, AVAILABLE WITH NO PRESSURE RATING, 0.5 BAR MAXIMU | 444.02
A5E01163685 | SPARE, 316L STAINLESS STEEL MOUNTING BRACKET | 305.76
3SE5000-0AA01 | TWIST LEVER FOR POSITION SWITCH 3SE51 METAL LEVER, FORM A 27MM LONG,STEP 9MM, W. PLASTIC ROLLER 19MM | 4.76
3VL9400-3HG05 | ACCESSORY FOR VL400, FOR INSTALLAT. IN DOORS, COMPL. DOOR DRIVE 8UC7 HANDLE RED, MASKING FRAME YELLO | 260.99
4RB4063-3EJ50 | POWER CAPACITOR PHASECAP COMPACT MKK 480V 6.3KVAR | 245.05
6AG1195-7KF00-2XA0 | SIPLUS S7-300 ISOLATION MODULE - 25...+ 60 DGR C EN50155 CONFORMITY BASED ON 6ES7195-7KF00-0XA0 | 567.06
3NW6207-1 | CYLINDRICAL FUSE GG ACC. TO FRENCH STANDARD (NFC) WITHOUT INDICATOR SIZE 22X58MM, 500V 20A | 7.96
8MF2268-4R | STANDARD CUBICLE 8MF2 HXWXD=2200X600X800 SIDE-BY-SIDE MOUNTING NON-VENTIL., ASSEMBL., WELDED IP40 | 2221.59
4RB4075-3CD50 | POWER CAPACITOR PHASECAP COMPACT MKK 230V 7.5KVAR | 346.73
3NP1133-1JB12 | FUSE-SWITCH-DISCONNECTOR 3-POLE, NH00, 160A 40MM BUSBAR SYSTEM COVERS FOR RITTAL FLAT CONNECTOR FUSE | 265.43
3NW6106-1 | CYLINDRICAL FUSE GG ACC. TO FRENCH STANDARD (NFC) WITHOUT INDICATOR SIZE 14X51MM, 500V 12A | 4.62
3NW7014-4 | CYLINDRICAL FUSE-HOLDER 10X38 1000V 25A 1-POLE WITH LED-SIGNAL DETECTOR FOR PHOTOVOLTAIC-APPLICATION | 17.89
6SL3000-0CH32-2AA0 | SINAMICS LINE REACTOR INPUT: 3-PH. 660-690 V, 50/60 HZ, 230 A | 1341.95
6SL3000-1BH32-5AA0 | SINAMICS BRAKING RESISTOR INPUT: 1035 V DC OUTPUT: 250 KW/15 S 4.9 OHM | 3734.75
3VL9400-3MQ01 | ACCESSORY FOR VL400UL, VL400XUL MOTOR DRIVE WITH STORAGE SPRING 220...250V AC/DC | 1687.67
3VL9400-8CB40 | ACCESSORY FOR VL400, TERMINAL COVER STANDARD 1 PIECE = 2 COVERS 4 POLE | 81.11
6SE6420-2AB21-5BA1 | MICROMASTER 420 WITH BUILT IN CLASS A FILTER 1AC 200-240V +10/-10% 47-63HZ CONSTANT TORQUE POWER 1 | 1264
5TA2128 | DELTA SWITCH INSERT FM 2-CIRCUIT SWITCH SCREWABLE, 10A 250V | 11.31
8MF2008-4E | SICUBE 8MF2000 CUBICLE SYSTEM WELDED H X W X D = 2000 X 1000 X 800MM FOR INDIVIDUAL MOUNTING WITH 2 | 3477.29
8WH8120-3AC05 | LABELS, LONGIT. 91 - 100 SIZE ZB6 | 0.11
8WH8140-3AB05 | LABELS, TRANSV. 1 - 10 SIZE ZB6 | 0.11
3RT1264-6AP36 | VAC. CONTACTOR, 110KW/400V/AC-3 AC(40...60HZ)/DC OPERATION UC 220-240V AUXILIARY CONTACTS 2NO+2NC 3- | 1176.09
3NY1513-2 | SPARE PART FOR FUSE SWITCH DISCONNECTORS 3NP52 INSERT WITH HANDLE WITH EFM WITHOUT CONTROL CABLE U=4 | 1196.43
3RT1476-6AV36 | CONTACTOR, 690A/AC-1 AC(40...60HZ)/DC OPERATION UC 380-420V AUXILIARY CONTACTS 2NO+2NC 3-POLE, SIZE | 1526.19
8MF5066-5R | STANDARD CUBICLE 8MF5 HXWXD=2000X600X600 SIDE-BY-SIDE MOUNTING NON-VENT., NOT ASSEM., SCREWED IP54 | 2665.93
8WD4450-0CD | SIGNALLING COLUMN SINGLE-FLASH LIGHT ELEMENT YELLOW, 230V AC | 129.14
3RK3511-2BA10 | SIRIUS, INTERFACE MODULE DP-INTERFACE, FOR MODULAR SAFETY SYSTEM 3RK3 PROFIBUS-DP INTERFACE 12 KBIT/ | 730.36
6DR4004-6A | ALARM MODULE . PLUG-IN MODULE FOR BINARY SIGNALS FOR SIPART PS2 ELECTROPNEUMATIC POSITIONER, SIMPLE | 298.77
8GK9601-1KK31 | ALPHA 630 DIN, COVER HEIGHT = 150MM, WIDTH = 750MM, CUTOUT 3X12MW MINIMUM ORDER QTY 10 UNITS | 60.95
8GK4556-3KK12 | ALPHA 400/630 DIN, KIT FOR FUSE SWITCH 3NP4270, 1XNH1 FOR MOUNTING PLATE H=450 W=250 | 106.49
8GK1032-5KK11 | ALPHA 160 DIN, WALL-MOUNTED DB, SM UNEQ. DISTR. BOARD RAL 9016 IP43 SK2, H=1100 W=300 D=140 | 338.53
8GK4707-4KK27 | ASSEMBLY KIT 3KA SWITCH DISC. FOR 3KA 55 / 57 /58 ON SUPPORT PLATE | 206.96
5SD7468-1 | MALE CONNECTOR TYPE 2 L-N REQUIREMENT CATEGORY C, UC 350V 1POLE F. SURGE ARRESTER 5SD746... | 57.63
5SJ4115-8HG40 | CIRCUIT BREAKER 240V 14KA, 1-POLE, D, 1,6A, D=70MM ACC. TO UL 489, SAME POLARITY | 45.05
4RB2025-3EE50 | POWER CAPACITOR PHICAP MKP 440V 2.5KVAR | 48.28
4RB2042-3EE50 | POWER CAPACITOR PHICAP MKP 440V 4.2KVAR | 52.56
6SL3203-0CD22-2AA0 | SINAMICS LINE REACTOR FOR POWER MODULE FSC 7,5 AND 11 KW RATED POWER BASED ON I_L FOOT PRINT | 249.42
A5E01181689 | 60M.(200FT)CABLE KIT WITH STANDARD COIL CABLE, 3 X 1.5 MM2/ 18 GAGE WITH SHIELD PVC AND ELECTRODE CA | 924.59
6AV6613-4DF01-3AD0 | WINCC FLEXIBLE 2008 RUNTIME POWERPACK 512 > 2048 POWER TAGS RUNTIME SW, SINGLE LICENSE, LICENSE KEY | 2693.9
5SY4232-5 | CIRCUIT BREAKER 400V 10KA, 2-POLE, A, 32A, D=70MM | 101.79
8MF2896-4EN | SICUBE 8MF2000 EMC-CUBICLE; WELDED, NI-PLATED H X W X D = 1800 X 900 X 600MM FOR INDIVIDUAL MOUNTING | 6007.97
8MF2898-3RB | STANDARD CUBICLE 8MF2 HXWXD=1800X900X800 SIDE-BY-SIDE MOUNTING VENTIL., ASSEMBL., WELDED IP30 | 2607.97
5SY4232-7 | CIRCUIT BREAKER 400V 10KA, 2-POLE, C, 32A, D=70MM | 29.98
5SY4340-6 | CIRCUIT BREAKER 400V 10KA, 3-POLE, B, 40A, D=70MM | 57.84
5SY4480-7 | CIRCUIT BREAKER 400V 10KA, 4-POLE, C, 80A, D=70MM | 172.23
3RT1075-6NF36 | CONTACTOR, 200KW/400V/AC-3 AC(40...60HZ)/DC OPERATION UC 96-127V AUXILIARY CONTACTS 2NO+2NC 3-POLE, | 1537.11
3RT1076-2NP36 | CONTACTOR, 250KW/400V/AC-3 AC(40...60HZ)/DC OPERATION UC 200-277V AUXILIARY CONTACTS 2NO+2NC 3-POLE, | 2149.79
6SL3720-1TG41-3AA3 | SINAMICS S120 CABINET MODULE SINGLE MOTOR MODULE WITH CIM+CU320-2 OUTPUT: DC 675 - 1035V INPUT: 3AC | 113435.88
6SL3330-7TE41-2AA3 | SINAMICS ACTIVE LINE MODULE 3AC 380-480V, 50/60HZ, 1260A OUTPUT: DC 510 - 720V RATED POWER: 800KW BU | 60010.32
3VL9400-3MQ00-ZL12 | ACCESSORY FOR VL400, MOT.OP.MECHAN.W/SPRING ENERGY STORE; 220...250V AC/DC WITH CONNECTING CABLE | 1626.18
3VL9400-8CD30 | ACCESSORY FOR VL400 TERMINAL COVER IP30 SHORT COMPRISES 1 COVER 3-POLE | 89.62
3VL9300-8CE00 | ACCESSORY FOR VL160X, VL160, VL250, INTERPHASE BARRIERS 1SET=2PIECES | 34.93
5SY7240-6 | CIRCUIT BREAKER 400V 15KA, 2-POLE, B, 40A, D=70MM | 63.72
8MF2826-4RB | STANDARD CUBICLE 8MF2 HXWXD=1800X1200X600 SIDE-BY-SIDE MOUNTING VENTIL., ASSEMBL., WELDED IP40 | 3284.12
8US1921-2AD00 | BUSBAR ADAPTER SYSTEM TERMINALS FOR 5MM BUSBAR THICKNESS 16-70MM2 | 3.31
8WH9060-4AA00 | ADAPTER FOR SIEMENS LABEL 5MMX7MM | 0.06
8WH9070-0AA00 | COMPARTMENT PARTITION FOR OPTICAL AND ELECTRICAL ISOL. FROM TERMINAL GROUPS, WITH SECTIONS UP TO 4 M | 0.53
3NP1940-1FB00 | ACCES.F.FUSE SWI. DISCONNECTOR FOR NH1-NH3 AUXILIARY SWITCH, 1 CO CONTACT SOLID-STATE COMPATIBLE | 18.31
5SY6503-7 | CIRCUIT BREAKER 230V 6KA,1+N-POLE C, 3A, D=70MM | 16.9
5SY6513-7 | CIRCUIT BREAKER 230V 6KA,1+N-POLE C, 13A, D=70MM | 13.4
7ML1930-1CM | PLASTIC ENCLOSURE FOR 6 RD DISPLAY | 797.74
8GK9511-6KK31 | ALPHA 400DIN DOOR AS SPARE PART LEFT DOOR H=950 MM,W=525 MM FOR CABINET WIDTH 750/1000 MM UP, IP31, | 157.71
8GK9511-7KK31 | ALPHA 400DIN DOOR AS SPARE PART LEFT DOOR H=1100 MM, W=525 MM FOR CABINET WIDTH 750/1000 MM UP, IP31 | 155.73
8MF4030 | BASE FOR CUBICLE WXD = 600 X 400MM HEIGHT 200MM | 409.56
8MF4045 | BASE FOR CUBICLE WXD = 1000 X 800MM HEIGHT 200MM | 531.24
8WA1821 | BARRIER FOR TERMINALS SZ 6 AND 16 | 1.08
3NW1006-0HG | FUSE LINK CLASS CC ACC. TO UL STANDARD 248-4 SLOW-BLOW RATED CURRENT 0.6 A RATED VOLTAGE UP TO 600 V | 17.94
3RK3211-2AA10 | SIRIUS, EXPANSION MODULE 3RK32 FOR MODULAR SAFETY SYSTEM 3RK3 4/8 F-DI, 24V DC PARAMETERIZABLE VIA S | 360.16
3RK3221-2AA10 | SIRIUS, EXPANSION MODULE 3RK32 FOR MODULAR SAFETY SYSTEM 3RK3 2/4 F-DI, 1/2 F-DO, 24VDC/1A PARAMETER | 618.43
5SY4614-7 | CIRCUIT BREAKER 400V 10KA, 3+N-POLE, C,0.3A, D=70MM | 84
5SY4625-7 | CIRCUIT BREAKER 400V 10KA, 3+N-POLE, C, 25A, D=70MM | 70.24
5SY4110-8 | CIRCUIT BREAKER 230/400V 10KA, 1-POLE, D, 10A, D=70MM | 14.83
4RB2021-3CE50 | POWER CAPACITOR PHICAP MKP 240V 2.1KVAR | 97.63
8GK4401-2KK11 | ALPHA 160 DIN, ASSEMBLY KIT F. TERMINAL BLOCKS W. TERMINAL STRIP, HORIZONTAL, H=300 W=250 | 92.1
8GK4401-2KK32 | ALPHA 400/630 DIN, KIT FOR ROW TERMINALS WITH TERMINAL SUPPORT, FIELD COVER WITHOUT CUTOUT WITH TERM | 129.56
8MF2204-5R | SICUBE 8MF2000 CUBICLE SYSTEM WELDED H X W X D = 2200 X 1000 X 400MM FOR SIDE-BY-SIDE MOUNTING WITHO | 3380.71
6AV6671-1CB00-0AX2 | MMC CARD 128 MB FOR OP77B, OP/TP 177B, OP/TP277, C7-635, MP177/277/377, MOBILE PANEL 177/277 | 162.88
6AV6671-2DJ00-0AX0 | PROTECTIVE COVER FOR OP 177B 2 X PROTECTIVE COVERS, 2 X LOWER FRAMES, 2 X UPPER FRAMES | 215.42
8WD4200-1AE | STEADY-LIGHT ELEMENTS, CLEAR 12V - 230V | 36.53
8WD4220-0FA | BUZZER ELEMENT 24V UC (PULSAT./CONTIN. TONE ADJUST.) | 73.43
A5E01150880 | ACC. MAG 3100 DN25 PN40 GROUND RING W1.4404 | 110.69
A5E01151194 | ACC. MAG 3100 DN50 CL300 GROUND RING W1.4404 | 174.21
6AG1314-1AG14-7AB0 | SIPLUS S7-300 CPU314 -25 ... +70 DEGREES C WITH CONFORMAL COATING BASED ON 6ES7314-1AG14-0AB0 . CPU | 2094.35
8MF2006-4RB | STANDARD CUBICLE 8MF2 HXWXD=2000X1000X600 SIDE-BY-SIDE MOUNTING VENTIL., ASSEMBL., WELDED IP40 | 3090.92
8MF2006-5E | SICUBE 8MF2000 CUBICLE SYSTEM WELDED H X W X D = 2000 X 1000 X 600MM FOR INDIVIDUAL MOUNTING WITH 2 | 3960.25
8UC6013 | SPARE PART FOR ROTARY OPERATING MECHANISM 8UC6 COUPLING DRIVE FOR SHAFT 10MM | 72.51
5SY4406-8 | CIRCUIT BREAKER 400V 10KA, 4-POLE, D, 6A, D=70MM | 151.23
5SY4432-5 | CIRCUIT BREAKER 400V 10KA, 4-POLE, A, 32A, D=70MM | 201.01
5SY6202-7 | CIRCUIT BREAKER 400V 6KA, 2-POLE, C, 2A, D=70MM | 37.83
6SL3211-0AB21-1UA1 | SINAMICS G110 - CPM110 AC-DRIVE, WITHOUT FILTER 1AC200-240V +10/-10% 47-63HZ ANALOG INPUT CT: 1.1KW; | 477.35
6SE6430-2UD34-5EA0 | MICROMASTER 430 WITHOUT FILTER 3AC 380-480 V +10/-10% 47-63 HZ SQUARED TORQUE POWER 45 KW OVERLOAD 1 | 13270.26
6SE6440-2AB12-5AA1 | MICROMASTER 440 WITH BUILT-IN CLASS A FILTER 1AC 200-240V +10/-10% 47-63 HZ CONSTANT TORQUE POWER 0 | 962.88
8WH9040-1MB00 | PLUG-IN COUPLING RIGHT ELEMENT CAN BE SELF-PREASSEMBLED, WITH SPRING CONNECTION SECTION: 0.08-4 MM2, | 2.61
3NP1153-1JC11 | FUSE-SWITCH-DISCONNECTOR 3-POLE, NH2, 400A 60MM BUSBAR SYSTEM COVERS FOR RITTAL FLAT CONNECTOR FUSE | 527.38
5SY6405-7 | CIRCUIT BREAKER 400V 6KA, 4-POLE, C, 0.5A, D=70MM | 78.46
3RT1276-6LA06 | VAC. CONTACTOR, 250KW/400V/AC-3 WITHOUT COIL AUXILIARY CONTACTS 2NO+2NC 3-POLE, SIZE S12 RAIL CONNEC | 2631.17
5SY6306-6 | CIRCUIT BREAKER 400V 6KA, 3-POLE, B, 6A, D=70MM | 30.65
3NW8000-1 | CYLINDRICAL FUSE A.M. ACC. TO FRENCH STANDARD (NFC) WITHOUT INDICATOR SIZE 10X38MM, 500V 0.5A | 5.75
3NP1933-1GB20 | ACCES.F.FUSE SWI. DISCONNECTOR FOR NH00 FUSE CARRIER WITH FUSE MONITORING ELECTRONIC, EFM 10 | 210.95
3RT1456-6AM36 | CONTACTOR, 275A/AC-1, AC(40...60HZ)/DC OPERATION UC 200...220V AUXIL. CONTACTS 2NO+2NC 3-POLE, SIZE | 413
3RT1466-6AF36 | CONTACTOR, 400A/AC-1 AC(40...60HZ)/DC OPERATION UC 110-127V AUXILIARY CONTACTS 2NO+2NC 3-POLE, SIZE | 913.51
3VL9320-6TA40 | OVERCURRENT RELEASE VL 250 4-POLE, SYSTEM PROTECTION ETU10, LI IR= 80...200A, OVERLOAD PROTECTION, I | 1753.08
6ES7923-0BE00-0CB0 | CONNECTING CABLE UNSHIELDED FOR SIMATIC S7-300/400 BETWEEN FRONT CONNECTOR MODULE A. TERMINAL BLOCK | 34.88
BVP:261987 | BD2-1250-BB FIXING BRACKET | 25.7
6ES7141-4BF00-0AB0 | SIMATIC DP, ELECTRONIC MODULES FOR ET200PRO 8 DI DC 24V HIGH FEATURE, CHANNEL DIAGNOSTICS; SHORT CI | 190.49
6ES7422-1BH11-0AA0 | SIMATIC S7-400, SM 422 DIGITAL OUTPUT MODULE, OPTIC. ISOLATED, 16 DO, 24V DC, 2A | 662.86
5TE5804 | LIGHT SIGNALL., D=70MM 1LAMP 230V RED, LONG CABLE | 14.13
6AG1500-0EA02-2AA0 | SIPLUS NET PB CONNECTOR FOR -25 ... +60 DGR C AND MED BASED ON 6GK1500-0EA02 | 190.74
BVP:261511 | BD2A-3-1000-SB-1 STANDARD LENGTH 1,25M 1000A, N + PE, 4 TAP OFFS | 1555.54
BVP:261722 | BD2C-3-400-SO-1 STANDARD LENGTH 1,25M 400A, N + PE, WITHOUT TAP OFFS | 946.05
6SE6400-3TD03-7DE0 | MICROMASTER 4 OUTPUT LC FILTER 500-600V 3AC 41.8 / 32.0 A (40 / 50 GRD C) STAND ALONE FS D 310 X 300 | 4656.81
3TH4355-0AB0 | CONTACTOR RELAY 55E EN 50 011 5NO+5NC, SCREW TERMINALS AC OPERATION AC 50HZ 24V/60HZ 29V | 86.38
3ZS1310-4CC10-0YA5 | SIRIUS; MOTOR STARTER ES 2007 BASIC FLOATING LICENSE F. ONE USER E-SW, SW ON CD LICENSE KEY ON USB S | 115.38
3VL9300-3HR20 | SIDE ROTARY OPER. MECHANISM 3VL1-3 WITH 1000MM BOWDEN WIRE ROTARY HANDLE BLACK | 274.74
3VL9400-1UU01 | ACCESSORY FOR VL150UL, VL250UL VL250UL,VL400UL,VL400XUL (CG-FRAME - LG-FRAME) UNDERVOLT. RELEASE 48V | 239.41
4AM6442-8DD40-0FA0 | TRANSFORMER SITAS; PHASES:1; PN/PN(S6)(KVA):2 /9,7; UPRI(V):550-525-500-480-460- 440-415-400-380-230 | 1054.02
4AM6542-5MT10-0FA0 | TRANSFORMER SITAS; PHASES:1; PN/PN(S6)(KVA):2,5 /13,3; UPRI(V):690+/-5%; USEC(V):230; ISEC(A):10,9; | 1228.26
4AV4101-2EB00-0B | POWER SUPPLY; PHASES:1; PN(KW):0,036; UPRI(V):400-230+/-15; USEC(V DC):24; ISEC(A DC):1,5; F(HZ):50. | 251.11
3TF6944-0CF7 | CONTACTOR SIZE 14, 3-POLE AC-3, 450KW, 400/380V (690V) AUXILIARY CONTACTS 44 (4NO+4NC) AC OPERATION | 4274.46
LZS:RT170P1 | FANNING STRIP 2-POLE FOR RT PUSH-IN TERMINAL SOCKET | 0.91
3WL9111-1AB14-0AA0 | 3WL9-NAFTA-ACCESSORY WLGBDSCN GUIDE FRAME SECONDARY AUXILIARY DUMMY BLOCK | 60.01
3WL9111-1AB30-0AA0 | 3WL3 - FUSE CARRIAGE WLFCAR50 | 6148.6
4AM3242-5AV00-0EA0 | TRANSFORMER SITAS; PHASES:1; PN/PN(S6)(KVA):0,063 /0,19; UPRI(V):400+/-5%; USEC(V):42; ISEC(A):1,5; | 111.94
3RV1011-0DA15 | CIRCUIT-BREAKER, SIZE S00, FOR MOTOR PROTECTION, CLASS 10, A REL.0.22...0.32A, N REL.4.2A SCREW CONN | 62.46
3RA6500-2BB43 | SIRIUS, COMPACT STARTER, REVERSING STARTER W/SYSTEM INTERFACE, 690 V, 32 A, 24 V DC, 0.32 ... 1.25 A | 1246.91
3VL9300-8BJ00 | ACCESSORY FOR VL160, VL250, COVER FRAME IP40 FOR CIRCUIT BREAKER FIXED/PLUG IN MOUNTED W. RCD+STORED | 73.92
4AV2000-2EB00-0A | POWER SUPPLY; PHASES:1; PN(KW):0,06; UPRI(V):400-230+/-15; USEC(V DC):24; ISEC(A DC):2,5/3 (60/40 CE | 357.02
3TH4394-0AP0 | CONTACTOR RELAY 55E EN 50 011 5NO+5NC,1 O'LAP,SCREW TERMIN. AC OPERATION AC 230/220V 50HZ, 276/264V | 100.66
6SE6440-2UE33-0EA1 | MICROMASTER 440 WITHOUT FILTER 3AC 500-600 V +10/-10% 47-63 HZ CONSTANT TORQUE POWER 30 KW OVERLOAD | 14250.62
5TG1102-1 | DELTA MIRO FRAME 2-FOLD GENUINE MATERIAL WOOD TYPE OF WOOD CHERRY TREE DIMENSIONS 161X90MM | 50.5
5TG1113-1 | DELTA MIRO FRAME 3-FOLD COLOUR ALUMINIUM METALLIC DIMENSIONS 232X90MM | 22.15
3NW8222-1 | CYLINDRICAL FUSE A.M. ACC. TO FRENCH STANDARD (NFC) WITHOUT INDICATOR SIZE 22X58MM, 500V 63A | 12.25
3NX2025 | PHASE AND END BARRIERS FOR LV HRC FUSE BASE,SIZE 2 | 10.02
3NP1920-1FA00 | ACCES.F.FUSE SWI. DISCONNECTOR FOR NH000 AUXILIARY SWITCH, 1 CO CONTACT | 12.16
3TF6944-8CF7 | CONTACTOR SIZE 14, 3-POLE AC-3, 450KW, 400/380V (1000V) AUXILIARY CONTACTS 44 (4NO+4NC) AC OPERATION | 4660.48
6ES7355-0VH10-0AE0 | SIMATIC S7-300, CONROL MODULE FM 355 C, 4 CHANNELS, CONTIN. 4 AI + 8 DI + 4 AO INCL. MULTI-LANG CONF | 2793.02
6SE6440-2UD25-5CA1 | MICROMASTER 440 WITHOUT FILTER 3AC 380-480 V +10/-10% 47-63 HZ CONSTANT TORQUE POWER 5.5 KW OVERLOA | 3781.6
6SE6400-2FL02-6BB0 | MICROMASTER 4 LOW LEAKAGE EMC FILTER 200V-240V 1AC 26A FOOTPRINT FSB - CLASS B | 241.14
BVP:261921 | BD2C-1250-LL-X*/Y* ELBOW LEFT X/Y 0,36M-1,25M 125 0A | 4141.57
BVP:261929 | BD2C-1250-LV-X*/Y*-G* KNEE FRONTSIDE X/Y 0,36M-1,25M 1250A WINKEL 85 GRAD-175 GRAD | 4907.71
3NP4076-1FJ01 | FUSE-SWITCH-DISCONNECTOR SIGUT CONNECT. ROTATABLE/SIZE, 60MM, ADAPTOR FLAT, WITH FUSE MONITORING, SI | 1710.46
3RT1926-2FL31 | SOLID-STATE, TIME-DELAYED AUXILIARY SWITCH BLOCK SETTING RANGE 5 S...100 S, AC/DC 220...240 V, 1NO + | 83.56
3RT1965-5NF32 | WITHDRAWABLE COIL FOR SIZE S10 FOR CONTACTORS 3RT106/3RT146 AC/DC OPERATION UC96-127V DRIVE: ELECTRO | 186.22
3WL9327-6AA00-0AA1 | 3WL9-NAFTA-ACCESSORY WLETU776 ELECTRONIC TRIP UNIT ETU 776 L(S)(I) | 4272.42
3SE5122-0LH50 | SIRIUS POSITION SWITCH METAL ENCLOSURE 56MM WIDE DEVICE CONNECTION 3X (M20X1.5) 1NO/ 2NC SNAP-ACTION | 57.18
4AM4042-4TV00-0EA0 | TRANSFORMER SITAS; PHASES:1; PN/PN(S6)(KVA):0,25 /0,85; UPRI(V):230+/-5%; USEC(V):42; ISEC(A):5,95; | 216.75
6RA8096-4MS22-0AA0 | SINAMICS DCM DC CONVERTER FOR TWO-QUADRANT DRIVES CONNECTION B6C INPUT: 3-PHASE AC 950V, 1826A CONTR | 48071.57
6RA8096-4MV62-0AA0 | SINAMICS DCM DC CONVERTER FOR FOUR-QUADRANT DRIVES CONNECTION (B6) A (B6) C INPUT: 3-PHASE AC 950V, | 58158.71
3RS2041-1GW50 | TEMPERATURE MONITORING RELAY PT100/1000, KTY83/84, NTC 3 SENSORS, 2 THRESH., DIGITAL -58 DEGR. F TO | 664.69
3RK4340-3BR51-0BA0 | SIRIUS MCU MOTOR STARTER EN.DEGR. OF PROTEC.IP55 PLASTIC COMMUNICATION WITHOUT ELECTROMECHANICAL SWI | 496.01
3TH4280-5KB4 | CONT. RELAY 80E DIN EN 50 011 8NO, SCREW CONNECTION DC MAGNET SYSTEM WITH INTEGR. VARISTOR 24 V DC | 112.33
3TY7480-0A | MAIN CONTACTS FOR 3TF48 | 375.4
3VL9300-4PB30 | ACCESSORY FOR VL250, PLUG IN SOCKET KIT ASSEMBLY REAR CONNECTORS RCD 3 POLE | 586.77
LZX:PT580024 | PLUG-IN RELAY 4 CHANGEOVER C.,HARD GOLD PLAT. 24V DC | 8.99
5SY8615-7 | CIRCUIT BREAKER 400V 25KA, 3+N-POLE, C, 1.6A, D=70M | 150.79
3TX7696-0A | TERMINAL COVER FOR CONVERTER 3UF18 68-3G A. MOUNTING ONTO CONTACTOR 3TF69, CONSISTING OF 2 TERMINAL | 52.8
4EP3700-2US00 | MAINS CHOKE F.FU; PHASES:3; UN1(V):480; ITHMAX 1(A) / F1(HZ):35,5 /60; I LN (A):31,95; UK(%):2; LN(M | 724.62
3TH4391-0LB4 | CONT. RELAY 100E DIN EN 50011 9NO+1NC, SCREW CONNECTION DIR. CURRENT ACTUATING DC MAGNET SYSTEM INTE | 169.08
5SY8204-8 | CIRCUIT BREAKER 400V 25KA, 2POLE, D, 4A, D=70MM | 63.58
5SY8250-8 | CIRCUIT BREAKER 400V 25KA, 2POLE, D, 50A, D=70MM | 149.12
3RA6890-1AB | EXPANSION PLUG BETWEEN TWO EXPANSION BLOCKS | 49.8
6RA8085-6DS22-0AA0 | SINAMICS DCM DC CONVERTER FOR TWO-QUADRANT DRIVES CONNECTION B6C INPUT: 3-PHASE AC 400V, 498A CONTRO | 9756.17
3TF6833-1QV7 | CONTACTOR SIZE 14, 3-POLE AC-3 335 KW, 400/380 V (690 V) AUXILIARY SWITCH 33 (3NO+3NC) INTEGRATED RE | 3865.76
3TK2810-0JA01 | SIRIUS SAFETY RELAY FOR SAFETY-ORIENTED STANDSTILL MONITORING, 400V AC, 45.0MM, SCREW TERMINAL, FK | 813.29
6SE7031-6ES87-2DC0 | SIMOVERT MASTERDRIVES BRAKING RESISTOR 510-620 V DC 100 KW, 4 OHM | 3495.28
3NP1923-1CB00 | ACCES.F.FUSE SWI. DISCONNECTOR FOR NH000 CABLE CONNECTION COVER 1X TOP AND 1X BOTTOM | 7.88
3NP1923-1DA00 | ACCES.F.FUSE SWI. DISCONNECTOR FOR NH000 SYSTEM MASKING FRAME HIGHT 215MM, WIDTH 130MM | 7.88
3RT1955-5AD32 | WITHDRAWABLE COIL FOR SIZE S6 FOR CONTACTORS 3RT105/3RT145 AC/DC OPERATION UC42-48V DRIVE: CONVENTIO | 77.76
6ES7194-4DC00-0AA0 | SIMATIC DP, ET200PRO CONNECTING MODULE FOR FAILSAFE ELECTRONIC MODULE 4/8 F-DI/4 F-DO DC24V/2A | 146.87
6ES7841-0CC05-0YE5 | SIMATIC S7, S7-PLCSIM V5.4 UPGRADE, FLOATING LICENSE FOR 1 USER E-SW, SW AND DOCU. ON CD, LICENSE KE | 364.05
6ES7998-8XC01-8YE2 | SIMATIC MANUAL COLLECTION ON DVD, 5 LANGUAGES, SOFTWARE UPDATE SERVICE WITHIN THE FRAMEWORK OF THIS | 566.7
5TE9120 | COVER FOR SOCKETS 5TE68 PLUGGABLE ON 5TE6800, 5TE6803, AND 5TE6804 | 3.1
8WH9020-6DC10 | PLUG-IN JUMPER 8 DIVISIONS, AS TRANSVERSE JUMPER IN TERM. MIDDLE, 2-POLE, COLOR: SIEMENS COLOR | 0.8
3RT1976-7A | ARC CHUTES FOR SIZE S12 F. CONTACTOR 3RT1076,250KW/AC-3 | 156.7
3NW1200-0HG | FUSE LINK CLASS CC ACC. TO UL STANDARD 248-4 SLOW-BLOW RATED CURRENT 20 A RATED VOLTAGE UP TO 600 V | 17.94
6ES7650-1AK11-7XX0 | SIMATIC PCS7, RED. F-DI MTA MARSHALLING TERMINATION ASSEMBLY FOR ET200M F-MODULE 6ES7326-1BK01-0AB0 | 1299.54
5TG1138 | I-SYSTEM SHEET OF PICTOG. LABELING FIELD INSERT F.ROCKER HEATING EM. SWITCH | 3.01
6SL3710-1GH28-5AA3 | SINAMICS G150 CONVERTER CABINET UNIT, AC/AC WITH CIM+CU320-2 3AC 660-690 V, 50/60 HZ NOM. POWER RATI | 12656.72
3RT1936-4BA33 | LINK FOR PARALLELING WITHOUT TERMINAL, 3-POLE FOR 3RT103. WITHOUT TOUCH GUARD | 45.01
3SE5232-0CC05 | SIRIUS POSITION SWITCH PLASTIC HOUSING ACC. TO EN50047, 31MM DEVICE CONNECTION 1X(M20X1.5); 1NO/1NC | 19.2
FDK:083F0211 | MAG ACCESSORY 40M CABLE | 227.74
3TH4262-0BD4 | CONTACTOR RELAY 62E EN 50 011 6NO+2NC, SCREW TERMINALS DC OPERATION DC SOLENOID SYSTEM DC 42V | 103.04
3TH4346-0AN2 | CONTACTOR RELAY 73E EN 50 011 7NO+3NC, 1 OVERLAP CONTACT SCREW TERMINALS AC OPERATION AC 50/60HZ 220 | 98.1
3VL9216-5GD30 | ACCESSORY FOR VL160, RCD MODULE IN=160A UE=230...690V 3 POLE | 1707.3
3VL9400-3HL00 | ACCESSORY FOR VL400, HANDLE PAD-LOCKING DEV. | 122.33
3TH4271-5KB4 | CONT. RELAY 71 E DIN EN 50 011 7NO+1NC, SCREW CONNECTION DC MAGNET SYSTEM WITH INTEGR. VARISTOR 24 V | 112.33
5SY7201-7 | CIRCUIT BREAKER 400V 15KA, 2-POLE, C, 1A, D=70MM | 48.99
5SY7504-7 | CIRCUIT BREAKER 230V 15KA, 1+N-POLE, C, 4A, D=70MM | 50.71
3UF7010-1AU00-0 | BASIC UNIT 2 SIMOCODE PRO V; PROFIBUS DP INTERFACE 12 MBIT/S, RS485; 4I/3O FREELY PARAMETERIZABLE; U | 656.78
3RB2956-2TG2 | CURRENT TRANSFORMER 20...200 A FOR 3RB22/23/24 SIZE S6 MOUNT. ONTO CONT./ STAND-ALONE MAIN CIRCUIT: | 387.42
3VL9100-4PB30 | ACCESSORY FOR VL160X, PLUG IN SOCKET KIT ASSEMBLY REAR CONNECTORS RCD 3 POLE | 563.22
3VL9200-4PA30 | ACCESSORY FOR VL160, PLUG IN SOCKET KIT ASSEMBLY REAR CONNECTORS 3 POLE | 359.77
5TC8424 | ELECTRONIC POTENTIOMETER W. OFF PUSHBUTTON 6A FM, 1-10V CONTROL INPUT 0.04A SCREW TERMINALS F. CLAW | 73.64
5TG7317 | DELTA SWITCH A. PUSHBUTTON LED INSERT F. CONTROL FUNCTION 24V/50HZ, RED | 5.66
3RV1011-1CA10 | CIRCUIT-BREAKER SIZE S00, FOR MOTOR PROTECTION, CLASS 10, A-REL.1.8...2.5A, N-REL. 33A, SCREW TERMIN | 57.91
3RV1913-1CA00 | MOULDED-PLASTIC ENCLOSURE FOR WALL MOUNTING, DEGREE OF PROTECTION IP55, WITH N AND PE TERMINAL, 54MM | 14.1
3NA6120-6 | LV HRC FUSE LINK GL/GG WITH INSULATED GRIP LUGS WITH COMBINATION INDICATOR SIZE 1, 50A, AC 690V/DC 4 | 49.88
3RT1056-2AR36 | CONTACTOR, 90KW/400V/AC-3 AC(40...60HZ)/DC OPERATION UC 440-480V AUXILIARY CONTACTS 2NO+2NC 3-POLE, | 563.43
3LD2514-1TL51 | EMERGENCY MAIN CONTROL SWITCH IU=63 A | 78.05
3TH4355-0AL2 | CONTACTOR RELAY 55E EN 50 011 5NO+5NC, SCREW TERMINALS AC OPERATION AC 50/60HZ 230V | 86.38
6AV6381-2AB07-0AX3 | SIMATIC WINCC RC UPGRADE V7.0, FROM V6.2 TO V7.0 SP2, FOR SIMATIC WINCC RUNTIME & CONFIGURATION (RC) | 3048.12
5SD604 | DIAZED FUSE-LINK 750V DC RAILROAD PROPERTY PROTECTION CHARACTERISTICS FAST ACTING SIZE DIII, E33, 10 | 15.77
5SU1654-7KK06 | FI/LS-PROTECTOR TYPE A (PSE/SSF), D=70MM IFN 300MA,10KA, 1+N-POLEE C 6A | 57
3RK2100-1CT30-0AA3 | AS-I COMPACT MODULE K20 A/B SLAVE (SPEC. 3.0), IP67 DIGITAL, 4DO 4 X OUTPUT 1A OUTPUT SUPPLY FROM DC | 252.53
3RN1012-1BG00 | THERMISTOR MOTOR PROTECTION STANDARD EVALUATION UNIT, MANUAL/AUTO/REMOTE, 2 CC,AC110V, SCREW CONN., | 252.58
A5E00862482 | REMOTE CABLE SET, 5M M20 | 309.94
3NE1021-0 | SITOR FUSE-LINK UTILIZ. CATEGORY GS, DIN 43620 100A , AC 690 V ,(SIZE 00) | 57.84
3LD9284-1B | ROTARY ACTUATOR BLACK F. SWITCH 3LD2, 63 UP TO 125A FOR FRONT MOUNTING FOUR-HOLE MOUNTING | 14.93
5SM3615-6KK | RES.CURRENT OP.CIRCUIT BREAKER TYPE A PSE/SSF 125A 1+N-POL IFN 300MA 230V 2MW | 236.29
5SJ4316-8HG41 | CIRCUIT BREAKER 240V 14KA, 3-POLE, D, 16A, D=70MM ACC. TO UL 489 | 179.28
5SP4492-6 | CIRCUIT BREAKER 400V 10KA, 4-POLE, B, 125A, D=70MM | 188.23
3RW4457-6BC45 | SIRIUS SOFT STARTER, VALUES AT 500V, 40DEG., STANDARD: 880A, 630KW, INSIDE-DELTA CIRCUIT 3: 1524A, 1 | 43434.68
3SB2000-2EB01 | TOGGLE SWITCH, 16MM, ROUND, PLASTIC, BLACK, 3 SWITCH POSITIONS I-O-II, MOMENTARY CONTACT, RETURN FRO | 15.32
3SB2001-6BG06 | INDICATOR LIGHT, 16MM, ROUND, PLASTIC, WHITE, CONCENTRIC RINGS | 4.13
6SE6400-0GP00-0CA0 | MICROMASTER 4 GLAND PLATE CABLE SCREENING KIT (FSC) | 106.75
6SL3320-1TG31-8AA3 | SINAMICS S120 SINGLE MOTOR MODULE INPUT: DC 675 V - 1035V OUTPUT: 3AC 500 V - 690V, 175A FRAME SIZE: | 22795.89
8GK1052-3KK31 | ALPHA 160 DIN, WALL-MOUNTED DB, SM PARTIALLY EQ. W. RAPID MOUNTING KIT FOR BUILT-IN DEV., RAL 9016, | 873.95
6GK1503-3CC00 | PB OLM/G12-1300 V4.0 OPTICAL LINK MODULE W. 1 RS485 AND 2 GLASS-FOC-INTERFACES (4 BFOC-SOCKETS),1300 | 3779.15
5SY4640-7 | CIRCUIT BREAKER 400V 10KA, 3+N-POLE, C, 40A, D=70MM | 102.04
6EP1931-2FC21 | SITOP DC USV MODULE 24 V/40 A UNINTERRUPTIBLE POWER SUPPLY WITHOUT INTERFACE INPUT: 24 V DC/43 A OUT | 521.37
3RS1010-1CD00 | TEMPERATURE MONITORING RELAY FOR PT100, UNDERSHOOTING OF 1 THRESH. VAL., WIDTH 22ND5 MM -50 C - +50 | 200.04
3WL9111-0AN08-0AA0 | ACCESSORIES CIRCUIT BREAKER 3WL MAIN CONDUCTOR CONN. 1 OFF WITHDRAW. CIRC. BREAKER SZ I FRONT CONN. | 99.43
3SB2908-3AA | SEALING PLUG, PLASTIC, BLACK, DEGREE OF PROTECTION IP65 | 2.85
3NE3221 | SITOR FUSE-LINK SIZE 1 100A, AC 1000V | 87
3NE5426-0C | SITOR FUSE-LINK FOR SEMICONDUCTOR PROTECTION 224A AR 1500V SIZE 3 CONNECTION CONTACT INDICATOR 210MM | 299.84
7ML1830-1HC | ROD EXTENSION, PTFE, FOR IQRADAR 300, SITRANS LR 300, SITRANS LR200 | 356.65
3NJ6940-3BL13 | ACCESSORY FOR IN-LINE FUSE SWITCH DISCONNECT. PLUG-IN, CURRENT TRANSFORMER 600/1A, CL.0.5, CALIBRATE | 596.93
6FX2001-4HC50 | BUILT-ON ENCODER 2500 RPM OPTICAL INCREMENTAL WITH HTL LEVEL, OPER. VOLTAGE 10-30V SYNCHROFLANGE AXI | 366.56
8MF4700 | MOUNTING KIT FOR CIRCUIT BREAKER FOR CUBICLE WXD = 600 X 400MM | 504.21
5SY4503-5 | CIRCUIT BREAKER 230V 10KA, 1+N-POLE, A, 3A, D=70MM | 68.96
3NW7013-4 | CYLINDRICAL FUSE-HOLDER 10X38 1000V 25A 1-POLE FOR PHOTOVOLTAIC-APPLICATION | 9.92
3NP1953-1BA00 | ACCES.F.FUSE SWI. DISCONNECTOR FOR NH2 SADDLE TERMINAL | 16.35
3RT1955-5AV31 | WITHDR. COIL FOR MOD. S6 FOR CONTACTORS 3RT105/3RT145 AC/DC ACTUATOR UC380-420V DRIVE: CONVENTIONAL | 69.27
3NP4015-1CK01 | FUSE-SWITCH-DISCONNECTOR I = 100/160A, U = 500/400V FOR 40MM BUSBAR FLAT ADAPTER BOX TERMINAL AT TOP | 420.08
3TH4271-0BG4 | CONTACTOR RELAY 71E EN 50 011 7NO+1NC, SCREW TERMINALS DC OPERATION DC SOLENOID SYSTEM DC 125V | 103.04
3TH4244-0BD4 | CONTACTOR RELAY 44E EN 50 011 4NO+4NC, SCREW TERMINALS DC OPERATION DC SOLENOID SYSTEM DC 42V | 103.04
3RA1953-2M | SET OF LINKS, OPEN F. REVERSING STARTER SZ. S6 | 132.28
4AM4842-8JD40-0FA0 | TRANSFORMER SITAS; PHASES:1; PN/PN(S6)(KVA):0,5 /2; UPRI(V):400-230+/-15; USEC(V):2X115; ISEC(A):2X2 | 357.02
3RB2056-2FW2 | OVERLOAD RELAY 50...200 A FOR MOTOR PROTECTION SIZE S6, CLASS 20 MOUNT. ONTO CONT./ STAND-ALONE MAIN | 243.08
4AM6142-5FT10-0FC0 | TRANSFORMER SITAS; PHASES:1; PN/PN(S6)(KVA):1,36 /7,3; UPRI(V):500+/-5%; USEC(V):230; ISEC(A):5,91; | 1085.17
3RT1054-2AP36 | CONTACTOR, 55 KW / 400 V / AC-3 AC(40...60HZ)/DC OPERATION UC 220-240V AUXILIARY CONTACTS 2NO+2NC 3- | 365.41
3RT1054-6NF36 | CONTACTOR, 55KW/400V/AC-3, AC(40...60HZ)/DC OPERATION UC 96...127V AUXIL. CONTACTS 2NO+2NC 3-POLE, S | 425.04
3NA6252 | LV HRC FUSE LINK GL/GG WITH INSULATED GRIP LUGS WITH COMBINATION INDICATOR SIZE 2, 315A, AC 500V/DC | 19.87
3TF6944-0CF7-ZA02 | CONTACTOR SIZE 14, 3-POLE AC-3, 450KW, 400/380V (690V) AUXILIARY CONTACTS 44 (4NO+4NC) AC OPERATION | 4766.76
6SE6420-2AD23-0BA1 | MICROMASTER 420 WITH BUILT IN CLASS A FILTER 3AC 380-480V +10/-10% 47-63HZ CONSTANT TORQUE POWER 3 | 2307.44
5SY8401-8 | CIRCUIT BREAKER 400V 25KA, 4POLE, D, 1A, D=70MM | 199.75
6SE6430-2UD33-0DA0 | MICROMASTER 430 WITHOUT FILTER 3AC 380-480 V +10/-10% 47-63 HZ SQUARED TORQUE POWER 30 KW OVERLOAD 1 | 8963.59
5SY8440-7 | CIRCUIT BREAKER 400V 25KA, 4POLE, C, 40A, D=70MM | 137.56
5TG1322 | DELTA STYLE, TITANIUM WHITE FRAME, 2FOLD, 153X82MM | 7.73
3SE5242-0GC05 | SIRIUS POSITION SWITCH; PLASTIC HOUSING ACC. TO EN50047, 50MM DEVICE CONNECTION 2X(M20X1.5); 1NO/1NC | 26.74
3NC8434-3C | SITOR FUSE-LINK FOR SEMICONDUCTOR PROTECTION 500A GR 690V SIZE 3 CONNECTION CONTACT INDICATOR 110MM | 239.41
3NA3244-6 | LV HRC FUSE LINK GL/GG WITH NON-INSULATED GRIP LUGS WITH FRONT INDICATOR SIZE 2, 250A, AC 690V/DC 44 | 56.67
3NJ6900-4HH21 | ACCESSORY FOR SWITCH DISCONNECTOR W/FUSE, IN-LINE, PLUG-IN, AMPEREMETER, MOVING IRON 300/5A, CL.1, 0 | 64.31
3UG3207-1C | SINGLE-POLE ELECTRODE FOR LATERAL INSTALLATION FOR LEVEL MONITORING, MECHAN. STABLE VERSION | 272.84
3UF7920-0AA00-0 | DOOR ADAPTER FOR MOUNTING IN CUBICLE DOOR; MAKES THE SYSTEM INTERFACE EASILY ACCESSABLE AT THE CUBIC | 26.63
4AM3242-5AJ10-0FA0 | TRANSFORMER SITAS; PHASES:1; PN/PN(S6)(KVA):0,063 /0,19; UPRI(V):400+/-5%; USEC(V):110; ISEC(A):0,57 | 111.94
6RA8078-6FV62-0AA0 | SINAMICS DCM DC CONVERTER FOR FOUR-QUADRANT DRIVES CONNECTION (B6) A (B6) C INPUT: 3-PHASE AC 480V, | 7376.26
6RA8081-6DS22-0AA0 | SINAMICS DCM DC CONVERTER FOR TWO-QUADRANT DRIVES CONNECTION B6C INPUT: 3-PHASE AC 400V, 332A CONTRO | 7092.53
5SY7206-6 | CIRCUIT BREAKER 400V 15KA, 2-POLE, B, 6A, D=70MM | 36.56
5SY7214-8 | CIRCUIT BREAKER 400V 15KA, 2-POLE, D, 0.3A, D=70MM | 86.56
6SE6400-3TD10-0FE0 | MICROMASTER 4 OUTPUT LC FILTER 500-600V 3AC 101.0 / 77.0 A (40 / 50 GRD C) STAND ALONE FS F 460 X 36 | 7177.84
5TC1321 | I-SYSTEM, TITANIUM WHITE PUSHB. SYS SHUTTER, 55X55MM | 91.89
3SE5312-0SE11 | SAFETY POSITION SWITCHES WITH SOLENOID INTERLOCKING LOCK. FORCE 2600N,5 APPR. DIR. METAL HOUSING,3X( | 314.26
3SE5212-0CK21 | SIRIUS POSITION SWITCH; METAL HOUSING ACC. TO EN50047, 31MM DEVICE CONNECTION 1X(M20X1.5); 1NO/1NC S | 36.06
3SE5413-0CC20-1EA2 | COMPACT SWITCH 30MM WIDE W. CONNECTING CABLE 2M SNAP-ACTION CONTACTS 1NO+1NC ROUNDED PLUNGER, | 46.24
3RF2350-1BA26 | SEMI-COND. CONTACTOR 3RF2,1-PH. AC 51 50A / AC15 25A 40 DEG. C 48-600 V / 110-230 V AC INSTANTANEOU | 121.55
3NA6132-4 | LV HRC FUSE LINK GL/GG WITH INSULATED GRIP LUGS WITH COMBINATION INDICATOR SIZE 1, 125A, AC 400V | 17.07
3NA6140-6 | LV HRC FUSE LINK GL/GG WITH INSULATED GRIP LUGS WITH COMBINATION INDICATOR SIZE 1, 200A, AC 690V/DC | 49.88
3TY6501-1K | SECOND.AUXIL.CONTACT BLOCK LEFT, FOR 3TB46 TO 3TB50 | 15.35
5SY7215-8 | CIRCUIT BREAKER 400V 15KA, 2-POLE, D, 1.6A, D=70MM | 86.56
5SY8625-8 | CIRCUIT BREAKER 400V 25KA, 3+N-POLE, D, 25A, D=70M | 148.53
3SE5122-0BA00 | BASIC SWITCH FOR POSITION SWITCH 3SE51, METAL ENCLOSURE 56MM WIDE DEVICE CONNECTION 3X(M20X1.5) 1NO/ | 31.04
3SE5122-0BD02 | SIRIUS POSITION SWITCH METAL ENCLOSURE 56MM WIDE DEVICE CONNECTION 3X (M20X1.5) 1NO/1NC SLOW-ACTION | 55.61
5TG6248 | I-SYSTEM, ALUMIN.METALLIC ROCKER W. DOOR OPENER SYMBOL FOR PUSHB., 55X55MM | 10.92
3NA3107 | LV HRC FUSE LINK GL/GG WITH NON-INSULATED GRIP LUGS WITH FRONT INDICATOR SIZE 1, 20A, AC 500V/DC 440 | 9.5
3NJ4918-0DC02 | FIXING SCREWS M8X40 WITH CLAMP. WASHERS FOR ADAPTER 3NJ4918 FOR FIXING THE FUSE SWITCH-DISCONNECTOR | 8.36
3UG4622-2AW30 | DIGITAL MONITORING RELAY CURRENT MONITORING, 22.5MM FROM 0.05 TO 10A AC/DC OVERSHOOT AND UNDERSHOOT | 154.47
3WL9111-0BA53-0AA0 | ACCESSORIES CIRCUIT BREAKER 3WL LOCKING DEVICE F. INSERT AGAINST UNAUTH. SWITCHING ON W. LOCK IN CAB | 800.24
5TE4814 | PUSHBUTTON, D=70MM 2W 20A, 1BUTTON GREY | 23.56
6SE6400-1DN00-0AA0 | MICROMASTER 4 DEVICENET MODULE FOR MM420/MM30/MM440 161 X 73 X 43.5 (H X W X D) IP20 | 452.22
3RK1325-6LS41-3AA5 | SIRIUS MOTOR STARTER M200D AS-I COMMUNICATION: AS-INTERFACE REVERSING STARTER STANDARD MECHANICAL SW | 1254.68
3RF2330-1AA25 | SOLID-STATE CONTACTOR 3RF2,1-PH AC51 30A 40 DEGR. C 48-600V / 110-230VAC SCREW CONNECTION BLOCKING | 82.93
3SE5322-0SE23 | SAFETY POSITION SWITCHES WITH SOLENOID INTERLOCKING LOCK. FORCE 1300N,5 APPR. DIR. PLASTIC ENCLOSURE | 249.86
6AV6371-1DV07-0BX4 | WINCC/AUDIT RT UPGRADE V6.X -> V7.0, OPTION FOR WINCC V7.0, AND WINCC V7.0 SP1, RUNTIME-SW, SINGLE L | 463.06
3RT1054-1AU36 | CONTACTOR, 55KW/400V/AC-3, AC(40...60HZ)/DC OPERATION UC 240...277V AUX. CONTACTS 2NO+2NC, 3-POLE, S | 365.41
3NA3824 | LV HRC FUSE LINK GL/GG WITH NON-INSULATED GRIP LUGS WITH FRONT INDICATOR SIZE 000, 80A, AC 500V/DC 2 | 4
6SL3055-0AA00-5CA2 | SINAMICS SENSOR MODULE SMC30 FOR INCREMENTAL ENCODER: TTL/HTL OR KOMBI ENCODER SSI WITH INCREMENTAL | 319.99
3LD2113-1TL53 | MAIN/EMERG. STOP SWITCH 4-POLE IU=25, P/AC-23A AT 400V=9.5KW FLOOR MOUNTING DIN RAIL/TWO-HOLE MOUNTI | 53.45
3LD2123-7UK01 | CHANGEOVER SWITCH 3-POLE IU=25, P/AC-23A AT 400V=9,5KW FRONT MOUNTING FOUR-HOLE MOUNTING KNOB BLACK, | 57.55
3WL9111-2AB31-0AA0 | 3WL9-NAFTA-ACCESSORY WLOFLO2 OPEN FUSE TRIP KIT FS2 - | 358.51
3RS1901-1C | ACCESSORIES REPLACEABLE LABELING FOR DIGITAL 1-SENSOR DEVICES ENGLISH | 2.01
5SY8420-8BB08 | CIRCUIT BREAKER 400V 25KA, 4-POLE, 20A, D=70MM ONLY MAGNETIC TRIPPING | 113.48
5SY7640-8 | CIRCUIT BREAKER 400V 15KA, 3+N-POLE, D, 40A, D=70MM | 197.2
5TC1297 | DELTA REFLEX SURFACE-MOUNTED OUTLET BOX DIMENSIONS 93MM X 27MM TITANIUM WHITE | 8.18
5SD7424-0 | SURGE ARRESTER TYPE 2 REQUIREMENT CATEGORY C, UC 350V PLUG-IN PROTECTION BLOCKS 4POLE, 3+1 CIRCUIT F | 251.95
5SU1674-8EK81 | RCBO SIQUENCE TYPE B,UNIVERS.CURRENT SENSITIV IFN 300MA, 10KA, 4POLIG D 100A FOR SELECTIVE SWITCH OF | 2603.89
3RH1921-2DE11-ZX95 | ELECTRONIC AUXILIARY SWITCH DIN EN 50012 LATERAL, CAGE CLAMP CONN. 1NO+1NC, SEALED, SIZE S0...S3 | 30.45
5UB1511-0KK | I-SYSTEM, TITANIUM WHITE SCHUKO SOCKET OUTL. 10/16A 250V WITH SCREWLESS TERMINALS WITH COVER PLATE 5 | 6.06
5UB1564 | I-SYSTEM, TITANIUM WHITE SCHUKO SOCKET OUTL. 10/16A 250V W. SCREWLESS TERMINALS W. OVERVOLTAGE PROTE | 175.1
3NC2250 | SITOR CYLINDRICAL FUSE LINK AR 50 A, 660 V AC/700 V DC | 22.22
3RT1065-6AV36 | CONTACTOR, 132KW/400V/AC-3 AC(40...60HZ)/DC OPERATION UC 380-420V AUXILIARY CONTACTS 2NO+2NC 3-POLE, | 897.12
3NA3020 | LV HRC FUSE LINK GL/GG WITH NON-INSULATED GRIP LUGS WITH FRONT INDICATOR SIZE 0, 50A, AC 500V/DC 440 | 13
3TF6844-8CS7 | CONTACTOR SIZE 14, 3-POLE AC-3, 335KW, 400/380V (1000V) AUXILIARY CONTACTS 44 (4NO+4NC) AC OPERATION | 5260.53
3WL9111-0AA55-0AA0 | ACCESSORIES CIRCUIT BREAKER 3WL RATED CURRENT REF. MODULE 630A F. ETU25, 27, 45, 55, 75, 76 | 412.95
3RK1903-1CA01 | FKIT RS FOR ET200S SOL LOCALE UP TO SAFETY CAT. 4 EN954-1 FOR REVERSING STARTER | 94.27
5SH1170 | DIAZED-SCREW CAP DIII 63A AC690V DC600V CERAMIKS | 19.06
5SJ4103-7HG40 | CIRCUIT BREAKER 240V 14KA, 1-POLE, C, 3A, D=70MM ACC. TO UL 489, SAME POLARITY | 35.7
7MH7723-1GR | COUPLING HUB FOR 1000, 2000 PPR VERSIONS | 68.21
8GK4002-8KK12 | ALPHA 400 DIN, RAPID MOUNTING KIT FOR INSTALLATION MOUNT. DEVICE WITH ROW DISTANCE 125 MM WITH LONGI | 574.98
4RB5100-3GK50 | POWER CAPACITOR PHASECAP MKK 690V 10.0KVAR | 455.09
5SD603 | DIAZED FUSE-LINK 750V DC RAILROAD PROPERTY PROTECTION CHARACTERISTICS FAST ACTING SIZE DIII, E33, 6A | 16.47
8MF6896-5E | STANDARD CUBICLE 8MF6 HXWXD=1800X900X600 INDIVIDUAL MOUNTING NON-VENT., ASSEM., WELDED IP54 | 3477.29
8MF4321 | MULTI PURPOSE STRIPS FOR CUBICLE HEIGHT 2000MM | 124.99
6GF6710-3BJ | 19" WITHDRAWABLE KEYBOARD WITH TRACKBALL PS/2 (GERMAN) | 898.91
8MF5824-5E | STANDARD CUBICLE 8MF5 HXWXD=1800X1200X400 INDIVIDUAL MOUNTING NON-VENT., NOT ASSEM., SCREWED IP54 | 4211.37
8WD4450-5AD | SIGNALLING COLUMN STEADY LIGHT LED YELLOW, 230V AC | 73.43
3NW2020-0HG | FUSE LINK CLASS CC ACC. TO UL STANDARD 248-4 QUICK-RESPONSE, CURRENT-LIMIT. RATED CURRENT 2 A RATED | 20.1
5SH5328 | INSULATED LINE-SIDE TERMINAL FOR 1.5SQMM UP TO 25SQMM FORK TYPE | 2.22
5SY5225-7 | CIRCUIT BREAKER CURR. SENS DC 440V AC 400V 10KA, 2-POLE, C, 25A | 35.43
4RB2104-3CE50 | POWER CAPACITOR PHICAP MKP 240V 10.0KVAR | 226.72
8GB2054-1 | SIMBOX UNIVERSAL WP BLANKING STRIP, 18MW | 12.28
8GK9910-0KK37 | ALPHA DIN CABINET CONNECTOR FOR ALPHA CABINETS, LUG ON REAR IP43/55 (1 SET = 2 UNITS) | 17.58
8GK4501-1KK22 | ALPHA 400/630 DIN, KIT SPACE COVER WITH SUPPORT | 47.81
8MF2204-4RB | STANDARD CUBICLE 8MF2 HXWXD=2200X1000X400 SIDE-BY-SIDE MOUNTING VENTIL., ASSEMBL., WELDED IP40 | 3090.92
6DR4004-2M | MANOMETER MANIFOLD FOR SIPART PS2 ELECTROPNEUMATIC POSITIONER DOUBLE ACTION SIMPLE TO RETROFIT 1 NET | 224.07
6AV6671-8XK00-0AX0 | MOUNTING CLAMP SET ALU FOR BASIC PANEL, MP 177, OP/TP 277, MP 277, MP 377 AND THIN CLIENT SUITABLE F | 61.29
5SW3007 | WALL ENCLOSURE, GRAY IP40, F. FLUSH MOUNTING F.BUILT-IN DEVICES MAX. 4.5MW | 24.54
6EP5306-5BG00 | CABLE SET CONSISTING OF 6 M (19 FT 8 IN) FLAT RIBBON CABLE AND 8 IDC CONNECTORS, 50 PIN WITH STRAIN | 87.87
A5E00839476 | SONO 3200 COMPLETE TRANSDUCER, O-RING GASKET IN FKM 602, LIQUID TEMPERATURE: -20 TO +100DEG.C, PN 40 | 2468.71
A5E01153427 | ACC. MAG 3100 DN80 CL300 GROUND RING TANTALUM | 4017.75
A5E01163680 | KIT, SENSOR FOR CABLE UNITS, PPS, DIGITAL, FFKM | 1685.65
4AM4042-8JD40-0FA0 | TRANSFORMER SITAS; PHASES:1; PN/PN(S6)(KVA):0,25 /0,85; UPRI(V):400-230+/-15; USEC(V):2X115; ISEC(A) | 252.16
6AG1207-1BQ40-7AA3 | SIPLUS AS-INTERFACE 2AI IP67 -25 ... +70 DEGREES C WITH CONFORMAL COATING BASED ON 3RK1207-1BQ40-0AA | 781.86
3NW6117-1 | CYLINDRICAL FUSE GG ACC. TO FRENCH STANDARD (NFC) WITHOUT INDICATOR SIZE 14X51MM, 500V 40A | 5.45
5SY4503-7 | CIRCUIT BREAKER 230V 10KA, 1+N-POLE, C, 3A, D=70MM | 31.91
8MF2286-4ES | SICUBE 8MF2000 EMC-CUBICLE; WELDED, GALVANISED H X W X D = 2200 X 800 X 600MM FOR INDIVIDUAL MOUNTIN | 3612.52
8MF2828-5E | STANDARD CUBICLE 8MF2 HXWXD=1800X1200X800 INDIVIDUAL MOUNTING NON-VENTIL., ASSEMBL., WELDED IP54 | 4230.71
8MF2884-4RB | STANDARD CUBICLE 8MF2 HXWXD=1800X800X400 SIDE-BY-SIDE MOUNTING VENTIL., ASSEMBL., WELDED IP40 | 2376.17
5SY5416-7 | CIRCUIT BREAKER CURR.SENS.DC 880V AC 400V 10KA, 4POLE, C, 16A MAX. DC 1000V | 140.93
5SY8501-7 | CIRCUIT BREAKER 230V 25KA, 1+N-POLE, C, 1A, D=70M | 57.16
6SE6440-2UC21-5BA1 | MICROMASTER 440 WITHOUT FILTER 1/3AC 200-240V +10/-10% 47-63HZ CONSTANT TORQUE POWER 1.5 KW OVERLOA | 1386.54
3SE5232-0FC05 | SIRIUS POSITION SWITCH PLASTIC HOUSING ACC. TO EN50047, 31MM DEVICE CONNECTION 1X(M20X1.5); 1NO/1NC | 20.83
5TG2080 | SUPPORT PLATE BLACK INSERT FOR HOLDING UP TO 2 MODULAR JACK PLUG-IN CONN. SCREW FIXING PEHA RESP. MJ | 6.97
3NA3136-6 | LV HRC FUSE LINK GL/GG WITH NON-INSULATED GRIP LUGS WITH FRONT INDICATOR SIZE 1, 160A, AC 690V/DC 44 | 37.19
3RT1066-2NP36 | CONTACTOR, 160KW/400V/AC-3 AC(40...60HZ)/DC OPERATION UC 200-277V AUXILIARY CONTACTS 2NO+2NC 3-POLE, | 1170.63
3NJ4912-3CA00 | ACCESSORIES FOR IN-LINE FUSE SWITCH DISCONNECTORS 3NJ4103 RESERVE SECTION COVER FOR BUSBARS WITH SPA | 16.56
3WL9111-0BC14-0AA0 | ACCESSORIES CIRCUIT-BREAKER 3WL KIT FOR CONV. FIXED-MOUNTED TO WITHDRAWABLE SIZE 1 4-POLE (AUX.CURRE | 809.87
6SE6440-2UD21-5AA1 | MICROMASTER 440 WITHOUT FILTER 3AC 380-480 V +10/-10% 47-63 HZ CONSTANT TORQUE POWER 1.5 KW OVERLOA | 2111.32
5SY8115-7 | CIRCUIT BREAKER 230/400V 25KA, 1POLE, C, 1.6A, D=70MM | 29.97
3RF2900-0RA88 | SEALABLE CAP FOR 3RF29 FUNCTION MODULES EXCEPT CONVERTERS | 2.58
3RH1921-2CA10-ZX95 | AUXILIARY SWITCH BLOCK, 1 NO, DIN EN50005, CAGE CLAMP CONNECTION, FOR CONTACTORS FOR SWITCHING MOTOR | 4.26
3WL9111-1AA66-0AA0 | 3WL9-NAFTA-ACCESSORY WLRP5000 RATING PLUG, 5000A | 118.28
6SL3710-1GF32-2CA3 | SINAMICS G150 CONVERTER CABINET UNIT, AC/AC WITH CIM+CU320-2 3AC 500-600V, 50/60HZ NOM. POWER RATING | 19776.13
6SL3710-1GH31-0CA3 | SINAMICS G150 CONVERTER CABINET UNIT, AC/AC WITH CIM+CU320-2 3AC 660-690 V, 50/60 HZ NOM. POWER RATI | 14618.52
3RS1800-2AQ00 | COUPLING RELAY IM INDUSTRY-STANDARD ENCLOSURE 1 CHANGEOVER CONTACT COMBIVOLTAGE 24 V AND 110 V TO 12 | 62.41
5SY7506-6 | CIRCUIT BREAKER 230V 15KA, 1+N-POLE, B, 6A, D=70MM | 34.24
5SY8202-8 | CIRCUIT BREAKER 400V 25KA, 2POLE, D, 2A, D=70MM | 103.85
5SY8302-8 | CIRCUIT BREAKER 400V 25KA, 3POLE, D, 2A, D=70MM | 90.98
3SB3901-1TB | ACCESSORY / SPARE PART ROUND, 22MM/SQUARE, 26X26MM: LED SUPER-BRIGHT LAMPS, WEDGE-BASE WEDGE-BASE W2 | 8.85
5SJ4106-7HG40 | CIRCUIT BREAKER 240V 14KA, 1-POLE, C, 6A, D=70MM ACC. TO UL 489, SAME POLARITY | 35.7
5SJ4111-8HG41 | CIRCUIT BREAKER 240V 14KA, 1-POLE, D, 5A, D=70MM ACC. TO UL 489 | 53.71
4RB2010-3CD50 | POWER CAPACITOR PHICAP MKP 230V 1.0KVAR | 43
3RH1921-2EA20-ZX95 | AUX. SWITCH BLOCK, 2NO, DIN EN 50005, LATERAL, 10MM, CAGE-CLAMP, SIZE S0...S12, FOR MOTOR CONTACTORS | 11.13
5UB1407 | DELTA PROFIL, TITANIUM WHITE SCHUKO SOCKET OUTL. 10/16A 250V W. SCREWLESS TERMINALS W. LABELING FIEL | 12.25
3SE7931-1AE | SPRING HIGHER THAN 35N FOR CABLE-OPERATED SWITCH | 29.82
3NA7820-6 | LV HRC FUSE LINK GL/GG WITH NON-INSULATED GRIP LUGS WITH COMBINATION INDICATOR SIZE 00, 50A, AC 690V | 23.01
3RV1011-1AA10-ZW96 | CIRCUIT-BREAKER, 1.1...1.6 A, N-RELEASE 21 A, SIZE S00, MOTOR PROTECTION, CLASS 10, SCREW CONNECTION | 61.72
3RF2170-1BA04 | SEMICONDUCTOR RELAY 3RF2, 1-PH. WIDTH 22.5 MM, 70 A 48-460 V / 24 V DC SCREW CONNECTION INSTANTANEOU | 51.72
5SY7406-8 | CIRCUIT BREAKER 400V 15KA, 4-POLE, D, 6A, D=70MM | 111.73
5SY8614-8 | CIRCUIT BREAKER 400V 25KA, 3+N-POLE, D, 0.3A, D=70M | 178.78
5SY6620-7 | CIRCUIT BREAKER 400V 6KA,3+N-POLE C, 20A, D=70MM | 35.59
6SE6400-3CC00-6AD3 | MICROMASTER 4 AC COMMUTATION CHOKE 200V-480V 3AC 4,8A FOOTPRINT FSA - 3X1.53MH | 154.21
4RB2042-1EA50 | POWER CAPACITOR PHICAP MKP 400V 4.2KVAR | 43
4RB2070-3GG50 | POWER CAPACITOR PHICAP MKP 660V 7.0KVAR | 159.94
5SY4232-6 | CIRCUIT BREAKER 400V 10KA, 2-POLE, B, 32A, D=70MM | 35.02
3TC5217-0AF4 | CONTACTOR, SIZE 8, 2-POLE DC-3 AND 5,RATD.OPER.CURR. 220A AUXILIARY CONTACTS 22 (2NO+2NC) DC OPERATI | 1129.66
6SE6400-3TD07-1FE0 | MICROMASTER 4 OUTPUT LC FILTER 500-600V 3AC 78.5 / 62.0 A (40 / 50 GRD C) STAND ALONE FS F 380 X 300 | 5567.23
5SY8604-7 | CIRCUIT BREAKER 400V 25KA, 3+N-POLE, C, 4A, D=70M | 150.79
5SY8606-8 | CIRCUIT BREAKER 400V 25KA, 3+N-POLE, D, 6A, D=70M | 178.78
5TA4702 | DELTA FLAT IP44, SM DARK GRAY/LIGHT GRAY OFF SWITCH 2POLE, 10A 250V 66X75MM | 23
4RB4167-3FC50 | POWER CAPACITOR PHASECAP COMPACT MKK 525V 16.7KVAR | 336.73
5SD7448-1 | MALE CONNECTOR TYPE 1 L-N REQUIREMENT CATEGORY B, UC 350V 1POLE F. COMBIN. ARRESTER 5SD744.. | 181.43
6AV6671-2XC00-0AX0 | PROTECTIVE MEMBRANE FOR TP 177MICRO, TP 177A, TP 177B, OP 177B 10 PIECES PER PACKAGING UNIT | 143.61
3RH2911-1LA20-ZW98 | AUX. SWITCH BLOCK , 2NO COND. PATHS: 1NO, 1NO, CONNECTION FROM ABOVE F. CONT. RELAYS A. MOTOR CONT. | 8.54
3RK1207-2BQ40-0AA3 | AS-INTERFACE COMPACT MOD., IP67 ANALOG, 2AI, NUMERIC. FORMAT S7 2 X INP. (M12), +/- 10V FOR 2-WIRE S | 449.12
3RK1301-1EB00-1AA2 | RS1-X FOR ET 200S ELECTRO-MECH. REVERS. STARTER, EXPANDABLE SETTING RANGE 2.8...4.0A AC-3, 1.5KW/400 | 627.04
3TC4817-0BP0 | CONTACTOR, SIZE 4, 2-POLE DC-3 AND 5,RATD.OPERAT.CURR.75A AUXILIARY CONTACTS 22 (2NO+2NC) AC OPERATI | 579.02
3LD2504-1TL51 | MASTER/EMER. STOP SWITCH 4-POLE IU=63, P/AC-23A W. 400V=22KW FRONT MOUNTING FOUR-HOLE MOUNTING ROT. | 73.06
4AM5242-8JD40-0FA0 | TRANSFORMER SITAS; PHASES:1; PN/PN(S6)(KVA):0,63 /2,35; UPRI(V):400-230+/-15; USEC(V):2X115; ISEC(A) | 412.23
3RV1011-0GA10 | CIRCUIT-BREAKER SIZE S00, FOR MOTOR PROTECTION, CLASS 10, A-REL.0.45...0.63A,N-REL.8.2A SCREW TERMIN | 48.99
6SE6440-2UD37-5FA1 | MICROMASTER 440 WITHOUT FILTER 3AC 380-480 V +10/-10% 47-63 HZ CONSTANT TORQUE POWER 75 KW OVERLOAD | 23144.16
6SE6440-2UD38-8FA1 | MICROMASTER 440 WITHOUT FILTER 3AC 380-480 V +10/-10% 47-63 HZ CONSTANT TORQUE POWER 90 KW OVERLOAD | 27625.87
5TC8932 | DELTA STYLE TITANIUM WHITE COVER PLATE FOR TIME SWITCH RUNTIME 15MIN. PRINTED | 12.74
5SY4204-5 | CIRCUIT BREAKER 400V 10KA, 2-POLE, A, 4A, D=70MM | 101.79
4RB4104-3EE50 | POWER CAPACITOR PHASECAP COMPACT MKK 440V 10.4KVAR | 278.38
5SY4463-8 | CIRCUIT BREAKER 400V 10KA, 4-POLE, D, 63A, D=70MM | 269.52
5SY6210-7 | CIRCUIT BREAKER 400V 6KA, 2-POLE, C, 10A, D=70MM | 12.79
5TT5910-5 | SEALING CAP FOR 5TT580 | 1.24
5ST3608 | PIN BUSBAR, 10 SQMM CONNECTION: 6X2-PHASE SAFE-TO-TOUCH | 5.12
4AM5242-5AJ10-0FA0 | TRANSFORMER SITAS; PHASES:1; PN/PN(S6)(KVA):0,63 /2,35; UPRI(V):400+/-5%; USEC(V):110; ISEC(A):5,73; | 381.09
5TG1778-2 | DELTA PROFIL COVER PLATE TV/RF/SAT 2 AND 3 HOLES KNOCKOUT SILVER | 15.35
5TG1807 | DELTA PROFILE, TITANIUM WHITE OUTLET PLATE | 15.74
3LD2203-3VK53 | MAIN/EMERG. STOP SWITCH 6-POLE IU=32, P/AC-23A AT 400V=11.5KW FRONT MOUNTING FOUR-HOLE MOUNTING ROTA | 57.99
3RT1054-6AV36 | CONTACTOR, 55KW/400V/AC-3, AC(40...60HZ)/DC OPERATION UC 380...420V AUXIL. CONTACTS 2NO+2NC 3-POLE, | 365.41
5TE4806 | PUSHBUTTON, 1NO/1NC 20 A 1 BUTTON GREEN WITHOUT LATCHING FUNCTION | 13.11
5TE4841 | PUSHBUTTON, D=70MM 1NC/1NO 20A, 2BUTTON RED+GREEN LAMP 230V | 19.61
3NP1933-1GB50 | ACCES.F.FUSE SWI. DISCONNECTOR FOR NH00 FUSE CARRIER WITH FUSE MONITORING ELECTRONIC, EFM 25 | 272.4
3NP1943-1BB10 | ACCES.F.FUSE SWI. DISCONNECTOR FOR NH1 PRISM TERMINAL, SINGLE | 34.42
3SE5232-0LD03-1AG0 | SIRIUS POSITION SWITCH; . ACC. TO EN50047, 31MM DEVICE CONNECTION 1X (M20X1.5); 1NO/2NC SNAP-ACTION | 27.39
3SE5232-0LK21 | SIRIUS POSITION SWITCH; PLASTIC HOUSING ACC. TO EN50047, 31MM DEVICE CONNECTION 1X (M20X1.5); 1NO/2N | 30.79
3VL9500-4TG40 | ACCESSORY FOR VL630, TERMINAL FOR CABLE (CU OR AL) SET OF 4 PCS 4 POLE | 301.56
3RW4036-2TB04 | SIRIUS SOFT STARTER, S2, 45A, 22KW/400V, 40 DEGR., AC 200-480V, AC/DC 24V, SPRING-LOADED TERMINALS, | 1056.24
3RV1011-1DA15 | CIRCUIT-BREAKER, SIZE S00, FOR MOTOR PROTECTION, CLASS 10, A REL.2.2...3.2A, N REL.42A, 1NO + 1NC TR | 70.99
5SY8416-7 | CIRCUIT BREAKER 400V 25KA, 4POLE, C, 16A, D=70MM | 115.08
5TG1101-1 | DELTA MIRO FRAME 1-FOLD GENUINE MATERIAL WOOD TYPE OF WOOD CHERRY TREE DIMENSIONS 90X90MM | 31.85
5UB1927 | I-SYSTEM, CARBON METALLIC SCHUKO SOCKET OUTL. 10/16A 250V W. SCREWLESS TERMINALS W. HINGED LID 55X55 | 21.02
5SY4116-8 | CIRCUIT BREAKER 230/400V 10KA, 1-POLE, D, 16A, D=70MM | 14.83
5SY4180-6 | CIRCUIT BREAKER 230/400V 10KA, 1-POLE, B, 80A, D=70MM | 28.8
5SY4201-5 | CIRCUIT BREAKER 400V 10KA, 2-POLE, A, 1A, D=70MM | 101.79
5SJ4206-7HG41 | CIRCUIT BREAKER 240V 14KA, 2-POLE, C, 6A, D=70MM ACC. TO UL 489 | 130.66
5TT5840-2 | INSTA CONTACTOR WITH 4 MAKE CONTACTS CONTACT FOR 230, 400 V AC, 40 A TRIGGERING 24 V AC | 72.44
5SJ4230-7HG42 | CIRCUIT BREAKER 10KA, 2POLE, C, 30A ACC. TO UL 489 - 480Y/277V | 127.61
5SJ4345-8HG41 | CIRCUIT BREAKER 240V 10KA, 3-POLE, D, 45A, D=70MM ACC. TO UL 489 | 324.36
4AM5742-8ED40-0FA0 | TRANSFORMER SITAS; PHASES:1; PN/PN(S6)(KVA):1 /5; UPRI(V):600-575-550-525-500- 480-460-440-415-400-2 | 633.26
3RT1064-2AF36 | CONTACTOR, 110KW/400V/AC-3 AC(40...60HZ)/DC OPERATION UC 110-127V AUXILIARY CONTACTS 2NO+2NC 3-POLE, | 634.56
3LD2504-1TP51 | MASTER/EMER. STOP SWITCH IU=63, P/AC-23A W. 400V=22KW | 68.05
5TD2120 | DELTA PUSHB. INSERT, FM 1NO CONTACT, 10A 250V | 5.79
5TD4811 | DELTA FLAT IP44, SM DARK GRAY/LIGHT GRAY PUSHB., 10A 250V SCHUKO OUTLET W. HINGED LID 10/16A 250V, 6 | 32.92
5TD2863-1 | DELTA STYLE PLATINUM METALLIC INSERT 2F MECHANICALLY INTERLOCKED ROCKER LABELED ENGLISH | 42.46
3WL9111-1AT23-0AA0 | 3WL9 NAFTA ACCESSORY WLANLGCUB ANALOG OUTPUT MODULE | 598.13
5SY6432-7 | CIRCUIT BREAKER 400V 6KA, 4-POLE, C, 32A, D=70MM | 33.52
3NP1163-1JC13 | FUSE-SWITCH-DISCONNECTOR 3-POLE, NH3, 630A 60MM BUSBAR SYSTEM COVERS FOR RITTAL FLAT CONNECTOR FUSE | 708.22
3RT1476-6NP36 | CONTACTOR, 690A/AC-1 AC(40...60HZ)/DC OPERATION UC 200-277V AUXILIARY CONTACTS 2NO+2NC 3-POLE, SIZE | 1739.53
3RT1955-5AR32 | WITHDRAWABLE COIL FOR SIZE S6 FOR CONTACTORS 3RT105/3RT145 AC/DC OPERATION UC440-480V DRIVE: CONVENT | 77.76
5TG6287 | I-SYSTEM ROCKER W. REMOTE CONTROL PULL FOR PUSHB. ELECTRIC WHITE, 55X55MM | 23.97
3TH4280-0BG8 | CONT. RELAY 80E DIN EN 50011 8NO, SCREW CONNECTION DC OPERATION DC SOLENOID SYSTEM DC 90V-140V | 103.04
3VL9800-4PF00 | ACCESSORIES FOR CIRCUIT-BREAKER VL 1250/1600 TRIGGER PIN + SPRING | 128.21
3VL9800-4RG00 | ACCESSORY FOR VL1600, FLAT BUS 1 PIECE | 86.35
3RT1066-6NP36 | CONTACTOR, 160KW/400V/AC-3 AC(40...60HZ)/DC OPERATION UC 200-277V AUXILIARY CONTACTS 2NO+2NC 3-POLE, | 1170.63
3TY6483-0LB4 | COIL FOR CONTACTORS 3TB48, 3TC48 WITH SERIES RESISTOR WITHOUT VARISTOR DC 24V | 135.7
3TY7403-0AB0 | COIL FOR CONTACTORS: 3TF30 TO 3TF33, 3TF40 TO 3TF43 3TH3, 3TH4 3TB40 TO 3TB44, 3TC44, 3TH8 AC 24V 50 | 15.45
4AM3442-5MT10-0FA0 | TRANSFORMER SITAS; PHASES:1; PN/PN(S6)(KVA):0,1 /0,31; UPRI(V):690+/-5%; USEC(V):230; ISEC(A):0,435; | 120.69
3UF7310-1AB00-0 | DIGITAL MODULE; 4 INPUTS AND 2 RELAY OUTPUTS; INPUT VOLTAGE DC 24V; BISTABLE RELAY OUTPUTS; MAXIMUM | 247.57
3WL9111-1AA57-0AA0 | 3WL9-NAFTA-ACCESSORY WLRP1000 RATING PLUG, 1000A | 118.28
3RF2350-1AA45 | SEMI-COND. CONTACTOR 3RF2,1-PH. AC51 50A 40 DEGREE C 48-600 V / 4-30 V DC SCREW CONNECTION BLOCKIN | 108.24
3SE5322-2SD22 | SAFETY POSITION SWITCHES WITH SOLENOID INTERLOCKING LOCK. FORCE 1300N,5 APPR. DIR. PLASTIC ENCLOSURE | 232.28
3SE5000-0AV05 | SEPARATE ACTUATOR, UNIVERSAL RADIUS ACTUATOR FOR POS. W. TUMBLER 3SE5312../3SE5322.. AND ASI 3SF13.. | 29.71
5TG8070 | CAP-SET FOR PUSHBUTTON AND LIGHT SIGNALL. D=70MM SET PER 1 X RED+GREEN YELLOW/TRANSPARENT | 4.26
5SJ6510-6KS | CIRCUIT BREAKER 230V 6KA, 1+N-POLE, B, 10A, D=70MM WITH SCREWLESS TAP-OFF TERMINAL | 18.01
3SE5112-0CF01 | SIRIUS POSITION SWITCH METAL ENCLOSURE 40MM ACC. TO EN50041 DEVICE CONNECTION 1X (M20X1.5) 1NO/1NC S | 46.72
5TG1205-3 | DELTA MIRO GLASS FRAME 5-FOLD REAL GLASS ORIENT 374X90MM | 257.56
3LD2766-0TB51 | MAIN CONTROL SWITCH 3-POLE IU=100, P/AC-23A AT 400V=37KW 1 N-TERMINAL + 1 PE-TERMINAL ENCAPSUL.IN M. | 184.81
3RT1064-6NP36 | CONTACTOR, 110KW/400V/AC-3 AC(40...60HZ)/DC OPERATION UC 200-277V AUXILIARY CONTACTS 2NO+2NC 3-POLE, | 716.6
5TE8114 | SWITCH, D=70MM 20A 3NC+N | 41.83
3NP1933-1GB10 | ACCES.F.FUSE SWI. DISCONNECTOR FOR NH00 FUSE CARRIER FUSE MONITORING ELECTROMECHANICAL | 199.36
3RT1966-5AS31 | WITHDR. COIL FOR SIZE S10 FOR VAC. CONTACTOR 3RT126 AC/DC OPERATION 500-550V UC DRIVE: CONVENTIONAL | 90.27
5TG1893 | DELTA PROFILE INTERM.FRAME FOR ADAPTATION OF DELTA PLUS COMPONENTS | 3.31
3SE5122-0CH82 | SIRIUS POSITION SWITCH METAL ENCLOSURE 56MM WIDE DEVICE CONNECTION 3X (M20X1.5) 1NO/ 1NC SNAP-ACTION | 60.45
6FX2003-7FA00 | HF CLAMP FOR SIGNAL CONNECTOR M17 AND POWER CONNECTOR SIZE 0.5 | 48.9
5SJ4120-8HG40 | CIRCUIT BREAKER 240V 14KA, 1-POLE, D, 20A, D=70MM ACC. TO UL 489, SAME POLARITY | 37.68
5ST3641 | PIN BUSBAR, 16 SQMM CONNECTION: 3X(2-PHASE+HS/FS) SAFE-TO-TOUCH | 5.46
3RW4426-1BC45 | SIRIUS SOFT STARTER, VALUES WITH 500 V, 40 DEG., STANDARD: 77A, 45KW, INSIDE-DELTA CIRCUIT 3: 133A, | 6332.04
3RW4434-6BC45 | SIRIUS SOFT STARTER, VALUES WITH 500 V, 40 DEG., STANDARD: 113A, 75KW, INSIDE-DELTA CIRCUIT 3: 196A, | 7797.31
3VL9600-3MF00 | ACCESSORY FOR VL630, VL800, STORED ENERGY OPERATOR 24V DC WITH AUXILIARY SWITCH | 2407.22
3NE3421-0C | SITOR FUSE-LINK FOR SEMICONDUCTOR PROTECTION 100A AR 1000V SIZE 3 KNIFE CONTACT FOR BOLTED CONNECTIO | 194.37
3NA3340 | LV HRC FUSE LINK GL/GG WITH NON-INSULATED GRIP LUGS WITH FRONT INDICATOR SIZE 3, 200A, AC 500V/DC 44 | 23.78
3NJ6933-1DB00 | ACCESSORY FOR DISCONNECTOR-FUSE IN-LINE TYPE, CAN BE PLUGGED IN,NH1 INTERNAL TERMINAL COVER FOR 2- A | 22.8
3NJ6940-3BL22 | ACCESSORY FOR IN-LINE FUSE SWITCH DISCONNECT. PLUG-IN, CURRENT TRANSFORMER 600/5A, CL.0.5, 5 VA | 139.07
3RF2120-1BA04 | SEMICONDUCTOR RELAY 3RF2, 1-PH. CONSTR. WIDTH 22.5 MM, 20 A 48-460V / 24V DC SCREW TERMINAL INSTANTA | 39.06
6DL2804-2AE50 | EX-DEVICE MADE OF STAINLESS STEEL, IP65. WITH INSTALLATION OF ET200ISP- AND AIRLINEEX PNEUMATIC- COM | 7631.11
3NW1030-0HG | FUSE LINK CLASS CC ACC. TO UL STANDARD 248-4 SLOW-BLOW RATED CURRENT 3 A RATED VOLTAGE UP TO 600 V A | 17.94
6ES7148-4FA00-0AB0 | SIMATIC DP, ET 200PRO FAILSAFE ELECTRONIC MODULE 8/16 F-DI DC24V PROFISAFE, 90 MM WIDTH, UP TO CATE | 769.19
3SE5322-0SE22 | SAFETY POSITION SWITCHES WITH SOLENOID INTERLOCKING LOCK. FORCE 1300N,5 APPR. DIR. PLASTIC ENCLOSURE | 249.86
3SB2901-2EB | INSCRIPTION LABEL FOR GLUING ONTO LABEL HOLDER, LABEL SIZE 9.5 X 18.5MM, SILVER-COLORED, BLACK LETTE | 0.72
3RF2255-1AC35 | SOLID-STATE RELAY 3-PHASE 3RF2 55A 40 DEG. C 48-600V / 110V AC 3-PHASE CONTROLLED SCREW TERMINAL BL | 173.44
3RA6913-1A | AUXILIARY SWITCH, 1 NC CONTACT, 1 NO CONTACT, CONNECTION AUXILIARY CIRCUIT: SCREW TERMINAL, | 41.04
3RF2050-1AA45 | SEMICONDUCTOR RELAY 3RF2, 1-PH. WIDTH 45MM, 50A 48-600V / 4-30V DC SCREW-TYPE TERMINAL BLOCKING VOLT | 50.52
6DL2804-0AD32 | EX-DEVICE MADE OF STAINLESS STEEL, IP65. EMPTY CABINET READY FOR INSTALLATION OF ET200ISP. EQUIPMENT | 5225.64
3VL9400-3AU11 | ACCESSORY FOR VL400UL, VL400XUL (FG-FRAME - LG-FRAME) KIT F. LEADING AUXILIARY SWITCHES 1 CO CONTACT | 42.98
3WL9111-1AA76-0AA0 | 3WL9-NAFTA-ACCESSORY WLRP1200 RATING PLUG, 1200A | 118.28
3RK1301-0FB00-0AA2 | DS1-X FOR ET 200S ELECTROMECHANICS LINE STARTER EXPANDABLE ADJUSTABLE RANGE 0.35...0.50A AC-3, 0.12 | 484.99
5SY6125-7 | CIRCUIT BREAKER 230/400V 6KA, 1-POLE, C, 25A, D=70MM | 7.07
3RT1264-6AM36 | VAC. CONTACTOR, 110KW/400V/AC-3 AC(40...60HZ)/DC OPERATION UC 200-220V AUXILIARY CONTACTS 2NO+2NC 3- | 1176.09
6SL3720-1TE38-4AA3 | SINAMICS S120 CABINET MODULE SINGLE MOTOR MODULE WITH CIM+CU320-2 INPUT: DC 510 - 720V OUTPUT: 3AC 0 | 50468.69
6SL3000-1BE32-5AA0 | SINAMICS BRAKING RESISTOR INPUT: 600 V DC OUTPUT: 250 KW/15 S 2.2 OHM | 4097.36
6SL3000-2AH31-8AA0 | SINAMICS/MICROMASTER PX MOTOR REACTOR FOR 3PH 660-690 V, 50/60 HZ, 175 A AC DRIVES/POWER MODULES/ MO | 1849.09
3TF6933-8QG7-ZA02 | CONTACTOR SIZE 14, 3-POLE AC-3 450KW, 400/380V (1000V) AUXILIARY SWITCH 33 (3NO+3NC) INTEGRATED RECT | 5849.24
3VL9400-4RF40 | ACCESSORY FOR VL400, REAR TERMINAL, ROUND COMPRISES 4 TERMINALS 2 LONG + 2 SHORT 4-POLE | 222.41
6SL3710-7LG38-1AA3 | SINAMICS S150 CONVERTER CABINET UNIT, AC/AC WITH CIM+CU320-2 3-PH. 500-690V, 50/60HZ UNIT RATING: 80 | 219037.62
6SE6400-3TC03-8DD0 | MICROMASTER 4 OUTPUT CHOKE 380-480 V 3AC 38 A STAND ALONE FS D - 0.82 MH | 564.98
5TA2130 | DELTA SWITCH INSERT FM CONTROL SWITCH SCREWABLE, 10A 250V | 18.82
3RT1076-6AP36 | CONTACTOR, 250KW/400V/AC-3 AC(40...60HZ)/DC OPERATION UC 220-240V AUXILIARY CONTACTS 2NO+2NC 3-POLE, | 1947.39
8WH8120-3AB55 | LABELS, LONGIT. 51 - 60 SIZE ZB6 | 0.11
8WH8140-3AB55 | LABELS, TRANSV. 51 - 60 SIZE ZB6 | 0.11
3RT1266-6AP36 | VAC. CONTACTOR, 160KW/400V/AC-3 AC(40...60HZ)/DC OPERATION UC 220-240V AUXILIARY CONTACTS 2NO+2NC 3- | 1673.87
5SY4605-7 | CIRCUIT BREAKER 400V 10KA, 3+N-POLE, C,0.5A, D=70MM | 84
3RT1955-5AB32 | WITHDRAWABLE COIL FOR SIZE S6 FOR CONTACTORS 3RT105/3RT145 AC/DC OPERATION UC23-26V DRIVE: CONVENTIO | 77.76
3RT1956-4G | FRAME TERMINAL BLOCK FOR CONTACTOR MOD.S6, 3RT1.5 FOR OVERLOAD RELAY 3RB105 MAX. CONNECTION APPR. 12 | 33.05
5SY5403-7 | CIRCUIT BREAKER CURR.SENS.DC 880V AC 400V 10KA, 4POLE, C, 3A MAX. DC 1000V | 168.37
3NW8207-1 | CYLINDRICAL FUSE A.M. ACC. TO FRENCH STANDARD (NFC) WITHOUT INDICATOR SIZE 22X58MM, 500V 20A | 11.18
3NP1923-1BG40 | ACCES.F.FUSE SWI.DISCONNECTOR FOR NH000 AUXILIARY CONDUCTOR CONNECTION FOR BOX TERMINAL | 6.79
3VL9324-4TD40 | ACCESSORY FOR VL250, CIRCULAR COND. TERMINAL COMPRISES 4 CIRC. CONDUCTOR TERMINALS AND TERMINAL COVE | 130.82
6ES7193-4LC20-0AA0 | 200 COLOR CODING PLATES FOR TERMINAL MODULES OF THE ET 200S AND ET 200S COMPACT IN THE COLOR YELLOW- | 112.12
8WH9020-6DE10 | PLUG-IN JUMPER 8 DIVISIONS, AS TRANSVERSE JUMPER IN TERM. MIDDLE, 4-POLE, COLOR: SIEMENS COLOR | 2.29
BVP:261890 | BD2C-400-TL JUNCTION UNIT T UNIT LEFT 160-4 00A | 3969
BVP:261976 | BD2-1000-EBAL CABLE ENTRY PLATE FOR ONE CONDU CTOR CABLE 1000A | 41.62
3RT1975-5AD32 | WITHDRAWABLE COIL FOR SIZE S12 F. CONTS. 3RT107/3RT127/3RT147 AC/DC OPERATION UC42-48V DRIVE: CONVEN | 137.95
6ES7148-6JA00-0AB0 | SIMATIC DP, ET 200ECO PN, IO-LINK MASTER, 4IO-L + 8DI + 4DO 24V DC/1.3A 8 X M12, DOUBLE-ASSIGNEMENT, | 862.77
4EF1105-0GB | SINE-WAVE FILTER; PN(KW):1,5; UN(V):500; F(HZ):100; IEFF(A):4; LN(MH):12; F TAKT(KHZ):8; EN 61558-2- | 635.64
6ES7453-3AH00-0AE0 | SIMATIC S7-400, FM 453 FUNCTION MODULE FOR POSITIONING WITH SERVO AND STEPPER MOTORS (3 CHANNELS) IN | 5220.32
3LD2022-0TK11 | 3-P. MAIN CTR./EM.-STOP SWITCH IU=16, P/AC-23A AT 400V=7.5KW FRONT MOUNTING 4-HOLE MOUNTING KNOB-OP. | 23.53
5TC9250 | I-SYSTEM, ALUMIN.METALLIC ROOM TEMP. CONTROLLER COVER NC CONTACT/CO CONTACT, 55X55MM | 32.49
5TD2125 | DELTA PUSHB. INSERT, FM SCREWABLE, 1NO CONTACT 10A 250V | 8.61
3SE5000-0AA23 | TWIST LEVER FOR POSITION SWITCH 3SE52 METAL LEVER, 21MM LONG BALL BEARING ROLLER 19MM | 20.18
4AM4342-8ED40-0FA0 | TRANSFORMER SITAS; PHASES:1; PN/PN(S6)(KVA):0,315 /1,12; UPRI(V):600-575-550-525-500- 480-460-440-41 | 321.57
3NA3010 | LV HRC FUSE LINK GL/GG WITH NON-INSULATED GRIP LUGS WITH FRONT INDICATOR SIZE 0, 25A, AC 500V/DC 440 | 13
3NJ6916-4EA00 | ACCESSORIES FOR PLUG-IN SWITCH DISCONNECT. 3NJ6 BUSBAR COVER MOUNTING HEIGHT 200 MM, IP20 | 81.47
3TY6566-0AP0 | COIL FOR 3TC56 AC 50HZ 230V / 60HZ 276V | 140.53
3RH1921-1CD10 | AUX. SWITCH BLOCK, 1 NO, LEADING, DIN EN50005, SCREW CONNECTION, FOR MOTOR CONTACTORS, 1-POLE | 6.45
3WL9111-0AS01-0AA0 | ACCESSORIES CIRCUIT BREAKER 3WL ARC CHUTE SIZE I, FOR 690V | 110.66
3SB2910-0AD | BUTTON, YELLOW, FLAT, FOR PUSHBUTTON | 0.38
3RV1611-1CG14 | CIRCUIT-BREAKER FOR VOLTAGE TRANSFORMER, 1CO, S00, 2.5A | 244.67
4AM3242-5CT10-0FA0 | TRANSFORMER SITAS; PHASES:1; PN/PN(S6)(KVA):0,063 /0,19; UPRI(V):440+/-5%; USEC(V):230; ISEC(A):0,27 | 111.94
4AM2342-4TN00-0EB0 | TRANSFORMER SITAS; PHASES:1; PN/PN(S6)(KVA):0,025 /0; UPRI(V):230+/-5%; USEC(V):24; ISEC(A):1,04; F( | 88.04
3LD2203-3VK51 | MAIN SWITCH 6-POLE IU=32, P/AC-23A AT 400V=11,5KW FRONT MOUNTING FOUR-HOLE MOUNTING ACTUATOR BLACK | 57.99
4AM3242-4TT10-0FA1 | TRANSFORMER SITAS; PHASES:1; PN/PN(S6)(KVA):0,063 /0,19; UPRI(V):230+/-5%; USEC(V):230; ISEC(A):0,27 | 119.69
6DD1681-0GK0 | SIMADYN D CONVERTER SU13 50 TERMINALS (1:1 CONNECTION) | 497.19
5UB1837 | DELTA STYLE, RED SCHUKO SOCKET OUTLET10/16A 250V W. INCREASED TOUCH PROTECTION COVER PLATE 68X68 MM | 17.52
5SJ4201-8HG41 | CIRCUIT BREAKER 240V 14KA, 2-POLE, D, 1A, D=70MM ACC. TO UL 489 | 148.89
3WL9111-0AJ02-0AA0 | ACCESSORIES CIRCUIT BREAKER 3WL ELECTR. ON-PUSHBUT. IN OP.PANEL WITH SEALING CAPE INCL. CONNECTION C | 183.62
3WL9111-0AK34-0AA0 | ACCESSORIES CIRCUIT-BREAKER 3WL EMC-FILTER RELEASE 2 | 1579.64
3VL9800-3HE01 | ACCESSORY FOR VL1200UL,VL1600UL (NG FRAME - PG FRAME) FRONT ROTARY OPERAT. MECHAN. WITH SHAFT END W/ | 296.32
3SE5232-0GC05 | SIRIUS POSITION SWITCH PLASTIC HOUSING ACC. TO EN50047, 31MM DEVICE CONNECTION 1X(M20X1.5); 1NO/1NC | 24.26
5TG2067 | I-SYSTEM, ELECTRIC WHITE BNC SOCKET CONTACT 2FOLD, 75OHM COVER PLATE 55X55MM | 41
3SE5232-0KD03 | SIRIUS POSITION SWITCH; PLASTIC HOUSING ACC. TO EN50047, 31MM DEVICE CONNECTION 1X(M20X1.5); 1NO/2NC | 27.39
3NA6250-6 | LV HRC FUSE LINK GL/GG WITH INSULATED GRIP LUGS WITH COMBINATION INDICATOR SIZE 2, 300A, AC 690V/DC | 90.4
3NA6810-4 | LV HRC FUSE LINK GL/GG WITH INSULATED GRIP LUGS WITH COMBINATION INDICATOR SIZE 000, 25A, AC 400V | 6.77
3RF2190-3AA04 | SEMICONDUCTOR RELAY 3RF2, 1-PH. WIDTH 22.5MM, 90 A 48-460 V / 24 V DC RING TERMINAL | 59.06
3RF2190-3AA26 | SEMICONDUCTOR RELAY 3RF2, 1-PH. WIDTH 22.5MM, 90 A 48-600 V / 110-230 V AC RING TERMINAL | 77.86
3VL9300-4PA30 | ACCESSORY FOR VL250, PLUG IN SOCKET KIT ASSEMBLY REAR CONNECTORS 3 POLE | 374.17
3VL9300-8BH00 | ACCESSORY FOR VL160, VL250, COVER FRAME IP40 FOR CIRCUIT BREAKER DRAW-OUT MOUNTED W. RCD + ROTARY DR | 80.47
3RT1054-1AM36 | CONTACTOR, 55KW/400V/AC-3 AC(40...60HZ)/DC OPERATION UC 200...220V AUXIL. CONTACTS 2NO+2NC 3-POLE, S | 365.41
3RT1054-1AT36 | CONTACTOR, 55KW/400V/AC-3 AC(40...60HZ)/DC OPERATION UC 575...600V AUXIL. CONTACTS 2NO+2NC 3-POLE, S | 365.41
3NA7230 | LV HRC FUSE LINK GL/GG WITH NON-INSULATED GRIP LUGS WITH COMBINATION INDICATOR SIZE 2, 100A, AC 500V | 14.04
5SY4263-8 | CIRCUIT BREAKER 400V 10KA, 2-POLE, D, 63A, D=70MM | 119.91
5SM3418-6KK | RES.CURRENT OP.CIRCUIT BREAKER TYPE A PSE/SSF 100A 1+N-POL IFN 100MA 230V 2MW | 176.8
3RW4465-2BC46 | SIRIUS SOFT STARTER, VALUES AT 690V, 40DEGREES, STANDARD: 1076A, 1100KW, INSIDE DELTA: ONLY UP TO 60 | 57302.37
3RW4458-2BC35 | SIRIUS SOFT STARTER, VALUES AT 575V, 50DEGREES, STANDARD: 850A, 950HP, INSIDE-DELTA CIRCUIT 3: 1472A | 47751.97
3SB2901-5AA | INSERT CAP FOR PUSHBUTTON AND ILLUMINATED PUSHBUTTON RAISED TRANSPARENT, W/O INSCRIPTION, | 0.72
3SX9917 | ACCESSORIES FOR POSITION SWITCH ADAPTERS FOR CABLE ENTRY FROM M20 X 1.5 TO NPT 1/2, METAL | 12.9
4AM4842-8DD40-0FA0 | TRANSFORMER SITAS; PHASES:1; PN/PN(S6)(KVA):0,5 /2; UPRI(V):550-525-500-480-460- 440-415-400-380-230 | 396.68
3UF7910-0AA00-0 | ADDRESSING PLUG, FOR ASSIGNING THE PROFIBUS ADDRESS TO A BASIC UNIT W/O PC/PG TO SIMOCODE PRO W/O PC | 79.4
3VL9400-3HR31 | SIDE ROTARY OPER. MECHANISM 3VL4 W/ 1500MM BOWDEN WIRE ROTARY HANDLE RED/YELLOW | 377.44
3UF7000-1AU00-0 | BASIC UNIT 1 SIMOCODE PRO C; PROFIBUS DP-INTERFACE 12 MBIT/S, RS485; 4I/3O FREELY PARAMETERIZABLE; U | 475.42
3WL9111-0BB27-0AA0 | ACCESSORIES CIRCUIT BREAKER 3WL BOWDEN WIRE F. MUTUAL MECH. INTERLOCKINGS, 4.5M, THREAD M5 | 191.11
4AC2402 | POWER SUPPLY FOR CONSTANT LOAD PRIM 85..265V AC, 85..300V DC SEC 24V DC +- 5% MOUNTING WIDTH 2WU (WI | 83.34
5UB1538 | I-SYSTEM, ORANGE (ZSV) SCHUKO SOCKET OUTL. 10/16A 250V W. SCREWLESS TERMINALS W. LABELING FIELD COVE | 17.11
5TT4105-4 | REMOTE SWITCH WITH 1 NO AND 1 NC CONTACT FOR AC 230, 400V 16A CONTROL AC 8V | 33.79
6FX2003-0AA01 | SIGNAL CONNECTOR, SUB-D 9-WAY FEMALE CONN., SCREW TYPE LOCKING, UNC 4-40, CABLE CLAMP. 12 - 13 MM, S | 99.14
3WL9111-0AA62-0AA0 | ACCESSORIES CIRCUIT BREAKER 3WL RATED CURRENT REF. MODULE 2000A F. ETU25, 27, 45, 55, 75, 76 | 412.95
3RK1395-6KS41-0AD0 | SIRIUS MOTOR STARTER M200D TECHNOLOGIEMODUL DIRECT ON-LINE STARTER MECHANICAL SWITCHING 3 400V AC/0, | 785.35
6ES7392-1AJ00-0AA0 | SIMATIC S7-300, FRONT CONNECTOR FOR SIGNAL MODULES WITH SCREW CONTACTS, 20-PIN | 63.37
LZS:PT5A5T30 | PLUG-IN RELAY COMPLETE UNIT AC 230V, 4 CO CONTACT LED MODULE RED STANDARD PLUG-IN SOCKET SCREW TERMI | 18.8
3RB2153-4FW2 | OVERLOAD RELAY 50...200 A FOR MOTOR PROTECTION SIZE S6, CLASS 5...30 MOUNT. ONTO CONT./ STAND-ALONE | 307.65
3RP1525-1AP30 | TIME RELAY, ON-DELAY, 1C, 15 RANGES (1,3,10,30,100) (S,MIN,H) AC 24,200...240 V AND DC 24 V, WITH LE | 176.62
3RA6250-1CB32 | SIRIUS, COMPACT STARTER, REVERSING STARTER 690 V, 24 V AC/DC, 50 ... 60 HZ, 1 ... 4 A, IP20, MAIN CI | 1050.33
3LD2418-7UL01 | CHANGEOVER SWITCHES 4-POLE CH.SW.250A/690V 132KW/400V 4-PO FRONT 4-HOLE MOUNTING WITH DOOR-COUPL. RO | 1105.17
3RT1064-2AD36 | CONTACTOR, 110KW/400V/AC-3 AC(40...60HZ)/DC OPERATION UC 42-48V AUXILIARY CONTACTS 2NO+2NC 3-POLE, S | 634.56
3RW4457-2BC44 | SIRIUS SOFT STARTER, VALUES AT 400V, 40DEG., STANDARD: 880A, 500KW, INSIDE-DELTA CIRCUIT 3: 1524A, 9 | 37809.1
3RW4028-2BB05 | SIRIUS SOFT STARTER, S0, 38A, 22KW/500V, 40 DEGR., AC 400-600V, AC/DC 24V, SPRING-LOADED TERMINALS | 884.29
3VL9800-4EC30 | ACCESSORY FOR VL1250, VL1600, FRONT BUS-BAR CONNECTION SET OF 3 PCS 3 POLE | 294.36
3RW4435-6BC45 | SIRIUS SOFT STARTER, VALUES WITH 500 V, 40 DEG., STANDARD: 134A, 90KW, INSIDE-DELTA CIRCUIT 3: 232A, | 9210.24
3RF2320-1AA14 | SEMI-COND. CONTACTOR 3RF2,1-PH. AC51 20A 40 DEGREES C 48-460V / 24V AC/DC SCREW TERMINAL | 63.94
3RA6912-2A | AUXILIARY SWITCH, 2 NC CONTACTS, CONNECTION AUXILIARY CIRCUIT: SPRING-LOADED TERMINAL, | 41.04
3RP1901-0A | LABEL SET, F. MULTI-FUNCTION DEVICE, 1 CHANGEOVER CONTACT | 9.81
3RF2255-1AB35 | SOLID-STATE RELAY 3-PHASE 3RF2 55A 40 DEG. C 48-600V / 110V AC 2-PHASE CONTROLLED SCREW TERMINAL BL | 127.87
3RV1011-1EA10-ZW97 | CIRCUIT-BREAKER, 2.8...4 A, N-RELEASE 52 A, SIZE S00, MOTOR PROTECTION, CLASS 10, SCREW CONNECTION S | 64.57
3RK1200-0CQ20-0AA3 | AS-INTERFACE COMPACT MOD. K45, IP67, DIGITAL, 4 INPUTS 4 X 1 INPUT, 200MA MAX., PNP 4 X M12 SOCKET | 196.57
3RK1205-0BE00-0AA2 | AS-INTERFACE SAFETY AT WORK SLIMLINE S22.5F STANDARD IP20 2F-DI | 430.47
3SY3127 | ACCESSORY FOR POSITION SWITCH SOCKET (4-POLE), M12, FOR M20 X 1.5, FOR 250V, 4A | 20.36
6FX2001-4NB00 | BUILT-ON ENCODER 1000 PUL./REV OPTICAL INCREMENTAL WITH HTL LEVEL, OPER. VOLTAGE 10-30V CLAMP FLANGE | 366.56
5TT4207-0 | RELAY,N-TYPE W 2 CHANGEOV.CONT. CONTACT FOR AC 230V 16A CONTROL AC 230V | 43.64
3RK1315-6LS41-1AA3 | SIRIUS MOTOR STARTER M200D AS-I COMMUNICATION: AS-INTERFACE REVERSING STARTER BASIC MECHANICALLY SWI | 995.11
5TT5830-2 | INSTA CONTACTOR WITH 4 MAKE CONTACTS CONTACT FOR 230, 400 V AC, 25 A TRIGGERING 24 V AC | 32.2
5SJ4204-8HG42 | CIRCUIT BREAKER 10KA, 2POLE, D, 4A ACC. TO UL 489 - 480Y/277V | 149.65
5TG1360 | DELTA STYLE TITANIUM WHITE COVER PLATE F. SHUTTER KNOB-OP. SWITCH WITH SYMBOL UP/DOWN | 14.83
5TG4822 | I-SYSTEM HOTEL CARD SWITCH ILLUMINATED CARBON METALLIC, 55X55MM | 88.52
3SE5242-0BK21 | SIRIUS POSITION SWITCH; PLASTIC HOUSING ACC. TO EN50047, 50MM DEVICE CONNECTION 2X(M20X1.5); 1NO/1NC | 35.2
3LD2230-8VQ11-0AF6 | MAIN SWITCH FOR SOLAR PLANTS FOR MOUNTING ONTO STANDARD RAIL 2-POLE WITH BLACK KNOB RATING AT 800V D | 107.39
3RT1056-6AP36-ZX95 | CONTACTOR, 90KW/400V/AC-3, AC(40...60HZ)/DC OPERATION UC 220...240V AUXIL. CONTACTS 2NO+2NC 3-POLE, | 652.03
6SE6440-2UD21-1AA1 | MICROMASTER 440 WITHOUT FILTER 3AC 380-480 V +10/-10% 47-63 HZ CONSTANT TORQUE POWER 1.1 KW OVERLOA | 1876.74
3VL1705-1DD33-0AA0 | Jistic VL 160X N, 50 A | 466.4
3NA7222 | LV HRC FUSE LINK GL/GG WITH NON-INSULATED GRIP LUGS WITH COMBINATION INDICATOR SIZE 2, 63A, AC 500V/ | 14.04
5SM3745-6 | RES.CURRENT OP.CIRCUIT BREAKER TYPE A PSE/SSF 125A 3+N-POL IFN 0,5A 400V 4MW | 1093.89
5SJ4132-7HG40 | CIRCUIT BREAKER 240V 14KA, 1-POLE, C, 32A, D=70MM ACC. TO UL 489, SAME POLARITY | 39.41
3SB2000-2EC01 | TOGGLE SWITCH, 16MM, ROUND, PLASTIC, RED, 3 SWITCH POSITIONS I-O-II, MOMENTARY CONTACT, RETURN FROM | 15.32
3VL9800-3HG05 | ACCESSORY FOR VL1250, VL1600, DOOR OP.MECH.8UC7 - NEW DESIGN HANDLE RED, MASKING FRAME YELLOW FOR IN | 414.07
3VL9600-3HC01 | ACCESSORY FOR VL800UL, (MG FRAME) FRONT ROTARY OPERAT. MECHAN. EMERG. STOP, RED/YELLOW | 220.44
3RK1911-2BL21 | CONNECTOR SET EMC FOR MOTOR CAB FOR CONNECTION TO MOTOR SLEEVE HOUSING STRAIGHT OUTG. SOCKET INSERT | 146.59
3TH4280-0AM0 | CONT. RELAY 80 E DIN EN 50011 8 NO, SCREW CONNECTION ALT. CURRENT ACTUATING 220 V 50 HZ | 59.12
3RA6120-2BP32 | SIRIUS, COMPACT STARTER, DIRECT STARTER 690 V, 110 ... 240 V AC/DC, 50 ... 60 HZ, 0.32 ... 1.25 A, I | 575.39
5TG1204-1 | DELTA MIRO GLASS FRAME 4-FOLD REAL GLASS WHITE 303X90MM | 173.09
6SL3730-1TG33-0AA3 | SINAMICS S120 CABINET MODULE BASIC LINE MODULE 3AC 500-690V, 50/60HZ, 300A OUTPUT: DC 675 - 930V UNI | 10694.94
3RS1010-1CD20 | TEMPERATURE MONITORING RELAY FOR PT100, UNDERSHOOTING OF 1 THRESH. VAL., WIDTH 22ND5 MM 0 C - 200 C, | 200.04
3NA7812-6 | LV HRC FUSE LINK GL/GG WITH NON-INSULATED GRIP LUGS WITH COMBINATION INDICATOR SIZE 000, 32A, AC 690 | 23.01
3RV1011-0AA10-ZX95 | CIRCUIT-BREAKER, 0.11...0.16A N-RELEASE 2.1 A, SIZE S00 MOTOR PROTECTION, CLASS 10, SCREW CONNECTION | 53.87
3RF2150-1AA45 | SEMICONDUCTOR RELAY 3RF2, 1-PH. WIDTH 22.5MM, 50A 48-600V / 4-30V DC SCREW-TYPE TERMINAL BLOCKING VO | 48.93
3RA6920-2A | MAIN CIRCUIT TERMINALS(INT.AND CONNECTION OF MAIN CIRCUIT: SPRING-LOADED TERMINAL, | 70.01
3RA6120-1AP32 | SIRIUS, COMPACT STARTER, DIRECT STARTER 690 V, 110 ... 240 V AC/DC, 50 ... 60 HZ, 0.1 ... 0.4 A, IP2 | 555.29
3SE7140-1CD00 | SIRIUS CABLE-OPER. SWITCH METAL HOUSING,1X M16X1.5 1NO+1NC, LATCHES ACC. TO EN418 KEY UNLATCHING FOR | 496.43
5TT3408 | VOLTAGE RELAY, N-TYPE AC 230/400V 2CO 0.9/1.3+0.7/1.1 | 281.3
3TC4417-0AM4 | CONTACTOR, SIZE 2, 2-POLE DC-3 AND 5,RATD.OPERAT.CURR.32A AUXILIARY CONTACTS 22 (2NO+2NC) DC OPERATI | 204.93
3RK1105-1AE04-2CA0 | ASISAFE ENHANCED SAFETY MONITOR 1 F-RO, 1 ENABLING CIRCUIT, IP20, WITH SCREW-TYPE TERMINALS (REMOVAB | 1166.56
3SB2202-4LA01 | KEYSWITCH, 16MM, ROUND, PLASTIC, CES, 2 SWITCH POSITIONS O-I, LATCHING, KEY REMOVAL O, 1NO | 52.48
3RK1903-0AG01 | TM-XB215 S24-01 FOR ET 200S XB3/XB4 TERMINAL MODULE FOR MOUNTING ON THE RIGHT NEXT TO RS1-X, DS1E-X, | 95.85
3RH1921-1EA20 | AUXILIARY SWITCH BLOCK, 2 NO, DIN EN50005, LATERALLY, 10 MM SCREW CONNECTION,SIZE S0...S12, FOR CONT | 11.04
3RF2330-1BA24 | SEMI-COND. CONTACTOR 3RF2,1-PH. AC 51 30A / AC15 15A 40 DEG. C 48-460 V / 110-230 V AC INSTANTANEOU | 73.43
3RF2330-3AA44 | SEMICOND. RELAY 3RF2, 1-PHASE AC51 30 A 40 DEG. C 48-460 V /4-30 V DC RING CABLE CONNECTION | 67.1
3SE5322-0SG22 | SAFETY POSITION SWITCHES WITH SOLENOID INTERLOCKING LOCK. FORCE 1300N,5 APPR. DIR. PLASTIC ENCLOSURE | 297.98
3RV1011-1FA15 | CIRCUIT-BREAKER, SIZE S00, FOR MOTOR PROTECTION, CLASS 10, A REL.3.5...5A, N REL.65A, 1NO + 1NC TRAN | 70.99
3RA1931-1AA00 | CONNECTING MODULE ELECTRICAL AND MECHANICAL FOR 3RV1.3 AND 3RT1.3, 3RW303 1 PIECE AC OPERATION | 12.93
5TG2583-2 | DELTA LINE, ELECTRIC WHITE FRAME, 3FOLD, 222X80MM VERTICAL, W.LABELING FIELD | 17.21
4AT3632-5AT10-0FA0 | TRANSFORMER SITAS; PHASES:1; PN/PN(S6)(KVA):6,3 /22,5; UPRI(V):400+/-5%; USEC(V):230; ISEC(A):27,4; | 2578.35
3RP2005-2AP30 | SOLID-STATE TIME-DELAY RELAY MULTI-FUNCTION, 8 FUNCTIONS 1 CHANGEOVER CONTACT AC/DC 24V, AC 200 TO 2 | 104.45
3RF2070-1AA24 | SEMICONDUCTOR RELAY 3RF2, 1-PH. WIDTH 45MM, 70 A 48-460 V / 110-230 V AC SCREW TERMINAL | 59.38
3RF2090-1AA24 | SEMICONDUCTOR RELAY 3RF2, 1-PH. WIDTH 45MM, 90 A 48-460 V / 110-230 V AC SCREW TERMINAL | 67.73
3RA1921-1DA00 | CONNECTING MODULE ELECTRICAL AND MECHANICAL FOR 3RV1.2 AND 3RT101 1 PIECE AC AND DC OPERATION | 5.25
5TG9875-8PM | DELTA M-SYSTEM SUMMER 230V 50/60HZ, 80DB(A) VOLUME ADJUSTABLE PLATINUM METALLIC | 22.96
3RK1301-0DB00-0AA2 | DS1-X FOR ET 200S ELECTROMECHANICS LINE STARTER EXPANDABLE ADJUSTABLE RANGE 0.22...0.32A AC-3, 0.09 | 484.99
3SB2227-0LC01 | ILLUMINATED PUSHBUTTON, 16MM, ROUND, PLASTIC, RED, BUTTON, RAISED, 1NC, LAMPHOLDER W2 X 4.6D, WITH I | 23.29
3SB2304-2A | LAMPHOLDER W2 X 4.6D, WITHOUT LAMP, WITH HOLDER | 5.59
3WL9111-0AN02-0AA0 | ACCESSORIES CIRCUIT BREAKER 3WL MAIN CONDUCTOR CONN. 1 OFF WITHDRAWABLE CIRC.BREAKER SZ I FRONT CONN | 102.64
3SB2901-2EM | INSCRIPTION LABEL FOR GLUING ONTO LABEL HOLDER, LABEL SIZE 9.5 X 18.5MM, SILVER-COLORED, BLACK LETTE | 0.72
3RW4456-6BC44 | SIRIUS SOFT STARTER, VALUES AT 400V, 40DEG., STANDARD: 780A, 450KW, INSIDE-DELTA CIRCUIT 3: 1351A, 8 | 35061.72
5TG1914 | DELTA PROFILE COMMUNICATIONS PLUG OPTICAL FIBRE MOUNTING PLATE SC/EC COUPLING | 3.57
5TG6266 | I-SYSTEM, TITANIUM WHITE ROCKER, SCREWABLE, W. WINDOW W. LIGHT SYMBOL F. PUSHB., 55X55MM | 11.62
5TG2098 | SUPPORT PLATE BEIGE INSERT FOR HOLDING UP TO 2 MOD. JACK PLUG-IN CONNECTORS SCREW FIXING PEHA DES. M | 6.97
3TH4394-0BB4 | CONTACTOR RELAY 55E EN 50 011 5NO+5NC,1 O'LAP,SCREW TERMIN. DC OPERATION DC SOLENOID SYSTEM DC 24V | 141.29
3TG1010-0AC20-0AA0 | MOTOR CONTACTOR EKS 4S AC OPERATION AC 24V, 45...450HZ W. SCREW TERMINAL MULTI-UNIT PACKAGING, 50 UN | 28.04
5TG2905 | DELTA LINE/STYLE SLIDE NIPPLE CABLE ENTRY FOR SURFACE-M. ENCL. 1-3FOLD TITANIUM WHITE (1 SET = 10 UN | 5.01
5TG1251 | I-SYSTEM, ALUMIN.METALLIC OUTLET COVER, 55X55MM | 23.69
5TG4812-1 | DELTA STYLE, PLATINUM METALLIC VOLUME CONTROL MONO, 3W, 27 OHM COVER PLATE 68X68MM | 83.66
5SJ4213-7HG41 | CIRCUIT BREAKER 240V 14KA, 2-POLE, C, 13A, D=70MM ACC. TO UL 489 | 109.4
5SJ4232-7HG41 | CIRCUIT BREAKER 240V 14KA, 2-POLE, C, 32A, D=70MM ACC. TO UL 489 | 130.66
6FX2003-0SU12 | SIGNAL CONNECTOR 12 PINS SCREW CAP SOCKET 1 12 POLE INSULATOR 12 CONTACTS (0.08-0.22 MM2) 12 CONTACT | 51.34
5ST1292 | CABLE LINK F.5SX N-TYPE MINIAT.CIRC.-BREAK WIRE ENDS AT BOTH SIDES 6SQMM, LENGTH 125MM | 0.95
3WL9111-0AL57-0AA0 | ACCESSORIES CIRCUIT BREAKER 3WL MAIN CONDUCTOR CONN. 1 OFF FIXED-MOUNTED CIRC.BR. SIZE I FRONT CONN. | 99.43
5UB1520 | I-SYSTEM SCHUKO SOCKET OUTLET W. INCREASED TOUCH PROTECTION GREEN, 55MM X 55MM | 16.79
3RK1304-5KS40-2AA0 | ET 200PRO DSE HF DIRECT STARTER HIGH FEATURE; MECH. SWITCHING; ELECTRO. UE PROTECTION; 3PH 400 V/0.9 | 753.06
3WL9111-0AT12-0AA0 | ACCESSORIES CIRCUIT BREAKER 3WL UPGRADE WITH COM15 PROFIBUS MODULE, BREAKER-STATUS-SENSOR, CABLE SET | 2285.26
3SB2902-0AB | LABEL HOLDER FOR INSCRIPTION PLATE | 0.53
5TG1814 | DELTA PROFILE, TITANIUM WHITE QUADRUPLE FRAME, 80MM | 19.37
3SE5130-1AA00 | LED COVER FOR POSITION SWITCH POSITION SWITCH METAL 3SE51, 2 LEDS, YELLOW/GREEN, 24 V DC, COLOR TURQ | 20.49
3SE5132-0CJ82 | SIRIUS POSITION SWITCH PLASTIC ENCLOSURE 40MM ACC. TO EN50041 DEVICE CONNECTION 1X (M20X1.5) 1NO/1NC | 44.6
3SE5132-0CR01 | SIRIUS POSITION SWITCH PLASTIC ENCLOSURE 40MM TO EN50041 DEVICE CONNECTION 1X (M20X1.5) 1NO/1NC SNAP | 38.28
3SE5234-0RV40-1AC4 | SAFETY POS. SWITCH W. SEPARATE ACTUATOR, PLASTIC ENCLOSURE TO EN50047, 31MM; 1NO/1NC SLOW-ACTION CON | 60.52
3TH4310-0AF0 | CONTACTOR RELAY 100E EN 50 011 10 NO, SCREW TERMINALS AC OPERATION AC 50HZ 110V/60HZ 132V | 86.38
3RV2926-2B | DOOR-COUPLING ROTARY OPERATING MECHANISM FOR CIRCUIT-BREAKERS SIZE S0,HANDLE GRAY NEW DESIGN | 114.58
5SJ4304-8HG42 | CIRCUIT BREAKER 10KA, 3POLE, D, 4A ACC. TO UL 489 - 480Y/277V | 211.17
5TT5910-7 | SEALING CAP FOR 5TT584 AND 5TT585 | 1.24
5SJ4311-8HG41 | CIRCUIT BREAKER 240V 14KA, 3-POLE, D, 5A, D=70MM ACC. TO UL 489 | 218.01
5SP3750-2 | MAIN CONDUCTOR CIRCUIT-BREAKER (SHU),1 POLE, E 50 A, 230/400 V (SET WITH L1,L2,L3) | 174.14
3VL9800-1UJ01 | ACCESSORY FOR VL800UL, VL1200UL VL1600UL (MG FRAME - PG FRAME) UNDERVOLT. RELEASE 380...415V AC FOR | 283.89
3RK1902-0AJ00 | DISASSEMBLY TOOL FOR MALE AND FEMALE CONTACTS HAN Q8 AND HAN 10 | 40.5
3RF2340-1AA06 | SEMI-COND. CONTACTOR 3RF2,1-PH. AC 51 40 A 40 DEGREES C 48-600 V / 24 V DC SCREW TERMINAL | 95.59
3SE5000-0AU22 | ACTUATOR HEAD F. HINGED SWITCH OF METAL AND M. PLASTIC W. SOLID SHAFT D=10MM A. ACTUATING ANGLE 10 D | 19.24
3RF2340-1BA22 | SEMI-COND. CONTACTOR 3RF2,1-PH. AC 51 40A / AC15 20A 40 DEG. C 24-230 V / 110-230 VA C INSTANTANEOU | 78.49
5UB1558-0KK | I-SYSTEM, ELECTRIC WHITE SCHUKO SOCKET OUTL. 10/16A 250V WITH SCREWLESS TERMINALS WITH CHILD-PROOF D | 8.9
3TH4355-0LB4 | CONT. RELAY 100E DIN EN 50011 5NO+5NC, SCREW CONNECTION DIR. CURRENT ACTUATING DC MAGNET SYSTEM INTE | 168.45
4AT3632-5FT10-0FA0 | TRANSFORMER SITAS; PHASES:1; PN/PN(S6)(KVA):6,3 /22,5; UPRI(V):500+/-5%; USEC(V):230; ISEC(A):27,4; | 3171.09
5TG4823 | I-SYSTEM, ELECTRIC WHITE VOLUME CONTROLLER, MONO 3WATT 27 OHM, W. COVER PLATE 55X55MM, AND ROT. BUTT | 65.62
5TG1916 | DELTA PROFILE, TITANIUM WHITE COMMUNICATIONS PLUG OPTICAL FIBRE OUTLET BOX | 18.59
5TG2095 | I-SYSTEM, ALUMINUM MET. MODULE CARRIER, 2-FOLD INCL. INTERMEDIATE FRAME SCREW FIXING | 9.27
3RF2320-1AA26 | SEMI-COND. CONTACTOR 3RF2,1-PH. AC 51 20 A 40 DEGREES C 48-600 V / 110-230 V AC SCREW TERMINAL | 85.46
3SE5134-0KA00-1AE0 | SIRIUS POSITION SWITCH, PLASTIC ENCLOSURE ACC. TO EN50041, 40MM DEVICE CONNECTION 1X(M20X1.5); 1NO/2 | 42.67
5ST3638 | PIN BUSBAR, 16 SQMM CONNECTION: 6X2-PHASE SAFE-TO-TOUCH | 3.91
5ST3703 | PIN BUS BAR SHOCKHAZARD SAFETY, 16QMM 1 PHASE, L= 1016MM WITHOUT END CAPS | 16.68
3SB2901-2AD | INSCRIPTION LABEL FOR GLUING ONTO LABEL HOLDER, LABEL SIZE 9.5 X 18.5MM, SILVER-COLORED, BLACK LETTE | 0.72
5TT4115-3 | REMOTE SWITCH WITH 1 NO AND 1 NC CONTACT FOR AC 230, 400V 16A CONTROL DC 12V | 31.15
5TT5842-0 | INSTA CONTACTOR WITH 2 MAKE A. 2 BREAK CONTACTS CONTACT FOR 230, 400 V AC, 40 A TRIGGERING 230 V AC | 72.44
6RA8082-6FV62-0AA0 | SINAMICS DCM DC CONVERTER FOR FOUR-QUADRANT DRIVES CONNECTION (B6) A (B6) C INPUT: 3-PHASE AC 480V, | 9961.04
3VL9216-4TA40 | ACCESSORY FOR VL160, SCREW TERMINAL METRIC THREAD M6 COMPRISING 4 TERMINALS | 42.53
3VL9400-1UD00 | ZUBEHOER FUER VL160X, VL160, VL250, VL400, UNDERVOLTAGE RELEASE 24 V AC FOR MOUNTING ON THE RIGHT | 215.86
3TH4293-0BB4 | CONTACTOR RELAY 44E EN 50 011 4NO+4NC, 1 OVERLAPPING SCREW TERMINAL, DC OPERATION DC SOLENOID SYSTEM | 108.59
5SY7163-8 | CIRCUIT BREAKER 230/400V 15KA, 1-POLE, D, 63A, D=70MM | 55.39
5SY7415-8 | CIRCUIT BREAKER 400V 15KA, 4-POLE, D, 1.6A, D=70MM | 176.23
6SE6430-2UD41-6GA0 | MICROMASTER 430 WITHOUT FILTER 3AC 380-480 V +10/-10% 47-63 HZ SQUARED TORQUE POWER 160 KW OVERLOAD | 31577.24
6SE6440-2AD31-8DA1 | MICROMASTER 440 WITH BUILT-IN CLASS A FILTER 3AC 380-480 V +10/-10% 47-63 HZ CONSTANT TORQUE POWER 1 | 9383.72
5SY8513-8 | CIRCUIT BREAKER 230V 25KA, 1+N-POLE, D, 13A, D=70M | 56.69
3UG4622-1AW30 | DIGITAL MONITORING RELAY CURRENT MONITORING, 22.5MM FROM 0.05 TO 10A AC/DC OVERSHOOT A. UNDERSHOOT A | 146.23
3TX7402-3R | SURGE SUPPRESSOR RC ELEMENT WITH WIRE SPACER AC 24 TO 48V/DC 24 TO 70V F.MOUNTING TO THE COIL TERMIN | 11.81
4AM5242-8DN00-0EA0 | TRANSFORMER SITAS; PHASES:1; PN/PN(S6)(KVA):0,63 /2,35; UPRI(V):550-525-500-480-460- 440-415-400-380 | 443.42
4AM4642-8DV00-0EA0 | TRANSFORMER SITAS; PHASES:1; PN/PN(S6)(KVA):0,4 /1,44; UPRI(V):550-525-500-480-460- 440-415-400-380- | 429.02
5SY7606-7 | CIRCUIT BREAKER 400V 15KA, 3+N-POLE, C, 6A, D=70MM | 132.7
5SY8201-8 | CIRCUIT BREAKER 400V 25KA, 2POLE, D, 1A, D=70MM | 63.58
3LD2003-2EP51 | 4-P. MAIN CTR./EM.-STOP SWITCH IU=16, P/AC-23A AT 400V=7.5KW 1NO+1NC, FRONT MOUNTING 4-HOLE MOUNTING | 42.77
6ES7658-2EA00-2YB0 | SIMATIC PCS 7, SOFTWARE ARCHIVE (1.500 VAR) SINGLE LICENSE F.1 INSTALLATION R-SW, WITHOUT SW AND DOC | 4976.82
3RT1064-2AT36 | CONTACTOR, 110KW/400V/AC-3 AC(40...60HZ)/DC OPERATION UC 575-600V AUXILIARY CONTACTS 2NO+2NC 3-POLE, | 634.56
3LD2530-0TK11 | MAIN CONTROL SWITCH 3-POLE IU=63, P/AC-23A AT 400V=22KW BASE MOUNTING MOUNTING RAIL/TWO-HOLE MOUNTIN | 46.89
3TK1955-0A | ARC CHUTES 1 ARC CHUTE, 4-POLE 3TK15 | 522.23
6SL3710-1GF33-3CA3 | SINAMICS G150 CONVERTER CABINET UNIT, AC/AC WITH CIM+CU320-2 3AC 500-600V, 50/60HZ NOM. POWER RATING | 28794.04
4AM2342-5AN00-0EB0 | TRANSFORMER SITAS; PHASES:1; PN/PN(S6)(KVA):0,025 /0; UPRI(V):400+/-5%; USEC(V):24; ISEC(A):1,04; F( | 88.04
4EP3800-2DS00 | COMMUTATING CHOKE FOR CONVERTER; PHASES:3; UN1(V):400; ITHMAX 1(A) / F1(HZ):40 /50; I LN (A):36; UK( | 1232.56
5SY7350-6 | CIRCUIT BREAKER 400V 15KA, 3-POLE, B, 50A, D=70MM | 78.05
6SE6440-2AD31-1CA1 | MICROMASTER 440 WITH BUILT-IN CLASS A FILTER 3AC 380-480 V +10/-10% 47-63 HZ CONSTANT TORQUE POWER | 6722.67
3NA7224 | LV HRC FUSE LINK GL/GG WITH NON-INSULATED GRIP LUGS WITH COMBINATION INDICATOR SIZE 2, 80A, AC 500V/ | 14.04
3NE1818-0 | SITOR FUSE-LINK UTILIZ. CATEGORY GS, DIN 43620 63A , AC 690 V ,(SIZE 000) | 49.9
3RT1066-2AP36 | CONTACTOR, 160KW/400V/AC-3 AC(40...60HZ)/DC OPERATION UC 220-240V AUXILIARY CONTACTS 2NO+2NC 3-POLE, | 1077.64
5SY8306-7 | CIRCUIT BREAKER 400V 25KA, 3POLE, C, 6A, D=70MM | 120.55
3SE5210-3AA00 | LED COVER FOR POSITION SWITCH PLASTIC 3SE52, FOR HOUSING ACC. TO EN50047,31MM LEDS 110-230V AC YELLO | 21.46
3SE5000-0AA82 | ROD ACTUATOR FOR POSITION SWITCH 3SE51/52 PLASTIC ROD 200MM, FORM D DIAMETER 6MM W. TERMINAL | 11.05
3SE5322-1SB21 | SAFETY POSITION SWITCHES WITH SOLENOID INTERLOCKING LOCK. FORCE 1300N,5 APPR. DIR. PLASTIC ENCLOSURE | 238.81
6AG1972-0BB12-2XA0 | SIPLUS DP PB-CONNECTOR M R - M PG - 90 DGR CABLE OUTLET -25 ... +70 DEGREES C WITH CONFORMAL COATING | 149.96
3WL9111-1AA71-0AA0 | 3WL9-NAFTA-ACCESSORY WLRP700 RATING PLUG, 700A | 118.28
6SL3055-0AA00-2TA0 | SINAMICS S120 TERMINAL BOARD TB30 FOR CONTROL UNIT CU320 AND SIMOTION D425, D435, D445 | 674.61
3RK1325-6KS41-0AA5 | SIRIUS MOTOR STARTER M200D AS-I COMMUNICATION: AS-INTERFACE DIRECT ON-LINE STARTER STANDARD MECHANIC | 1036.81
3RK1301-0DB00-1AA2 | RS1-X FOR ET 200S ELECTRO-MECH. REVERS. STARTER, EXPANDABLE SETTING RANGE 0.22...0.32A AC-3, 0.09KW/ | 627.04
3RP1505-1AA40 | SOLID-STATE TIME RELAY MULTIFUNCTION, 1 CHANGEOVER, WITH LED, 0.05S...100H, 12V DC ANALOG ADJUSTABLE | 260.82
3RS1101-1CD40 | TEMPERATURE MONITORING RELAY THERMOCOUPLE TYP K, EXCEEDING 1 THRESH. VAL., WIDTH 22ND5 MM 500 C - 10 | 200.04
5TG7144-1 | DELTA STYLE, PLATINUM METALLIC ROCKER W. BELL SYMBOL FOR PUSHBUTTON, 68X68MM | 11.94
3SE5242-0BC05-1AJ0 | SIRIUS POSITION SWITCH, PLASTIC 50MM, INCREASED CORROSION PROTECTION, DEVICE CONNECTION 2X (M20X1.5) | 38.2
3VL9460-4TA31 | ACCESSORY FOR VL400XUL ( LG FRAME) TERMINAL WITH SCREW CONNECTION METRIC THREAD COMPRISES 3 TERMINAL | 105.28
5ST3040 | UNDER-VOLTAGE RELEASE F.MOUNT., F. LS-SWITCH T=70MM AC 230V, WITH 6TERMINALS | 70.52
5ST3621 | PIN BUSBAR, 10 SQMM CONNECTION: 2X4-PHASE SAFE-TO-TOUCH | 4.42
5SP4291-8 | CIRCUIT BREAKER 400V 10KA, 2-POLE, D, 100A, D=70MM | 202.15
3RX9024-0AA00 | AS-I CABLE TRAPEZOIDAL, F. EXTERNAL AUXILIARY VOLTAGE, UP TO 24V,BLACK,TPE,OIL-RESIST. 2 X 1,5QMM, 1 | 5050.78
3RX9025-0AA00 | AS-I CABLE TRAPEZOIDAL, F. EXTERNAL AUXILIARY VOLTAGE, UP TO 24V,BLACK,PUR,OIL-RESIST. 2 X 1,5QMM, 1 | 869.54
3SB2000-2EG01 | TOGGLE SWITCH, 16MM, ROUND, PLASTIC, WHITE, 3 SWITCH POSITIONS I-O-II, MOMENTARY CONTACT, RETURN FRO | 15.32
3RW4425-3BC34 | SIRIUS SOFT STARTER, VALUES WITH 460 V, 50 DEG., STANDARD: 51A, 30HP, INSIDE-DELTA CIRCUIT 3: 88A, 6 | 4997.61
3TC4817-0LB4 | CONTACTOR SIZE 2 2-POLE DC-3 AND 5, 75A AT 750V AUXILIARY CONTACTS 21 (2NO+1NC) SETTING RANGE 0.7 TO | 760.65
3TC5217-0AG4 | CONTACTOR, SIZE 8, 2-POLE DC-3 AND 5,RATD.OPER.CURR. 220A AUXILIARY CONTACTS 22 (2NO+2NC) DC OPERATI | 1186.4
6FX2001-7KS10 | SIMODRIVE (ACCESSORIES) PLUG-IN COUPLING 10/10MM (INCR. ROTARY ENCODER) | 70.37
5SU1356-6KK13 | FI/LS-PROTECTOR TYPE A (PSE/SSF), D=70MM IFN 30MA,6KA, 1+N-POLEE B 13A | 81.05
3SE5000-0AV07-1AK2 | SEPARATE ACTUATOR, UNIVERSAL RADIUS ACTUATOR 'HEAVY DUTY' VERSION VERTICALLY AND HORIZONTALLY ADJUST | 64.47
3SE5000-0GA00 | CONTACT BLOCK FOR POSITION SWITCH 3SE51/52 1NO/1NC SNAP-ACTION CONTACT, 2X2MM CONTACT GAP | 17.76
3WL9111-0AA15-0AA0 | ACCESSORIES CIRCUIT BREAKER 3WL INT. CURRENT TRANSFORMERS SZ.II F. N-COND.PROT. ROGOWSKI CONVRTR. | 269.42
5SJ4325-8HG42 | CIRCUIT BREAKER 10KA, 3POLE, D, 25A ACC. TO UL 489 - 480Y/277V | 176.99
5SJ6210-6KS | CIRCUIT BREAKER 400V 6KA, 2-POLE, B, 10A, D=70MM WITH SCREWLESS TAP-OFF TERMINAL | 26.5
5SJ6213-7KS | CIRCUIT BREAKER 400V 6KA, 2-POLE, C, 13A, D=70MM WITH SCREWLESS TAP-OFF TERMINAL | 15.57
3RW4900-0AC00 | EXTERNAL DISPLAY AND CONTROL UNIT FOR SIRIUS SOFT STARTER 3RW44 CONNECTING CABLE E.G. 2.5M (3UF7933- | 757.49
5ST3743 | PIN BUSBAR SHOCKPROOF, 10 SQMM 3X1-PHASE+HS, 214 MM LONG FULLY INSULATED | 7.88
5ST3760 | PIN BUSBAR, 1PHASE 10SQMM, 13PINS, ISOLATION GREY | 3.57
3SB2000-2DE01 | TOGGLE SWITCH, 16MM, ROUND, PLASTIC, GREEN, 3 SWITCH POSITIONS I-O-II, LATCHING, ACTUATING ANGLE 2X6 | 15.32
6SE6400-3CC11-2FD0 | MICROMASTER 4 COMMUTATING CHOKE 380-600 V 3AC 151 A STAND ALONE FSF - 0.15 MH | 654.35
3RK4353-3PR58-1BA0 | SIRIUS MCU MOTOR STARTER EN.DEGR. OF PROTEC.IP55 PLASTIC COMMUNICATION WITHOUT ELECTROMECHANICAL SWI | 784.21
3RN1012-2BB00 | THERMISTOR MOTOR PROTECTION STANDARD EVALUATION UNIT, MANUAL/AUTO/REMOTE, 2 CC,AC/DC24V, SPRING-LOAD | 262.08
3RK1903-1AD10 | TM-PF30 S47-D0 TERMINAL MODULE FOR CONTACT MULTIPLIER PM-D F5, FOR ACTUATOR CONNECTION, FOR MAX. 4 S | 179.36
5UB1852 | DELTA STYLE, TITANIUM WHITE SCHUKO SOCKET OUTL. 10/16A 250V W. HINGED LID COVER PLATE 68X68MM | 16.48
3VL9600-8BM00 | ACCESSORY FOR VL630, VL800, RELEASE ADJUSTM. SEALING COVER THERMAL/ MAGNETIC | 40.1
3RW4446-6BC44 | SIRIUS SOFT STARTER, VALUES WITH 400 V, 40 DEG., STANDARD: 356A, 200KW, INSIDE-DELTA CIRCUIT 3: 617A | 17792.51
5TG1253 | I-SYSTEM, ALUMIN.METALLIC ANTENNA COVER PLATE 55X55 F.BROADBAND OUTLET BOX RF/TV | 14.31
3SE5114-0CD02-1AL0 | POSITION SWITCH 3SE51, METAL ENCLOSURE 40MM TO EN50041 1NO/1NC SNAP-ACTION CONTACTS W. M12 CONNECTOR | 79.38
3TH4271-0BD4 | CONTACTOR RELAY 71E EN 50 011 7NO+1NC, SCREW TERMINALS DC OPERATION DC SOLENOID SYSTEM DC 42V | 103.04
3TH4346-0AL2 | CONTACTOR RELAY 73E EN 50 011 7NO+3NC, 1 OVERLAP CONTACT SCREW TERMINALS AC OPERATION AC 50/60HZ 230 | 98.1
4AM5742-5CT10-0FA1 | TRANSFORMER SITAS; PHASES:1; PN/PN(S6)(KVA):1 /5; UPRI(V):440+/-5%; USEC(V):230; ISEC(A):4,348; F(HZ | 593.6
3SE5112-0CH50 | SIRIUS POSITION SWITCH METAL ENCLOSURE 40MM ACC. TO EN50041 DEVICE CONNECTION 1HX (M20X1.5) 1NO/1NC | 55.41
3SE5232-0BC05-1CA0 | SIRIUS POSITION SWITCH W. INCREASED CORROSION PROT. PLASTIC HOUSING ACC. TO EN50047, 31MM DEVICE CON | 23.87
3RK2200-0CT30-0AA3 | AS-I COMPACT MODULE K20, IP67, A/B-SLAVE, DIGITAL, 4DI, 4 X INPUT FOR SENSOR(MECHAN./2- OR 3-WIRE) P | 222.41
5TT3471 | ISO MONITOR INDUSTRY FOR DC NETWORKS FOR MEAS. VOLT UP TO 280 V DC | 310
4EP3601-5DS00 | COMMUTATING CHOKE FOR CONVERTER; PHASES:3; UN1(V):400; ITHMAX 1(A) / F1(HZ):20 /50; I LN (A):18; UK( | 998.68
3RP1576-1NQ30 | TIME RELAY, STAR-DELTA SINGLE TIME RANGE 60 S AC 24 V DC 100...127 V 0.7...1.25 US | 176.62
3RS1100-1CK30 | TEMPERATURE MONITORING RELAY THERMOCOUPLE TYP J, EXCEEDING 1 THRESH. VAL., WIDTH 22ND5 MM 0 C-600 C, | 200.04
3TH4262-0AD0 | CONTACTOR RELAY 62E EN 50 011 6NO+2NC, SCREW TERMINALS AC OPERATION AC 50HZ 42V/60HZ 50V | 57.21
3TH4262-0AL1 | CONTACTOR RELAY 62E EN 50 011 6NO+2NC, SCREW TERMINALS AC OPERATION AC 230V 60HZ/AC 192V 50HZ | 59.12
3SE5114-1LA00-1AD4 | BASIC SWITCH 3SE51 METAL ENCLOSURE 40MM ACC.TO EN50041,1NO/2NC SNAP-ACT.CONT. WITH M12-CONNECT.,8-PO | 203.33
3SE5122-0CF01 | SIRIUS POSITION SWITCH METAL ENCLOSURE 56MM WIDE DEVICE CONNECTION 3X (M20X1.5) 1NO/1NC SNAP-ACTION | 46.72
3RF2310-1BA06 | SEMI-COND. CONTACTOR 3RF2,1-PH. AC 51 10 A / AC15 6A 40 DEG. C 48-600 V / 24 V DC INSTANTANEOUS SWI | 71.54
3RF2320-1BA22 | SEMI-COND. CONTACTOR 3RF2,1-PH. AC 51 20A / AC15 12A 40 DEG. C 24-230 V / 110-230 V AC INSTANTANEOU | 63.24
5SP4292-7 | CIRCUIT BREAKER 400V 10KA, 2-POLE, C, 125A, D=70MM | 86.16
3RW4422-1BC45 | SIRIUS SOFT STARTER, VALUES WITH 500 V, 40 DEG., STANDARD: 29A, 18,5KW, INSIDE-DELTA CIRCUIT 3: 50A, | 4029.48
5ST3720 | PIN BUS BAR SHOCKHAZARD, 16QMM 4PHASE, L1/N/L2/N/L3/N L=1016MM, WITHOUT END CAP | 68.57
5SJ4132-8HG41 | CIRCUIT BREAKER 240V 10KA, 1-POLE, D, 32A, D=70MM ACC. TO UL 489 | 53.71
3RW4037-1BB05 | SIRIUS SOFT STARTER, S2, 63A, 37KW/500V, 40 DEGR., AC 400-600V, AC/DC 24V, SCREW TERMINALS | 1253.9
3SB2455-1F | SWITCHING ELEMENT U. LAMPHOLDER, 1NC, 1NC, WEDGE-BASE W2 X 4.6D, SOLDER PIN CONNECTION | 19.87
5TT4122-2 | REMOTE SWITCH WITH 2NO WITH CENTRAL ON-OFF FUNCTION CONTACT FOR AC 230,400V 16A CONTROL AC 24V | 44.93
5UB1583 | DELTA LINE SCHUKO SOCKET OUTL. 250V AC 16A W. SCREWLESS TERMINALS W. INCREASED TOUCH PROTECTION COMP | 9.37
3WL9111-0AK01-0AA0 | ACCESSORIES CIRCUIT-BREAKER 3WL AUTOMATIC RESET OF ANTI-PUMPING DEVICE | 62.17
3RW4055-2BB34 | SIRIUS SOFT STARTER, S6, 117 A, 75 HP/460 V, 50 DEG., 200-460 V AC, 115 V AC, CAGE CLAMP TERMINALS | 2695.04
3RW4075-6BB35 | SIRIUS SOFT STARTER, S12, 315 A, 300 HP/575 V, 50 DEG., 400-600 V AC, 115 V AC, SCREW TERMINALS | 5743.31
5SJ4135-7HG41 | CIRCUIT BREAKER 240V 14KA, 1-POLE, C, 35A, D=70MM ACC. TO UL 489 | 58.49
3NA6260 | LV HRC FUSE LINK GL/GG WITH INSULATED GRIP LUGS WITH COMBINATION INDICATOR SIZE 2, 400A, AC 500V/DC | 19.87
3KL6130-1AB02 | SWITCH DISCONNECTOR WITH LVHRC FUSES SIZE 3/2 IU=630A, UE=690V, 3-POLE, UR | 3926.08
4AM3442-5AV00-0EA0 | TRANSFORMER SITAS; PHASES:1; PN/PN(S6)(KVA):0,1 /0,31; UPRI(V):400+/-5%; USEC(V):42; ISEC(A):2,38; F | 120.69
6RA8087-6DV62-0AA0 | SINAMICS DCM DC CONVERTER FOR FOUR-QUADRANT DRIVES CONNECTION (B6) A (B6) C INPUT: 3-PHASE AC 400V, | 15918.8
5SY7401-8 | CIRCUIT BREAKER 400V 15KA, 4-POLE, D, 1A, D=70MM | 176.23
6SE6440-2UC24-0CA1 | MICROMASTER 440 WITHOUT FILTER 3AC 200-240 V +10/-10% 47-63 HZ CONSTANT TORQUE POWER 4 KW OVERLOAD | 2279.41
5SY8210-8BB08 | CIRCUIT BREAKER 400V 25KA, 2-POLE, 10A, D=70MM ONLY MAGNETIC TRIPPING | 51.62
5SH5402 | NEOZED SPECIAL ADAPTER D02 2 A | 0.42
5SJ4110-8HG42 | CIRCUIT BREAKER 10KA, 1POLE, D, 10A ACC. TO UL 489 - 277V | 44.15
4RB2008-1EB50 | POWER CAPACITOR PHICAP MKP 415V 0.8KVAR | 29.92
6AV6671-4XA00-0AX0 | SERVICE PACK FOR MP377 1 X GASKET MP377-12"K 1 X GASKET MP377-12"T 1 X GASKET MP377-15"T 1 X GASKET | 162.88
5UB1315 | DELTA PROFIL, TITANIUM WHITE SOCKET OUTLET 10/16A 250V W. GROUNDING PIN W. INCREASED TOUCH PROTECTIO | 15.35
5TT4205-2 | RELAY, N-TYPE WITH 1 NO AND 1NC CONTACT FOR AC 230V 16A CONTROL AC 24V | 35.57
3NA7142 | LV HRC FUSE LINK GL/GG WITH NON-INSULATED GRIP LUGS WITH COMBINATION INDICATOR SIZE 1, 224A, AC 500V | 11.99
3NC1415-5 | SITOR CYLIND. FUSE-LINK AR WITH HAMMER 14X51 15 A, 690 V | 22.51
3VL9800-1ST00 | ACCESSORY FOR VL630, VL800, VL1250, VL1600, SHUNT RELEASE 208 - 277 V AC RIGHT POLE ONLY | 240.72
3RA6860-5AC | PE INFEED, CONNECTION MAIN CIRCUIT: SPRING-LOADED TERMINAL, TERMINAL MAX. 25 MM2 | 40.47
3RF2170-1AA04 | SEMICONDUCTOR RELAY 3RF2, 1-PH. WIDTH 22.5MM, 70 A 48-460 V / 24 V DC SCREW TERMINAL | 51.72
5SY7404-7 | CIRCUIT BREAKER 400V 15KA, 4-POLE, C, 4A, D=70MM | 146.18
6SE6440-2UD32-2DA1 | MICROMASTER 440 WITHOUT FILTER 3AC 380-480 V +10/-10% 47-63 HZ CONSTANT TORQUE POWER 22 KW OVERLOAD | 10083.97
5SY8314-8 | CIRCUIT BREAKER 400V 25KA, 3POLE, D, 0.3A, D=70MM | 143.51
5SY8350-8BB08 | CIRCUIT BREAKER 400V 20KA, 3-POLE, 50A, D=70MM ONLY MAGNETIC TRIPPING | 108.36
5SY7115-7 | CIRCUIT BREAKER 230/400V 15KA, 1-POLE, C, 1.6A, D=70MM | 25.36
5TG1101-4 | DELTA MIRO FRAME 1-FOLD GENUINE MATERIAL WOOD TYPE OF WOOD BEECH TREE DIMENSIONS 90X90MM | 31.85
3LD2017-0TK11 | MAIN/EMERG. STOP SWITCH 3-POLE IU=16, P/AC-23A AT 400V=7.5KW WITH DEFEATABLE DOOR COUPLING ROT. MECH | 49.87
5UB1902 | I-SYSTEM, ELECTRIC WHITE SCHUKO SOCKET OUTL. 10/16A 250V W. SCREWLESS TERMINALS W. INCREASED TOUCH P | 18.82
5SY5263-6 | CIRCUIT BREAKER CURR. SENS DC 440V AC 400V 10KA, 2-POLE, B, 63A | 126.87
3TC5617-0AM4 | CONTACTOR SIZE 12, 2-POLE DC-3 AND 5,RATD.OPER.CURR. 400A AUXILIARY CONTACTS 22 (2NO+2NC) DC OPERATI | 3627.33
5SJ4305-8HG41 | CIRCUIT BREAKER 240V 14KA, 3-POLE, D, 0,5A, D=70MM ACC. TO UL 489 | 218.01
5SJ4311-7HG42 | CIRCUIT BREAKER 10KA, 3POLE, C, 5A ACC. TO UL 489 - 480Y/277V | 183.83
3RW4046-1BB05 | SIRIUS SOFT STARTER, S3, 80A, 55KW/500V, 40 DEGR., AC 400-600V, AC/DC 24V, SCREW TERMINALS | 1655.6
5TG1203-0 | DELTA MIRO TRIPLE FRAME GENUINE GLASS CRYSTAL GREEN WITHOUT SIEMENS LOGO DIMENSION 232X90 MM | 118.49
5TG2902-1 | DELTA LINE/STYLE SURFACE MOUNTING ENCL., 2-FOLD PLATINUM METALLIC | 31.23
3SE5230-3AA00 | LED COVER FOR POSITION SWITCH PLASTIC 3SE52, FOR HOUSING ACC. TO EN50047,31MM LEDS 110-230V AC YELLO | 22.9
6DL2804-1AE51 | EX-DEVICE MADE OF STAINLESS STEEL, IP65. WITH INSTALLATION OF ET200ISP- COMPONENTS (THEY HAVE TO ORD | 7962.89
3RT1064-6AT36 | CONTACTOR, 110KW/400V/AC-3 AC(40...60HZ)/DC OPERATION UC 575-600V AUXILIARY CONTACTS 2NO+2NC 3-POLE, | 634.56
3RW4466-6BC44 | SIRIUS SOFT STARTER, VALUES AT 400V, 40DEGREES, STANDARD: 1214A, 710KW, INSIDE DELTA: 2103A, 1200KW, | 47751.97
3RW4026-1BB04 | SIRIUS SOFT STARTER, S0, 25A, 11KW/400V, 40 DEGR., AC 200-480V, AC/DC 24V, SCREW TERMINALS | 541.6
3VL9800-3MN00 | ACCESSORY FOR VL1250, VL1600, MOTOR OPERATOR 110-127V AC/DC | 3218.35
5SY7450-6 | CIRCUIT BREAKER 400V 15KA, 4-POLE, B, 50A, D=70MM | 108.63
3RK1325-6LS71-2AA5 | SIRIUS MOTOR STARTER M200D AS-I COMMUNICATION: AS-INTERFACE DIRECT ON-LINE STARTER STANDARD ELECTRON | 1288.29
3RK1903-2AC00 | 65MM TERMINAL BLOCK PEN FOR ET200S HIGH FEATURE STARTER, WITH CONN. FOR SUPPLY CABLE AND LOADS | 107.61
3RK1903-3AE00 | TM-PFX30 S47-G1 FOR POTENTIAL GROUP, WITHOUT SUPPLY FROM LEFT FOR START OF 1 NEW GROUP 30MM | 268.32
6FX2001-5QP12 | ABS. VALUE ENCODER ST 13 BIT SYNCHRONE WITH PROFIBUS DP OPERATING VOLTAGE 10-30 V STRIP FLANGE WITH | 1075.74
5SJ4202-8HG42 | CIRCUIT BREAKER 10KA, 2POLE, D, 2A ACC. TO UL 489 - 480Y/277V | 149.65
5SY4301-8 | CIRCUIT BREAKER 400V 10KA, 3-POLE, D, 1A, D=70MM | 74.86
5SP4480-7 | CIRCUIT BREAKER 400V 10KA, 4-POLE, C, 80A, D=70MM | 169.36
5SU1354-7KK06 | FI/LS-PROTECTOR TYPE A (PSE/SSF), D=70MM IFN 30MA,10KA, 1+N-POLEE C 6A | 96.01
3WL9111-0AT36-0AA0 | ACCESSORIES CIRCUIT BREAKER 3WL TEST LINE F. MANUAL TEST DEV. ELECTRONIC RELEASE | 74.29
5SY7513-8 | CIRCUIT BREAKER 230V 15KA, 1+N-POLE, D, 13A, D=70MM | 50.01
5TA4701 | DELTA FLAT IP44, SM DARK GRAY/LIGHT GRAY OFF SWITCH 1POLE, 10A 250V 66X75MM | 14.54
3TH4244-5MB4 | CONTACTOR RELAY 44E EN 50 011 DIN EN 50011 4NO+4NC, TAB CONNECTOR DC OPERATION DC SOLENOID SYSTEM DC | 105.52
3WL9111-1BA57-0AA0 | 3WL9-NAFTA-ACCESSORY WLDLPR OR WLDLDPR ONLY PROVISON FOR NAFTA-LOCKS WLDL-KRKOR-DKRK,WLDL-SUBOR-DSUB | 292.27
6SL3710-1GF32-6CA3 | SINAMICS G150 CONVERTER CABINET UNIT, AC/AC WITH CIM+CU320-2 3AC 500-600V, 50/60HZ NOM. POWER RATING | 23731.34
3VL9500-4WF40 | ACCESSORY FOR VL630, DRAW OUT CONVERSION KIT 4 POLES | 646.29
3RW4424-1BC36 | SIRIUS SOFT STARTER, VALUES WITH 575 V, 50 DEG., STANDARD: 42A, 30HP, INSIDE-DELTA CIRCUIT 3: 73A, 6 | 5926.48
5SU1324-6FA40 | FI/LS-PROTECTOR TYPE A (PSE/SSF), D=70 MM IFN 30MA, 10KA,2-POLE B 40A 3MW | 120.03
3RW4434-6BC34 | SIRIUS SOFT STARTER, VALUES WITH 460 V, 50 DEG., STANDARD: 100A, 75HP, INSIDE-DELTA CIRCUIT 3: 173A, | 6724.52
4AM3442-8EN00-0EA0 | TRANSFORMER SITAS; PHASES:1; PN/PN(S6)(KVA):0,1 /0,31; UPRI(V):600-575-550-525-500- 480-460-440-415- | 179.93
3UF7150-1AA00-0 | DECOUPLING MODULE; F. CONNECTING IN SERIES BEFORE CURRENT/VOLTAGE MEASURING MODULE AT THE SYSTEM INT | 294.09
3RK4340-3NR51-0BA0 | SIRIUS MCU MOTOR STARTER EN.DEGR. OF PROTEC.IP55 PLASTIC COMMUNICATION WITHOUT ELECTROMECHANICAL SWI | 532.41
3RK1903-0AC10 | TERMINAL MODULE FOR ET 200S RS FOR REVERSING STARTER, WITHOUT FEEDER CONNECTION | 304.2
3RN1013-2GW00 | THERMISTOR MOTOR PROTECTION STANDARD EVALUATION UNIT, MANUAL/AUTO/REMOTE, 2CC,HARD-GOLD-PL.,AC/DC24- | 375.4
3SB2901-2AC | INSCRIPTION LABEL FOR GLUING ONTO LABEL HOLDER, LABEL SIZE 9.5 X 18.5MM, SILVER-COLORED, BLACK LETTE | 0.72
3WL9111-0AN42-0AA0 | ACCESSORIES CIRCUIT BREAKER 3WL SPACER FOR 3 FRONT AND STANDARD TERMINAL BAR SIZE 2, 3POLE IEC | 355.22
3RW4446-2BC46 | SIRIUS SOFT STARTER, VALUES WITH 690 V, 40 DEG., STANDARD: 356A, 355KW, INSIDE-DELTA CIRCUIT 3: ONLY | 23156.44
6DL2804-1AD31 | EX-DEVICE MADE OF STAINLESS STEEL, IP65. WITH INSTALLATION OF ET200ISP- COMPONENTS (THEY HAVE TO ORD | 5972.19
3RA6250-1BP32 | SIRIUS, COMPACT STARTER, REVERSING STARTER 690 V, 110 ... 240 V AC/DC, 50 ... 60 HZ, 0.32 ... 1.25 A | 988.63
3RA6120-1AB33 | SIRIUS, COMPACT STARTER, DIRECT STARTER 690 V, 24 V AC/DC, 50 ... 60 HZ, 0.1 ... 0.4 A, IP20, CONNEC | 529.47
3VL9712-8TC00 | ACCESSORY FOR VL1250, CURRENT TRANSFORMER FOR OVERLOAD PROTECTION OF THE N-CONDUCTOR AND FOR EARTH-F | 752.25
5TG7927 | DELTA PROFIL, SILVER ROCKER W. BELL SYMBOL FOR PUSHB., 65X65MM | 11.62
3RK1205-0CQ00-0AA3 | SLAVE 1: ASISAFE COMPACT MODULE K45F, IP67, DIGITAL, 4F-DI, 4 X SAFE INPUT CAT. 1/2 OR 2 X SAFE INPU | 342.93
3VL9600-8LA00 | ACCESSORY FOR VL630, VL800, CABLE INTERLOCK SYSTEM | 140.64
3VL9650-4TG31 | ACCESSORY FOR VL800UL, (MG FRAME) MULTI-INFEED TERMINAL FOR CU/AL FOR 3 CONDUCTORS PER TERMINAL 1 SE | 349.3
3WL9111-0AL06-0AA0 | ACCESSORIES CIRCUIT BREAKER 3WL MAIN CONDUCTOR CONN. 1 OFF FIXED-MOUNTED CIRC.BR. SIZE III FRONT CON | 366.45
3WL9111-0AL08-0AA0 | ACCESSORIES CIRCUIT BREAKER 3WL MAIN CONDUCTOR CONN. 1 OFF FIXED-MOUNTED CIRC.BR. SIZE I FRONT CONN. | 99.43
3RS1800-2HQ01 | COUPLING RELAY IM INDUSTRY-STANDARD ENCLOSURE 3 COS, HARD GOLD-PLATED COMBIVOLTAGE 24 V AND 110 V TO | 103.82
5SY7204-7 | CIRCUIT BREAKER 400V 15KA, 2-POLE, C, 4A, D=70MM | 71.81
5SY7240-7 | CIRCUIT BREAKER 400V 15KA, 2-POLE, C, 40A, D=70MM | 61.2
5SY7440-8 | CIRCUIT BREAKER 400V 15KA, 4-POLE, D, 40A, D=70MM | 139.96
4AP3042-8CC40-0HA0 | TRANSFORMER SITAS; PHASES:3; PN/PN(S6)(KVA):4 /20; UPRI(V):Y500-440-380+/-20/D289- 254-220+/-11; USE | 3017.52
3RK1315-6NS71-3AA3 | SIRIUS MOTOR STARTER M200D AS-I COMMUNICATION: AS-INTERFACE REVERSING STARTER BASIC ELECTRONICALLY S | 1212.98
3TC4417-0BR2 | CONTACTOR, SIZE 2, 2-POLE DC-3 AND 5,RATD.OPERAT.CURR.32A AUXILIARY CONTACTS 22 (2NO+2NC) AC OPERATI | 149.3
3RK1301-1DB00-0AA2 | DS1-X FOR ET 200S ELECTROMECHANICS LINE STARTER EXPANDABLE ADJUSTABLE RANGE 2.2...3.2A AC-3, 1.1 KW/ | 484.99
5SY4306-6 | CIRCUIT BREAKER 400V 10KA, 3-POLE, B, 6A, D=70MM | 43.76
3WL9111-0AN45-0AA0 | ACCESSORIES CIRCUIT BREAKER 3WL SPACER FOR 4 FRONT AND STANDARD TERMINAL BAR SIZE 2, 4POLE IEC | 406.53
3SB2901-5MB | INSERT CAP FOR PUSHBUTTON AND ILLUMINATED PUSHBUTTON RAISED CLEAR WITH BLACK LETTERING, WITH SYMBOL: | 0.93
6SE6420-2UD23-0BA1 | MICROMASTER 420 UNFILTERED 3AC 380-480V +10/-10% 47-63HZ CONSTANT TORQUE POWER 3 KW OVERLOAD 150% | 2062.31
5SY8505-7 | CIRCUIT BREAKER 230V 25KA, 1+N-POLE, C, 0.5A, D=70M | 57.16
5SY8214-8 | CIRCUIT BREAKER 400V 25KA, 2POLE, D, 0.3A, D=70MM | 100.25
5SY8216-7 | CIRCUIT BREAKER 400V 25KA, 2POLE, C, 16A, D=70MM | 60.6
3RP1560-1SP30 | SOLID-STATE TIME RELAY WITH STAR-DELTA, 1...20S, 30...600S, 0.85 ...1.1US, AC/DC 24V, AC 200...240V, | 318.41
4AT3612-5AT10-0FA0 | TRANSFORMER SITAS; PHASES:1; PN/PN(S6)(KVA):5 /18,5; UPRI(V):400+/-5%; USEC(V):230; ISEC(A):21,7; F( | 2181.67
5ST3666-2HG | CONNECTION TERMINAL, 50SQMM ACC.UL 489,480Y/277V FOR MCB 5SJ4...-.HG INFEED BUSBAR | 8.65
3RW4466-2BC46 | SIRIUS SOFT STARTER, VALUES AT 690V, 40DEGREES, STANDARD: 1214A, 1200KW, INSIDE DELTA: ONLY UP TO 60 | 61227.19
5SU1354-6KK20 | FI/LS-PROTECTOR TYPE A (PSE/SSF), D=70MM IFN 30MA,10KA, 1+N-POLEE B 20A | 105.98
3SB2202-0LF01 | PUSHBUTTON, 16MM, ROUND, PLASTIC, BLUE, BUTTON, RAISED, 1NO | 17.41
3RS1000-1CD00 | TEMPERATURE MONITORING RELAY FOR PT100, EXCEEDING OF 1 THRESH. VAL., WIDTH 22ND5 MM -50 C - +50 C, 2 | 200.04
3TH4244-0LF4 | CONTACTOR RELAY 44E EN 50 011 FOR RAILWAY APPLICATIONS 4NO+4NC, SCREW TERMINAL SETTING RANGE 0.7 TO | 108.59
3SB2908-1AB | INCANDESCENT LAMP, TRANSPARENT, RATED VOLTAGE AC/DC 12V, 1.0 W, WEDGE BASE W2 X 4.6D WEDGE-BASE W2 X | 1.37
3SB2910-0BC | BUTTON, RED, RAISED, FOR PUSHBUTTON | 1.29
3UF7925-0AA01-0 | LABELING STRIP, FOR OPERATOR PANEL W. DISPLAY 3UF721, FOR LABELING THE BUTTONS | 0.46
3RA1952-2F | BASE PLATE FOR YD-STARTER MOD. S6-S6-S6 | 90.27
5TG1774 | DELTA PROFILE, SILVER QUADRO FRAME, 293X80MM QUADRO FRAME, 293X80MM | 31.85
3SE5112-0CH80 | SIRIUS POSITION SWITCH METAL ENCLOSURE 40MM ACC. TO EN50041 DEVICE CONNECTION 1X (M20X1.5) 1NO/1NC S | 58.9
3VL9500-4ED40 | ACCESSORY FOR VL630, FRONT CONNECTION BARS INCREASED POLE SPACING COMPRISES 4 TERMINALS 4-POLE | 210.64
3SB2001-6CF06 | INDICATOR LIGHT, 16MM, ROUND, PLASTIC, BLUE, SMOOTH, FOR INSCRIPTION WITH INSERT CAPS | 4.25
5SU1324-7KK82 | FI/LS-PROTECTOR TYP A (PSE), D=70MM IFN 30MA, 10KA, 2-POLEE C 125A | 481.29
3SB2910-1AE | LENS, GREEN, WITH CONCENTRIC RINGS GREEN | 0.38
5SY8532-7 | CIRCUIT BREAKER 230V 25KA, 1+N-POLE, C, 32A, D=70M | 57.16
3RS1101-1CD30 | TEMPERATURE MONITORING RELAY THERMOCOUPLE TYP K, EXCEEDING 1 THRESH. VAL., WIDTH 22ND5 MM 0 C - 600 | 200.04
6GK5792-8DN00-0AA6 | IWLAN ANTENNA ANT 792-8DN WITH STRONG DIRECTIONAL EFFICIENCY INCL. N-FEMALE CONNECTOR: 14 DBI, IP23, | 374.46
5TG2551-3 | DELTA LINE, ALUMINUM METALLIC FRAME, 1FOLD, 80X80MM | 7.13
3SB2901-4RD | INSCRIPTION PLATE FOR PUSHBUTTON AND ILLUMINATED PUSHBUTTON, FLAT, CLEAR WITH BLACK LETTERING, WITH | 0.72
3SB2901-4RK | INSCRIPTION PLATE FOR PUSHBUTTON AND ILLUMINATED PUSHBUTTON, FLAT, CLEAR WITH BLACK LETTERING, WITH | 0.72
3RW3026-1BB14 | SIRIUS SOFT STARTER, SIZE S0, 25A, 11KW/400V, 40 DEGREES, 200-480V AC, 110-230V AC/DC, SCREW TERMINA | 417.11
4AM2642-5AV00-0EA0 | ISOLATION TRANSFORMER; PHASES:1; PN(KVA):0,04; UPRI(V):400+/-5%; USEC(V):42; ISEC(A):0,952; F(HZ):50 | 93.64
3UG4622-2AA30 | DIGITAL MONITORING RELAY CURRENT MONITORING, 22.5MM FROM 0.05 TO 10A AC/DC OVERSHOOT AND UNDERSHOOT | 141.16
4AT3032-4TJ10-0FA0 | TRANSFORMER SITAS; PHASES:1; PN/PN(S6)(KVA):4 /16; UPRI(V):230+/-5%; USEC(V):110; ISEC(A):36,4; F(HZ | 1799.18
3RV1011-0DA10-ZW97 | CIRCUIT-BREAKER, 0.22...0.32A N-RELEASE 4.2 A, SIZE S00, MOTOR PROTECTION, CLASS 10, SCREW CONNECTIO | 54.31
3RK1395-6KS41-2AD0 | SIRIUS MOTOR STARTER M200D TECHNOLOGIEMODUL DIRECT ON-LINE STARTER MECHANICAL SWITCHING 3 400V AC/0, | 859.3
3RK4353-3CR58-0BA0 | SIRIUS MCU MOTOR STARTER EN.DEGR. OF PROTEC.IP55 PLASTIC COMMUNICATION WITHOUT ELECTROMECHANICAL SWI | 634.04
3RK1901-1GA01 | AS-INTERFACE OVERVOLTAGE PROTECTION MODULE FOR LIGHTN. PROTECTION ZONE 2 IP 67 | 284.1
3RN1022-1DW00 | THERMISTOR MOTOR PROTECTION FOR 2 SENSOR CIRCUITS, ALARM AND SWITCH-OFF, 1NO+1CO, UC 24...240V, SCRE | 495.67
3SE5212-0RV40 | SAFETY POS. SWITCH W. SEPARATE ACTUATOR, METAL ENCLOSURE, 31MM; EN50047; 1X(M20X1.5) SLOW-ACTION CON | 48.28
5TG2555-6 | DELTA I-SYSTEM, CARBON METALLIC FRAME, 5FOLD, 364X80MM | 43.17
3RF2320-3AA22 | SEMI-COND. CONTACTOR 3RF2,1-PH. AC 51 20 A 40 DEGREES C 24-230 V / 110-230 V AC RING TERMINAL | 63.24
3SE5312-0SJ13 | SAFETY POSITION SWITCHES WITH SOLENOID INTERLOCKING LOCK. FORCE 2600N,5 APPR. DIR. METAL HOUSING,3X( | 400.13
5TT5850-0 | INSTA CONTACTOR WITH 4 MAKE CONTACTS CONTACT FOR 230, 400 V AC, 63 A TRIGGERING 230 V AC | 80.79
5ST2187 | FORK-TYPE BUSBAR SHOCK-PROOF, 2-PHASE 16 SQMM, 12 SPACING UNITS | 10.92
5SJ6513-6KS | CIRCUIT BREAKER 230V 6KA, 1+N-POLE, B, 13A, D=70MM WITH SCREWLESS TAP-OFF TERMINAL | 18.01
6FX2003-7MG00 | SCREW GLAND EMC METRIC M20 X 1,5 CLAMPING RANGE 9,5 MM - 14,5 MM | 90.55
5ST3742 | PIN BUSBAR SHOCKPROOF, 10 SQMM 3-PHASE+HS, 1016 MM LONG WITHOUT END CAPS | 32.36
5SM2322-6 | FI-BLOCK F.LS-SWITCH 5SY TYPE A (PSE/SSF), T=70MM 6-40A 2POLE IFN 30MA 230V | 48.09
3RW3027-2BB14 | SIRIUS SOFT STARTER, SIZE S0, 32A, 15KW/400V, 40 DEGREES, 200-480V AC, 110-230V AC/DC, SPRING-LOADED | 480
3RW3028-2BB14 | SIRIUS SOFT STARTER, SIZE S0, 38A, 18.5KW/400V, 40 DEGREES, 200-480V AC, 110-230V AC/DC, SPRING-LOAD | 596.78
3WL9111-0AT44-0AA0 | ACCESSORIES CIRCUIT-BREAKER 3WL FUNCTIONAL TESTING UNIT FOR CHECKING THE TRIPPING CHARACTERISTICS FO | 29106.97
3WL9111-0AT47-0AA0 | CONNECTION CABLE FOR CONNECTING THE FUNCTION TESTER TO THE 3WL ETU "RELEASE 2". REAR CONNECTION TO T | 121.02
5TE4804 | PUSHBUTTON; T=70 MM 1NO+1NO 20A, 2 BUTTONS GREY BLU LAMPS 24 V | 25.51
3NA6801 | LV HRC FUSE LINK GL/GG WITH INSULATED GRIP LUGS WITH COMBINATION INDICATOR SIZE 000, 6A, AC 500V/DC | 6.4
3NP1923-1BF40 | ACCES.F.FUSE SWI.DISCONNECTOR FOR NH000 3-PHASE BUSBAR FOR 4X NH000 | 136.78
3RT1476-6LA06 | CONTACTOR, 690A/AC-1 W/O COIL AUXILIARY CONTACTS 2NO+2NC 3-POLE, SIZE S12 MAIN COND.: BAR CONNECTION | 1471.49
5TG6270 | I-SYSTEM, ELECTRIC WHITE ROCKER W. WINDOW, 55X55MM F.CONTROL/OFF/CO SWITCH F.PUSHB. NEUTRAL AND F.PU | 4.68
5TG2545 | I-SYSTEM, TITANIUM WHITE COVER PLATE UAE OUTLET BOX SUITABLE F.RUTENBECK CAT.3+5/ BTR CAT.6, 55X55MM | 4.25
3SE5234-0HE10-1AC4 | SIRIUS POSITION SWITCH; PLASTIC HOUSING ACC. TO EN50047, 31MM 1NO/1NC SNAP-ACTION CONTACTS INTEGRATE | 46.45
3SE5312-3SF13 | SAFETY POSITION SWITCHES WITH SOLENOID INTERLOCKING LOCK. FORCE 2600N;5 APPR. DIR. METAL HOUSING,3X( | 347.46
6FX2003-7MG20 | SCREW GLAND EMC METRIC M32 X 1,5 MOD. CLAMPING RANGE 21,7 MM - 27,0 M | 131.73
5SJ4116-7HG41 | CIRCUIT BREAKER 240V 14KA, 1-POLE, C, 16A, D=70MM ACC. TO UL 489 | 39.2
3SB2000-2AE01 | TOGGLE SWITCH, 16MM, ROUND, PLASTIC, GREEN, 2 SWITCH POSITIONS O-I, LATCHING, ACTUATING ANGLE 62 DEG | 13.16
5SM3618-6KK | RES.CURRENT OP.CIRCUIT BREAKER TYPE A PSE/SSF 100A 1+N-POL IFN 300MA 230V 2MW | 176.23
5SU1354-6KK16 | FI/LS-PROTECTOR TYPE A (PSE/SSF), D=70MM IFN 30MA,10KA, 1+N-POLEE B 16A | 104.86
3SB2202-2AB01 | TOGGLE SWITCH, 16MM, ROUND, PLASTIC, BLACK, 2 SWITCH POSITIONS O-I, LATCHING, 1NO | 23.11
3NE3336 | SITOR FUSE-LINK 630A, AC 1000V, SIZE 2 | 233.49
3NJ6900-4HG21 | ACCESSORY FOR SWITCH DISCONNECTOR W/FUSE, IN-LINE, PLUG-IN, AMPEREMETER, MOVING IRON 250/5A, CL.1, 0 | 64.31
3TY7683-0QL7 | SOLENOID COIL FOR 3TF6833-.Q.. CONTACTOR WITH RECTIFIER BRIDGE AC 220 TO 240 V 50/60HZ | 628.61
3NP5360-0EA86-ZA01 | FUSE-SWITCH-DISCONNECTOR I=400A, U=690V, AUXILIARY SWITCH 1NO+1NC FOR CABLE-LUG CONNECTION FUSE SIZE | 1329.37
6AG1326-2BF41-2AB0 | SIPLUS S7-300 SM326F DO8 -25 ... +60 DEGREES C WITH CONFORMAL COATING BASED ON 6ES7326-2BF41-0AB0 . | 3191.09
6ES7142-6BR00-0AB0 | SIMATIC DP, ET 200ECO PN, 8 DO 24V DC/2A; 8 X M12, DEGREE OF PROTECTION IP67 | 814.02
3SE5000-0AA31-1AJ0 | TWIST LEVER FOR POSITION SWITCH 3SE52 STAINLESS STEEL LEVER 21MM LONG PLASTIC ROLLER 19MM FUNCTIONAL | 8.4
3SE5322-0SL21-1AJ0 | SAFETY POS. SWITCH W. TUMBLER LOCKING FORCE 1300N, 5 DIR. OF APPROACH, PLASTIC ENCLOSURE, 3X(M20X1.5 | 368.23
3RF2370-3BA22 | SEMI-COND. CONTACTOR 3RF2,1-PH. AC 51 70A/AC15 27.5A 40 DEG. C 24-230 V / 110-230 V AC INSTANTANEOU | 143.71
3SE6605-2BA | CONTACT BLOCK, RECTANGULAR, LARGE, AMBER, NO: MAK-4237-STK | 61.05
3WL9111-0AN34-0AA0 | ACCESSORIES CIRCUIT BREAKER 3WL MAIN CONDUCTOR CONN. 1 OFF WITHDRAW. CIRC. BREAKER SZ II HORIZONTAL | 122.69
3RW4444-6BC44 | SIRIUS SOFT STARTER, VALUES WITH 400 V, 40 DEG., STANDARD: 250A, 132KW, INSIDE-DELTA CIRCUIT 3: 433A | 12572.51
3WL9111-0AE02-0AA0 | ACCESSORIES CIRCUIT BREAKER 3WL UNDERVOLTAGE RELEASE, NON-DEL. DC 30V | 535.63
3RF2255-3AB45 | SOLID STATE RELAY 3-PHASE 3RF2 | 122.81
4AM3242-4TV00-0EA0 | TRANSFORMER SITAS; PHASES:1; PN/PN(S6)(KVA):0,063 /0,19; UPRI(V):230+/-5%; USEC(V):42; ISEC(A):1,5; | 111.94
3WL9111-1AA72-0AA0 | 3WL9-NAFTA-ACCESSORY WLRP300 RATING PLUG, 300A | 118.28
3VL9400-1UK00 | ACCESSORY FOR VL160X, VL160, VL250, VL400, UNDERVOLTAGE RELEASE 440 - 480 V AC RIGHT POLE ONLY | 215.86
3TX7014-7BP02 | RELAY 1CH.CONT. HARD GOLD-PLAT. COIL VOLTAGE 60 V DC FOR USE IN 110/230 V AC/DC CABINET UNIT | 18.3
3TX7522-3H | SURGE SUPPRESSOR VARISTOR FOR SNAPPING ON DC 70 TO 150V FOR CONTACTORS SIZE 8 TO 12 | 16.42
3RK1301-0CB00-1AA2 | RS1-X FOR ET 200S ELECTRO-MECH. REVERS. STARTER, EXPANDABLE SETTING RANGE 0.18...0.25A AC-3, 0.06KW/ | 627.04
3RA6120-1CB33 | SIRIUS, COMPACT STARTER, DIRECT STARTER 690 V, 24 V AC/DC, 50 ... 60 HZ, 1 ... 4 A, IP20, CONNECTION | 594.04
5TG1260 | I-SYSTEM, ALUMIN.METALLIC COVER PLATE UAE OUTLET BOX SUITABLE F. ACKERMANN CAT.3 1X8POLE, 55X55MM | 14.31
3RP1533-1AQ30 | TIME RELAY, OFF-DELAY WITH AUXILIARY SWITCH,1C, RANGE 5 S...100 S, AC 24,100...127 V AND DC 24 V, WI | 236.75
3RS1020-1DD10 | TEMPERATURE MONITORING RELAY FOR PT100, EXCEEDING OF 2 THRESH. VAL., WIDTH 22ND5 MM 0 C - 100 C, 24V | 305.12
3TH4244-0BM4 | CONTACTOR RELAY 44E EN 50 011 4NO+4NC, SCREW TERMINALS DC OPERATION DC SOLENOID SYSTEM DC 220V | 103.04
5TG1767 | DELTA PROFIL, SILVER COVER PLATE UAE-CONNECTION BOX SUITABLE F.RUTENBECK CAT.3+5/ BTR CAT.6, 65X65MM | 23.4
3SF1324-1SE21-1BA1 | SAFETY POSITION SWITCHES WITH SOLENOID INTERLOCKING LOCKING FORCE 1300N, 5 DIRECTIONS OF APPROACH PL | 680.13
5TG6290 | I-SYSTEM,ELECTRIC WHITE ROCKER W. WINDOW, SCREWABLE FOR CONTROL SWITCH, 55X55MM | 10.02
3RF2320-2AA22 | SEMI-COND. CONTACTOR 3RF2,1-PH. AC 51 20 A 40 DEGREES C 24-230 V / 110-230 V AC SPRING-LOADED TER | 65.83
3RF2320-2DA24 | SEMI-COND. CONTACTOR 3RF2,1-PH. AC 51 20 A 40 DEGREES C 48-460 V / 110-230 V AC SHORT-CIRC. RESIST | 87.99
3TC4417-0AG4 | CONTACTOR, SIZE 2, 2-POLE DC-3 AND 5,RATD.OPERAT.CURR.32A AUXILIARY CONTACTS 22 (2NO+2NC) DC OPERATI | 204.93
3TC4417-0BB0 | CONTACTOR, SIZE 2, 2-POLE DC-3 AND 5,RATD.OPERAT.CURR.32A AUXILIARY CONTACTS 22 (2NO+2NC) AC OPERATI | 143.64
5TT4152-0 | REMOTE SWITCH 2 NO CONTACTS CENTRAL AND COMBINED CIRCUIT CONTACT FOR AC 230,400V 16A ACTIVATION AC 2 | 105.13
5ST3617 | PIN BUSBAR, 10 SQMM CONNECTION: 4X(3-PHASE+HS/FS) SAFE-TO-TOUCH | 5.25
5SJ4118-7HG41 | CIRCUIT BREAKER 240V 15KA, 1-POLE, C, 15A, D=70MM ACC. TO UL 489 | 39.2
5SJ4135-7HG40 | CIRCUIT BREAKER 240V 14KA, 1-POLE, C, 35A, D=70MM ACC. TO UL 489, SAME POLARITY | 49.24
3SB2001-6CE06 | INDICATOR LIGHT, 16MM, ROUND, PLASTIC, GREEN, SMOOTH, FOR INSCRIPTION WITH INSERT CAPS | 4.25
3VL9600-3ML00 | ACCESSORY FOR VL630, VL800, STORED ENERGY OPERATOR 42-48V AC/DC | 2158.66
3VL9812-8TT01 | BREAKER VL NEUT CT 1000A/1200A MFN NUMBER NGSP120 | 2263.32
3WL9111-0AA65-0AA0 | ACCESSORIES CIRCUIT BREAKER 3WL RATED CURRENT REF. MODULE 4000A | 412.95
3RK1325-6KS71-0AA0 | SIRIUS MOTOR STARTER M200D AS-I COMMUNICATION: AS-INTERFACE DIRECT ON-LINE STARTER STANDARD ELECTRON | 970.93
3RK1325-6KS71-3AA0 | SIRIUS MOTOR STARTER M200D AS-I COMMUNICATION: AS-INTERFACE REVERSING STARTER STANDARD ELECTRONIC SW | 1145.74
3RP1505-1AQ30 | TIME RELAY, MULTI-FUNCTION 1 CHANGEOVER, 8 FUNCTIONS, 15 TIME SETTING RANGES AC/DC 24 V, AC 100... 1 | 260.82
6ES7195-0BD44-0XA0 | DP, ASIC SPC 3 STEP C LEADFREE FOR PROFIBUS DP, MAX. 12 MBAUD 750 PIECES T & R | 17289.78
5TG6240 | I-SYSTEM, ALUMIN.METALLIC ROCKER W. WINDOW, 55X55MM F.CONTROL/OFF/CO SWITCH F.PUSHB. NEUTRAL AND F.P | 10.92
8MF2008-3RB | STANDARD CUBICLE 8MF2 HXWXD=2000X1000X800 SIDE-BY-SIDE MOUNTING VENTIL., ASSEMBL., WELDED IP30 | 3148.89
4AM4042-4TJ10-0FA0 | TRANSFORMER SITAS; PHASES:1; PN/PN(S6)(KVA):0,25 /0,85; UPRI(V):230+/-5%; USEC(V):110; ISEC(A):2,27; | 216.75
3NP1933-1EB00 | ACCES.F.FUSE SWI. DISCONNECTOR FOR NH00 FIXING KIT FOR 2 STANDARD MOUNTING RAILS WITH CLEARANCE 125M | 8.17
4AM2642-4TN00-0EA0 | TRANSFORMER SITAS; PHASES:1; PN/PN(S6)(KVA):0,04 /0; UPRI(V):230+/-5%; USEC(V):24; ISEC(A):1,67; F(H | 103.01
3SE5232-0LF10 | SIRIUS POSITION SWITCH; PLASTIC HOUSING ACC. TO EN50047, 31MM DEVICE CONNECTION 1X (M20X1.5); 1NO/2N | 29.71
3RW4028-1BB05 | SIRIUS SOFT STARTER, S0, 38A, 22KW/500V, 40 DEGR., AC 400-600V, AC/DC 24V, SCREW TERMINALS | 884.29
8MF5228-4R | STANDARD CUBICLE 8MF5 HXWXD=2200X1200X800 SIDE-BY-SIDE MOUNTING NON-VENT., NOT ASSEM., SCREWED IP40 | 3573.88
3SE5212-3LC05 | SIRIUS POSITION SWITCH; METAL ENCLOSURE TO EN50047, 31MM DEVICE CONNECTION 1X(M20X1.5); 1NO/2NC SNAP | 47.91
3SE5413-0CC20-1EB1 | COMPACT SWITCH 30MM WIDE WITH M12 CONNECTOR SNAP-ACTION CONTACTS 1NO+1NC ROLLER PLUNGER, | 49.66
3RF2350-3AA02 | SEMI-COND. CONTACTOR 3RF2,1-PH. AC 51 50 A 40 DEGREES C 24-230 V / 24 V DC RING TERMINAL | 83.56
3RF2370-3AA22 | SEMI-COND. CONTACTOR 3RF2,1-PH. AC 51 70 A 40 DEGREES C 24-230 V / 110-230 V AC RING TERMINAL | 143.71
6FX2001-4SB00 | BUILT-ON ENCODER 1000 RPM OPTICAL INCREMENTAL WITH HTL LEVEL, OPER. VOLTAGE 10-30V STRIP FLANGE AXIA | 366.56
6FX2001-4SC50 | BUILT-ON ENCODER 2500 RPM OPTICAL INCREMENTAL WITH HTL LEVEL, OPER. VOLTAGE 10-30V STRIP FLANGE AXIA | 366.56
5UB1551-0KK | I-SYSTEM, ELECTRIC WHITE SCHUKO SOCKET OUTL. 10/16A 250V WITH SCREWLESS TERMINALS WITH COVER PLATE 5 | 6.06
3RK1304-5KS40-5AA0 | ET 200PRO RSE ST REVERSING STARTER STANDARD; MECH. SWITCHING; ELECTRO. UE PROTECTION; 3PH 400 V/0.9K | 653.57
5SJ4330-7HG42 | CIRCUIT BREAKER 10KA, 3POLE, C, 30A ACC. TO UL 489 - 480Y/277V | 183.83
3VL9500-3HR31 | SIDE ROTARY OPER. MECHANISM 3VL5 W/ 1500MM BOWDEN WIRE ROTARY HANDLE RED/YELLOW | 409.5
5ST3663-0HG | PIN BUSBAR, 16SQMM CONNECTION: 6X1-PHASE ACC.UL 489,480Y/277V FOR MCB 5SJ4...-.HG | 7.05
5ST3664-0HG | PIN BUSBAR, 16SQMM CONNECTION: 3X2-PHASE ACC.UL 489,480Y/277V FOR MCB 5SJ4...-.HG | 8.05
3SB2226-0AE01 | ILLUMINATED PUSHBUTTON, 16MM, ROUND, PLASTIC, GREEN, BUTTON, FLAT, 1NO, LAMPHOLDER W2 X 4.6D, WITH I | 20.13
3WL9111-0AN18-0AA0 | ACCESSORIES CIRCUIT BREAKER 3WL MAIN CONDUCTOR CONN. 1 OFF WITHDRAW. CIRC. BREAKER SZ II VERTICAL CO | 144.34
3VL9800-8CA30 | ACCESSORY FOR VL1250, VL1600, TERMINAL COVER EXTENDED 1 PIECE = 2 COVERS 3 POLE | 190.35
3RK1325-6KS41-1AA5 | SIRIUS MOTOR STARTER M200D AS-I COMMUNICATION: AS-INTERFACE REVERSING STARTER STANDARD MECHANICAL SW | 1139.03
3RK1325-6KS41-3AA5 | SIRIUS MOTOR STARTER M200D AS-I COMMUNICATION: AS-INTERFACE REVERSING STARTER STANDARD MECHANICAL SW | 1211.63
3RK1902-1BA00 | M12 PLUG, PROFIBUS ANGLED, 5-POLE, B-CODED SCREW CONNECTION NO INTEGRATED TERMINATING RESISTOR | 51.51
3RN1000-1AM00 | THERMISTOR MOTOR PROTECTION COMPACT EVALUATION UNIT AUTO, 1W, AC 230V SCREW CONNECTION | 109.51
3RN1010-1GB00 | THERMISTOR MOTOR PROTECTION STANDARD EVALUATION UNIT, AUTORESET, 2W, HARD GOLD-PLATED,AC/DC24V, SCRE | 163.96
3RK1903-1BE00 | PM-D F5 F. MOTOR STARTER POWER MODULE, FAILSAFE EXPANSION TO PM-D F1 TO F4, CONTACT MULTIPLIER W. 4 | 449.12
3VL9400-3AT10 | ACCESSORY FOR VL400, KIT F. LEADING AUXILIARY SWITCHES 2 CO CONTACTS, FROM OFF TO ON 1.5 METER CONNE | 68.04
3NH3420 | LV HRC FUSE BASE 690V(1000V) SINGLE-POLE, 630A, SIZE 3 DOUBLE BUSBAR CONNECTION | 126.95
4EU2722-1CA00-0AA0 | COMMUTATING CHOKE FOR CONVERTER; PHASES:3; UN1(V):500; ITHMAX 1(A) / F1(HZ):180 /50; I LN (A):162; U | 4505.52
6SL3700-0WK32-5YV0 | MAIN SWITCH FOR SINAMICS V50 110KW | 713.39
6RA8085-6FS22-0AA0 | SINAMICS DCM DC CONVERTER FOR TWO-QUADRANT DRIVES CONNECTION B6C INPUT: 3-PHASE AC 480V, 498A CONTRO | 10229.02
5SY7550-6 | CIRCUIT BREAKER 230V 15KA, 1+N-POLE, B, 50A, D=70MM | 51.15
3RT1065-6AT36 | CONTACTOR, 132KW/400V/AC-3 AC(40...60HZ)/DC OPERATION UC 575-600V AUXILIARY CONTACTS 2NO+2NC 3-POLE, | 897.12
8MF2888-5E | STANDARD CUBICLE 8MF2 HXWXD=1800X800X800 INDIVIDUAL MOUNTING NON-VENTIL., ASSEMBL., WELDED IP54 | 3245.47
8MF6266-4KE | EARTHQUAKE-PROOF SYSTEM CUBICLE HXWXD=2200X600X600 IP40 | 5930.71
5SY7540-7 | CIRCUIT BREAKER 230V 15KA, 1+N-POLE, C, 40A, D=70MM | 62.44
8UC7172-8BD22 | DOOR DRIVE 8UC7 HANDLE RED, MASKING FRAME YELLOW FOR CIRCUIT-BREAKER 3VL1, 3VL2, 3VL3 FOR ACTUATING | 124.95
5SY7405-7 | CIRCUIT BREAKER 400V 15KA, 4-POLE, C, 0.5A, D=70MM | 146.18
3RW4453-6BC34 | SIRIUS SOFT STARTER, VALUES AT 460V, 50 DEG., STANDARD: 494A, 400HP, INSIDE-DELTA CIRCUIT 3: 856A, 7 | 24726.37
3RK1315-6NS71-1AA3 | SIRIUS MOTOR STARTER M200D AS-I COMMUNICATION: AS-INTERFACE REVERSING STARTER BASIC ELECTRONICALLY S | 1140.36
3NC2293 | SITOR FUSE DISCONNECTOR 22X58, UP TO 100 A, 690 V AC | 167.12
6SL3097-2AH00-0BP2 | SINAMICS S120 DOCUMENTATION MANUAL CONTROL UNITS EDITION 06.05, ENGLISH | 59.48
3RV1913-7F | ACTUATING MEMBRANE WITH FRAME AND SCREWS FOR CIRCUIT BREAKER S00 | 4
6SL3000-2AH38-1AA0 | SINAMICS MOTOR REACTOR FOR POWER MODULE/MOTOR MODULE 710/800KW, 3AC 500-690V | 4650.83
3NA7832 | LV HRC FUSE LINK GL/GG WITH NON-INSULATED GRIP LUGS WITH COMBINATION INDICATOR SIZE 00, 125A, AC 500 | 5.19
A5E01163725 | KIT, ELECTRONICS WITH DIGITAL DRIVER, CLS300 ROD OR CABLE LENGTHS LESS THAN 5 M. | 1161.88
3RV1011-0KA10-ZW96 | CIRCUIT-BREAKER, 0.9...1.25 A N-RELEASE 16 A, SIZE S00, MOTOR PROTECTION, CLASS 10, SCREW CONNECTION | 61.72
3RV2936-2C | DOOR-COUPLING ROTARY OPERATING MECHANISM,FOR CIRCUIT-BREAKERS SIZE S2,EMERG. STOP HANDLE NEW DESIGN | 136.1
6SL3760-0NA00-0AA0 | CURRENT TRANSFORMER 2000/1 2000A/ 1A, 15VA | 494.22
4AM4342-5AN00-0EA0 | TRANSFORMER SITAS; PHASES:1; PN/PN(S6)(KVA):0,315 /1,12; UPRI(V):400+/-5%; USEC(V):24; ISEC(A):13,1; | 249.32
5SY8102-7 | CIRCUIT BREAKER 230/400V 25KA, 1POLE, C, 2A, D=70MM | 22.51
5SY8232-8BB08 | CIRCUIT BREAKER 400V 25KA, 2-POLE, 32A, D=70MM ONLY MAGNETIC TRIPPING | 50.58
A5E02213600 | ACCESSORIES CLAMP CONNECTION TRI-CLAMP DN 51, FOR SENSOR SIZE 2 INCH, DN50 (P GASKET) | 701.38
7ME6920-1QA10-1AA0 | MAG 6000, IP67 / NEMA 4X/6, AISI 316 SS ENCLOSURE, WITH DISPLAY, 115-230V AC 50/60 HZ | 1922.67
3NP1133-1JB10 | FUSE-SWITCH-DISCONNECTOR 3-POLE, NH00, 160A 40MM BUSBAR SYSTEM COVERS FOR RITTAL FLAT CONNECTOR | 90.06
3RN1010-1BB00 | THERMISTOR MOTOR PROTECTION STANDARD EVALUATION UNIT, AUTORESET, 2W,AC/DC24V, SCREW CONNECTION, | 151.29
3RT1946-6E | SPARE CONTACTS F. CONTACTOR MOD. S3, 4-POLE, IE/AC-1 140 A 4NO MAIN CONTACTS CONSISTS OF 4 MOVABLE A | 295.63
8WH9000-1DA00 | COVER, FOR HYBRID F-T TERMINALS 2.5 MM2, QUICK/ SCREW CONNECTION, COLOR: GRAY | 0.65
5ST3730 | PIN BUSBAR SHOCKPROOF, 10 SQMM 1-PHASE, 214 MM LONG FULLY INSULATED | 3.73
8MF6094-5R | STANDARD CUBICLE 8MF6 HXWXD=2000X900X400 SIDE-BY-SIDE MOUNTING NON-VENT., ASSEM., WELDED IP54 | 3032.98
8WA1011-1PF11 | THROUGH-TYPE TERMINAL THERMOPL. SCREW TERMINAL ON BOTH ENDS SINGLE TERM., GREEN-YELLOW,6MM, 2.5 | 2.25
8MF2808-5R | SICUBE 8MF2000 CUBICLE SYSTEM WELDED H X W X D = 1800 X 1000 X 800MM FOR SIDE-BY-SIDE MOUNTING WITHO | 3284.12
3VL9600-8CB40 | ACCESSORY FOR VL630, VL800, TERMINAL COVER STANDARD 1 PIECE = 2 COVERS 4 POLE | 160.92
6SE6400-1PC00-0AA0 | MICROMASTER 4 PC - INVERTER CONNECTION KIT | 118.13
5TG1800-2 | DELTA PROFIL COVER PLATE 65X65MM FOR TAE OUTLET BOX AND LOUDSPEAKER OUTLET BOX TITANIUM WHITE | 9.37
5TA4726 | DELTA FLAT IP44, SM DARK GRAY/LIGHT GRAY 2-WAY SWITCH, 10A 250V W.WINDOW, LAB. PLATE, GLOW LAMP 66X7 | 27.23
8WA2011-3KE50 | CONN. MODULE L+,L-,S INTEGR FOR 8 INITIATOR OR ACTUATOR TERMINALS AND 1 FEEDER TERM. | 9.43
6SL3000-0BG41-6AA0 | SINAMICS LINE FILTER CL. A1 INPUT: 3AC 660-690V, 50/60HZ 1600A NMA: A5E00105354 | 5223.64
6SE6440-2UC21-1BA1 | MICROMASTER 440 WITHOUT FILTER 1/3AC 200-240V +10/-10% 47-63HZ CONSTANT TORQUE POWER 1.1 KW OVERLOA | 1211.42
5TC8284 | LV DIMMER ELECTRON.TRANSF. R,C W. PRESSURE ON/OFF SWITCH, FM 230V 50-60HZ, 20-600W/20-525VA SCREW TE | 186.75
FDK:083G0226 | STUDS AND NUTS FOR MAG 1100 DN 100 PN25/40 | 345.71
6ES7194-4GB00-0AA0 | SIMATIC DP, MODULE CARRIER WIDE VERSION FOR IO MODULES AND MOTORSTARTERS ET 200PRO, LENGTH: 500 MM | 87.53
5UB1853 | DELTA STYLE, TITANIUM WHITE SCHUKO SOCKET OUTL. 10/16A 250V COVER PLATE 68X68MM | 9.21
5TT5841-0 | INSTA CONTACTOR WITH 3 MAKE AND 1 BREAK CONTACT CONTACT FOR 230, 400 V AC, 40 A TRIGGERING 230 V AC | 72.44
5TG1228 | I-SYSTEM, CARBON METALLIC COVER PLATE UAE OUTLET BOX SUITABLE F.RUTENBECK CAT.3+5/ BTR CAT.6, 55X55M | 18.12
3SE5112-0PA00 | BASIC SWITCH FOR POSITION SWITCH 3SE5112, METAL ENCLOSURE, TO EN50041 40MM; 1X(M20X1.5; 2NO/1NC SLOW | 31.51
3SE5240-3AA00 | LED COVER FOR POSITION SWITCH FOR PLASTIC HOUSING ACC. TO EN50047, 31MM LEDS 110-230V AC YELLOW/GREE | 22.9
3LD2230-0TK11 | MAIN CONTROL SWITCH 3-POLE IU=32, P/AC-23A AT 400V=11,5KW BASE MOUNTING MOUNTING RAIL/TWO-HOLE MOUNT | 30.48
3LD2264-1GP51 | MAIN CONTROL SWITCH 3-POLE IU=32, P/AC-23A AT 400V=11,5KW 1NO+1 NC, 1 N-TERMINAL ENCAPSUL.IN M.P.ENC | 59.2
3RA6250-1CP32 | SIRIUS, COMPACT STARTER, REVERSING STARTER 690 V, 110 ... 240 V AC/DC, 50 ... 60 HZ, 1 ... 4 A, IP20 | 1050.33
4AM4642-8EN00-0EA0 | TRANSFORMER SITAS; PHASES:1; PN/PN(S6)(KVA):0,4 /1,44; UPRI(V):600-575-550-525-500- 480-460-440-415- | 345.67
3VL9100-4TD40 | ACCESSORY FOR VL160X, TERMINAL FOR CABLE (CU OR AL) SET OF 4 PCS 4 POLE | 42.53
3NA7140 | LV HRC FUSE LINK GL/GG WITH NON-INSULATED GRIP LUGS WITH COMBINATION INDICATOR SIZE 1, 200A, AC 500V | 11.99
5ST3731 | PIN BUSBAR SHOCKPROOF, 10 SQMM 1-PHASE, 1016 MM LONG WITHOUT END CAPS | 13.08
5SJ4140-8HG40 | CIRCUIT BREAKER 240V 10KA, 1-POLE, D, 40A, D=70MM ACC. TO UL 489, SAME POLARITY | 56.22
3SB2000-2BB01 | TOGGLE SWITCH, 16MM, ROUND, PLASTIC, BLACK, 2 SWITCH POSITIONS O-I, MOMENTARY CONTACT, RETURN FROM R | 13.16
5SM2342-6 | FI-BLOCK F.LS-SWITCH 5SY TYPE A (PSE/SSF), T=70MM 6-40A 4POLE IFN 30MA 400V | 55.67
3TH4280-0AK6 | CONTACTOR RELAY 80E EN 50 011 8NO, SCREW TERMINALS AC OPERATION AC 120V 60HZ/AC 110V 50HZ | 57.21
3RF2320-1AA06 | SEMI-COND. CONTACTOR 3RF2,1-PH. AC51 20 A 40 DEGREES C 48-600 V / 24 V DC SCREW TERMINAL | 75.33
3RF2920-0KA16 | POWER CONTROLLER CURRENT RANGE 20A 40 DEGREES C 400-600V / 24V AC/DC FOR SEMICONDUCTOR RELAY / CONTA | 241.19
3RF2310-1AA26 | SEMICOND. CONTACTOR 3RF2, 1-PH. AC 51 10 A 40 DEGREES C 48-600 V / 110-230 V AC SCREW TERMINAL | 81.03
3RV1011-1CA10-ZW96 | CIRCUIT-BREAKER, 1.8...2.5 A, N-RELEASE 33 A, SIZE S00, MOTOR PROTECTION, CLASS 10, SCREW CONNECTION | 64.57
3RS1020-1DW00 | TEMPERATURE MONITORING RELAY FOR PT100, EXCEEDING OF 2 THRESH. VAL., WIDTH 22ND5 MM -50 C-50 C, 110- | 336.78
3VL1703-1DA33-0AA0 | CIRCUIT-BREAKER VL160X N STANDARD SWITCHING CAPACITY ICU=55KA / 415 V AC 3 POLE, LINE PROTECTION OVE | 439.58
4AM5742-4TT10-0FA0 | TRANSFORMER SITAS; PHASES:1; PN/PN(S6)(KVA):1 /5; UPRI(V):230+/-5%; USEC(V):230; ISEC(A):4,35; F(HZ) | 555.34
3RK1301-0JB00-1AA2 | RS1-X FOR ET 200S ELECTRO-MECH. REVERS. STARTER, EXPANDABLE SETTING RANGE 0.70...1.00A AC-3, 0.25KW/ | 627.04
3SB2224-6BG06 | INDICATOR LIGHT, 16MM, ROUND, PLASTIC, WHITE, LAMPHOLDER W2 X 4.6D, WITH INCANDESCENT LAMP 24V | 10.96
3SB2901-4AG | INSCRIPTION PLATE FOR PUSHBUTTON AND ILLUMINATED PUSHBUTTON, FLAT, CLEAR WITH BLACK LETTERING, WITH | 0.72
3WL9111-0AP03-0AA0 | ACC. CIRCUIT BREAKER 3WL2/3/5 PERSPEX COVER IP55, TRANSP. FOR MOUNT. ON CONTR.CAB. DOOR | 356.99
5TG1825 | DELTA PROFILE, TITANIUM WHITE SURF.-MOUNT.HOUSING SINGLE 80MM | 14.2
3TF6933-1DP4 | CONTACTOR SIZE 14, 3-POLE AC-3, 450KW, 400/380V (690V) AUXILIARY CONTACTS 33 (3NO+3NC) W.3TC44174A R | 4529.9
5TG4815 | I-SYSTEM, TITANIUM WHITE VOLUME CONTROLLER, MONO 3WATT 27 OHM, W. COVER PLATE 55X55MM, AND ROT. BUTT | 65.62
5TG1772 | DELTA PROFILE, SILVER DOUBLE FRAME, 151X80MM DOUBLE FRAME, 151X80MM | 12.46
5SJ4313-8HG42 | CIRCUIT BREAKER 10KA, 3POLE, D, 13A ACC. TO UL 489 - 480Y/277V | 176.99
3RW3017-1BB04 | SIRIUS SOFT STARTER, SIZE S00, 12.5A, 5.5KW/400V, 40 DEGREES, 200-480V AC, 24V AC/DC, SCREW TERMINAL | 309.31
8MF4557 | MOUNTING PLATE, LATERAL H X W = 2000 X 800 MM FOR 8MF SYSTEM CUBICLE | 368.98
5ST3770-3 | PIN BUSBAR, 16SQMM 56MW, 4PHASES, SLICEABLE FOR MCB 2P AND RCBO 1P+N SAFE TO TOUCH | 64.07
4EP3400-2US00 | MAINS CHOKE F.FU; PHASES:3; UN1(V):480; ITHMAX 1(A) / F1(HZ):9,1 /60; I LN (A):8,19; UK(%):2; LN(MH) | 297.02
3RA6250-2AB34 | SIRIUS, COMPACT STARTER, REVERSING STARTER 690 V, 24 V AC/DC, 50 ... 60 HZ, 0.1 ... 0.4 A, IP20, MAI | 1000.12
3RA1952-2A | BASE PLATE FOR REVERSING STARTER MOD.S6 | 78.91
4RB5280-3JA50 | POWER CAPACITOR PHASECAP MKK 800V 28.0KVAR | 716.81
8WH3000-0AF01 | FEED-THROUGH TERMINAL WITH QUICK CONNECTION, SECTION: 0.5 - 2.5 MM2, WIDTH: 6.2 MM, COLOR: BLUE | 2.3
3WL9111-0AM03-0AA0 | ACCESSORIES CIRCUIT BREAKER 3WL MAIN CONDUCTOR CONN. 1 OFF FIXED-MOUNTED CIRC.BR. SIZE III VERTICAL | 464.27
4AT3932-5CT10-0FA0 | TRANSFORMER SITAS; PHASES:1; PN/PN(S6)(KVA):10 /30; UPRI(V):440+/-5%; USEC(V):230; ISEC(A):43,5; F(H | 4548.57
5SM2335-6KK01 | FI ELEMENT LS 5SY TYPE A PSE/SSF 0.3-40A 3POL. IFN 30MA 400V 3TE, SHORT-TIME DELAYED | 231.77
6EP1933-2EC41 | SITOP UPS500S SERVICE-FREE UNINTERRUPTIBLE POWER SUPPLY WITH USB-INTERFACE BASIC UNIT 2.5 KWS INPUT: | 480.98
3SE5312-0SG13 | SAFETY POSITION SWITCHES WITH SOLENOID INTERLOCKING LOCK. FORCE 2600N,5 APPR. DIR. METAL HOUSING,3X( | 364.33
8ME1471 | BEARING RUNNER FOR CUBICLE DEPTH 600MM | 75.9
5SY8305-7 | CIRCUIT BREAKER 400V 25KA, 3POLE, C, 0.5A, D=70MM | 78.83
3NA6120-4 | LV HRC FUSE LINK GL/GG WITH INSULATED GRIP LUGS WITH COMBINATION INDICATOR SIZE 1, 50A, AC 400V | 17.07
PBD:51014K0100AAA | KIT,IQ,ROD,SHLD,3/150,100MM, 316,PTFE,FKM | 1390.52
7ML1930-1EJ | WELDED SOCKET LVL THREAD G1A / 316L WITH EPDM SEAL | 226.41
6SL3501-0BE12-1AA0 | SINAMICS G110D BRAKING RESISTOR 3 KW / 4 KW, 160 OHM, IP65 | 1316.31
3NP5360-0CA10 | FUSE-SWITCH-DISCONNECTOR I=400A, U=690V, AUXILIARY SWITCH 1NO+1NC FUSE SIZE NH1 AND NH2 FOR CABLE-LU | 572.5
3TH4262-0AB0 | CONTACTOR RELAY 62E EN 50 011 6NO+2NC, SCREW TERMINALS AC OPERATION AC 50HZ 24V/60HZ 29V | 57.21
6DD1660-0BF0 | SIMATIC TDC COMMUNICATION MODULE CP52M0 MEMORY MODULE FR GLOBAL DATA MEMORY (GDM) WITH 2 MBYTE SRAM | 14751.48
6AV6612-0AA11-3CE5 | WINCC FLEXIBLE 2008 ASIA STANDARD, UPGRADE FOR WINCC FLEXIBLE 2004/2005/2007 ASIA STANDARD, INCL. CH | 963.51
BVP:261820 | BD2A-400-ZL-X*/Y*/Z* Z UNIT LEFT X/Y 0,36M-0,60M, Z 0,14M-1,25M 160-400A | 1609.39
BVP:261781 | BD2C-3-630-WO-1W* OPTIONAL LENGTH 0,50M-1,24M 630 A, N + PE, WITHOUT TAP OFFS | 2096.49
5TT6115 | CURRENT RELAY,N-TYPE AC 230V 1/5/10/15A 1PHASE, ABOVE/BELOW | 183.35
5ST3045 | UNDER-VOLTAGE RELEASE F.MOUNT., F. LS-SWITCH T=70MM DC 24V, WITH 2TERMINALS | 53.4
3RW4422-3BC46 | SIRIUS SOFT STARTER, VALUES WITH 690 V, 40 DEG., STANDARD: 29A, 30KW, INSIDE-DELTA CIRCUIT 3: ONLY U | 4526.62
3NP1133-1JC11 | FUSE-SWITCH-DISCONNECTOR 3-POLE, NH00, 160A 60MM BUSBAR SYSTEM COVERS FOR RITTAL FLAT CONNECTOR FUSE | 248.03
5SY4502-5 | CIRCUIT BREAKER 230V 10KA, 1+N-POLE, A, 2A, D=70MM | 68.96
4RB2042-1EE50 | POWER CAPACITOR PHICAP MKP 440V 4.2KVAR | 43
3RW3016-1BB14 | SIRIUS SOFT STARTER, SIZE S00, 9A, 4KW/400V, 40 DEGREES, 200-480V AC, 110-230V AC/DC, SCREW TERMINAL | 275.94
3SB2202-0AE01 | PUSHBUTTON, 16MM, ROUND, PLASTIC, GREEN, BUTTON, FLAT, 1NO | 16.08
6SL3710-1GH32-6CA3 | SINAMICS G150 CONVERTER CABINET UNIT, AC/AC WITH CIM+CU320-2 3AC 660-690 V, 50/60 HZ NOM. POWER RATI | 35122.38
6ES7321-7TH00-0AB0 | SIMATIC S7/PCS7, SM 321 DIGITAL INPUT MODULE, 16 DI, 24V DC, CAPABLE OF DIAGNOSTICS, FOR CONTACTS (C | 2310.09
6ES7331-7PF11-0AB0 | SIMATIC S7-300, ANALOG INPUT SM 331, OPTICALLY ISOLATATED, 8 AI THERMOCOUPLE, TYPE B, E, J, K, L, N, | 2043.99
3SE5122-0CR01 | SIRIUS POSITION SWITCH METAL ENCLOSURE 56MM WIDE DEVICE CONNECTION 3X (M20X1.5) 1NO/1NC SNAP-ACTION | 46.24
6ES7193-7AA20-0AA0 | SIMATIC DP, TERMINAL MODULE TM-IM/EM60S FOR ET200ISP, FOR THE INTEGRATION OF ONE IM152-1 AND ONE ELE | 197.32
3NP1940-1FA00 | ACCES.F.FUSE SWI. DISCONNECTOR FOR NH1-NH3 AUXILIARY SWITCH, 1 CO CONTACT | 13.21
3RW4024-2BB05 | SIRIUS SOFT STARTER, S0, 12.5A, 7.5KW/500V, 40 DEGR., AC 400-600V, AC/DC 24V, SPRING-LOADED TERMINAL | 528.76
3SE5132-0LD05 | SIRIUS POSITION SWITCH PLASTIC ENCLOSURE 40MM, TO EN50041; DEVICE CONNECTION 1X (M20X1.5) 1NO/2NC SN | 34.47
3VL9800-3HL01 | ACCESSORY FOR VL1200UL,VL1600UL (NG FRAME - PG FRAME) TOGGLE LEVER LOCKING DEVICE | 234.84
6GK1901-0DB20-6AA0 | IE FC M12 PLUG PRO M12 PLUG CONNECTOR W. RUGGED METAL HOUSING AND FC CONNECTING METHOD, WITH AXIAL C | 55.54
3TH4271-0AF0 | CONTACTOR RELAY 71E EN 50 011 7NO+1NC, SCREW TERMINALS AC OPERATION AC 50HZ 110V/60HZ 132V | 57.21
3SB2901-2AN | INSCRIPTION LABEL FOR GLUING ONTO LABEL HOLDER, LABEL SIZE 9.5 X 18.5MM, SILVER-COLORED, BLACK LETTE | 0.72
3RT1926-2FL11 | SOLID-STATE, TIME-DELAYED AUXILIARY SWITCH BLOCK SETTING RANGE 0.05 S...1 NO, AC/DC 220...240 V, 1NO | 75.96
3RF2190-1AA45 | SEMICONDUCTOR RELAY 3RF2, 1-PH. WIDTH 22.5MM, 90A 48-600V / 4-30V DC SCREW-TYPE TERMINAL BLOCKING VO | 63.94
6XV1873-2R | MM FO ROBUST CABLE GP (2G50/125); CABLE FOR INDOOR AND OUTDOOR WITH PROTECTION AGAIST RODENTS, SPLIT | 9.64
8MF2804-5E | SICUBE 8MF2000 CUBICLE SYSTEM WELDED H X W X D = 1800 X 1000 X 400MM FOR INDIVIDUAL MOUNTING WITH 2 | 3477.29
8WH3004-0AE00 | FEED-THROUGH TERMINAL WITH QUICK CONNECTION, 4 CONNECT. POINTS, SECTION: 0.25 - 1.5 MM2, WIDTH: 5.2 | 3.7
3SE5132-0CJ01 | SIRIUS POSITION SWITCH PLASTIC ENCLOSURE 40MM, TWIST LEVER, TO EN50041, DEVICE CONNECTION 1X (M20X1. | 38.44
8WH2000-6CG00 | ISOLATING BLADE TERMINAL WITH SPRING CONNECTION, SECTION: 0.5 - 4 MM2, WIDTH: 6.2 MM, COLOR: GRAY W | 4.28
4AM6442-8JD40-0FA0 | TRANSFORMER SITAS; PHASES:1; PN/PN(S6)(KVA):2 /11,5; UPRI(V):400-230+/-15; USEC(V):2X115; ISEC(A):2X | 1008.68
8GK4550-3KK12 | A400/630 MOUNTINGKIT H=450 W=25 1 X 3NP1143 (NH1) AT MOUNTING PLATE | 114.53
6GK5004-1BD00-1AB2 | SCALANCE XB004-1 UNMANAGED INDUSTRIAL ETHERNET SWITCH FOR 10/100MBIT/S; WITH 4 X 10/100MBIT/S TWISTE | 305.76
BVP:047230 | BD2-AK1/CEE165S14 TAP-OFF UNIT 16A / 3X1P D01+1X5 P.CEE | 230.09
3RK1400-1CR00-0AA3 | AS-INTERFACE COMPACT MOD. IP68 DIGITAL, 4I/4O, 4 X 1 INPUTS, MAX. 200MA, PNP, 4 X 1 OUTPUTS, 2 NC, D | 355.85
6SL3335-7TE35-0AA3 | SINAMICS S120 ACTIVE LINE MODULE 3AC 380-480V, 50/60HZ OUTPUT: DC 570 - 720V, 490A RATED POWER: 300 | 30048.78
6SL3224-0XE42-0UA0 | SINAMICS G120 POWER MODULE PM240 WITHOUT FILTER WITHOUT BULT IN BRAKING CHOPPER 3AC380-480V +10/-10% | 33346.72
3NA6232-4 | LV HRC FUSE LINK GL/GG WITH INSULATED GRIP LUGS WITH COMBINATION INDICATOR SIZE 2, 125A, AC 400V | 23.99
3SE5000-0AA50 | LENGTH-ADJUSTABLE TWIST LEVER FOR POSITION SWITCH 3SE51/52 METAL LEVER 100MM LONG PLASTIC ROLLER 19M | 7.88
BVP:203163 | BD2-AK3X/GSTZ00 TAP-OFF UNIT 125A / 1X 3POLE FU SE SWITCH DISC. | 895.88
5SY6432-6 | CIRCUIT BREAKER 400V 6KA, 4-POLE, B,32A, D=70MM | 59.61
5SY6450-6 | CIRCUIT BREAKER 400V 6KA, 4-POLE, B,50A, D=70MM | 89.36
8MF4426 | C-SECTION RAIL CABLE INTERCEPTING BAR C50 D=600 | 87.5
3SE5242-3QV40 | SAFETY POS. SWITCH W. SEPARATE ACTUATOR, PLASTIC ENCLOSURE, 50MM; 2X(M20X1.5) SLOW-ACTION CONTACTS 1 | 68.31
8MF9061 | LOCKING GIB FOR CUBICLE HEIGHT 2000MM | 26.68
8GK9912-0KK30 | ALPHA 160/400 DIN, WALL-MOUNTING RAIL L=750MM | 20.89
8GS4013-7 | ALPHA-ZS, CONNECTING KIT FOR COMPLETE CABINETS IP55 FOR 5 BARS 12X10MM | 185.84
6ES7652-0XX11-1XC0 | SIMATIC PCS7, SERIAL CHIPCARD READER DESK-TOP CHIP CARD READER, INCL. CONNECTING CABLE, DRIVER / HOT | 651.41
5SP3720-2 | MAIN CONDUCTOR CIRCUIT-BREAKER (SHU),1-POLE, E 20 A, 230/400 V (SET WITH L1,L2,L3) | 162.67
3RK1315-6KS41-2AA3 | SIRIUS MOTOR STARTER M200D AS-I COMMUNICATION: AS-INTERFACE DIRECT ON-LINE STARTER, BASIC MECHANICAL | 923.85
3RN1012-1BM00 | THERMISTOR MOTOR PROTECTION STANDARD EVALUATION UNIT, MANUAL/AUTO/REMOTE, 2 CC,AC230V, SCREW CONN., | 252.58
3RF2330-3AA04 | SEMI-COND. CONTACTOR 3RF2,1-PH. AC 51 30 A 40 DEGREES C 48-460 V / 24 V DC RING TERMINAL | 67.1
4AM6442-5AT10-0FA0 | TRANSFORMER SITAS; PHASES:1; PN/PN(S6)(KVA):2 /9,7; UPRI(V):400+/-5%; USEC(V):230; ISEC(A):8,7; F(HZ | 980.35
3RS1041-1GW50 | TEMPERATURE MONITORING RELAY PT100/1000, KTY83/84, NTC 3 SENSORS, 2 THR. VAL., DIGITAL -50 DEG. C TO | 664.69
3TH4262-0AD2 | CONTACTOR RELAY 62E EN 50 011 6NO+2NC, SCREW TERMINALS AC OPERATION AC 50/60HZ 42V | 59.12
4AU3632-8CC40-0HC0 | TRANSFORMER SITAS; PHASES:3; PN/PN(S6)(KVA):8 /39; UPRI(V):Y500-440-380+/-20/D289- 254-220+/-11; USE | 5765.86
3SE5122-0LA00-1AJ0 | SIRIUS POSITION SWITCH, BASIC SWITCH, METAL, 56MM, INCREASED CORROSION PROTECTION, DEVICE CONNECTION | 44.23
3SE5242-0HD03 | SIRIUS POSITION SWITCH; PLASTIC HOUSING ACC. TO EN50047, 50MM DEVICE CONNECTION 2X(M20X1.5); 1NO/1NC | 29.71
3SE5212-0LE10 | SIRIUS POSITION SWITCH; METAL HOUSING ACC. TO EN50047, 31MM DEVICE CONNECTION 1X (M20X1.5); 1NO/2NC | 36.87
5SJ4118-8HG42 | CIRCUIT BREAKER 10KA, 1POLE, D, 15A ACC. TO UL 489 - 277V | 44.15
5ST3710 | PIN BUS BAR SHOCKHAZARD SAFETY, 16QMM 3 PHASE, L= 1016MM WITHOUT END CAPS | 34.23
3RW4436-6BC44 | SIRIUS SOFT STARTER, VALUES WITH 400 V, 40 DEG., STANDARD: 162A, 90KW, INSIDE-DELTA CIRCUIT 3: 281A, | 9655.05
5TT4201-0 | RELAY, N-TYPE WITH 1 NO CONTACT FOR AC 230V 16A CONTROL AC 230V | 26.21
5SJ4160-7HG41 | CIRCUIT BREAKER 240V 10KA, 1-POLE, C, 60A, D=70MM ACC. TO UL 489 | 82.04
5TT5801-8 | INSTA CONTACTOR 0/1 AUTOMATIC WITH 1 MAKE AND 1 BREAK CONTACT CONTACT FOR 230, 400 V AC, 20 A TRIGGE | 53.26
3SE5000-0AE13 | ACTUATOR HEAD FOR POSITION SWITCH 3SE51/52 ROLLER LEVER W. STAINLESS STEEL LEVER AND STAINLESS STEEL | 22.01
3RF2370-1BA02 | SEMI-COND. CONTACTOR 3RF2,1-PH. AC 51 70A/AC15 27.5A 40 DEG. C 24-230 V / 24 V DC INSTANTANEOUS SWI | 133.58
3SY3131 | ACCESSORIES FOR POSITION SWITCH SOCKET (6-POLE + PEN) FOR M20 X 1.5, FOR CABLE PLUG 3SY3 136 | 46.45
3SB2908-1AE | INCANDESCENT LAMP, TRANSPARENT, RATED VOLTAGE AC/DC 48V, 1.0 W, WEDGE BASE W2 X 4.6D WEDGE-BASE W2 X | 2.67
5SJ4325-7HG41 | CIRCUIT BREAKER 240V 14KA, 3-POLE, C, 25A, D=70MM ACC. TO UL 489 | 158
3RW4074-2BB45 | SIRIUS SOFT STARTER, S12, 280 A, 200 KW/500 V, 40 DEG., 400-600 V AC, 230 V AC, CAGE CLAMP TERMINALS | 4879.87
3RW4076-2BB35 | SIRIUS SOFT STARTER, S12, 385 A, 400 HP/575 V, 50 DEG., 400-600 V AC, 115 V AC, CAGE CLAMP TERMINALS | 7496.41
5SJ4140-6HG40 | CIRCUIT BREAKER 240V 14KA, 1-POLE, B, 40A, D=70MM ACC. TO UL 489, SAME POLARITY | 36.94
3SB2001-0AC01 | ILLUMINATED PUSHBUTTON, 16MM, ROUND, PLASTIC, RED, BUTTON, FLAT | 6.84
3RK1903-3AA00 | FOR PM-D F PROFISAFE WITH PROFIBUS OR PROFINET FOR POTENTIAL GROUP, FOR SUPPLY | 228.14
5SJ4163-7HG40 | CIRCUIT BREAKER 240V 10KA, 1-POLE, C, 63A, D=70MM ACC. TO UL 489, SAME POLARITY | 68.75
3TC5617-0BP0 | CONTACTOR SIZE 12, 2-POLE DC-3 AND 5,RATD.OPER.CURR. 400A AUXILIARY CONTACTS 22 (2NO+2NC) AC OPERATI | 2855.32
5SJ4235-7HG42 | CIRCUIT BREAKER 10KA, 2POLE, C, 35A ACC. TO UL 489 - 480Y/277V | 163.32
3RW4074-6BB44 | SIRIUS SOFT STARTER, S12, 280 A, 160 KW/400 V, 40 DEG., 200-460 V AC, 230 V AC, SCREW TERMINALS | 4238.81
3RW4444-2BC34 | SIRIUS SOFT STARTER, VALUES WITH 460 V, 50 DEG., STANDARD: 215A, 150HP, INSIDE-DELTA CIRCUIT 3: 372A | 12572.51
3SB2908-8AE | PUSH-ON CONTACT FOR FLAT CONNECTOR, 2.8 X 0.8MM, WITH LATCH SPRING FOR LATCHING IN COMPLETE CONNECTO | 0.21
8GK1052-5KK41 | ALPHA 160 DIN, WALL-MOUNTED DB, SM PARTIALLY EQ. W. RAPID MOUNTING KIT FOR BUILT-IN DEV., RAL 9016, | 1356.13
6FX5008-1BB21-1FA0 | POWER CABLE, SOLD BY THE METER 4 X 2.5 C UL/CSA, DESINA MOTION-CONNECT 500 DELIVERY FORM: IN COILS D | 385.25
5TG8062 | CAP-SET FOR PUSHBUTTON D=70MM SET W.PER 5XGREEN/TRANSPARENT | 5.51
3LD2203-1TP53 | MAIN/EMERG. STOP SWITCH 3-POLE IU=32, P/AC-23A AT 400V=11.5KW 1NO+1NC, FRONT MOUNTING FOUR-HOLE MOUN | 44.57
6ES7152-1AA00-0AB0 | SIMATIC DP, INTERFACE MODULE IM152-1 FOR ET200ISP, FOR STANDARD AND REDUNDANT OPERATION | 1458.96
3RT1055-6AM36 | CONTACTOR, 75KW/400V/AC-3, AC(40...60HZ)/DC OPERATION UC 200...220V AUXIL. CONTACTS 2NO+2NC 3-POLE, | 446.38
5SY4615-8 | CIRCUIT BREAKER 400V 10KA, 3+N-POLE, D,1.6A, D=70MM | 146.18
3RA6250-1DP33 | SIRIUS, COMPACT STARTER, REVERSING STARTER 690 V, 110 ... 240 V AC/DC, 50 ... 60 HZ, 3 ... 12 A, IP2 | 1140.73
5SP4380-7 | CIRCUIT BREAKER 400V 10KA, 3-POLE, C, 80A, D=70MM | 119.4
7MH7724-1AY | MLC CALIBRATION WEIGHT, (STAINLESS STEEL 304(1.4301)) FOR SCALES WITH BELT WIDTH OF 36", 1000MM, 2.0 | 167.55
5SY4113-6 | CIRCUIT BREAKER 230/400V 10KA, 1-POLE, B, 13A, D=70MM | 9.38
3NX1004 | BLANK LINK FOR LV HRC FUSE BASE SIZE 1/2/3 | 16.55
6ES7322-1BL00-0AA0 | SIMATIC S7-300, DIGITAL OUTPUT SM 322, OPTICALLY ISOLATED, 32DO, 24V DC, 0.5A, 1 X 40 PIN, SUM OF OU | 1238.1
3SE5423-0CC20-1EA2 | COMPACT SWITCH 40MM WIDE W. CONNECTING CABLE 2M SNAP-ACTION CONTACTS 1NO+1NC ROUNDED PLUNGER, SPECIA | 56.46
5UB1486 | DELTA PROFIL, TITANIUM WHITE SCHUKO SOCKET OUTL. 10/16A 250V WITH SCREWLESS TERMINALS W.OVERVOLTAGE | 178.32
3VL9100-4PB40 | ACCESSORY FOR VL160X, PLUG IN SOCKET KIT ASSEMBLY REAR CONNECTORS RCD 4 POLE | 673.76
5ST3750 | END CAP FOR PIN BUSBARS 2/3-PHASE | 0.57
3VL9800-3HG06 | ACCESSORY FOR VL1200UL, VL1600UL (NG-FRAME - PG-FRAME) DOOR OP.MECH. 8UC7 - NEW DESIGN HANDLE RED/BL | 448.08
8WD4408-0FA | SIGNAL COLUMNS 8WD4. ACCESSORIES, LABELLING PANEL WITH MOUNTING MATERIAL FOR MOUNTING ON PIPE DIA. 2 | 81.03
6XV1830-7BH15 | SIMATIC NET,PROFIBUS ECOFAST HYBRID CABLE, 2XCU 0.64 MM, 4XCU 1.5 SQMM, CABLE PREASSEMBLED WITH ECOF | 114.01
3SE5112-0PA00-1CA0 | BASIC SWITCH FOR POSITION SWITCH 3SE5112, METAL ENCLOSURE 40MM, INCREASED ANTI-CORROSION PROTECTION, | 35.01
3SB2210-2EE01 | TOGGLE SWITCH, 16MM, ROUND, PLASTIC, GREEN, 3 SWITCH POSITIONS I>O<II, MOMENTARY CONTACT, 1NO, 1NO | 31.59
8MF2096-4EN | SICUBE 8MF2000 EMC-CUBICLE; WELDED, NI-PLATED H X W X D = 2000 X 900 X 600MM FOR INDIVIDUAL MOUNTING | 6259.11
8GK9510-7KK10 | ALPHA 400DIN DOOR AS SPARE PART SINGLE DOOR H=1100 MM, W=250 MM INCL. CLOSING EQUIPMENT AP, IP43,55, | 134.6
3TH4391-0AN2 | CONTACTOR RELAY 91E EN 50 011 9NO+1NC, SCREW TERMINALS AC OPERATION AC 50/60HZ 220V | 86.38
6RA8095-4KV62-0AA0 | SINAMICS DCM DC CONVERTER FOR FOUR-QUADRANT DRIVES CONNECTION (B6) A (B6) C INPUT: 3-PHASE AC 690V, | 43973.68
5UB1857-1 | DELTA STYLE, PLATINUM METALLIC SCHUKO OUTLET 10/16A 250V WITH LABELING FIELD WITH INCREASED TOUCH PR | 21.94
5SY7332-8 | CIRCUIT BREAKER 400V 15KA, 3-POLE, D, 32A, D=70MM | 79.64
6SE6400-4BE24-2FA0 | MICROMASTER 4 BRAKING RESISTOR 500-600 V 12R 84000 W PK 4200 W CONT 650 X 400 X 315 MM H X W X D IP | 3063.74
3RW4073-2BB34 | SIRIUS SOFT STARTER, S12, 205 A, 150 HP/460 V, 50 DEG., 200-460 V AC, 115 V AC, CAGE CLAMP TERMINALS | 3780.9
3TH4262-0LB4 | CONTACTOR RELAY 62E EN 50 011 FOR RAILWAY APPLICATIONS 6NO+2NC, SCREW TERMINAL SETTING RANGE 0.7 TO | 108.59
6SE6400-3TD18-0FD0 | MICROMASTER 4 OUTPUT LC FILTER 380-480V 3AC 181.6 / 145.0 A (40 / 50 GRD C) STAND ALONE FS F 520 X 4 | 8688.95
8MF2896-3RB | STANDARD CUBICLE 8MF2 HXWXD=1800X900X600 SIDE-BY-SIDE MOUNTING VENTIL., ASSEMBL., WELDED IP30 | 2511.38
3LD2418-3VK11 | SWITCHING ELEM. FLOOR MOUNTING WITH DOOR-COUPL. ROT. OP. MECH. CONTROL ELEMENT BLACK FRONT / 4-HOLE | 774.23
4EM5001-1CB00 | COMMUTATING CHOKE FOR CONVERTER; PHASES:1; UN1(V):230; ITHMAX 1(A) / F1(HZ):50 /50; I LN (A):45; UK( | 279.81
3RV1011-0HA15 | CIRCUIT-BREAKER, SIZE S00, FOR MOTOR PROTECTION, CLASS 10, A REL.0.55...0.8A, N REL. 10A, SCREW CONN | 65.83
3TC4817-5KB4 | CONTACTOR SIZE 4 2-POLE DC-4, NOM. OPER. CURRENT 75 A AUX. SWITCHES 22 (2NO+2NC) DIR. CURRENT ACTUAT | 862.85
6ES7923-0BF00-0CB0 | CONNECTING CABLE UNSHIELDED FOR SIMATIC S7-300/400 BETWEEN FRONT CONNECTOR MODULE A. TERMINAL BLOCK | 40.74
8GS4024-6 | ALPHA-ZS, TSG RETROFIT KIT W. MCB B10A WITH COVER F. UAR 150MM W/O S-SYSTEM | 169.77
8MF6284-5E | STANDARD CUBICLE 8MF6 HXWXD=2200X800X400 INDIVIDUAL MOUNTING NON-VENT., ASSEM., WELDED IP54 | 3419.32
7ME3960-0CT31 | DEDICATED CABLE TERMINATION KIT RTD CABLE TERMINATION KIT FOR SUBMERSIBLE RTD LEGACY PART NUMBER: 99 | 113.56
3WL9354-5AA00-0AA1 | ACCESSORIES CIRCUIT-BREAKER 3WL OVERCURRENT RELEASE ETU45B LSIN PROTECTION OPTION NO MEASUREMENT FUN | 3632.35
3WL9111-0BA24-0AA0 | ACCESSORIES CIRCUIT BREAKER 3WL PROT.COVER F. MECH. ON/OFF SAFETY LOCK IKON | 522.8
6SL3310-1TE33-8AA3 | SINAMICS S120 CONVERTER POWER MODULE 3AC 380-480V, 50/60HZ, 380A (200 KW) INTERNAL AIR COOLING FRAME | 29243.21
3SB2000-2HB01 | TOGGLE SWITCH, 16MM, ROUND, PLASTIC, BLACK, 2 SWITCH POSITIONS O-I, LATCHING, ACTUATING ANGLE 90 DEG | 13.55
5TA2150 | DELTA SWITCH INSERT FM CONTROL SWITCH OFF 10A 250V | 16.77
5SY8108-7 | CIRCUIT BREAKER 230/400V 25KA, 1POLE, C, 8A, D=70MM | 29.97
BVP:261711 | BD2C-3-160-SB-2 STANDARD LENGTH 2,25M 160A, N + PE, 8 TAP OFFS | 1020.7
4AM4642-4TN00-0EA0 | TRANSFORMER SITAS; PHASES:1; PN/PN(S6)(KVA):0,4 /1,44; UPRI(V):230+/-5%; USEC(V):24; ISEC(A):16,7; F | 284.74
6GK1901-1GB01 | INDUSTRIAL ETHERNET FASTCONNECT BLADE CASSETTES, 5 MM, SPARE CASSETTES F. THE IE FASTCONNECT STRIPPI | 110.95
M56340-A0059 | PRESSURE IMPACT REDUCER STAINLESS STEEL | 54.52
3SB3901-1SB | ACCESSORY / SPARE PART ROUND, 22MM/SQUARE, 26X26MM: LED SUPER-BRIGHT LAMPS, WEDGE-BASE WEDGE-BASE W2 | 8.85
3RT1966-4EA2 | TERMINAL COVER FOR BOX TERMINAL BLOCK FOR CONTACTORS SIZE S10/S12 FOR OVERLOAD RELAY 3RB106 FOR SOFT | 15.51
5SU1654-7KK32 | FI/LS-PROTECTOR TYPE A (PSE/SSF), D=70MM IFN 300MA,10KA, 1+N-POLEE C 32A | 86.45
8WH1000-0AN00 | HIGH-CURRENT TERMINAL WITH SCREW CONNECTION, SECTION: 25 - 50 MM2, , AWG: 6 - 1/0, WIDTH: 20 MM, COL | 17.42
A5E00915707 | 2 PCS. GASKETS DN10, 3/8 INCH FKM/FPM (FDA) FOR CERAMIC LINED SENSORS | 41.73
8UC6012 | SPARE PART FOR ROTARY OPERATING MECHANISM 8UC6 COUPLING DRIVE FOR SHAFT 8MM | 36.61
6ES7194-1AB01-0XA0 | SIMATIC DP, DISTRIBUTED I/O ET200 FREQUENCY CONVERTER CONNECTOR FOR MOTOR FEEDER SHIELDED HANQ8, ASS | 108.12
6SL3060-4AP00-0AA0 | .SINAMICS DRIVE-CLIQ CABLE IP20/IP20 LENGTH: 0,41M | 41.08
5TG8067 | CAP-SET FOR PUSHBUTTON AND LIGHT SIGNALL. D=70MM SET PER 10 X RED+GREEN AND PER 5X YELLOW+BLUE+WHITE | 35.27
3RW4444-6BC36 | SIRIUS SOFT STARTER, VALUES WITH 575 V, 50 DEG., STANDARD: 215A, 200HP, INSIDE-DELTA CIRCUIT 3: 372A | 16353.42
8MF4101 | BOTTOM PLATE MULTIPLE PARTITION FOR CUBICLE WXD = 600 X 600MM | 413.42
3TY7561-2A | AUXILARY CONTACT BLOCK WITH TAB CONNECTOR | 20.39
3RT1054-2AF36 | CONTACTOR, 55KW/400V/AC-3 AC(40...60HZ)/DC OPERATION UC 110-127V AUXILIARY CONTACTS 2NO+2NC 3-POLE, | 365.41
3NJ6900-4HJ12 | ACCESSORY FOR SWITCH DISCONNECTOR W/FUSE, IN-LINE, PLUG-IN, AMPEREMETER, BI-METAL 400/1A, CL.1, 1 VA | 190.07
8MF4640 | MOUNTING PLATE HXW=ALLX600 | 312.97
7ML1930-1CP | STAINLESS STEEL ENCLOSURE FOR 2 RD DISPLAY | 1053.18
3RT1054-2AD36 | CONTACTOR, 55 KW/400V/AC-3 AC(40...60HZ)/DC OPERATION UC 42-48V AUXILIARY CONTACTS 2NO+2NC 3-POLE, S | 365.41
5SY7501-7 | CIRCUIT BREAKER 230V 15KA, 1+N-POLE, C, 1A, D=70MM | 50.71
5SY7603-8 | CIRCUIT BREAKER 400V 15KA, 3+N-POLE, D, 3A, D=70MM | 158.24
3RT1076-6AS36 | CONTACTOR, 250KW/400V/AC-3 AC(40...60HZ)/DC OPERATION UC 500-550V AUXILIARY CONTACTS 2NO+2NC 3-POLE, | 1947.39
5TG1111-2 | DELTA MIRO FRAME 1-FOLD COLOUR CARBON METALLIC DIMENSIONS 90X90MM | 7.84
3SB2000-0LB01 | PUSHBUTTON, 16MM, ROUND, PLASTIC, BLACK, BUTTON, RAISED | 7.91
3RW4458-2BC46 | SIRIUS SOFT STARTER, VALUES AT 690V, 40DEGREES, STANDARD: 970A, 1000KW, INSIDE-DELTA CIRCUIT 3: ONLY | 52200.11
3RW4435-2BC34 | SIRIUS SOFT STARTER, VALUES WITH 460 V, 50 DEG., STANDARD: 117A, 75HP, INSIDE-DELTA CIRCUIT 3: 203A, | 7993.56
3SB2226-0LE01 | ILLUMINATED PUSHBUTTON, 16MM, ROUND, PLASTIC, GREEN, BUTTON, RAISED, 1NO, LAMPHOLDER W2 X 4.6D, WITH | 23.29
3TY6563-0LF4 | SOLENOID COIL FOR 3TB56, 3TC56 WITH SERIES RESIST W/O VARISTOR DC OPERATION, 110 V DC | 359.34
3RK1903-1CA00 | FKIT DS FOR ET200S SOL LOCALE UP TO SAFETY CAT. 4 EN954-1 FOR DIRECT STARTER | 54.1
3RP1525-2BP30 | MULTIFUNCTION TIME RELAY IN CAGE-CLAMP TECH. 2 CHANGEOVER ON-DELAY, 0.5S...100H AC/DC 24V/AC 200...2 | 201.94
4AT3912-8DD40-0FD0 | TRANSFORMER SITAS; PHASES:1; PN/PN(S6)(KVA):6,3 /31,1; UPRI(V):550-525-500-480-460- 440-415-400-380- | 4849.9
3VL9800-8CA40 | ACCESSORY FOR VL1250, VL1600, TERMINAL COVER EXTENDED 1 PIECE = 2 COVERS 4 POLE | 255.77
3WL9111-0AN46-0AA0 | ACCESSORIES CIRCUIT BREAKER 3WL SPACER FOR 4 FRONT AND STANDARD TERMINAL BAR SIZE 3, 4POLE IEC | 473.89
3WL9111-0AS44-0AA0 | ACCESSORIES CIRCUIT BREAKER 3WL ARC CHUTE COVER F. WITHDRAW. CIRC. BR. SIZE II 4-POLE | 535.63
3VL9400-2AB00 | ACCESSORY FOR VL160X, VL160, VL250, VL400, AUXILIARY SWITCH KIT 2HS(1NO+1NC) N, LEFT(1), RIGHT | 80.47
3RA6250-1BB32 | SIRIUS, COMPACT STARTER, REVERSING STARTER 690 V, 24 V AC/DC, 50 ... 60 HZ, 0.32 ... 1.25 A, IP20, M | 988.63
3RA6400-2DB43 | SIRIUS, COMPACT STARTER, DIRECT STARTER W/SYSTEM INTERFACE, 690 V, 32 A, 24 V DC, 3 ... 12 A, IP20, | 888.19
3RF2190-3AA02 | SEMICOND. RELAY 3RF2, 1-PHASE WIDTH 22.5 MM, 90 A 24-230 V / 24 V DC RING TERMINAL | 57.42
3RV1011-1GA10-ZW97 | CIRCUIT-BREAKER, 4.5...6.3 A, N-RELEASE 82 A, SIZE S00, MOTOR PROTECTION, CLASS 10, SCREW CONNECTION | 64.57
4AM4842-8EV00-0EA0 | TRANSFORMER SITAS; PHASES:1; PN/PN(S6)(KVA):0,5 /2; UPRI(V):600-575-550-525-500- 480-460-440-415-400 | 381.09
3VL9800-3HA01 | ACCESSORY FOR VL1200UL,VL1600UL (NG FRAME - PG FRAME) FRONT ROTARY OPERAT. MECHAN. STANDARD | 337.54
3RV1923-1GA01 | CAST-ALUMINIUM HOUSING IP 65 MOUNTING WIDTH 72 MM, WITH PE-TERMINAL, WITH ROTARY ACTUATOR YELLOW/RED | 52.8
5TG1201-3 | DELTA MIRO GLASS FRAME 1-FOLD REAL GLASS ORIENT 90X90MM | 44.1
4AM6442-4TT10-0FA0 | TRANSFORMER SITAS; PHASES:1; PN/PN(S6)(KVA):2 /9,7; UPRI(V):230+/-5%; USEC(V):230; ISEC(A):8,7; F(HZ | 980.35
5TG1763 | DELTA PROFILE, SILVER FRAME WITH 1 CUT-OUT 48X48MM 2-FOLD, 80MM | 12.46
3SF1324-1SD21-1BA1 | SAFETY POSITION SWITCHES WITH SOLENOID INTERLOCKING LOCKING FORCE 1500N, 5 DIRECTIONS OF APPROACH PL | 605.52
5TG7145 | DELTA STYLE, TITANIUM WHITE ROCKER, 68X68MM F.2-CIRCUIT/DUAL 2-WAY SWITCH F. DOUBLE PUSHB. F.PUSHB. | 9.21
3SE5212-0LB01 | SIRIUS POSITION SWITCH METAL ENCLOSURE 31MM TO EN50047 DEVICE CONNECTION 1X (M20X1.5) 1NO/ 2NC SNAP- | 35.01
3RH1921-1DA11 | AUX. SWITCH BLOCK, 1 NO+1 NC, DIN EN50012, LATERALLY, 10 MM, SCREW CONNECTION,SIZE S0...S12, FOR MOT | 10
3SE5322-3SE23 | SAFETY POSITION SWITCHES WITH SOLENOID INTERLOCKING LOCK. FORCE 1300N,5 APPR. DIR. PLASTIC ENCLOSURE | 266.76
3RF2450-1AB55 | SEMI-CONDUCTOR CONTAC.3-PH.3RF2 AC51 50A 40 DEG. C 48-600V / 230V AC 2-PHASE CONTROLLED SCREW TERMIN | 215.23
3TC4417-0BL1 | CONTACTOR, SIZE 2, 2-POLE DC-3 AND 5,RATD.OPERAT.CURR.32A AUXILIARY CONTACTS 22 (2NO+2NC) AC OPERATI | 149.3
5TT4202-1 | RELAY, N-TYPE WITH 2 NO CONTACT FOR AC 230V 16A CONTROL AC 115V | 33.21
3TC5217-0BM0 | CONTACTOR SIZE 8 2-POLE DC-3 AND 5, 220 A AUX. SWITCHES 22 (2NO+2NC) ALT. CURRENT ACTUATION 220 V AC | 1078.56
3WL9111-1AP07-0AA0 | 3WL9-NAFTA-ACCESSORY WLGSHUT3 SHUTTER 3-POLE FS3, 85KA, 100KA & FUSED | 681.09
4RB2075-3CD50 | POWER CAPACITOR PHICAP MKP 230V 7.5KVAR | 178.05
3TX7402-3V | SURGE SUPPRESSOR RC ELEMENT WITH WIRE SPACER AC 400 TO 600V F.MOUNTING TO THE COIL TERMINAL FOR CONT | 11.41
3VL9800-3HN01 | ACCESSORY FOR VL1200UL,VL1600UL (NG FRAME - PG FRAME) TOGGLE HANDLE EXTENSION WITH SCREWS PACKED IN | 45.2
3RP1532-1AQ30 | TIME RELAY, OFF-DELAY WITH AUXILIARY SWITCH,1C, RANGE 1.5 S...30 S, AC 24,100...127 V AND DC 24 V, W | 236.75
3RF2230-2AC45 | SOLID STATE RELAY 3-PHASE 3RF2 | 139.26
6XV1861-2D | SIMATIC NET PCF TRAILING CABLE, GP (200/230), UL APPROVED, TRAILING CABLE, SPLITTABLE, W/O CONNECT., | 15.57
5TG1338-1 | DELTA STYLE, PLATINUM METALLIC AERIAL COVER PLATE 68X68MM FOR RF/TV/SAT OUTLET BOXES HIRSCHMANN EDA | 11.94
3NX1014 | FUSE PULLER FOR LV HBC FUSE SIZE 000 TO 4, WITH LEATHER SLE | 182.49
4EF1105-3GB | SINE-WAVE FILTER; PN(KW):7,5; UN(V):500; F(HZ):100; IEFF(A):17,5; LN(MH):3,2; F TAKT(KHZ):8; EN 6155 | 1463.58
5TG6278 | I-SYSTEM, ELECTRIC WHITE ROCKER W. DOOR OPENER SYMBOL FOR PUSHB., 55X55MM | 4.68
FDK:083N8144 | E FLASSY 300MM PN6,10 | 1248.52
3NW7262 | BUILT-IN FUSE BASE WITH SIGNAL DETECTOR FOR CYLINDRICAL FUSES SIZE 22X58 MM 100 A, 3-POLE+N | 167.69
3SE5122-0LH01 | SIRIUS POSITION SWITCH METAL ENCLOSURE 56MM WIDE DEVICE CONNECTION 3X (M20X1.5) 1NO/ 2NC SNAP-ACTION | 54.07
7ML1930-1ES | RD500 8 DIGITAL INPUTS, 6 SOLID STATE OUTPUTS | 530.54
3RT1966-4PA00 | TERMINAL PARTS KIT M10X30 COMPLETE FOR ONE CONTACTOR | 6.97
6FX8002-2BM34-1AC3 | SIGNAL CABLE, PREASSEMBLED EXT. (611A TO 1FT5 TG/SHAFT-E.P.ENC) MAIN CABLE: 6FX2002-2CB34-.... TRAIL | 225.08
8MF5886-5E | STANDARD CUBICLE 8MF5 HXWXD=1800X800X600 INDIVIDUAL MOUNTING NON-VENT., NOT ASSEM., SCREWED IP54 | 3380.71
6SL3000-2DH31-5CA0 | SINAMICS DU/DT INDUCTOR SPARE PART FOR POWER MODULE/MOTOR MODULE 132KW, 3AC 500-690V MAX. CABEL LENG | 1827.6
3SE7920-1AC | EYEBOLT M10, INCL. NUT | 8.74
3RW4046-2BB04 | SIRIUS SOFT STARTER, S3, 80A, 45KW/400V, 40 DEGR., AC 200-480V, AC/DC 24V, SPRING-LOADED TERMINALS | 1424.59
3WL9111-0BC04-0AA0 | READY-MADE CABLING F. CUBICLE BUS MODULE 0.2 M LONG | 10.7
3SB2901-7AP | INSERT CAP FOR INDICATOR LIGHT, CLEAR WITH BLACK LETTERING, WITH INSCRIPTION: OPERATION | 0.93
3TH4364-0BF4 | CONTACTOR RELAY 64E EN 50 011 6NO+4NC, SCREW TERMINALS DC OPERATION DC SOLENOID SYSTEM DC 110V | 131.42
6SL3056-4AA37-5AV0 | AMPEREMETER FOR SINAMICS V50 DISPLAY RANGE 0-750A INPUT 0-20MA | 83.22
3RK1902-4HB15-5AA0 | ANGLED, 5-POLE, B CODING SCREW CONNECTION NO TERMINATING RESISTOR INTEGRATED | 36.56
3VL9300-8LD01 | ACCESSORY FOR VL150UL, VL250UL, (DG FRAME - FG FRAME) MUTUAL INTERLOCKING W. ROCKER, FOR PLUG-IN INS | 891.63
3RF2420-2AC45 | SEMI-CONDUCTOR CONTAC.3-PH.3RF2 AC51 20A 40 DEG. C 48-600V / 4-30V DC 3-PHASE CONTROLLED SPRING-LOAD | 184.85
3SB2901-4EN | INSCRIPTION PLATE FOR PUSHBUTTON AND ILLUMINATED PUSHBUTTON, FLAT, CLEAR WITH BLACK LETTERING, WITH | 0.72
8MF4851 | PERFORATED COMPARTM. BOTTOM TELESCOPE RAIL EXTENSION HXD=600X600 | 390.23
3VL9400-4TC30 | ACCESSORY FOR VL400, STEEL WRAP-AROUND TERMINAL SET OF 3 PCS 3 POLE | 166.15
3RW3046-2BB14 | SIRIUS SOFT STARTER, SIZE S3, 80A, 45KW/400V, 40 DEGREES, 200-480V AC, 110-230V AC/DC, SPRING-LOADED | 1216.67
8GK9736-0KK10 | ALPHA 630/1600 DIN, COPPER BUSBARS 30X10MM, 630A, L=250 | 47.39
6FX2003-7MA20 | CLAMP RING ADAPTER FOR POWER CONNECTOR SIZE 1 | 63.51
5SJ4101-7HG42 | CIRCUIT BREAKER 10KA, 1POLE, C, 1A ACC. TO UL 489 - 277V | 46.34
3RT1926-2FJ11 | SOLID-STATE, TIME-DELAYED AUXILIARY SWITCH BLOCK SETTING RANGE 0.05 S...1 NO, AC/DC 24 V, 1NO + 1NC, | 75.96
3WL9111-0BA21-0AA0 | ACCESSORIES CIRCUIT BREAKER 3WL PROT.COVER F. MECH. ON/OFF LOCK MOUNT F. SAFETY LOCK | 250.18
3WL9111-1AB32-0AA0 | 3WL9-NAFTA-ACCESSORY WLOFLO3 OPEN FUSE TRIP KIT FS3 - | 358.51
8MF4663 | MOUNTING PLATE HXW=1800X1000 | 403.74
6ES7460-0AA01-0AB0 | SIMATIC S7-400, IM460-0 TRANSMITTER INTERFACE MODULE, FOR CENTRALIZED CONNECTION W/O PS TRANSMISSION | 954.5
3NJ6900-4HE22 | ACCESSORY FOR SWITCH DISCONNECTOR W/FUSE, IN-LINE, PLUG-IN, AMPEREMETER, BI-METAL 150/5A, CL.1, 1 VA | 190.07
3RF2330-1DA04-0KN0 | SEMI-COND. CONTACTOR 3RF2,1-PH. AC51 30 A 40 DEG. C 48-460 V / 24V DC LOW POWER SHORT CIRC. PROOF | 94.96
8MF4022 | BASE FOR CUBICLE WXD = 900 X 800MM HEIGHT 100MM | 409.56
3NC1440-5 | SITOR CYLIND. FUSE-LINK AR WITH HAMMER 14X51 40 A, 690 V | 23.92
3RN1012-2GB00 | THERMISTOR MOTOR PROTECTION STANDARD EVALUATION UNIT, MANUAL/AUTO/REMOTE, 2 CC,HARD-GOLD-PL.,AC/DC24 | 274.74
PBD:22475K3A | KIT,HORN ANTENNA,SHORT,LR400, PURG | 608.85
3RP1540-1BW31 | TIMING RELAY, SOLID-STATE, OFF-DELAY, 2 CO CONTACTS, W/O AUX.VOLTAGE, 9 TIME SETTING RANGES 0.05S... | 386.79
6SL3211-0KB15-5BA1 | SINAMICS G110 - CPM110 AC-DRIVE,BUILT IN CL. B FILTER 1AC200-240V +10/-10% 47-63HZ ANALOG INPUT CT: | 406.16
3VL9300-3HF05 | ACCESSORY FOR VL160X, VL160, VL250 DOOR-COUPLING OPERAT. MECHANISM FOR INSTALLAT. IN DOORS, COMPL. S | 149.15
8WH2000-0AF05 | FEED-THROUGH TERMINAL WITH SPRING CONNECTION, SECTION: 2,5 SQMM, WIDTH: 5,2 MM, COLOR:WHITE | 1.27
3NP1123-1BB20 | FUSE-SWITCH-DISCONNECTOR 3-POLE, NH000, 160A 40MM BUSBAR SYSTEM COVER LEVEL 32/70 MM BOX TERMINAL | 79.25
6ES7650-1AM30-3XX0 | SIMATIC PCS7, RED. DO 16 RELAY MTA, MARSHALLING TERMINATION ASSEMBLY FOR ET200M DO 16 MODULE 6ES7322 | 1444.9
BVP:261786 | BD2C-3-1000-WO-2W* OPTIONAL LENGTH 1,26M-2,24M 100 0A, N + PE, WITHOUT TAP OFFS | 3292.21
8MF2866-4RB | STANDARD CUBICLE 8MF2 HXWXD=1800X600X600 SIDE-BY-SIDE MOUNTING VENTIL., ASSEMBL., WELDED IP40 | 2182.97
3WL9111-0AT27-0AA0 | ACCESSORIES CIRCUIT BREAKER 3WL DIGITAL INPUT MODULE CAN BE CONNECTED TO CUBICLE BUS | 668.74
3RP1505-2BW30 | MULTIFUNCTION TIME RELAY IN CAGE-CLAMP TECH. 2 CHANGEOVER, 16 FUNCTIONS AC/DC 24V...240V | 367.8
6SL3710-1GH33-3CA3 | SINAMICS G150 CONVERTER CABINET UNIT, AC/AC WITH CIM+CU320-2 3AC 660-690 V, 50/60 HZ NOM. POWER RATI | 43349.3
3SE5132-0KA00 | BASIC SWITCH FOR POSITION SWITCH 3SE513, PLASTIC ENCLOSURE, TO EN50041 1X(M20X1.5) 1NO/2NC SLOW-ACTI | 24.36
4RB2208-3EJ50 | POWER CAPACITOR PHICAP MKP 480V 20.8KVAR | 205.84
6FX8002-5YP06-1CE0 | POWER CABLE 4X16 M.024 | 1175.7
8WA1803 | LINK RAIL FOR 3 TERMINALS SZ 35 | 12.63
5SP3732 | M.C.B. F. POWER SUPPLY COMPANY SELECTIVE 1POLE 32A | 145.84
5SU1354-6KK32 | FI/LS-PROTECTOR TYPE A (PSE/SSF), D=70MM IFN 30MA,10KA, 1+N-POLEE B 32A | 107.24
PBD:51006K020AACA | KIT,IQ HN 6",22452 2/150 316, PTFE,FKM,NO PRESSURE | 1621.84
5TG1806 | DELTA PROFILE, TITANIUM WHITE INTERMEDIATE FRAME 65X65MM | 3.31
7MH5105-4AD00 | SIWAREX WL 250 LOAD CELL ST-S SA 1T C3 - RATED LOAD 1T - ACCURACY CLASS C3 - 6M CABLE LENGTH, 4 COND | 479.17
3VL9400-1SC01 | ACCESSORY FOR VL150UL, VL250UL VL250 UL, VL400UL,VL400XUL (CG-FRAME - LG-FRAME) SHUNT RELEASE 24V AC | 180.54
3TH4262-0LF8 | CONTACTOR RELAY 62 E DIN EN 50011 FOR RAILWAY APPLICATIONS 6NO+2NC, SCREW TERMINAL SETTING RANGE 0.7 | 109.83
3VL9800-4TA31 | ACCESSORY FOR VL1200UL,VL1600UL (NG-FRAME - PG-FRAME) SCREW TERMINAL METRIC THREAD COMPRISING 3 TERM | 141.29
8WD5350-0CB | BUILT-IN LUMINAIRE FLASHLIGHT, 230V, RED | 144.97
5TT4204-2 | RELAY, N-TYPE WITH 4 NO CONTACT FOR AC 230V 16A CONTROL AC 24V | 58.3
5TT5910-0 | CONTROL SWITCH WITH 2 MAKE CONTACTS FOR AC 230V/400V FOR 5TT58 | 21.3
5ST3613 | PIN BUSBAR, 10 SQMM CONNECTION: 2X3-PHASE SAFE-TO-TOUCH | 2.67
5SP4292-6 | CIRCUIT BREAKER 400V 10KA, 2-POLE, B, 125A, D=70MM | 93.92
5ST3706 | PIN BUS BAR SHOCKHAZARD SAFETY, 16QMM 2 PHASE+HS, L= 214MM WITH END CAPS | 10.26
3RW4465-6BC36 | SIRIUS SOFT STARTER, VALUES AT 575V, 50DEGREES, STANDARD: 885A, 1000HP, INSIDE DELTA: 1533A, 1750HP, | 57302.37
3RX9810-0AA00 | COMBICON CONNECTOR SET FOR 4I/40 MODULES WITH COMBICON TERMINAL (3RG9004-0D 00) 4X 5-POLE PLUGS F. C | 41.76
3VL9600-3AT11 | ACCESSORY FOR VL800UL, (MG-FRAME) KIT F. LEADING AUXILIARY SWITCHES 2 CO CONTACTS, FROM OFF TO ON 1. | 70
3VL9800-8LD00 | ACCESSORY FOR VL1250, VL1600, WALKING-BEAM INTERLOCK DRAW-OUT/ PLUG-IN | 1949.33
3SB2901-4RB | INSCRIPTION PLATE FOR PUSHBUTTON AND ILLUMINATED PUSHBUTTON, FLAT, CLEAR WITH BLACK LETTERING, WITH | 0.72
4AM6442-5MT10-0FA0 | TRANSFORMER SITAS; PHASES:1; PN/PN(S6)(KVA):2 /9,7; UPRI(V):690+/-5%; USEC(V):230; ISEC(A):8,70; F(H | 980.35
4AM6542-8JD40-1FA1 | TRANSFORMER SITAS; PHASES:1; PN/PN(S6)(KVA):2,5 /15,6; UPRI(V):415-400-385-245-230- 215; USEC(V):2X1 | 1822.3
6GK5798-8MG00-0AA0 | MOUNTING SET USEABLE ONLY IN COMBINATION WITH SCALANCE W-786 SCOPE OF SUPPLY.: ADAPTER FOR WALL MOUN | 174.72
8MF6828-4R | STANDARD CUBICLE 8MF6 HXWXD=1800X1200X800 SIDE-BY-SIDE MOUNTING NON-VENT., ASSEM., WELDED IP40 | 3400.03
6SL3730-1TG41-8BA3 | SINAMICS S120 CABINET MODULE BASIC LINE MODULE 3AC 500-690V, 50/60HZ, 1880A OUTPUT: DC 675 - 930V UN | 44773.16
8MF6898-5R | STANDARD CUBICLE 8MF6 HXWXD=1800X900X800 SIDE-BY-SIDE MOUNTING NON-VENT., ASSEM., WELDED IP54 | 3052.28
4AM4042-5LT10-0FA0 | TRANSFORMER SITAS; PHASES:1; PN/PN(S6)(KVA):0,25 /0,85; UPRI(V):660+/-5%; USEC(V):230; ISEC(A):1,09; | 216.75
6SL3710-7LE32-1AA3 | SINAMICS S150 CONVERTER CABINET UNIT, AC/AC WITH CIM+CU320-2 3-PH. 380-480 V, 50/60 HZ UNIT RATING: | 45757.86
5UB1944 | I-SYSTEM SCHUKO SOCKET OUTLET W. INCREASED TOUCH PROTECTION W. LABELING FIELD AND STATUS DISPLAY CAR | 35.14
8WA2211-3KE02 | FEEDER TERMINAL (L+,L-,SHIELD) W. GREEN LED, 15-30V, BLACK SPRING-L. TERM. SZ1.5SQMM, 5MM | 9.55
5TG7925 | DELTA PROFIL, SILVER ROCKER, 65X65MM F.2-CIRCUIT/DUAL 2-WAY SWITCH F. DOUBLE PUSHB. F.PUSHB. 2FOLD C | 13.48
3SE5112-0BH01 | SIRIUS POSITION SWITCH METAL HOUSING 40MM, TWIST LEVER, TO EN50041, DEVICE CONNECTION 1X (M20X1.5) 1 | 53.47
6SL3730-6TG41-2AA3 | SINAMICS S120 CABINET MODULE SMART LINE MODULE WITH CIM+CU320-2 3AC 500-690V, 50/60HZ OUTPUT: DC 67 | 66447.77
8MF4551 | MOUNTING PLATE, LATERAL H X W = 1800 X 600 MM FOR 8MF SYSTEM CUBICLE | 303.31
6FX5008-1BB21-2AA0 | POWER CABLE, SOLD BY THE METER 4 X 2.5 C UL/CSA, DESINA MOTION-CONNECT 500 DELIVERY FORM: IN COILS D | 759.69
3TH4262-0BW4 | CONTACTOR RELAY 62E EN 50 011 6NO+2NC, SCREW TERMINALS DC OPERATION DC SOLENOID SYSTEM DC 48V | 103.04
6GK1706-1NX00-3AE0 | SIMATIC NET IE SNMP OPC-SERVER EXTENDED; UPGRADE F. ED. 2006 ADMINISTRATION OF UP TO 200 IP-ADR.;INC | 798.28
3UG4617-2CR20 | DIGITAL MONITORING RELAY FOR THREE-PHASE LINE VOLTAGE AUT. CORRECTION OF PHASE SEQUENCE PHASE FAILUR | 240.56
6SE6400-3CC01-7CC3 | MICROMASTER 4 AC COMMUTATION CHOKE 200V-240V 3AC 15,7A FOOTPRINT FSC - 0.57MH | 518.15
C79000-G5272-C216 | MANUAL (ITALIAN) ULTRAMAT 23 | 192.57
6FX2003-0SA30 | SIGNAL CONNECTOR 12 PINS EXTERNAL THREAD PIN 1 12 POLE INSULATOR 12 PIN CONTACTS (0.08-0.22MM2) 12 | 54.31
5SY8325-8 | CIRCUIT BREAKER 400V 25KA, 3POLE, D, 25A, D=70MM | 75.69
8WH9070-0DA00 | COMPARTMENT PARTITION FOR OPTICAL AND ELECTRICAL ISOL. FROM TERMINAL GROUPS, WITH SECTIONS UP TO 6 M | 0.76
3RT1975-5PP31 | WITHDR. COIL FOR SIZE S12 FOR F. CONTACTOR 3RT107/3RT147 AC/DC OPERATION 200-277V UC DRIVE: ELECTRON | 484.78
8MF2298-4E | STANDARD CUBICLE 8MF2 HXWXD=2200X900X800 INDIVIDUAL MOUNTING NON-VENTIL., ASSEMBL., WELDED IP40 | 3206.83
3RA6120-0DB30 | SIRIUS, COMPACT STARTER, DIRECT STARTER 690 V, 24 V AC/DC, 50 ... 60 HZ, 3 ... 12 A, IP20, CONNECTIO | 612.7
BVP:203253 | BD2-SD163 ACCESS. T-O UNIT | 70.99
3NC2220 | SITOR CYLINDRICAL FUSE LINK AR 20 A, 660 V AC/700 V DC | 19.56
6EP1332-1SH71 | SIMATIC S7-1200 POWER MODULE PM1207 STABILIZED POWER SUPPLY INPUT: 120/230 V AC OUTPUT: 24 V DC/2.5 | 115.41
6FX5002-2DC10-2AA0 | SIGNAL CABLE, PREASSEMBLED (SINAMICS DRIVE CLIQ) CONNECTOR IP20/IP67, WITH 24 V MOTION-CONNECT 500 L | 769.66
8MF5864-5E | STANDARD CUBICLE 8MF5 HXWXD=1800X600X400 INDIVIDUAL MOUNTING NON-VENT., NOT ASSEM., SCREWED IP54 | 2878.42
6XV1830-7BH50 | SIMATIC NET,PROFIBUS ECOFAST HYBRID CABLE, 2XCU 0.64 MM, 4XCU 1.5 SQMM, CABLE PREASSEMBLED WITH ECOF | 148.5
5SY8515-8 | CIRCUIT BREAKER 230V 25KA, 1+N-POLE, D, 1.6A, D=70M | 67.48
6SE6440-2UD35-5FA1 | MICROMASTER 440 WITHOUT FILTER 3AC 380-480 V +10/-10% 47-63 HZ CONSTANT TORQUE POWER 55 KW OVERLOAD | 19642.7
A5E02776335 | SPARE, M500,CALIBRATION PULLEY KIT | 602.65
3NP5460-0CA00 | FUSE-SWITCH-DISCONNECTOR I=630A, U=690V, FOR CABLE-LUG CONNECTION FUSE SIZE NH2 AND NH3 | 638.5
5ST3605 | PIN BUSBAR, 10 SQMM CONNECTION: 9X(1-PHASE+HS/FS) SAFE-TO-TOUCH | 1.91
3TH4382-0BF8 | CONT. RELAY 82E DIN EN 50011 8NO+2NC, SCREW CONNECTION DC OPERATION DC SOLENOID SYSTEM DC 100V (0.8- | 135.75
6ES7195-7HG00-0XA0 | SIMATIC S7, SEPARATOR BUS MOD. BETWEEN F- AND STANDARD MODULES USE ONLY W. SEPARATOR MODULE | 138.11
6GK5991-1AD00-8AA0 | SCALANCE X ACCESSORY, SFP991-1 1 X 100MBIT/S LC-PORT OPTICAL; MULTIMODE GLASS UP TO MAX. 3 KM | 171.97
3LD2154-1TL51 | MAIN CONTROL SWITCH 4-POLE IU=25, P/AC-23A AT 400V=9,5KW FRONT MOUNTING CENTRAL-HOLE MOUNTING ROTARY | 36.27
BVP:233556 | BD01-100-3-1 TRUNKING UNIT BD01 100A | 280.26
8MF4891 | HEATER PLATE | 148.75
5SY4340-5 | CIRCUIT BREAKER 400V 10KA, 3-POLE, A, 40A, D=70MM | 183.62
8GK1333-8KN23 | ALPHA 630 DIN FLOOR DISTR.BOARD IP55, SK II, RAL 7035 H=1950 W=550 D=250 INCL. BASE AND SHEET-STEEL | 1436.53
6AV6612-2BC01-3AD5 | WINCC FLEXIBLE 2008 STANDARD POWERPACK FOR WINCC FLEXIBLE 2008 COMPACT ENGINEERING SW, FLOATING LICE | 3039.98
3RK1902-0CH00 | POWER CONNECTION CABLE 6X4 MM2, 0.12 M, 9-POLE FOR ET200X EM300 AND AS-I COMPACT STARTER | 104.34
8MF2894-4E | CUBICLESYSTEM 8MF2000 HXWXD = 1800 X 900 X 400MM FOR INDIVIDUAL MOUNTING WITH SIDE PANELS, IP 40 | 2627.29
4AM6142-4TT10-0FA0 | TRANSFORMER SITAS; PHASES:1; PN/PN(S6)(KVA):1,6 /7,3; UPRI(V):230+/-5%; USEC(V):230; ISEC(A):6,96; F | 834.42
6AV6618-7GD01-3AB0 | WINCC FLEXIBLE/ARCHIVES+RECIPES FOR WINCC FLEXIBLE RUNTIME, RUNTIME SW, SINGLE LICENSE, LICENSE KEY | 1537.05
3RB2066-1GC2 | OVERLOAD RELAY 55...250 A FOR MOTOR PROTECTION SIZE S10/S12, CLASS 10 MOUNT. ONTO CONT./ STAND-ALONE | 250.05
8WH9020-6EC10 | JUMPER PLUG 10-DIVISION TO CROSS JUMPER IN THE TERMINAL MIDDLE, 2-POLE, COLOR: SIEMENS COLOR | 1.56
3LD2566-4VD53 | MAIN/EMERG. STOP SWITCH 6-POLE IU=63, P/AC-23A AT 400V=22KW 1NO+1NC, 1 N-TERMINAL INSULATION-ENCLOSE | 175.47
5SE2302 | NEOZED FUSE LINK 400V GL, SIZE D01, 2A IN FOLDING BOX | 0.95
6FX2001-5SS24 | ABSOLUTE VALUE ENCODER RESOLUTION 25 BIT WITH SSI, OPERAT. VOLT. 10-30 V STRIP FLANGE AXIAL FLANGE S | 947.02
3TH4310-0AK6 | CONTACTOR RELAY 100E EN 50 011 10 NO, SCREW TERMINALS AC OPERATION AC 120V 60HZ/AC 110V 50HZ | 86.38
3RA6822-0AC | DOUBLE EXTENSION BLOCK, CONNECTION MAIN CIRCUIT: SPRING-LOADED TERMINAL, 2 SLOTS FOR COMPACT LOAD FE | 163.57
5SY4503-8 | CIRCUIT BREAKER 230V 10KA, 1+N-POLE, D, 3A, D=70MM | 56.27
3WL9111-0AS42-0AA0 | ACCESSORIES CIRCUIT BREAKER 3WL ARC CHUTE COVER F. WITHDRAW. CIRC. BR. SIZE I 4-POLE | 469.07
7MH7724-1AT | MLC CALIBRATION WEIGHT, (STAINLESS STEEL 304(1.4301)) FOR SCALES WITH BELT WIDTH OF 24", 650MM, 4.24 | 229.8
5SJ4114-7HG42 | CIRCUIT BREAKER 10KA, 1POLE, C, 0.3A ACC. TO UL 489 - 277V | 46.34
3NA3805 | LV HRC FUSE LINK GL/GG WITH NON-INSULATED GRIP LUGS WITH FRONT INDICATOR SIZE 000, 16A, AC 500V/DC 2 | 4.59
8UC7110-1BD | HANDLE 8UC7 WITH MASKING FRAME HANDLE TI-GREY/BL.GREEN BASIC MASKING FRAME LIGHT GRAY SPARE PART FOR | 55.91
8MF2296-4E | CUBICLESYSTEM 8MF2000 HXWXD = 2200 X 900 X 600MM FOR INDIVIDUAL MOUNTING WITH SIDE PANELS, IP 40 | 3071.62
6ES7194-4BC00-0AA0 | SIMATIC DP, CONNECTING MODULE FOR POWER MODULES PM-E ET 200PRO DIRECT CONNECTION: UP TO 2 CABLE FIT | 102.98
8US1943-3AA00 | BUSBAR SUPPORT WITH END CAP FOR DOPPEL-T-PROFIL 3-POLE LIGHT GRAY CONSISTS OF 4 PIECES | 98.88
6SL3320-1TG33-3AA3 | SINAMICS S120 SINGLE MOTOR MODULE OUTPUT: DC 675 - 1035V INPUT: 3AC 0 - 690V, 330A UNIT RATING: 315K | 30005.17
6XV1840-2AU10 | SIMATIC NET, IE FC TP STANDARD CABLE GP, TP INSTALLATION CABLE FOR CONNECTION TO FC OUTLET RJ 45, FO | 2256.77
3NP1923-1GB20 | ACCES.F.FUSE SWI. DISCONNECTOR FOR NH000 FUSE CARRIER WITH FUSE MONITORING ELECTRONIC, EFM 10 | 206.33
6AV6371-1DH06-2DX4 | WINCC/WEB NAVIGATOR UPGRADE V1.X -> V6.2 SP3 F. 50 CLIENTS, OPTION FOR WINCC V6.2 SP3, RUNTIME-SW, S | 25819.55
3NP1133-1BC11 | FUSE-SWITCH-DISCONNECTOR 3-POLE, NH00, 160A 60MM BUSBAR SYSTEM COVER LEVEL 32/70 MM FLAT CONNECTOR F | 248.03
3VL9220-4TC31 | ACCESSORY FOR VL150UL, (DG-FRAME) BOX TERMINALS COMPRISING 3 BOX TERMINALS 3-POLE | 38.99
8MF6094-4ES | EMC CUBICLE IP40 HXWXD=2000X900X400 | 3709.12
5SH3535 | TERMINAL PLATE FOR 60 MM BUSBAR SYSTEM WITH COVER | 134.48
3RF2170-1AA45 | SEMICONDUCTOR RELAY 3RF2, 1-PH. WIDTH 22.5 MM, 70 A 48-600V / 4-30V DC SCREW CONNECTION BLOCKING VOL | 53.55
3RT1054-6LA06 | CONTACTOR, 55KW/400V/AC-3 W/O COIL AUXIL. CONTACTS 2NO+2NC 3-POLE, SIZE S6 BAR CONNECTIONS CONVENTIO | 301.41
5SY5216-7 | CIRCUIT BREAKER CURR. SENS DC 440V AC 400V 10KA, 2-POLE, C, 16A | 26.63
7MC2021-2CA | INSULATED THERMOCOUPLE WITH CONNECTION HEAD, FORM B SHEATH DIAMETER 3 MM; MAT. NO. 1.4541 1 THERMOC. | 96.22
5SD7481-0 | SURGE ARRESTER TYPE 2 REQUIREMENT CATEGORY C, UC 260V PLUG-IN PROTECTION BLOCKS 1POLE, N-PE CIRCUIT | 80.79
6ES7922-3BC50-0AB0 | FRONT CONNECTOR FOR SIMATIC S7-300, 20-POLE 6ES7392-1AJ00-0AA0) WITH 20 SINGLE CORES 0.5 MM2, H05V-K | 127.29
6SL3000-0BE25-5DA0 | SINAMICS / SIMODRIVE 611 BASIC LINE FILTER FOR 55KW ACTIVE LINE MODULE INPUT: 3AC 380-480V, 50/60HZ | 583.77
3SF1324-1SF21-1BA4 | SAFETY POSITION SWITCH WITH SOLENOID INTERLOCKING LOCKING FORCE 1300N, 5 DIRECTIONS OF APPROACH PLAS | 816.45
5SM2645-6 | FI-BLOCK F.LS-SWITCH 5SY TYPE A (PSE/SSF), T=70MM 6-63A 4POLE IFN 0,3A 400V | 82.23
7ND4801-7CJ | INTERNAL MEMORY 256 MB FOR SIREC D300/400 | 646.26
7MH7725-1AF | LOAD CELL,MSI,WITH HARDWARE, 500LB, STAINLESS STEEL, F SPARE | 2170.96
5SY5125-6 | CIRCUIT BREAKER CURR. SENS DC 220V AC 230/400V 10KA, 1-POLE, B, 25A | 21.36
3NW1250-0HG | FUSE LINK CLASS CC ACC. TO UL STANDARD 248-4 SLOW-BLOW RATED CURRENT 25 A RATED VOLTAGE UP TO 600 V | 17.94
3RA6500-1BB42 | SIRIUS, COMPACT STARTER, REVERSING STARTER W/SYSTEM INTERFACE, 690 V, 32 A, 24 V DC, 0.32 ... 1.25 A | 1264.13
5ST3620 | PIN BUSBAR, 10 SQMM CONNECT.: 3X(3X(1XPHASE+HS/FS)) SAFE-TO-TOUCH | 5.25
3RP1513-1AQ30 | TIME RELAY, ON-DELAY, 1C, RANGE 5 S...100 S, AC 24,100...127 V AND DC 24 V, WITH LED | 137.37
3SB2202-0LB01 | PUSHBUTTON, 16MM, ROUND, PLASTIC, BLACK, BUTTON, RAISED, 1NO | 17.41
8MF2866-3RB | STANDARD CUBICLE 8MF2 HXWXD=1800X600X600 SIDE-BY-SIDE MOUNTING VENTIL., ASSEMBL., WELDED IP30 | 2163.65
6GK1905-0EB10 | PB FC M12 CABLE CONNECTOR PRO, M12 PLUG CONNECTOR, WITH RUGGED METAL AND FC CONNECTING METHOD, WITH | 272.01
6XV1821-0BN30 | SIMATIC NET, PROFIBUS PLASTIC FIBER OPTIC, STANDARD CABLE WITH 4 BFOC CONNECTORS L = 30 M | 291.2
8WD4420-5BD | SIGNALLING COLUMN REP.-FLASH LIGHT ELEMENT LED YELLOW, 24V AC/DC | 97.48
5SJ4104-7HG41 | CIRCUIT BREAKER 240V 14KA, 1-POLE, C, 4A, D=70MM ACC. TO UL 489 | 46.87
6SE6400-0EN00-0AA0 | MICROMASTER 4 ENCODER OPTION MODULE TTL DIFFERENTIAL / HTL INCREMENTAL 300 KHZ MAX., 5 V OR 24 V, 3W | 539.18
3SE5242-0QV40 | SAFETY POS. SWITCH W. SEPARATE ACTUATOR, PLASTIC ENCLOSURE, 50MM; 2X(M20X1.5) SLOW-ACTION CONTACTS 1 | 48.15
6AV3678-3XC30 | SERVICE PACKAGE FOR PP7, PP17 I, PP17 II, 1 X PP7 GASKET , 1 X PP17 GASKET, 5 X CLAMPS, 1 X 24V DC 2 | 203.17
8MF4898 | SWING FRAMES TRAVERSE FOR CUBICLE WIDTH 1200MM | 670.34
5TG1324 | DELTA STYLE, TITANIUM WHITE FRAME, 4FOLD, 295X82MM | 19.63
3RF2310-1BA22 | SEMI-COND. CONTACTOR 3RF2,1-PH. AC 51 10 A / AC15 6A 40 DEG. C 24-230 V / 110-230 V AC INSTANTANEOU | 60.58
6SL3040-0PA01-0AA0 | CONTROL UNIT ADAPTER CUA32 FOR POWER MODULES PM340 WITH INTERFACE FOR INCREMENTAL ENCODER HTL/TTL | 396.34
4AM4842-5AJ10-0FA0 | TRANSFORMER SITAS; PHASES:1; PN/PN(S6)(KVA):0,5 /2; UPRI(V):400+/-5%; USEC(V):110; ISEC(A):4,55; F(H | 321.57
3RK1911-1AF32 | ECOFAST HYBRID FIELD BUS CON. PROFIBUS TRANSITION IP20 TO IP65 ASSEMBLING BUS AND SUPPLY 2-CHANNEL, | 680.13
5TC9223 | I-SYSTEM, TITANIUM WHITE ROOM TEMP. CONTROLLER COVER 3-POSITION SWITCH, 55X55MM | 47.37
5SY7114-8 | CIRCUIT BREAKER 230/400V 15KA, 1-POLE, D, 0.3A, D=70MM | 30.81
3NY1911 | ACCESSORIES FOR FUSE SWITCH DISCONNECTORS 3NP50 - 54/3NP407 PLUG WITH 3M CONNECTING LEAD PLUG W. 3M | 45.23
3VL9600-4PS40 | ACCESSORIES FOR CIRCUIT-BREAKER VL 800 KIT MEAS. CONTACT 4P COMPRISING 6 CONNECTION, CONTACTS AND 1 | 1085.87
8WH8140-1AB35 | LABELS, TRANSV. 31 - 40 SIZE ZB4 | 0.11
3RF2370-3AA06 | SEMI-COND. CONTACTOR 3RF2,1-PH. AC 51 70 A 40 DEGREES C 48-600 V / 24 V DC RING TERMINAL | 163.32
3TF6933-8DP4 | CONTACTOR SIZE 14, 3-POLE AC-3, 450KW, 400/380V (1000V) AUXILIARY SWITCH 33 (3NO+3NC) W.3TC44174A RE | 4944.31
3RK1911-5BA00 | ECOFAST SET OF SEALS FOR POWER T TERMINAL CONN. FOR POWER CABLES DIAMETER 10-13 MM PACK OF 2 | 10.02
7MH5103-2PD00 | SIWAREX WL 260 LOAD CELL SP-S AB 50KG C3 - RATED LOAD 50KG - ACCURACY CLASS C3 - 3M CABLE LENGTH, 6 | 493.69
5UB1472 | DELTA PROFIL, TITANIUM WHITE SCHUKO SOCKET OUTL. 10/16A 250V WITH SCREWLESS TERMINALS, STATUS DISPLA | 25.66
5SY8616-7 | CIRCUIT BREAKER 400V 25KA, 3+N-POLE, C, 16A, D=70M | 125.36
3NP1143-1JC12 | FUSE-SWITCH-DISCONNECTOR 3-POLE, NH1, 250A 60MM BUSBAR SYSTEM COVERS FOR RITTAL FLAT CONNECTOR FUSE | 463.64
8MF5094-4ES | EMC CUBICLE IP40 HXWXD=2000X900X400 | 3709.12
3RT1055-2AS36 | CONTACTOR, 75KW/400V/AC-3 AC(40...60HZ)/DC OPERATION UC 500-550V AUXILIARY CONTACTS 2NO+2NC 3-POLE, | 446.38
8US1923-1AA01 | BUSBAR SYSTEM, ACCESSORIES CENTER-CENTER DISTANCE 60 MM EXTERNAL MOUNTING | 14.68
6SL3000-2BE33-8AA0 | SINAMICS/MICROMASTER PX MOTOR INDUCTOR FOR 3-PH 380-480 V, 50/60 HZ, 380 A AC DRIVES/POWER MODULES/ | 3411.54
6FX5008-1BA21-2AA0 | POWER CABLE, SOLD BY THE METER 4 X 2.5 + 2 X 1.5 C UL/CSA, DESINA MOTION-CONNECT 500 DELIVERY FORM: | 1136.27
3SE5322-0SD21 | SAFETY POSITION SWITCHES WITH SOLENOID INTERLOCKING LOCK. FORCE 1300N,5 APPR. DIR. PLASTIC ENCLOSURE | 214.04
8MF5894-5E | STANDARD CUBICLE 8MF5 HXWXD=1800X900X400 INDIVIDUAL MOUNTING NON-VENT., NOT ASSEM., SCREWED IP54 | 3342.07
A5E01163672 | SPARE SYNPRENE GASKET, ENCLOSURE VERSION, FOR IP65 VERSIONS | 102.36
6FX8002-5YG03-1AB0 | POWER CABLE EXTENSION M. 001 | 331.18
8WA1822-7PH00 | TEST SOCKET 4MM, RECESSED | 1.22
8WH9020-3AA00 | INSERTABLE JUMPER, 2-POLE, FULLY INSULATED, INSERTED IN LOCKING SLEEVE AND LATCHED FOR 95 MM2 TERMIN | 14.33
3VL9800-3MQ00 | ACCESSORY FOR VL1250, VL1600, MOTOR OPERATOR 220-250V AC/DC | 3218.35
6SL3211-0AB22-2AB1 | SINAMICS G110 - CPM110 AC-DRIVE,BUILT IN CL. A FILTER 1AC200-240V +10/-10% 47-63HZ RS485-INTERFACE ( | 708.15
3NJ6920-3BE21 | ACCESSORY FOR IN-LINE FUSE SWITCH DISCONNECT. PLUG-IN, CURRENT TRANSFORMER 150/5A, CL.1, 2.5 VA | 54.36
A5E01483420 | LR200 LUI ALUMINUM ENCLOSURE, M20, WITH BOARD STACK 5.8GHZ, APPROVAL E, PROFIBUS | 2993.76
3SB2901-4AZK2Y | INSCRIPTION PLATE FOR PUSHBUTTON AND ILLUMINATED PUSHBUTTON, FLAT, CLEAR WITH BLACK LETTERING, CUSTO | 2.4
4RB2060-3GG50 | POWER CAPACITOR PHICAP MKP 660V 6.0KVAR | 148.83
7ML1930-1CR | STAINLES STEEL ENCLOSURE FOR 4 RD DISPLAY | 1546.84
7ME6920-1QA30-1AA0 | MAG 6000, IP67 / NEMA 4X/6, AISI 316 SS ENCLOSURE, WITH DISPLAY, 11-30V DC/11-24V AC 50/60 HZ | 1922.67
8WH8121-1AB75 | LABELS, FLAT, LONGIT. 71 - 80 SIZE ZBF4 | 0.08
3TH4280-0BF4 | CONTACTOR RELAY 80E EN 50 011 8NO, SCREW TERMINALS DC OPERATION DC SOLENOID SYSTEM DC 110V | 99.96
8US1941-2BA00 | BUSBAR ADAPTER SYSTEM TERMINAL FOR FLAT RAILS AND COPPER STRIPS UP TO 2 X 40 X 10MM ON BUSBARS OF 10 | 117.4
6ZB2520-0AF00 | PROFIBUS-DP CONNECTIO CABLE (4.5 M) FOR TIA TRAINING SYSTEM (WITH PG SOCKETS) | 876.75
5SJ4301-8HG41 | CIRCUIT BREAKER 240V 14KA, 3-POLE, D, 1A, D=70MM ACC. TO UL 489 | 218.01
8GK1323-8KP44 | ALPHA 630 DIN FLOOR-MOUNTED DB IP55, SK I, RAL 7035 H=1950 W=1050 D=320 INCL. BASE AND SHEET STEEL D | 1737.87
3SE5122-0CH80 | SIRIUS POSITION SWITCH METAL ENCLOSURE 56MM WIDE DEVICE CONNECTION 3X (M20X1.5) 1NO/1NC SNAP-ACTION | 58.9
3SE7920-1AB | EYEBOLT M8 INCL. NUT | 8.65
6FX2001-2FC00 | SIMODRIVE (ACCESSORIES) INCR. ROTARY ENCODER W. RS 422 (TTL), 2000 PULSES, SYNCHRON. FLANGE, 6 MM SH | 366.56
3NA7824 | LV HRC FUSE LINK GL/GG WITH NON-INSULATED GRIP LUGS WITH COMBINATION INDICATOR SIZE 000, 80A, AC 500 | 4.15
3NA3142 | LV HRC FUSE LINK GL/GG WITH NON-INSULATED GRIP LUGS WITH FRONT INDICATOR SIZE 1, 224A, AC 500V/DC 44 | 11.1
8GB1372-2 | SIMBOX UNIVERSAL WP WALL-MOUNTED DB SM, IP 65 2ROW, 24MW, W/O TERMINAL STRIP | 126.75
3NJ6900-4HK11 | ACCESSORY FOR SWITCH DISCONNECTOR W/FUSE, IN-LINE, PLUG-IN, AMPEREMETER, MOVING IRON 500/1A, CL.1, 0 | 64.31
3NP5060-0HA13 | FUSE-SWITCH-DISCONNECTOR FOR FOR SURFACE MOUNTING AND FOR INSTALLATION 3-POLE, I=160A, U=400/500V AC | 1373.68
3RT1066-2AR36 | CONTACTOR, 160KW/400V/AC-3 AC(40...60HZ)/DC OPERATION UC 440-480V AUXILIARY CONTACTS 2NO+2NC 3-POLE, | 1077.64
3TH4280-0AD0 | CONTACTOR RELAY 80E EN 50 011 8NO, SCREW TERMINALS AC OPERATION AC 50HZ 42V/60HZ 50V | 57.21
3NP1923-1CF00 | ACCES.F.FUSE SWI. DISCONNECTOR FOR NH000 MASKING FRAME PLATING | 4.21
8MF2228-4E | STANDARD CUBICLE 8MF2 HXWXD=2200X1200X800 INDIVIDUAL MOUNTING NON-VENTIL., ASSEMBL., WELDED IP40 | 3960.25
3WL9111-0BC20-0AA0 | CONNECTION CABLE TO ADAPT THE BDA AND BDA PLUS ONTO THE LCD ETU AT THE SENTRON VL CIRCUIT BREAKER. L | 35.36
6SL3225-0BE33-7AA0 | SINAMICS G120 POWER MODULE PM250 WITH BUILT IN CL. A FILTER POSSIBILITY OF REGENERATION 3AC380-480V | 8537.96
5SJ4206-8HG42 | CIRCUIT BREAKER 10KA, 2POLE, D, 6A ACC. TO UL 489 - 480Y/277V | 149.65
3RN1012-2CK00 | THERMISTOR MOTOR PROTECTION STANDARD EVALUATION UNIT MANUAL/AUTO/REMOTE,1NO+1NC, AC 230/110V, SPRING | 250.69
6ES7431-1KF00-0AB0 | SIMATIC S7-400, SM 431 ANALOG INPUT MODULE OPTIC. ISOLATED, 8 AI, 13 BIT RESOLUTION, U/I/RESIST. | 1189.51
3WL9111-1AA74-0AA0 | 3WL9-NAFTA-ACCESSORY WLRP450 RATING PLUG, 450A | 118.28
7MH7723-1AN | WHEEL,TASS-5,SPARE | 233.38
6EP1971-5BA00 | SITOP POWER ACCESSORIES PSU100C CONTENT:SPRING LOADED TERMINALS 100 PCS, FOR SITOP PSU100C | 216.05
8MF2888-3RB | STANDARD CUBICLE 8MF2 HXWXD=1800X800X800 SIDE-BY-SIDE MOUNTING VENTIL., ASSEMBL., WELDED IP30 | 2492.08
4AT3032-8DD40-0FD0 | TRANSFORMER SITAS; PHASES:1; PN/PN(S6)(KVA):3,15 /16; UPRI(V):550-525-500-480-460- 440-415-400-380-2 | 2323.35
6GK1900-0HL00-0AA0 | TERMINATION KIT FOR BFOC PLUG KIT FOR ON-SITE PREASSEMBLING OF BFOC CONNECTORS ON PCF FO CABLES | 2577
5SY8540-7 | CIRCUIT BREAKER 230V 25KA, 1+N-POLE, C, 40A, D=70M | 71.57
3RW4046-1BB14 | SIRIUS SOFT STARTER, S3, 80A, 45KW/400V, 40 DEGR., AC 200-480V, AC/DC 110-230V, SCREW TERMINALS | 1424.59
5SY7132-8 | CIRCUIT BREAKER 230/400V 15KA, 1-POLE, D, 32A, D=70MM | 20
8WH2003-5DF00 | DIODE TERMINAL, WITH SPRING CONNECTION, 3 CONNECT. POINTS PASSAGE FROM LEFT TO RIGHT SECTION: 0.08 - | 5.72
6XV1821-0BN50 | SIMATIC NET, PROFIBUS PLASTIC FIBER OPTIC, STANDARD CABLE WITH 4 BFOC CONNECTORS L = 50 M | 422.23
7MH5107-4PD00 | SIWAREX WL 230 LOAD CELL SB-S SA 5T C3 - RATED LOAD 5T - ACCURACY CLASS C3 ACCORDING TO OIML R60 I | 523.95
3NP5260-0CA00-ZA01 | FUSE-SWITCH-DISCONNECTOR I=250A, U=690V, FUSE SIZE NH0 AND NH1 FOR CABLE-LUG CONNECTION | 728.49
8WA2211-3KE11 | INITIATOR TERM.(L+,L-,SHIELD,A) W/O LED, SPRING-L. TERM. SZ1.5SQMM, 5MM | 8.74
3VL9600-3HF06 | ACCESSORY FOR VL800UL, (MG-FRAME) DOOR OP.MECH. 8UC7 - NEW DESIGN HANDLE TI-GREY/BL.GREEN BASIC MASK | 291.74
6ES7651-5AC17-0CE5 | SIMATIC PCS 7, SOFTWARE, UPGRADE PACKAGE ENGINEERING ASIA (AS/OS: PO 250 TO 2000) FROM V6.X TO V7.1 | 6900.51
6XV1870-3RN10 | SIMATIC NET INDUSTRIAL ETHERNET TP XP CORD RJ45/RJ45, CAT 6, CROSSED TP CABLE 4X2, PREASSEMBLED W. 2 | 58.54
3ND1824 | LV HRC FUSE LINK A.M. W.NON-INSULATED GRIPPING LUGS SIZE 00, 80A, 500V | 14.04
3RK1400-1CE00-0AA2 | AS-INTERFACE SLIMLINE MOD. S45, DIGITAL, 4I/4O, 2/3-WIRE, IP20 4 X 1 INPUT, 200MA, PNP 4 X 1 OUTPUT, | 433.34
3RP1525-1AP30-ZW96 | SOLID-STATE TIMING RELAY ON-DELAY, 1 CO, 15 TIME SETTING RANGES, 0.05S...100HR, 24, 200...240V AC AN | 169.65
6GT2690-0AG00 | MOBY D / RF300 ISO SPACER FOR MDS D160 / MDS D460; DIAMETER 20 MM; HEIGHT 15 MM; PACKAGING UNIT 50 P | 2.43
8MF5288-4ES | EMC CUBICLE IP40 HXWXD=2200X800X800 | 4230.71
5SJ4114-8HG41 | CIRCUIT BREAKER 240V 14KA, 1-POLE, D, 0,3A, D=70MM ACC. TO UL 489 | 53.71
6ES7921-3AD00-0AA0 | FRONT CONNECTOR WITH TWISTED RIBBON CABLE CONNECTION FOR 2 A-DIGITAL OUTPUT MODULES, POWER SUPPLY VI | 86.16
8WH9020-0AC10 | REDUCING JUMPER, TO CONNECT SPRING CONNECTIONS 10 MM2 WITH SPRING TERMINALS 2.5 MM2 OR 4 MM2, SIEMEN | 2.3
3VL9600-3AU10 | ACCESSORY FOR VL630, VL800, KIT F. LEADING AUXILIARY SWITCHES 1 CO CONTACT, FROM ON TO OFF 1.5 METER | 36.69
3TK1974-0AP0 | COIL FOR 3TK14,3TK15,3TK17 AC 220...230V 50HZ/AC 240V 60HZ | 284.43
3RT1066-6AP36-ZX95 | CONTACTOR, 160KW/400V/AC-3 AC(40...60HZ)/DC OPERATION UC 220-240V AUXILIARY CONTACTS 2NO+2NC 3-POLE, | 1247.08
5SY7450-8 | CIRCUIT BREAKER 400V 15KA, 4-POLE, D, 50A, D=70MM | 168.23
8MF4062 | BOTTOM PLATE FOR CUBICLE WXD = 600 X 800MM | 212.49
3TH4382-0LB4 | AUX. CONTACT. 100E DIN EN 50011 8NO+2NC, SCREW CONN. DC OPERATION INTEGR.VARISTOR DC 24 V | 169.08
7ME3960-0MR01 | RTD MOUNTING HARDWARE FOR DEDICATED SYSTEM:12.7 TO 50.8MM (0.5 TO 2IN) LEGACY PART NUMBER: 992EMTN-1 | 373.61
3RA1941-1AA00 | CONNECTING MODULE ELECTRICAL AND MECHANICAL FOR 3RV1.4 AND 3RT1.4, 3RW304 1 PIECE AC OPERATION | 14.47
3SE5120-3AA00 | LED COVER FOR POS.SWITCH METAL POSITION SWITCH 3SE51. 2 LEDS, YELLOW/GREEN, 110-230V AC, COLOR TURQU | 23.95
C79000-M7474-C156 | SIPART PS2 AND PS2 PA, MOUNTING AND INSTALLATION INSTRUCTIONS, GERMAN/ENGLISH | 29.37
4AM3242-8JN00-0EA0 | TRANSFORMER SITAS; PHASES:1; PN/PN(S6)(KVA):0,063 /0,19; UPRI(V):400-230+/-15; USEC(V):24; ISEC(A):2 | 121.99
6SL3225-0BE33-7UA0 | SINAMICS G120 POWER MODULE PM250 WITHOUT FILTER POSSIBILITY OF REGENERATION 3AC380-480V +10/-10% 47- | 7909.64
TGX:16152-117 | ADAPTER FOR SIPART PS 2 CONNECTION TO RETROFIT MOORE PRODUCTS, SERIES 72 AND 750 VALVE POSITIONERS | 113.82
PBD:51004K2AAA | KIT,IQ,ROD,1.5"NPT,PTFE,316, FKM | 1504.84
7ML1930-1EK | WELDED SOCKET LVL THREAD M27X 1.5 / 316L WITH EPDM SEAL | 226.41
4AM5242-5AT10-0FA1 | TRANSFORMER SITAS; PHASES:1; PN/PN(S6)(KVA):0,63 /2,35; UPRI(V):400+/-5%; USEC(V):230; ISEC(A):2,74; | 408
3SE7140-1BD00 | SIRIUS CABLE-OPER. SWITCH METAL HOUSING,1X M16X1.5 1NO+1NC, LATCHES ACC. TO EN418 BUTTON RESET FOR C | 414.42
6FX8002-5YT05-1BF0 | POWER CABLE, PREASSEMBLED TRUMPF CO. LENGTH (M) = 15 | 837.61
8MF6868-4E | STANDARD CUBICLE 8MF6 HXWXD=1800X600X800 INDIVIDUAL MOUNTING NON-VENT., ASSEM., WELDED IP40 | 2994.33
8MF2898-5R | STANDARD CUBICLE 8MF2 HXWXD=1800X900X800 SIDE-BY-SIDE MOUNTING NON-VENTIL., ASSEMBL., WELDED IP54 | 2685.25
6SL3211-0KB15-5UA1 | SINAMICS G110 - CPM110 AC-DRIVE, WITHOUT FILTER 1AC200-240V +10/-10% 47-63HZ ANALOG INPUT CT: 0.55KW | 364.52
3SB2901-7AZK0Y | INSERT CAP FOR INDICATOR LIGHT, CLEAR WITH BLACK LETTERING, CUSTOMER-SPECIFIC INSCRIPTION, UPPER AND | 2.51
3RW3038-2BB04 | SIRIUS SOFT STARTER, SIZE S2, 72A, 37KW/400V, 40 DEGREES, 200-480V AC, 24V AC/DC, SPRING-LOADED TERM | 1056.24
3SE5162-0DA00 | BASIC SWITCH FOR POSITION SWITCH 3SE5162, METAL ENCLOSURE XL,56MM WIDE DEVICE CONNECTION 3X(M20X1.5) | 87.82
5ST3702 | PIN BUS BAR SHOCKHAZARD SAFETY, 16QMM 1 PHASE, L= 214MM WITH END CAPS | 5.06
3SE5122-3KA00 | BASIC SWITCH FOR POSITION SWITCH 3SE51, METAL ENCLOSURE 56MM WIDE DEVICE CONNECTION 3X (M20X1.5) 1NO | 52.59
6SL3100-0BE25-5AB0 | SINAMICS ACTIVE INTERFACE MODULE FOR 55KW ACTIVE LINE MODULE INPUT: 3AC 380-480V, 50/60HZ | 3592.08
4AM4842-8DN00-0EA0 | TRANSFORMER SITAS; PHASES:1; PN/PN(S6)(KVA):0,5 /2; UPRI(V):550-525-500-480-460- 440-415-400-380-230 | 381.09
3RF2070-1AA22 | SEMICOND. RELAY 3RF2, 1-PHASE WIDTH 45 MM, 70 A 24-230 V / 110-230 V AC SCREW TERMINAL | 55.2
4AM5242-5AT10-0FC0 | TRANSFORMER SITAS; PHASES:1; PN/PN(S6)(KVA):0,535 /2,35; UPRI(V):400+/-5%; USEC(V):230; ISEC(A):2,3; | 585.08
4EU3622-1CA00-0AA0 | COMMUTATING CHOKE FOR CONVERTER; PHASES:3; UN1(V):400; ITHMAX 1(A) / F1(HZ):630 /50; I LN (A):567; U | 8695.37
6SL3730-1TG41-1AA3 | SINAMICS S120 CABINET MODULE BASIC LINE MODULE 3AC 500-690V, 50/60HZ, 1100A OUTPUT: DC 675 - 930V UN | 29426.88
5UB1907 | I-SYSTEM, ELECTRIC WHITE SCHUKO SOCKET OUTL. 10/16A 250V W. SCREWLESS TERMINALS W. HINGED LID, 55X55 | 12.92
BVP:045504 | BD2-BDV CEILING FIXING | 173.78
3VL9500-8SA40 | ACCESSORY FOR VL400, VL630, MOUNTING SCREW KIT, CONSISTS OF 4 SCREWS | 46.19
8MF5900-1A | SLIMLINE LIGHT WITH ON/OFF SWITCH SL 025 POWER OUTL.D, W/O MAGNET | 170.75
A5E02054644 | ACCESSORIES WELD-IN CONNECTION (DIN 11850) DN80, SENSOR SIZE DN80 (P GASKET) | 764.89
A5E01150882 | ACC. MAG 3100 DN25 PN40 GROUND RING HASTELLOY | 174.21
6SL3211-0KB13-7UB1 | SINAMICS G110 - CPM110 AC-DRIVE, WITHOUT FILTER 1AC200-240V +10/-10% 47-63HZ RS485-INTERFACE (USS-PR | 330.65
6SL3000-1BH41-2AA0 | BRAKING RESISTOR FOR SINAMICS S120 CABINET MODULE CENTRAL BRAKING MODULE RATED POWER 1200KW 3AC 660- | 24522.43
7MH7723-1FK | RANGE SPRING ASSEMBLY, C13, ILE-37, SPARE | 704.93
7MH7723-1GS | WS300 ENCLOSURE COVER, 304 STAINLESS STEEL | 262.11
7ND4801-8AD | FIRMWARE OPTIONS FOR SIREC D200, 10 CREDITS | 829.36
8GK4501-3KK21 | ALPHA 160 DIN, RESERVE SECTION COVERS KIT W. SUPPORT, RAL7035 H=450 W=500 | 63.5
8MF2224-4RB | STANDARD CUBICLE 8MF2 HXWXD=2200X1200X400 SIDE-BY-SIDE MOUNTING VENTIL., ASSEMBL., WELDED IP40 | 3380.71
8WH8120-3XA05 | LABELS, LONGIT. SPECIAL LABELLING ZB6 | 0.25
8GK9510-6KK31 | ALPHA 400DIN DOOR AS SPARE PART LEFT DOOR H=950 MM, W=250 MM FOR CABINET WIDTH 750 MM AP, IP43,55, S | 135.62
LZS:RT4D4S15 | PLUG-IN RELAY COMPACT UNIT 115V AC, 2 CO LED MODULE RED SOCKET W. LOGIC ISOLATION PLUG-IN TERMINAL ( | 22.66
5SY8105-8 | CIRCUIT BREAKER 230/400V 25KA, 1POLE, D, 0,5A, D=70MM | 35.75
7MH7723-1JC | DISCHARGE DUST HOOD 304 STAINLESS STEEL STEEL FOR OPEN STYLE UNITS ONLY | 1865.79
3RW4073-2BB35 | SIRIUS SOFT STARTER, S12, 205 A, 200 HP/575 V, 50 DEG., 400-600 V AC, 115 V AC, CAGE CLAMP TERMINALS | 4369.63
3TH4271-0AB0 | CONTACTOR RELAY 71E EN 50 011 7NO+1NC, SCREW TERMINALS AC OPERATION AC 50HZ 24V/60HZ 29V | 57.21
6FX8008-1BB31-6AA0 | POWER CABLE,SOLD BY THE METER, 4X4.0 C TRAILING CABLE, UL/CSA DESINA MOTION CONNECT 800, DELIVERED O | 9261.02
6FX2001-3GB02 | SIMODRIVE (ACCESSORIES) INCR.ROTARY ENCODER W.1-V-SINUS 1024 PULSES, SYNCHRON. FLANGE, 6 MM SHAFT, V | 366.56
7MH7723-1CP | MD-SERIES,TENSION SPRING,SPARE | 32.33
7MC2998-2CC | MOUNTING FLANGE FOR STRAIGHT THERMOCOUPLE FOR PROT. TUBE DIAMETER 26 MM | 21.52
4AM3442-4TN00-0EA1 | TRANSFORMER SITAS; PHASES:1; PN/PN(S6)(KVA):0,1 /0,31; UPRI(V):230+/-5%; USEC(V):24; ISEC(A):4,167; | 128.76
6ES7492-2XL00-0AA0 | SIMATIC S7-400, FRONT COVER FOR I/O CONNECTOR 5 PIECES PER PACKAGING UNIT | 43.39
6XV1873-6AT15 | SIMATIC NET FO STANDARD CABLE GP (50/125), PREASSEMBLED WITH 2X2 SC CONNECTORS, INSERTION GUIDE, LEN | 1026.47
8WH9003-2GA00 | COVER FOR FEED-THROUGH TERM. WITH SPRING CONNECTION, 3 CONNECT. POINTS, SECTION: 4 MM2, | 0.68
3VL9300-8CD30 | ACCESSORY FOR VL160X, 160, 250 TERMINAL COVER IP30 SHORT COMPRISES 1 COVER 3-POLE | 32.51
6XV1873-3GT20 | SIMATIC NET FO GROUND CABLE 50/ 125, PREASSEMBLED WITH 2X2 BFOC CONNECTORS, INSERTION GUIDE, LENGTH | 2154.85
BVP:261744 | BD2C-3-1000-SB-2 STANDARD LENGTH 2,25M 1000A, N + PE, 8 TAP OFFS | 3194.3
6AV6381-1AB06-2AV3 | SIMATIC WINCC RC UPGRADE V6.2, FROM V6.X TO V6.2 ASIA, FOR SIMATIC WINCC RUNTIME & CONFIGURATION (RC | 3009.11
6XV1830-1CH30 | SIMATIC NET, 830-1T CONNECTING CABLE FOR PROFIBUS,FOR CONNECT. OF DATA TERMINALS W. OLM A. OBT ASSEM | 95.94
7MF8997-1BA | LID WITHOUT WINDOW FOR P300 GASKET NOT INCLUDED | 50.65
5SP4280-8 | CIRCUIT BREAKER 400V 10KA, 2-POLE, D, 80A, D=70MM | 180.19
6AV6381-2AA07-0AV3 | SIMATIC WINCC RT UPGRADE V7.0, FROM V6.2 TO V7.0 SP2 ASIA, FOR SIMATIC WINCC RUNTIME (RT) INCL. DRIV | 1844.13
7MH4133-3DE11 | SIWAREX R ELASTOMERIC BEARING FOR LOAD CELLS SERIES BB - RATED LOAD 100 KG/200 KG - MADE OF STAINLES | 156.65
8WH8120-2AB05 | LABELS, LONGIT. 1 - 10 SIZE ZB5 | 0.11
6SL3700-0LE32-5AA3 | SINAMICS S120 CABINET MODULE LINE CONNECTION MODULE 3AC 380-480V, 50/60HZ RATED CURRENT: 250 A CABIN | 6897.9
6SL3310-1GH31-5AA3 | SINAMICS G130 POWER MODULE IP20 3AC 660-690V, 50/60HZ, 150 A UNIT RATING: 132 KW 6-PULSE SUPPLY WIT | 14746.18
6SL3162-8EM00-0AA0 | SINAMICS S120 ACCESSORIES KIT FOR MOTOR MODULE 300 MM CONNECTOR X21/X22; JUMPER 24 V-LINK DQ BLANKIN | 70.79
7MH7723-1CV | LID,MSP-9,SPARE | 102.69
7MH7723-1DG | FUSE, 2A 250V, BW500/SF500, QTY 5, SPARE | 50.26
7ME3960-0CR13 | DEDICATED CLAMP-ON RTD CABLE CLAMP-ON RTD CABLE, SUBMERSIBLE -40 TO +200 DEGREES C (-40 TO +392 DEGR | 1134.02
8GK9511-8KK16 | ALPHA 400DIN DOOR AS SPARE PART SINGLE DOOR H=1400 MM,W=300 MM INCL. CLOSING EQUIPMENT UP, IP31, SK2 | 135.62
8US1921-1AA00 | BUSBAR ADAPTER SYSTEM CONNECTION TERMINAL PLATE WITH COVER,84MM WIDE 60MM SYSTEM, 5 + 10MM BUSBAR TH | 66.38
8US1922-2AA00 | BUSBAR ADAPTER SYSTEM COVER PROFILE, 1000MM LONG FOR BUSBARS UP TO 30MM WIDTH AND 5MM THICKNESS | 26.34
8WH8141-1XA05 | LABELS, TRANSV. SPECIAL LABELLING ZBF4 | 0.23
8WH9020-6CT10 | PLUG-IN JUMPER 6 DIVISIONS, AS TRANSVERSE JUMPER IN TERM. MIDDLE, 50-POLE, COLOR: SIEMENS COLOR | 24.86
6SL3162-6FM00-0AA0 | SINAMICS S120 BOOKSIZE FORMAT COLD-PLATE COOLING HEAT CONDUCTING FOIL FOR LINE/MOTOR MODULE 300 MM | 63.11
6SL3760-0GB00-0AA0 | RESISTOR 33OHM SPARE PART FOR SINAMICS S120 CABINET MODULES | 232.6
4AM3842-8DD40-0FA0 | TRANSFORMER SITAS; PHASES:1; PN/PN(S6)(KVA):0,16 /0,49; UPRI(V):550-525-500-480-460- 440-415-400-380 | 233.77
7ML1830-1EB | ADAPTER (XPS30) 1-1/2"BSP | 50.89
6AG1422-1BL00-2AA0 | SIPLUS S7-400 SM422 32DA -25 ... +60 DEGREES C BASED ON 6ES7422-1BL00-0AA0 | 1491.1
8WD5350-0CE | BUILT-IN LUMINAIRE FLASHLIGHT, 230V, CLEAR | 144.97
8MF6896-5R | STANDARD CUBICLE 8MF6 HXWXD=1800X900X600 SIDE-BY-SIDE MOUNTING NON-VENT., ASSEM., WELDED IP54 | 2994.33
BVP:261544 | BD2A-3-800-WO-1W* OPTIONAL LENGTH 0,50M-1,24M 800 A, N + PE, WITHOUT TAP OFFS | 1389.1
5SY8410-8 | CIRCUIT BREAKER 400V 25KA, 4POLE, D, 10A, D=70MM | 106.28
3LD2150-0TK13 | MAIN SWITCH 3-POLE IU=25, P/AC-23A AT 400V=9.5KW FRONT MOUNTING CENTER HOLE MOUNTING KNOB RED/YELLOW | 28.52
3WL9111-0BB23-0AA0 | ACCESSORIES CIRCUIT BREAKER 3WL MUTUAL MECHANICAL INTERLOCK COMP. FOR WITHDR. CIRC.BR. WITHOUT FRAME | 146.74
6FX8002-2YW11-1AK0 | EXTENSION M.9,0 | 430.53
4RB4125-3EJ50 | POWER CAPACITOR PHASECAP COMPACT MKK 480V 12.5KVAR | 290.05
4AM5242-4TT10-0FD0 | TRANSFORMER SITAS; PHASES:1; PN/PN(S6)(KVA):0,475 /2,35; UPRI(V):230+/-5%; USEC(V):230; ISEC(A):2,04 | 749.01
3WL9111-1AA75-0AA0 | 3WL9-NAFTA-ACCESSORY WLRP600 RATING PLUG, 600A | 118.28
3RF2370-1BA06 | SEMI-COND. CONTACTOR 3RF2,1-PH. AC 51 70A/AC15 27.5A 40 DEG. C 48-600 V / 24 V DC INSTANTANEOUS SWI | 163.32
6ES5710-8MA11 | SIMATIC,STAND.SECTIONAL RAIL WIDTH 35MM, LENGTH 483MM FOR 19 IN.CABINETS | 39.9
8MF4821 | GROUNDING WRIST STRAP MM FOR 8MF SYSTEM CUBICLE FOR 8MF SYSTEM CUBICLE | 73.59
4AM4642-8JD40-0FA1 | TRANSFORMER SITAS; PHASES:1; PN/PN(S6)(KVA):0,4 /1,44; UPRI(V):400-230+/-15; USEC(V):2X115; ISEC(A): | 341.4
3SE5312-0SD11 | SAFETY POSITION SWITCHES WITH SOLENOID INTERLOCKING LOCK. FORCE 2600N,5 APPR. DIR. METAL HOUSING,3X( | 279.11
A5E01158886 | ACC. MAG 3100 DN100 PN16 GROUND RING HASTELLOY | 454.58
3TH4355-0AD0 | CONTACTOR RELAY 55E EN 50 011 5NO+5NC, SCREW TERMINALS AC OPERATION AC 50HZ 42V/60HZ 50V | 86.38
3VL9600-3HL01 | ACCESSORY FOR VL800UL, (MG FRAME) TOGGLE LEVER LOCKING DEVICE | 175.31
8JH4104 | TERMINAL 1-POLE, FOR BUSBAR 12 X 5 CONDUCTOR CONNECTION 1 X 16-35MM2 | 8.05
3SE5423-0CN20-1EB1 | COMPACT SWITCH 40MM WIDE WITH M12 CONNECTOR SNAP-ACTION CONTACTS 1NO+1NC TWIST LEVER, SPECIAL CUSTO | 64.47
3RP1533-2AP30 | MULTIFUNCTION TIME RELAY IN CAGE-CLAMP TECH. 1 CHANGEOVER OFF-DELAY 5S...100S AC/DC 24V/AC 200...240 | 243.08
5SY7613-7 | CIRCUIT BREAKER 400V 15KA, 3+N-POLE, C, 13A, D=70MM | 111.92
3SE5132-3QV20 | SAFETY POS. SWITCH W. SEPARATE ACTUATOR, PLASTIC ENCLOSURE, 40MM; 1X(M20X1.5) SLOW-ACTION CONTACTS 1 | 67.65
PBD:54000141 | RING,MCH.ILE37CA DIAP 10C881-2A | 106.19
3TH4293-0AL2 | CONTACTOR RELAY 44E EN 50 011 4NO+4NC, 1 OVERLAPPING SCREW TERMINAL, AC OPERATION AC 50/60HZ 230V | 68.49
6DL2804-0DE30 | EX-DEVICE MADE OF STAINLESS STEEL, IP65. EMPTY CABINET READY FOR INSTALLATION OF ET200ISP. EQUIPMENT | 6386.9
3RK1400-1DQ00-0AA3 | AS-INTERFACE COMPACT MOD. K60, DIGITAL, 4I/4O, IP67, 4 X 1 INPUT, 200MA MAX., PNP 4 X 1 OUTPUT, 2A, | 325.72
LZS:RT4D4R24 | PLUG-IN RELAY COMPACT UNIT 24V AC, 2 CO LED MODULE RED SOCKET W. LOGIC ISOLATION PLUG-IN TERMINAL (P | 19.87
6AV6381-1AA00-0CX5 | WINCC SOFTWARE UPDATE SERVICE, VALID FOR 10 LICENSES AUTOMATIC SUPPLY WITH UPGRADES AND SERVICE PACK | 12126.18
5SJ4210-8HG42 | CIRCUIT BREAKER 10KA, 2POLE, D, 10A ACC. TO UL 489 - 480Y/277V | 123.06
BVP:047112 | BD2-AK1/S18 TAP-OFF UNIT 25A / 3X D02 | 187.25
8WH8121-2AB65 | LABELS, FLAT, LONGIT. 61 - 70 SIZE ZBF5 | 0.08
BVP:034286 | BD01-GK1M1/F TAP-OFF UNIT | 151.76
8WH9020-3DA00 | INSERTABLE JUMPER, 3-POLE, FULLY INSULATED, INSERTED IN LOCKING SLEEVE AND LATCHED FOR 150 MM2 TERMI | 30.13
8WH9040-1AB00 | PLUG-IN COUPLING LEFT ELEMENT CAN BE SELF-PREASSEMBLED, WITH SPRING CONNECTION SECTION: 0.08-2.5 MM2 | 1.73
BVP:261733 | BD2C-3-630-SB-3 STANDARD LENGTH 3,25M 630A, N + PE, 12 TAP OFFS | 4005.72
BVP:261739 | BD2C-3-800-SB-3 STANDARD LENGTH 3,25M 800A, N + PE, 12 TAP OFFS | 4042.43
BVP:261741 | BD2C-3-800-SO-2 STANDARD LENGTH 2,25M 800A, N + PE, WITHOUT TAP OFFS | 2892
BVP:261746 | BD2C-3-1000-SO-1 STANDARD LENGTH 1,25M 1000A, N + PE, WITHOUT TAP OFFS | 2143
3VL9100-4PS30 | ACCESSORIES FOR VL160X, KIT MEAS. CONTACT 3P COMPRISING 6 MEAS. CONTACTS AND 1 TRIGGER PIN | 138.68
3VL9200-4RF40 | ACCESSORY FOR VL160, REAR TERMINAL, ROUND COMPRISES 4 TERMINALS 2 LONG + 2 SHORT 4-POLE | 98.78
3VL9300-4WG40 | ACCESSORY FOR VL160, VL250, DRAW OUT CONVERSION KIT RCD 4 POLES | 310.07
6ES7194-4JA50-0AA0 | SIMATIC DP, PROFINET IO CAPS FOR PUSH PULL SOCKETS (1L+; 2L+) POWER, 5 PIECES PER PACKAGING UNIT | 95.25
6ES7292-1AM30-0XA0 | SIMATIC S7-1200, SPARE PART I/O TERMINAL BLOCK TIN CPU 1214C BOTTOM CONNECTOR (4 PIECES W. 12 SCREWS | 55.83
6ES7902-2AG00-0AA0 | SIMATIC S7/M7, CABLE FOR POINT TO POINT CONNECTIONS TTY - TTY, 9-POLE SUBMIN.D PINS 50 M | 445.2
6ES7952-1KP00-0AA0 | SIMATIC S7, MEMORY CARD FOR S7-400, LONG VERSION, 5V FLASH-EPROM, 8 MBYTES | 1789.68
6ES7492-2AX00-0AA0 | SIMATIC S7-400, 10 DIN A4 LABELLING SHEETS COLOR: PETROL, 4 LABELLING STRIPS/SHEETS FOR SIGNAL MODUL | 97.61
6XV1873-6CH50 | SIMATIC NET FO TRAILING CABLE 50/125, PREASSEMBLED WITH 2X2 SC CONNECTORS, LENGTH 5 M | 203.83
6XX3071 | CRIMPING TOOL FOE CRIMPING OF CRIMP CONTACTS FOR FRONT CONNECTOR K | 1319.33
8HC3800 | FIXING LUGS COMPRISES 4 LUGS | 6.48
6FX2001-2FB02 | SIMODRIVE (ACCESSORIES) INCR. ROTARY ENCODER W. RS 422 (TTL), 1024 PULSES, SYNCHRON. FLANGE, 6 MM SH | 366.56
6FX8002-5YP06-1CA0 | POWER CABLE PREASSEMBLED CUSTOM DESIGNED LENGTH (M) = 20 METER | 993.64
8MF4846 | SHELF WITH TELESC.RAIL EXTENS. FOR CUBICLE WXD = 800 X 600MM | 368.98
8MF4870 | PERFORATED STEEL STRIP WITH RETAINING NUT PROFILE FOR CUBICLE HEIGHT 1800MM | 161.29
8MF4147 | SIDE PANEL FOR CUBICLE HXD = 2200 X 800MM DEGREE OF PROTECTION IP54 | 390.23
8WA2011-3KE12 | INITIATOR TERMINAL(L+,L-,A) W. YELLOW LED, PNP, 15-30V, SPRING-L. TERM. SZ1.5SQMM, 5MM | 10.7
8WH2000-0AK01 | FEED-THROUGH TERMINAL WITH SPRING CONNECTION, SECTION: 1.5 - 16 MM2, WIDTH: 12 MM, COLOR:BLUE | 3.94
3LD2766-1GP51 | MAIN CONTROL SWITCH 3-POLE IU=100, P/AC-23A AT 400V=37KW 1NO+1 NC, 1 N-TERMINAL ENCAPSUL.IN M.P.ENCL | 199.18
3NJ6920-3BE22 | ACCESSORY FOR IN-LINE FUSE SWITCH DISCONNECT. PLUG-IN, CURRENT TRANSFORMER 150/5A, CL.0.5, 2.5 VA | 136.78
3NJ6920-3FC00 | ACCESSORIES FOR SWITCH DISCONNECTORS W. FUSES IN-LINE DESIGN, PLUG-IN NH00, ELECTRICAL FUSE MONITORI | 426.55
4EU3652-8UA00-0AA0 | MAINS CHOKE F.FU; PHASES:3; UN1(V):480; ITHMAX 1(A) / F1(HZ):720 /60; I LN (A):648; UK(%):2; LN(MH): | 4979.04
5SJ4110-6HG40 | CIRCUIT BREAKER 240V 14KA, 1-POLE, B, 10A, D=70MM ACC. TO UL 489, SAME POLARITY | 24.93
5SM2642-6 | FI-BLOCK F.LS-SWITCH 5SY TYPE A (PSE/SSF), T=70MM 6-40A 4POLE IFN 0,3A 400V | 51.23
5SD7442-1 | COMBIN. ARRESTER TYPE 1 + 2 REQ.CATEGORIES B+C, UC 350V PLUG-IN PROTECTION BLOCKS 2POLE, 1+1 CIRCUIT | 469.27
5UH1047 | DELTA PLUS PROGRAM TITANIUM WHITE WITH COVER PLATE 65X65MM FOR SCHUKO SOCKET | 6.73
4RB2017-1EA50 | POWER CAPACITOR PHICAP MKP 400V 1.7KVAR | 32.41
6EP1935-6MC01 | SITOP BATTERY MODULE 24 V/1.2 AH WITH SERVICE-FREE SEALED LEAD-ACID BATTERIES FOR SITOP DC UPS MODUL | 143.19
6AV6381-2BC07-0AX4 | SIMATIC WINCC RUNTIME CLIENT FROM V6.0 TO V7.0 SP1, FOR WINCC RT CLIENTS (RT128), INCL. DRIVER, USE | 1537.05
BVP:261794 | BD2A-400-LL ELBOW LEFT X 0,36M / Y 0,36M 16 0A-400A | 649.87
LZS:PT7872P | PLUG-IN BASE FOR PT-RELAY 2 CHANGEOVER CONTACTS, PLUG-IN TERMINAL (PUSH IN W. LOGICAL DISCONNECTION | 5.51
FDK:087L4159 | MAG8000 ACCESSORIES CABLE ENTRY M20BRASS, TWO 5.5-7.5MM,10PCS. | 206.62
LZX:MT326115 | PLUG-IN RELAY, 3 CO CONTACTS, WITHOUT LED, 115V AC, 10A, WIDTH 38MM, MT RANGE | 32.98
6SL3000-2DG31-0EA0 | SINAMICS DU/DT-FILTER COMPACT PLUS VOLTAGE PEAK LIMITER FOR SINAMICS G: 3AC 660-690V 75/90KW SINAMIC | 2905.06
8WH2000-0AH00 | FEED-THROUGH TERMINAL WITH SPRING CONNECTION, SECTION:0.5 - 6 MM2, WIDTH: 8.2 MM, COLOR: GRAY | 2.35
A5E01152876 | ACC. MAG 3100 DN80 PN16/PN40 GROUND RING W1.4404 | 139.73
A5E02211143 | ACCESSORIES CLAMP CONNECTION (DIN 32676)/(ISO 2852 (SMS 3016, BS 4825-3) DN 10, FOR SENSOR SIZE D | 443.69
A5E02213602 | ACCESSORIES CLAMP CONNECTION TRI-CLAMP DN 76,1, FOR SENSOR SIZE 3 INCH, DN80 (P GASKET) | 1075.2
6SL3720-1TE36-1AA3 | SINAMICS S120 CABINET MODULE SINGLE MOTOR MODULE WITH CIM+CU320-2 INPUT: DC 510 - 720V OUTPUT: 3AC 0 | 37337.34
6SL3720-1TX41-2AA3 | SINAMICS S120 CABINET MODULE BOOKSIZE BASE CABINET FOR BOOKSIZE CABINET KITS WIDTH 1200MM DEGREE OF | 9777.33
6SL3202-0AE20-3SA0 | SINAMICS SINE-WAVE FILTER FOR POWER MODULE FSA FOOT PRINT 3AC 380-480V 3,5A | 446.59
6XV1440-4AN20 | CONNECTING CABLE FOR MOBILE PANELS (MPI/PROFIBUS), SPECIAL LENGTH 20 M | 1196.2
6XV1820-6AH10 | SIMATIC NET, FLEXIBLE FIBER OPTIC CABLE (62.5/125), TRAILING CABLE, SPLITTABLE, WITHOUT CONNECTOR, S | 17.03
6XV1821-0BN15 | SIMATIC NET, PROFIBUS PLASTIC FIBER OPTIC, STANDARD CABLE WITH 4 BFOC CONNECTORS L = 15 M | 196.56
7MH4950-2AA01 | SIWAREX U WEIGHING ELECTRONICS (TWO-CHANNEL VERSION) * FOR CONNNECTING TWO SCALES * FOR SIMATIC S7-3 | 1922.74
7MH7726-1AL | RECORDER,CHART COMES WITH HI/LOW ALARMS,NTEP | 9264.26
8GK9601-3KK30 | ALPHA 630 DIN, COVER HEIGHT = 450MM, WIDTH = 750MM, CLOSED MINIMUM ORDER QTY 10 UNITS | 92.93
8GK4663-3KK12 | A400/630 MOUNT. SET H=450 W=250 1 X 3NP4275/3NP4276 ON BUSBAR 40/60MM (WITHOUT BUSBAR HOLDER) INCL. | 304.17
8GK9001-5KK01 | ALPHA 160 DIN, BARRIER VERTICAL, H=750 | 24.02
8WA1011-1BF25 | THROUGH-TYPE TERMINAL THERMOPL. SCREW TERMINAL ON BOTH ENDS SINGLE TERM.,GREEN, 6MM, SZ 2.5 | 2.71
8WH8121-2AB75 | LABELS, FLAT, LONGIT. 71 - 80 SIZE ZBF5 | 0.08
BVP:261922 | BD2C-1250-LH-G* KNEE BACKSIDE X 0,36M / Y 0,36M 1250A WINKEL 85 GRAD-175 GRAD | 1757.48
3VL9400-8CD40 | ACCESSORY FOR VL400 TERMINAL COVER IP30 SHORT COMPRISES 1 COVER 4-POLE | 90.92
6ES7833-1SM62-0YE5 | SAFETY MATRIX VIEWER FOR PCS 7 UPGRADE V6.X -> V6.2 FLOAT. LICENSE F.1 INSTALLATION R-SW, SW AND DOC | 364.05
8GK1052-5KK21 | ALPHA 160 DIN, WALL-MOUNTED DB, SM PARTIALLY EQ. W. RAPID MOUNTING KIT FOR BUILT-IN DEV., RAL 9016, | 775.51
7MF9017-1BA | SHUT-OFF VALVE FOR NON-CORROSIVE LIQUIDS, GASES AND VAPORS, 160 BAR, CONNECTIONS: THREADED SLEEVES A | 202.57
6GK5992-1AP00-8AA0 | SCALANCE X ACCESSORY, SFP992-1LH+ 1 X 1000MBIT/S LC-PORT, OPTICAL SINGLEMODE GLASS UP TO MAX. 70 KM | 1678.4
6FX2001-2MB50 | SIMODRIVE (ACCESSORIES) INCR. ROTARY ENCODER W. RS 422 (TTL),1024 PULSES, CLAMP FLANGE 10 MM SHAFT, | 366.56
8MF4075 | BOTTOM PLATE FOR CUBICLE WXD = 1000 X 800MM | 303.31
8MF4894 | SWING FRAMES TRAVERSE FOR CUBICLE WIDTH 600MM | 521.58
8MF4925 | INDENTED RAIL FOR CUBICLE WIDTH 1000MM | 184.68
3RT1054-3AP36 | CONTACTOR, 55KW/400V/AC-3 AC(40...60HZ)/DC OPERATION UC 220-240V AUXILIARY CONTACTS 2NO+2NC 3-POLE, | 365.41
3LD2513-0TK53 | MAIN/EMERG. STOP SWITCH 3-POLE IU=63, P/AC-23A AT 400V=22KW FLOOR MOUNTING DIN RAIL/TWO-HOLE MOUNTIN | 61.7
BVP:261491 | BD2A-3-400-SO-2 STANDARD LENGTH 2,25M 400A, N + PE, WITHOUT TAP OFFS | 1048.85
3VL9300-3HG05 | ACCESSORY FOR VL160X, VL160, VL250 FOR INSTALLAT. IN DOORS, COMPL. DOOR DRIVE 8UC7 HANDLE RED, MASKI | 165.5
3VL9400-3HR11 | SIDE ROTARY OPER. MECHANISM 3VL4 W/ 600MM BOWDEN WIRE ROTARY HANDLE RED/YELLOW | 356.5
3VL9300-8LA00 | ACCESSORY FOR VL160X, VL160, VL250, CABLE INTERLOCK SYSTEM | 86.35
6ES7326-2BF10-0AB0 | SIMATIC S7, DIGITAL OUTPUT SM326, F-DO10 X DC24V/2A PP, FAILSAFE DIGITAL OUTPUT FOR SIMATIC S7F SYST | 2637.03
6ES7650-1AB61-2XX0 | SIMATIC PCS7, RED. AO8 HART MTA CONNECTION MODULE FOR REDUNDANT CONNECTION OF THE ET200M AO8 HART MO | 728.57
7MC2021-2CF | JACKET THERMOCOUPLE WITH CONNECTION HEAD, FORM B JACKET DIAMETER 3 MM; MAT. NO. 1.4541 2 THERMOC. EL | 115.21
7MC2021-2LD | JACKET THERMOCOUPLE WITH CONNECTION HEAD, FORM B JACKET DIAMETER 3 MM; INCONEL 2 THERMOCOUPLE ELEMEN | 115.21
7MC2028-1AC32 | INSULATED THERMOCOUPLE WITH COUPLING SOCKET LENGTH L = 0.3 M 1 THERMOCOUPLE ELEMENT NICR/NI SHEATH D | 81.03
8GK1102-4KK52 | ALPHA 400 DIN, WALL-MOUNTING DISTRIBUTOR, DELIVERY FORM FLAT PACK, AP-CUBICLE, RAL 9016, IP43, SK1, | 694.15
8MF6266-4R | STANDARD CUBICLE 8MF6 HXWXD=2200X600X600 SIDE-BY-SIDE MOUNTING NON-VENT., ASSEM., WELDED IP40 | 2434.11
6GT2800-5BD00 | SIMATIC RF300 TRANSPONDER RF350T 32 KB FRAM, -25 UP TO +85 DEGR/C, IP 68; 50 X 50 X 20 MM INCL. MOUN | 229.58
8MF4510 | MOUNTING PLATE FOR CUBICLE HXW = 2000 X 600MM | 324.56
8WA1810 | COVER W. LIGHTNING SYMBOL FOR TERMINALS SZ 1, 1.5 AND 2.5 | 0.65
8WA1822-7AX02 | COVER, TRANSPARENT FOR LINK RAILS LENGTH 100 MM F.THROUGH-TYPE TERMINALS SZ 16 TO 35 | 2.22
3NA6140 | LV HRC FUSE LINK GL/GG WITH INSULATED GRIP LUGS WITH COMBINATION INDICATOR SIZE 1, 200A, AC 500V/DC | 16.04
3NA6810 | LV HRC FUSE LINK GL/GG WITH INSULATED GRIP LUGS WITH COMBINATION INDICATOR SIZE 000, 25A, AC 500V/DC | 5.15
3RT1056-6AS36 | CONTACTOR, 90KW/400V/AC-3, AC(40...60HZ)/DC OPERATION UC 500...550V AUXIL. CONTACTS 2NO+2NC 3-POLE, | 563.43
3NE5430-0C | SITOR FUSE-LINK FOR SEMICONDUCTOR PROTECTION 315A AR 1500V SIZE 3 CONNECTION CONTACT INDICATOR 210MM | 320
3NJ6940-3BJ12 | ACCESSORY FOR IN-LINE FUSE SWITCH DISCONNECT. PLUG-IN, CURRENT TRANSFORMER 400/1A, CL.0.5, 5 VA | 187.77
6AV6371-1DH06-2FX3 | WINCC/WEB NAVIGATOR UPGRADE DIAGNOS. SERVER V6.X->V6.2 SP3, OPTION FOR WINCC V6.2 SP3, RUNTIME SW, S | 246.97
5SH2042 | PROTECTIVE COVER ISO FOR REITER FUSE BASE 3POLE FOR 60 MM BUSBAR SYSTEM DII/25A 1FOLD | 2.07
4RB9512-1CD50 | POWER FACTOR CONTROLLER BR6000-R12 12 STEP 230V | 859.57
6AV6671-3CK00-0AX0 | PROTECTIVE COVER MP 277 10" TOUCH FOR MP 277 10"T TO ES14 AND THIN CLIENT 10" 6AV6646-0AA21-2AX0 TO | 412.7
4RB2007-1CC50 | POWER CAPACITOR PHICAP MKP 220V 0.7KVAR | 29.92
4RB4100-3CD50 | POWER CAPACITOR PHASECAP COMPACT MKK 230V 10.0KVAR | 435.09
4RB4125-3EA50 | POWER CAPACITOR PHASECAP COMPACT MKK 400V 12.5KVAR | 290.05
4RB4125-3EB50 | POWER CAPACITOR PHASECAP COMPACT MKK 415V 12.5KVAR | 305.06
5SY6101-7 | CIRCUIT BREAKER 230/400V 6KA, 1-POLE, C, 1A, D=70MM | 11.39
5SY6110-7 | CIRCUIT BREAKER 230/400V 6KA, 1-POLE, C, 10A, D=70MM | 6.03
5SY6510-7 | CIRCUIT BREAKER 230V 6KA,1+N-POLE C, 10A, D=70MM | 12.01
5SY6540-6 | CIRCUIT BREAKER 230V 6KA,1+N-POLE B, 40A, D=70MM | 35.7
3NW8217-1 | CYLINDRICAL FUSE A.M. ACC. TO FRENCH STANDARD (NFC) WITHOUT INDICATOR SIZE 22X58MM, 500V 40A | 12.25
3NP5060-0EA86 | FUSE-SWITCH-DISCONNECTOR I=160A, U=690V, 3-POLE AUXILIARY SWITCH 1NO+1NC FOR CABLE-LUG CONNECTION WI | 508.37
6AG1321-1FH00-7AA0 | SIPLUS S-7-300 SM321 16DI -40 ... +70 DEGREES C WITH COMFORMAL COATING BASED ON 6ES7321-1FH00-0AA0 . | 885.5
4RB2015-3CD50 | POWER CAPACITOR PHICAP MKP 230V 1.5KVAR | 59.95
6ES7900-1FA00-0XA0 | SIMATIC PC, NET CABLE 230V AC; ANGULAR; FOR BOX PC AND PANEL PC; FOR CHINA | 28.46
3RW4435-2BC45 | SIRIUS SOFT STARTER, VALUES WITH 500 V, 40 DEG., STANDARD: 134A, 90KW, INSIDE-DELTA CIRCUIT 3: 232A, | 9210.24
3RF2130-1AA02 | SEMICOND. RELAY 3RF2, 1-PHASE WIDTH 22.5 MM, 30 A 24-230 V / 24 V DC SCREW TERMINAL | 37.23
3SE5232-0KC05 | SIRIUS POSITION SWITCH; PLASTIC HOUSING ACC. TO EN50047, 31MM DEVICE CONNECTION 1X(M20X1.5); 1NO/2NC | 22.01
5SJ4225-7HG41 | CIRCUIT BREAKER 240V 14KA, 2-POLE, C, 25A, D=70MM ACC. TO UL 489 | 109.4
3RH2911-1LA20-ZW96 | AUX. SWITCH BLOCK , 2NO COND. PATHS: 1NO, 1NO, CONNECTION FROM ABOVE F. CONT. RELAYS A. MOTOR CONT. | 8.54
3NJ6933-1EB00 | ACCESSORY FOR DISCONNECTOR-FUSE IN-LINE TYPE, CAN BE PLUGGED IN,NH1 CONTACT EXTENSION FOR 3-POLE DEV | 237.61
3NE3434-3C | SITOR FUSE-LINK FOR SEMICONDUCTOR PROTECTION 355A GR 1000V SIZE 3 CONNECTION CONTACT INDICATOR 130MM | 246.52
5SY4413-7 | CIRCUIT BREAKER 400V 10KA, 4-POLE, C, 13A, D=70MM | 79.22
3SE5232-0LK15-1AL6 | . PLASTIC HOUSING ACC. TO EN50047, 31MM DEVICE CONNECTION 1X(M20X1.5); 1NO/2NC SNAP-ACTION CONTACTS | 38.72
6FX7008-1BC11-2AA0 | POWER CABLE, SOLD BY THE METER 4 X 1.5 + 4 X 0.5 C FOR LINEAR MOTORS TRAILING TYPE UL/CSA DESINA MOT | 2510.68
3TC5217-0BP0 | CONTACTOR, SIZE 8, 2-POLE DC-3 AND 5,RATD.OPER.CURR. 220A AUXILIARY CONTACTS 22 (2NO+2NC) AC OPERATI | 965.01
4AM5742-4TJ10-0FA0 | TRANSFORMER SITAS; PHASES:1; PN/PN(S6)(KVA):1 /5; UPRI(V):230+/-5%; USEC(V):110; ISEC(A):9,09; F(HZ) | 555.34
3NE3334-0B | SITOR FUSE-LINK 500A, AC 1000V, SIZE 2/110MM | 215.7
5SY4605-8 | CIRCUIT BREAKER 400V 10KA, 3+N-POLE, D,0.5A, D=70MM | 146.18
3RW4444-2BC35 | SIRIUS SOFT STARTER, VALUES WITH 575 V, 50 DEG., STANDARD: 215A, 200HP, INSIDE-DELTA CIRCUIT 3: 372A | 14521.83
8GK1052-4KK41 | ALPHA 160 DIN, WALL-MOUNTED DB, SM PARTIALLY EQ. W. RAPID MOUNTING KIT FOR BUILT-IN DEV., RAL 9016, | 1215.51
6XV1840-4AH10 | SIMATIC NET, IE FC TP MARINE CABLE, TP INSTALLATION CABLE FOR CONNECTION TO FC OUTLET RJ45, CERTIFIE | 13.69
8MF4137 | SIDE PANEL FOR CUBICLE HXD = 2000 X 800MM DEGREE OF PROTECTION IP54 | 368.98
3RA1943-3D | WIRING MODULE TOP FOR CONTACTOR ASSEMBLY S3...S3 WITH 10 MM SPACE BETWEEN CONTACTORS | 22.38
4AM4642-5AT10-0FD0 | TRANSFORMER SITAS; PHASES:1; PN/PN(S6)(KVA):0,3 /1,44; UPRI(V):400+/-5%; USEC(V):230; ISEC(A):1,3; F | 511.4
3SE5132-0LU22 | SIRIUS HINGE SWITCH PLASTIC ENCLOSURE,40MM,EN50041 DEVICE CONNECTION 1X(M20X1.5) SNAP-ACTION CONTACT | 41.42
3SB2204-6BH06 | INDICATOR LIGHT, 16MM, ROUND, PLASTIC, TRANSPARENT, LAMPHOLDER W2 X 4.6D, WITHOUT LAMP | 9.63
4AT3632-5CJ10-0FD0 | TRANSFORMER SITAS; PHASES:1; PN/PN(S6)(KVA):5 /22,5; UPRI(V):440+/-5%; USEC(V):110; ISEC(A):36,4; F( | 2833.34
6GK5795-6MN01-0AA6 | IWLAN ANTENNA MOUNTING TOOL (ANT 795-6MN) MOUNTING HELP FOR INSTALLATION ANT795-6MN BELOW THE ROOF, | 152.55
6SL3211-0AB11-2UB1 | SINAMICS G110 - CPM110 AC-DRIVE, WITHOUT FILTER 1AC200-240V +10/-10% 47-63HZ RS485-INTERFACE (USS-PR | 302.71
3NA3350 | LV HRC FUSE LINK GL/GG WITH NON-INSULATED GRIP LUGS WITH FRONT INDICATOR SIZE 3, 300A, AC 500V/DC 44 | 23.78
3NX2023 | PHASE/END BARRIER F.LV HRC FUSE BASE SIZE 00 | 4.68
8US1922-1GA00 | BUSBAR ADAPTER SYSTEM COVER, 84MM WIDE 40 + 60MM SYSTEM FOR TERMINALS UP TO 3 X 120MM2 | 23.47
3SE5134-0LA00-1AE0 | SIRIUS POSITION SWITCH, PLASTIC ENCLOSURE ACC. TO EN50041, 40MM DEVICE CONNECTION 1X(M20X1.5); 1NO/2 | 41.42
6GK5795-1TN00-1AA0 | IWLAN RCOAX N-CONNECT MALE TERMINATION IMPEDANCE 50 OHM TI795-1N, 2.4 AND 5 GHZ TERMINATING RESISTOR | 28.02
3NA6824-6 | LV HRC FUSE LINK GL/GG WITH INSULATED GRIP LUGS WITH COMBINATION INDICATOR SIZE 00, 80A, AC 690V/DC | 28.39
BVP:261732 | BD2C-3-630-SB-2 STANDARD LENGTH 2,25M 630A, N + PE, 8 TAP OFFS | 2914.04
3NW7023 | BUILT-IN FUSE BASE FOR CYLINDRICAL FUSES SIZE 10X38MM 32A, 2POLE | 16.56
3NW7053 | BUILT-IN FUSE BASE FOR CYLINDRICAL FUSES SIZE 10X38MM 32A, 1POLE+N | 15.4
3NY1513-4 | SPARE PART FOR FUSE SWITCH DISCONNECTORS 3NP54 INSERT WITH HANDLE WITH EFM WITHOUT CONTROL CABLE U=4 | 1160.99
3RT1456-6AR36 | CONTACTOR, 275A/AC-1, AC(40...60HZ)/DC OPERATION UC 440...480V AUXIL. CONTACTS 2NO+2NC 3-POLE, SIZE | 413
3VL9215-4TD30 | ACCESSORY FOR VL160 CIRCULAR COND. TERMINAL COMPRISES 3 CIRC. CONDUCTOR TERMINALS AND TERMINAL COVER | 90.92
3RS1042-1GD70 | TEMPERATURE MONITORING RELAY PT100/1000 KTY83/84, NTC, 2 THRESHOLDS, DIGITAL, -50 DEGREES C TO 750 D | 425.39
6SE6400-3TC03-2DE0 | MICROMASTER 4 OUTPUT CHOKE 500-600 V 3AC 32 A STAND ALONE FS D - 1.0 MH | 1867.37
5TA2131 | DELTA SWITCH INSERT FM OFF SWITCH CO SCREWABLE, 10A 250V | 8.18
5TA2156 | DELTA SWITCH INSERT FM ON-OFF SWITCH 10A 250V | 5.19
6SE7018-0ES87-2DC0 | SIMOVERT MASTERDRIVES BRAKING RESISTOR 510-620V DC 5KW, 80 OHM | 419.07
5SY6632-7 | CIRCUIT BREAKER 400V 6KA,3+N-POLE C, 32A, D=70MM | 42.58
3LD2013-1TL53 | MAIN/EMERG. STOP SWITCH 4-POLE IU=16, P/AC-23A AT 400V=7.5KW FLOOR MOUNTING DIN RAIL/TWO-HOLE MOUNTI | 48.13
6SL3055-0AA00-5AA3 | SINAMICS S120 SENSOR MODULE SMC10 SENSOR BOARD FOR EVALUATION OF A RESOLVER WITHOUT DRIVE-CLIQ CABLE | 415.12
3LD2050-1TL13 | MAIN/EMERG. STOP SWITCH 4-POLE IU=16, P/AC-23A AT 400V=7.5KW FRONT MOUNTING CENTER HOLE MOUNTING KNO | 32.9
3RV1011-1AA10-ZX95 | CIRCUIT-BREAKER, 1.1...1.6 A, N-RELEASE 21 A, SIZE S00, MOTOR PROTECTION, CLASS 10, SCREW CONNECTION | 61.72
3RF2190-3AA06 | SEMICONDUCTOR RELAY 3RF2, 1-PH. WIDTH 22.5MM, 90 A 48-600 V / 24 V DC RING TERMINAL | 70.9
5TG2901 | DELTA LINE/STYLE SURFACE-M. ENCL., 1FOLD TITANIUM WHITE | 11.31
5TG1205-1 | DELTA MIRO GLASS FRAME 5-FOLD REAL GLASS WHITE 374X90MM | 257.56
5TG6208 | I-SYSTEM, TITANIUM WHITE ROCKER W. DOOR OPENER SYMBOL FOR PUSHB., 55X55MM | 4.68
3SE5122-0BF01 | SIRIUS POSITION SWITCH METAL ENCLOSURE 56MM WIDE DEVICE CONNECTION 3X (M20X1.5) 1NO/1NC SLOW-ACTION | 47.91
3RF2310-2AA04 | SEMI-COND. CONTACTOR 3RF2, 1-PH AC 51 10 A 40 DEGREES C 48-460 V / 24 V DC SPRING-LOADED TERMINAL | 61.41
3RF2320-1AA24 | SEMI-COND. CONTACTOR 3RF2,1-PH. AC 51 20 A 40 DEGREES C 48-460 V / 110-230 V AC SCREW TERMINAL | 69.01
5TG7808 | DELTA PROFIL, TITANIUM WHITE ROCKER W. DOOR OPENER SYMBOL FOR PUSHB., 65X65MM | 7.49
5UB1555 | I-SYSTEM, ELECTRIC WHITE SCHUKO SOCKET OUTL. 10/16A 250V W. SCREWLESS TERMINALS W. LABELING FIELD CO | 9.3
5UB1825-1 | DELTA STYLE SCHUKO OUTLET 10/16A 250V WITH LABELING EDV PLATINUM METALLIC | 16.4
5UB1836 | DELTA STYLE, ORANGE SCHUKO SOCKET OUTLET10/16A 250V W. INCREASED TOUCH PROTECTION COVER PLATE 68X68 | 17.52
3TC7414-0EY80-0AA0 | CONTACTOR SIZE 12 1-POLE DC-3 AND 5, 400 A AUX. SWITCHES 44 (4NO+4NC) DC ACTUATION, 750 V DC | 1878.96
6FX2003-4AE02 | MALE CONTACTS 0.08 - 0.22 SQMM (SUB-D, ROUND SIGNAL CONN.) ROLL = SET OF 500 | 222.89
5ST2186 | FORK-TYPE BUSBAR SHOCK-PROOF, 1-PHASE 16 SQMM, 12 SPACING UNITS | 6.4
3RW4073-6AB44 | SIRIUS SOFT STARTER, S12, 134A, 75KW/400V, 40 DEG., 200-460 V AC, 230 V AC, SCREW TERMINALS WITHOUT | 4644.37
3RW4427-1BC34 | SIRIUS SOFT STARTER, VALUES WITH 460 V, 50 DEG., STANDARD: 82A, 60HP, INSIDE-DELTA CIRCUIT 3: 142A, | 6018.05
3RW4028-1BB15 | SIRIUS SOFT STARTER, S0, 38A, 22KW/500V, 40 DEGR., AC 400-600V, AC/DC 110-230V, SCREW TERMINALS | 884.29
3RW4434-6BC36 | SIRIUS SOFT STARTER, VALUES WITH 575 V, 50 DEG., STANDARD: 100A, 75HP, INSIDE-DELTA CIRCUIT 3: 173A, | 8726.18
3RW4444-6BC35 | SIRIUS SOFT STARTER, VALUES WITH 575 V, 50 DEG., STANDARD: 215A, 200HP, INSIDE-DELTA CIRCUIT 3: 372A | 14521.83
3RT1065-6NP36 | CONTACTOR, 132KW/400V/AC-3 AC(40...60HZ)/DC OPERATION UC 200-277V AUXILIARY CONTACTS 2NO+2NC 3-POLE, | 962.76
3RT1066-2AS36 | CONTACTOR, 160KW/400V/AC-3 AC(40...60HZ)/DC OPERATION UC 500-550V AUXILIARY CONTACTS 2NO+2NC 3-POLE, | 1077.64
3NC5841 | SITOR FUSE-LINK 630A,AC 800V, F.CHEMICAL PLANTS | 466.96
3NJ6944-1EB00 | ACCESSORY FOR DISCONNECTOR FUSES IN-LINE TYPE, CAN BE PLUGGED IN,NH2,3 CONTACT EXTENSION FOR 4-POLE | 1080.28
6AG1961-3BA01-7AA0 | SIPLUS PS MODULAR PUFFERMODUL -25 ... +70 DEGREES C WITH CONFORMAL COATING BASED ON 6EP1961-3BA01 . | 665.38
4RB5125-3FC50 | POWER CAPACITOR PHASECAP MKK 525V 12.5KVAR | 290.05
5SF5268 | DIAZED FUSE-BASE SIZE III MOULDED, 3-POLE SHOCK-HAZARD-PROTECTED (BGV A2) ENTRY: DOUBLE FUNCTION TER | 36.68
5SY4104-5 | CIRCUIT BREAKER 230/400V 10KA, 1-POLE, A, 4A, D=70MM | 36.21
3RT1264-6NB36 | VAC. CONTACTOR, 110KW/400V/AC-3 AC(40...60HZ)/DC OPERATION UC 21-27.3V AUXILIARY CONTACTS 2NO+2NC 3- | 1258.16
3NY1211 | ACCESSORY FOR SWITCH 3NP5360 MOUNTING KIT MOLDED-PLASTIC COVER 300X245MM | 48.99
3NP5060-0EB26 | FUSE-SWITCH-DISCONNECTOR I=160A, U=690V, 3-POLE AUXILIARY SWITCH 1NO+1NC WITH CLAMP CONNECTION WITH | 530.17
3NP5260-0EA86-ZA01 | FUSE-SWITCH-DISCONNECTOR I=250A, U=690V, AUXILIARY SWITCH 1NO+1NC FOR CABLE-LUG CONNECTION FUSE SIZE | 1240.76
3SE5000-0AA52 | LENGTH-ADJUSTABLE TWIST LEVER FOR POSITION SWITCH 3SE51/52 STAINLESS STEEL LEVER 100MM LONG; WITH ST | 10.36
3RP1555-2AP30 | MULTIFUNCTION TIME RELAY IN CAGE-CLAMP TECH. 1 CHANGEOVER CLOCK, 0.5S...100H, AC/DC 200...240V, WITH | 345.01
3TG1001-1AC2 | CONTACTOR TAB CONNECTOR, 3NO+1NC FOR SNAPPING ONTO STANDARD MOUNTING RAIL AC OPERATION AC 24V 45...4 | 22.09
6RA8018-6FV62-0AA0 | SINAMICS DCM DC CONVERTER FOR FOUR-QUADRANT DRIVES CONNECTION (B6) A (B6) C INPUT: 3-PHASE AC 480V, | 2915.85
6SE6400-4BD11-0AA0 | MICROMASTER 4 BRAKING RESISTOR 380-480 V 390R 2000 W PK 100 W CONT 230 X 72 X 43.5 MM H X W X D IP2 | 219.89
6SE6420-2UD27-5CA1 | MICROMASTER 420 UNFILTERED 3AC 380-480V +10/-10% 47-63HZ CONSTANT TORQUE POWER 7.5 KW OVERLOAD 15 | 3476.85
5SY7563-6 | CIRCUIT BREAKER 230V 15KA, 1+N-POLE, B, 63A, D=70MM | 59.82
6SE6440-2UD33-0EA1 | MICROMASTER 440 WITHOUT FILTER 3AC 380-480 V +10/-10% 47-63 HZ CONSTANT TORQUE POWER 30 KW OVERLOAD | 12955.14
5SY8314-7 | CIRCUIT BREAKER 400V 25KA, 3POLE, C, 0.3A, D=70MM | 120.55
5SY7125-8 | CIRCUIT BREAKER 230/400V 15KA, 1-POLE, D, 25A, D=70MM | 26.47
6SE6400-2FS01-6BD0 | MICROMASTER 4 SUPPLEMENTARY EMC FILTER 380V-480V 3AC 16A FOOTPRINT FSB - CLASS B | 574.29
5TG1201 | DELTA MIRO SINGLE FRAME GENUINE GLASS CRYSTAL GREEN DIMENSION 90X90 MM | 41.52
5TE6803 | SCHUKO SOCKET 16A WITH EARTHING PIN ACC. TO CEE 7 FOR INSTALL. IN DISTRIB. BOARDS | 11.56
3RA6400-1AB43 | SIRIUS, COMPACT STARTER, DIRECT STARTER W/SYSTEM INTERFACE, 690 V, 32 A, 24 V DC, 0.1 ... 0.4 A, IP2 | 786.32
3RA6911-1A | AUXILIARY SWITCH, 2 NO CONTACTS, CONNECTION AUXILIARY CIRCUIT: SCREW TERMINAL, | 41.04
5TG1201-1 | DELTA MIRO GLASS FRAME 1-FOLD REAL GLASS WHITE 90X90MM | 44.1
5TG1394 | DELTA STYLE TITANIUM WHITE COVER PLATE UTU OUTLET BOX 68X68MM FOR RUTENBECK CAT.3+5+6 BTR-DAT C6, E- | 9.63
3SE5112-0MA00-1CA0 | BASIC SWITCH FOR POSITION SWITCH 3SE5112, METAL ENCLOSURE 40 MM, INCREASED ANTI-CORROSION PROTECTION | 35.01
5TG4830-1 | DELTA STYLE PLATINUM METALLIC HOTEL CARD SWITCH ILLUMINATED 68X68MM | 97.81
3SE5234-0HK21-1AC4 | SIRIUS POSITION SWITCH; PLASTIC HOUSING ACC. TO EN50047, 31MM 1NO/1NC SNAP-ACTION CONTACTS INTEGRATE | 47.29
3SE5212-0KF10 | SIRIUS POSITION SWITCH; METAL HOUSING ACC. TO EN50047, 31MM DEVICE CONNECTION 1X (M20X1.5); 1NO/2NC | 35.83
3SX3237 | LED RED 115V AC DIAMETER 25MM FOR M20X1.5 THREADED JOINT | 155.97
3TH4244-0BF4 | CONTACTOR RELAY 44E EN 50 011 4NO+4NC, SCREW TERMINALS DC OPERATION DC SOLENOID SYSTEM DC 110V | 103.04
5SY7401-7 | CIRCUIT BREAKER 400V 15KA, 4-POLE, C, 1A, D=70MM | 97.24
6SE6420-2UD24-0BA1 | MICROMASTER 420 UNFILTERED 3AC 380-480V +10/-10% 47-63HZ CONSTANT TORQUE POWER 4 KW OVERLOAD 150% | 2268.91
5SY7625-8 | CIRCUIT BREAKER 400V 15KA, 3+N-POLE, D, 25A, D=70MM | 129.86
5TE6810 | SCHUKO SOCKET 16A YELLOW ACCORDING TO DIN VDE 0620 FOR INSTALL. IN DISTRIB. BOARDS | 9.29
3TY6483-0AP0 | COIL FOR CONTACTORS 3TC48 AC 230/220V 50HZ, 276/264V 60HZ | 44.58
3UX1430 | CONNECTION LINKS FOR MOUNTING ONTO CONTACTORS 3TF46 AND 3TF47 (1 SET = 3 ITEMS) | 7.21
3ZS2710-2CC20-0YH0 | POWER MANAGEMENT SOFTWARE SENTRON POWERMANAGER V 2.0 OPTION PACKAGE "EXPERT" LICENSE ON USB STICK FO | 14719.55
3RF2020-1AA45 | SEMICONDUCTOR RELAY 3RF2, 1-PH. WIDTH 45MM, 20A 48-600V / 4-30V DC SCREW-TYPE TERMINAL BLOCKING VOLT | 42.98
3RA6120-2BP33 | SIRIUS, COMPACT STARTER, DIRECT STARTER 690 V, 110 ... 240 V AC/DC, 50 ... 60 HZ, 0.32 ... 1.25 A, I | 555.29
3RB2056-2FF2 | OVERLOAD RELAY 50...200 A FOR MOTOR PROTECTION SIZE S6, CLASS 20 MOUNT. ONTO CONT./ STAND-ALONE MAIN | 251.95
3SF1314-1SE11-1BA1 | SAFETY POSITION SWITCHES WITH SOLENOID INTERLOCKING LOCKING FORCE 2600N, 5 DIR. OF APPROACH METAL EN | 825.05
5TG7147-1 | DELTA STYLE, PLATINUM METALLIC ROCKER W. SHUTTER/BLIND SYMBOLS F.PUSHBUTTON 2-FOLD CENTER POS. 65X65 | 16
3SE5132-0CJ50 | SIRIUS POSITION SWITCH PLASTIC ENCLOSURE 40MM, TWIST LEVER, LENGTH ADJUSTABLE METAL LEVER WITH PLAST | 41.52
3RF2990-0HA16 | OUTPUT REGULATOR CURRENT RANGE 90 A 40 DEGREES C 400-600 V / 24 V AC/DC TO SEMICON. RELAY/CONTACT. 3 | 321.57
3SE5000-0AE01 | ACTUATOR HEAD FOR POSITION SWITCH 3SE51/52 ROLLER LEVER W. METAL LEVER AND PLASTIC ROLLER 22MM | 16.86
3SE5312-3SJ13 | SAFETY POSITION SWITCHES WITH SOLENOID INTERLOCKING LOCK. FORCE 2600N;5 APPR. DIR. METAL HOUSING,3X( | 416.38
3RF2450-3AC45 | SEMI-CONDUCTOR CONTAC.3-PH.3RF2 AC51 50A 40 DEG. C 48-600V / 4-30V DC 3-PHASE CONTROLLED RING TERMIN | 255.74
5UB1403-0KK | DELTA PROFIL, TITANIUM WHITE SCHUKO SOCKET OUTL. 10/16A 250V WITH SCREWLESS TERMINALS WITHOUT CLAWS | 9.03
3TC4417-0BR0 | CONTACTOR, SIZE 2, 2-POLE DC-3 AND 5,RATD.OPERAT.CURR.32A AUXILIARY CONTACTS 22 (2NO+2NC) AC OPERATI | 149.3
5SJ4306-7HG41 | CIRCUIT BREAKER 240V 14KA, 3-POLE, C, 6A, D=70MM ACC. TO UL 489 | 189.15
5SJ4125-7HG40 | CIRCUIT BREAKER 240V 14KA, 1-POLE, C, 25A, D=70MM ACC. TO UL 489, SAME POLARITY | 32.75
5ST3650 | PIN BUSBAR, 16 SQMM CONNECT.: 3X(3X(1XPHASE+HS/FS)) SAFE-TO-TOUCH | 5.02
3VL9500-4WF30 | ACCESSORY FOR VL630, DRAW OUT CONVERSION KIT 3 POLES | 567.14
3SB2210-2DE01 | TOGGLE SWITCH, 16MM, ROUND, PLASTIC, GREEN, 3 SWITCH POSITIONS I-O-II, LATCHING, 1NO, 1NO | 31.59
3RW4443-2BC44 | SIRIUS SOFT STARTER, VALUES WITH 400 V, 40 DEG., STANDARD: 203A, 110KW, INSIDE-DELTA CIRCUIT 3: 352A | 10989.5
3VL9800-1UP00 | ACCESSORY FOR VL630, VL800, VL1250, VL1600, UNDERVOLTAGE RELEASE 24 V DC RIGHT POLE ONLY | 267.54
3VL9800-2AE00 | ACCESSORY FOR VL630, VL800, VL1250, VL1600, AUXILIARY/ALARM SWITCH KIT 2HS(1NO+1NC)+1AS(1NO) N, LEFT | 128.21
3WL9111-0AK46-0AA0 | ACCESS. CIRCUIT-BREAKER 3WL RETROFIT SET, INTERNAL CABLE TO CONNECT THE EXTERNAL VOLTAGE TRANSFORMER | 44.15
6NH7800-3BA00 | SINAUT ST7, TIM 3V-IE COMMUNICATION MODULE FOR SIMATIC S7-300 WITH A RS232-INTERFACE FOR SINAUT COMM | 2298.99
8MR2170-1B | MECHANICAL THERMOSTAT CHANGEOVER CON,-20 TO 30 DEG. C FZK011 01170.0-02 | 78.13
8MR2170-1E | TWIN THERMOSTAT 0 TO 60 DEGREE C ZR 01172.0-00 | 64.36
8MF5226-5R | STANDARD CUBICLE 8MF5 HXWXD=2200X1200X600 SIDE-BY-SIDE MOUNTING NON-VENT., NOT ASSEM., SCREWED IP54 | 4134.13
6FX8002-2CT31-1AF3 | SIGNAL CABLE, PREASSEMBLED, (ENCODER VOLTAGE SIGNALS) MAIN CABLE 6FX8002-2CA31-.... SMALLER BENDING | 582.24
FDK:083N8474 | MAG 3100 C FLANGE 60 INCH, AWWA C207, S/STEEL | 5307.09
6RA8087-6GS22-0AA0 | SINAMICS DCM DC CONVERTER FOR TWO-QUADRANT DRIVES CONNECTION B6C INPUT: 3-PHASE AC 575V, 664A CONTRO | 15256.83
8MF6028-4R | STANDARD CUBICLE 8MF6 HXWXD=2000X1200X800 SIDE-BY-SIDE MOUNTING NON-VENT., ASSEM., WELDED IP40 | 3457.98
8WH3000-0CF07 | PE TERMINAL WITH QUICK CONNECTION, SECTION: 0.5 - 2.5 MM2, WIDTH:6.2MM, COLOR: GREEN-YEL. | 7.11
3NH3230 | LV HRC FUSE BASE 690V(1000V) SINGLE-POLE, 250A, SIZE 1 PAD-TYPE TERMINAL | 62.77
7MC2921-1AC | COMPENS.LEAD F.INSULAT.THERMOC. EXTERNAL DIAMETER 4 MM FOR ELEMENT NICR/NI, 1.50 OHM/M | 2.53
3TH4310-0BB4 | CONTACTOR RELAY 100E EN 50 011 10 NO, SCREW TERMINALS DC OPERATION DC SOLENOID SYSTEM DC 24V | 131.42
6ES7322-8BF00-0AB0 | SIMATIC S7-300, DIGITAL OUTPUT SM 322, OPTICALLY ISOLATED, 8 DO, 24V DC, 0.5 A (1 X 8 DO), SHORT-CIR | 1038.24
6FX2001-2ND60 | SIMODRIVE (ACCESSORIES) INCR. ROTARY ENCODER W. RS 422 (TTL),3600 PULSES, CLAMP FLANGE 10 MM SHAFT, | 366.56
8MF4611 | MOUNTING PLATE HXW=ALLX800 | 114.37
3SE5000-0AA57 | LENGTH-ADJUSTABLE TWIST LEVER FOR POSITION SWITCH 3SE51/52 METAL LEVER 100MM LONG PLASTIC ROLLER 50M | 12.95
3SB2901-4EL | INSCRIPTION PLATE FOR PUSHBUTTON AND ILLUMINATED PUSHBUTTON, FLAT, CLEAR WITH BLACK LETTERING, WITH | 0.72
8GK9100-0KK04 | A630/1600 FLANGE PLATE IP55, SK I SHEET STEEL FOR LARGE FLANGE OPENING (ONLY SKI) | 30.16
3RT1055-6NP36 | CONTACTOR, 75KW/400V/AC-3, AC(40...60HZ)/DC OPERATION UC 200...277V AUXIL. CONTACTS 2NO+2NC 3-POLE, | 508.18
3RK1395-6KS41-0AD3 | SIRIUS MOTOR STARTER M200D TECHNOLOGY MODULE DIRECT ON-LINE STARTER MECHANICAL SWITCHING 3 400V AC/0 | 898.29
6ES7336-4GE00-0AB0 | SIMATIC S7, ANALOG INPUT SM336 6 AI; 15 BIT; 1 X 20 PIN, FAILSAFE ANALOG INPUTS SIL 3, FOR SIMATIC | 2219.47
5TT5843-0 | INSTA CONTACTOR WITH 4 BREAK CONTACTS CONTACT FOR 230, 400 V AC, 40 A TRIGGERING 230 V AC | 66.07
7MH7723-1JP | SPEED SENSOR CONNECTION CABLE | 7.2
6GK1901-1BB20-2AA0 | IE FC RJ45 PLUG 90 2X2, RJ45 PLUG CONNECTOR (10/100MBIT/S) W. RUGGED METAL HOUSING AND FC CONNECTING | 26.77
5SY7120-8 | CIRCUIT BREAKER 230/400V 15KA, 1-POLE, D, 20A, D=70MM | 16.77
5TA7664 | I-SYSTEM, TIT. WHITE, FM SHUTTER KEY SWITCH 1POLE, 10A 250V MOM./MAINT.CONTACT IN BOTH DIR. W. COVER | 139.26
3RA6250-2BB34 | SIRIUS, COMPACT STARTER, REVERSING STARTER 690 V, 24 V AC/DC, 50 ... 60 HZ, 0.32 ... 1.25 A, IP20, M | 1008.72
8GK9736-0KK30 | ALPHA 630/1600 DIN, COPPER BUSBARS 30X10MM, 630A, L=750 | 146.67
6ES7232-4HA30-0XB0 | SIMATIC S7-1200, ANALOG OUTPUT SB 1232, 1 AO, +/- 10VDC (12 BIT RES.) OR 0 - 20 MA (11 BIT RES) | 147.56
FDK:083N8477 | MAG 3100 C FLANGE 1600MM PN16 S/STEEL | 6040.24
8WH9000-4SE00 | COVERS FOR TWO TIER TERMINALS TERMINAL SIZE 2,5 MM2 WIDTH 5,2 MM COLOUR GREY | 0.72
3VL9800-4WC40 | ACCESSORY FOR VL1250, VL1600, DRAW OUT ASSEMBLY FRONT CONNECTORS 4 POLES | 3931.37
3NP5065-1EG26 | FUSE-SWITCH-DISCONNECTOR I=160A, U=690V, 3-POLE AUXILIARY SWITCH 1NO+1NC WITH ADAPTER FOR 40MM SYSTE | 653.93
7VV3002-3DD20 | OVERVOLTAGE PROTECTION MODULE FOR MAXIMUM PERMISSIBLE SUPPLY VOLTAGE 725V AND RATED TRANSFORMER OPER | 14194.19
8MF5028-4R | STANDARD CUBICLE 8MF5 HXWXD=2000X1200X800 SIDE-BY-SIDE MOUNTING NON-VENT., NOT ASSEM., SCREWED IP40 | 3457.98
3NP1163-1DA20 | FUSE-SWITCH-DISCONNECTOR 3-POLE, NH3, 630A MOUNTING PLATE CONSTRUCTION COVER LEVEL 70 MM BOX TERMINA | 374.38
5SY4532-6 | CIRCUIT BREAKER 230V 10KA, 1+N-POLE, B, 32A, D=70MM | 21.75
5SY7413-8 | CIRCUIT BREAKER 400V 15KA, 4-POLE, D, 13A, D=70MM | 146.64
A5E02218302 | ACCESSORIES THREADED CONNECTION (DIN 11851, ISO 2853 AND BS 4825-4) DN100, (P GASKET) | 1373.73
3RH1921-2KA02 | AUX. CONTACT BLOCK, 2NC, DIN EN50005, 10MM, CAGE CLAMP CONNECTION, S3...S12, FOR MOTOR CONTACTORS, 2 | 10
5TG8057-4 | LED LAMP BLUE 115V | 3.97
3RK1301-0HB00-0AA2 | DS1-X FOR ET 200S ELECTROMECHANICS LINE STARTER EXPANDABLE ADJUSTABLE RANGE 0.55...0.80A AC-3, 0.21 | 484.99
5UB1475 | DELTA PROFIL, ORANGE (ZSV) SCHUKO SOCKET OUTL. 10/16A 250V WITH SCREWLESS TERMINALS, STATUS DISPLAY, | 31.85
5UB1913 | I-SYSTEM, GREEN (SV) SCHUKO SOCKET OUTL. 10/16A 250V W. SCREWLESS TERMINALS W. INCREASED TOUCH PROTE | 28.56
3TC4417-0BG2 | CONTACTOR, SIZE 2, 2-POLE DC-3 AND 5,RATD.OPERAT.CURR.32A AUXILIARY CONTACTS 22 (2NO+2NC) AC OPERATI | 143.64
5TT5801-6 | INSTA CONTACTOR 0/1 AUTOMATIC WITH 1 MAKE AND 1 BREAK CONTACT CONTACT FOR 230, 400 V AC, 20 A TRIGGE | 50.47
5TT5831-2 | INSTA CONTACTOR WITH 3 MAKE AND 1 BREAK CONTACT CONTACT FOR 230, 400 V AC, 25 A TRIGGERING 24 V AC | 37.68
3RW4076-2BB44 | SIRIUS SOFT STARTER, S12, 432 A, 250 KW/400 V, 40 DEG., 200-460 V AC, 230 V AC, CAGE CLAMP TERMINALS | 6606.78
3RW4465-6BC44 | SIRIUS SOFT STARTER, VALUES AT 400V, 40DEGREES, STANDARD: 1076A, 630KW, INSIDE DELTA: 1864A, 1100KW, | 43434.68
3RX9800-0AA00 | AS-I COVER FOR FK-INTERFACE MODULE AND HEAVY-GAUGE INTERFACE MODULE | 28.85
5SU1354-7KK20 | FI/LS-PROTECTOR TYPE A (PSE/SSF), D=70MM IFN 30MA,10KA, 1+N-POLEE C 20A | 98.05
3RW4036-2BB05 | SIRIUS SOFT STARTER, S2, 45A, 30KW/500V, 40 DEGR., AC 400-600V, AC/DC 24V, SPRING-LOADED TERMINALS | 1056.24
3WL9111-0AN22-0AA0 | ACCESSORIES CIRCUIT BREAKER 3WL MAIN CONDUCTOR CONN. 1 OFF WITHDRAW. CIRC. BREAKER SZ III VERTICAL C | 398.52
3SB2901-2AL | INSCRIPTION LABEL FOR GLUING ONTO LABEL HOLDER, LABEL SIZE 9.5 X 18.5MM, SILVER-COLORED, BLACK LETTE | 0.72
3RK1315-6LS41-3AA5 | SIRIUS MOTOR STARTER M200D AS-I COMMUNICATION: AS-INTERFACE REVERSING STARTER, BASIC MECHANICAL SWIT | 1156.5
3RK1903-0AF00 | 30 MM POWER BUS BRIDGE L123 FOR ET 200S | 64
8MR2140-4B | HEATER BLOWER, WITH FAN 230 V, 400 W HVL031 03115.0-00 | 317.9
8WD4420-5AF | SIGNALLING COLUMN STEADY LIGHT LED BLUE, 24V AC/DC | 78.49
A5E01163686 | SPARE, PROFIBUS CONNECTOR, IP65 VERSIONS ONLY | 316.39
6SL3211-0KB15-5BB1 | SINAMICS G110 - CPM110 AC-DRIVE,BUILT IN CL. B FILTER 1AC200-240V +10/-10% 47-63HZ RS485-INTERFACE ( | 406.16
6SE6400-0AP00-0CA0 | MICROMASTER 4 CYRILLIC AOP ADVANCED OPERATOR PANEL (CAOP) | 497.56
BVP:262458 | BD2-AK02M2/F TAP-OFF UNIT BD2 UP TO 63A | 299.84
6XV1820-5BH20 | SIMATIC NET, FIBER OPTIC CABLE (62.5/125)STANDARD CABLE, SPLITTABLE, PREASSEMBLED WITH 4 BFOC CONNEC | 203.83
8GK9733-0KK50 | ALPHA DIN, COPPER BUSBARS 20X5MM, 320A, W=1250 | 77.01
8GK9910-0KK01 | ALPHA DIN BLANKING STRIP L=1M | 18.99
8MF2888-4ES | SICUBE 8MF2000 EMC-CUBICLE; WELDED, GALVANISED H X W X D = 1800 X 800 X 800MM FOR INDIVIDUAL MOUNTIN | 3612.52
8UC6021 | SPARE PART FOR ROTARY OPERATING MECHANISM 8UC6 COUPLING PIECE FOR SHAFT 6MM ONTO 6MM | 14.02
8US1251-5DM07-ZX90 | BUSBAR ADAPTER SYSTEM BUSBAR ADAPTER, 45MM 60MM SYSTEM, 5+10MM RAIL STR. WITH 1 MOUNTING RAIL 35MM, | 47.6
BVP:261539 | BD2A-3-630-WO-3W* OPTIONAL LENGTH 2,26M-3,24M 630 A, N + PE, WITHOUT TAP OFFS | 2384.09
3SE3934-5CB20 | PEDAL PUSHBUTTON, 2 CHANGEOVER, TWO PEDALS, WITHOUT COVER | 153.56
3VL9300-3JM01 | ACCESSORY F. VL150XUL,VL250UL (CG-FRAME-FG FRAME) MAX-FLEX DRIVE, COMPLETE INCL. DRIVE, LEVER AND BO | 909.25
6ES7194-4AC00-0AA0 | SIMATIC DP, CONNECTING MODULE FOR PROFIBUS INTERFACE MODULES ET 200PRO; DIRECT CONNECTION, INTEGRATE | 102.98
6ES7392-1BM01-0AA0 | SIMATIC S7-300, FRONT CONNECTOR FOR SIGNAL MODULES WITH SPRING CONTACTS, 40-PIN | 99.1
6ES7902-3AC00-0AA0 | SIMATIC S7/M7, CABLE FOR POINT TO POINT CONNECTIONS RS422 - RS422, 15-POLE SUB-D PINS, LENGTH 10 M | 205.26
3SB2901-5AF | INSERT CAP FOR PUSHBUTTON AND ILLUMINATED PUSHBUTTON RAISED CLEAR WITH BLACK LETTERING, WITH INSCRIP | 0.93
3RW4453-6BC36 | SIRIUS SOFT STARTER, VALUES AT 575V, 50DEG., STANDARD: 494A, 500HP, INSIDE-DELTA CIRCUIT 3: 856A, 95 | 32314.35
3RW4454-6BC36 | SIRIUS SOFT STARTER, VALUES AT 575V, 50DEG., STANDARD: 551A, 600HP, INSIDE-DELTA CIRCUIT 3: 954A, 10 | 37154.97
8MF4871 | PERFORATED STEEL STRIP WITH RETAINING NUT PROFILE FOR CUBICLE HEIGHT 2000MM | 174.04
8MF4874 | PERFORATED STEEL STRIP FOR THREADED GROOVED NUTS FOR CUBICLE HEIGHT 1800MM | 161.29
8MF4170 | PARTITION FOR CUBICLE HXD = 2200 X 400MM DEGREE OF PROTECTION IP40 | 136.4
6GK1905-0CA00 | PROFIBUS ECOFAST HYBRID PLUG 180 (ECOFAST CU), 2 X CU; 4 X 1.5SQMM CU PIN CONNECTOR HANBRID PACK OF | 233.36
6GF6710-3AE | 19" FLUSH MOUNTED KEYBOARD 4HE WITH TOUCHPAD, PS/2 (GERMAN) | 976.81
8WA8826-0AA | PACK. W. 100 LAB. PLATES TERMINAL STRIP ID LAB. PLATE PRINTED W. X1 | 0.15
6SL3211-0AB23-0AA1 | SINAMICS G110 - CPM110 AC-DRIVE,BUILT IN CL. A FILTER 1AC200-240V +10/-10% 47-63HZ ANALOG INPUT CT: | 822.72
6SL3000-1BE35-0AA0 | BRAKING RESISTOR FOR SINAMICS S120 CABINET MODULE CENTRAL BRAKING MODULE RATED POWER 500KW 3AC 380-4 | 9951.35
6SL3462-1CC00-0AA0 | SINAMICS S120 DISTANCE BOLT SET (4 PIECES) FOR MOTOR MODULES FORMAT BOOKSIZE COMPACT NOTE: MOUNTING | 24.03
6XV1850-2GH60 | SIMATIC NET, IND. ETHERNET TP CORD RJ45/RJ45, TP CORD PREASSEMBLED WITH 2 RJ45 CONNECTORS, LENGTH: | 30.73
7ME6920-2CB30-1AA0 | MAG 6000 SV, 19 INCH INSERT, IP20 / NEMA 2, ALUMINIUM 44 HZ EXCITATION FREQUENCY, 11-30V DC/11-24V A | 2065.13
7MH7725-1DD | LOAD CELL, MSI, 500 LB, STAINLESS STEEL, NTEP, OIML/MID,SPARE | 3616.66
7ML1830-1AN | EASY AIMER II, ALUMINIUM, 3/4 INCH NTP WITH 1 - 11/2 INCH GALVANIZED COUPLING (FOR USE WITH XPS-30 O | 138.57
8GK9560-0KK10 | PROFILE SEMI-CYLINDER W.3MM PIN AS TWO-WAY LOCK | 62.07
8MF2096-5R | CUBICLESYSTEM 8MF2000 HXWXD = 2000 X 900 X 600MM FOR SIDE-BY-SIDE MOUNTING WITHOUT SIDE PANELS, IP 5 | 2704.57
8MF2886-3RB | STANDARD CUBICLE 8MF2 HXWXD=1800X800X600 SIDE-BY-SIDE MOUNTING VENTIL., ASSEMBL., WELDED IP30 | 2414.77
8US1941-2AA01 | BUSBAR ADAPTER SYSTEM TERMINAL 95-300MM2 FOR 10MM BUSBAR THICKNESS T- AND DOUBLE-T-PROFILE | 25.1
BVP:261872 | BD2A-400-LL-Y*-G* ELBOW LEFT X 0,36M / Y 0,36M-1, 25M 160A-400A WINKEL 85 GRAD-17 5 GRAD | 1237.34
BVP:261896 | BD2C-1250-LL ELBOW LEFT X 0,36M / Y 0,36M 12 50A | 1300.98
FDK:085U1022 | MATING PART FOR HYGIENIC FITTING DN50 DIN11851 | 147
BVP:261765 | BD2C-3-630-WB-3W* OPTIONAL LENGTH 2,26M-3,24M 630 A, N + PE, 8-12 TAP OFFS | 4308.01
BVP:261784 | BD2C-3-800-WO-1W* OPTIONAL LENGTH 0,50M-1,24M 800 A, N + PE, WITHOUT TAP OFFS | 2349.83
LZS:RT4D4T30 | PLUG-IN RELAY COMPACT UNIT 230V AC, 2 CO LED MODULE RED SOCKET W. LOGIC ISOLATION PLUG-IN TERMINAL ( | 22.66
3VL9300-4PJ00 | ACCESSORY FOR VL160X, VL160, VL250, ACCESSORY CONDUCTOR FOR PLUG IN SOCKET | 87
6ES7223-3AD30-0XB0 | SIMATIC S7-1200, DIGITAL I/O SB 1223, 2DI/2DQ, 5VDC 200KHZ | 97.05
6ES7193-4LF20-0AA0 | 200 COLOR CODING PLATES FOR TERMINAL MODULES OF THE ET 200S AND ET 200S COMPACT IN THE COLOR BLUE | 37.37
6ES7972-0BA52-0XB0 | SIMATIC DP,BUS CONNECTOR FOR PROFIBUS UP TO 12 MBIT/S 90 DEGREE ANGLE CABLE OUTLET, 15,8 X 59 X 35,6 | 5682.86
6ES7922-4BC50-0AD0 | FRONT CONNECTOR FOR S7-400 48-POLE (6ES7492-1AL00-0AA0), WITH 46 SINGLE CORES 0.5 MM2, H05V-K SINGLE | 176.23
7MC2922-3AA | COMPRESSION JOINT, GAS-TIGHT MAT. NO. 1.4571, THREAD M8X1 FOR SHEATH EXTERNAL DIAMETER 1.5 MM | 58.25
8GS4018-7 | ALPHA-ZS METER PLUG-IN TERMINAL 2POLE F. AC W. PINS | 165.78
6GK1704-5SW00-3AE1 | SIMATIC NET PB SOFTNET-DP-SLAVE UPGR.F.V6.0,V6.1,V6.2 A.ED.2005 SW FOR DP-SLAVE WITH OPC-SERVER AND | 238.81
8WH2004-0AE01 | FEED-THROUGH TERMINAL WITH SPRING CONNECTION, 4 CONNECT. POINTS, SECTION: 0.14 - 1.5 MM2, WIDTH: 4.2 | 1.54
6SL3320-1TG34-7AA3 | SINAMICS S120 SINGLE MOTOR MODULE INPUT: DC 675 - 1035V OUTPUT: 3AC 0 - 690V, 465A RATED POWER: 450K | 38597.55
6SL3320-1TG35-8AA3 | SINAMICS S120 SINGLE MOTOR MODULE INPUT: DC 675 - 1035V OUTPUT: 3AC 0 - 690V, 575A RATED POWER: 560K | 47599.11
6SL3511-1PE21-5AM0 | SINAMICS G110D AC-DRIVE, WITH REPAIR SWITCH WITH BUILT IN CL. A FILTER WITH BULT IN BRAKING CHOPPER | 2255.4
7ML1930-1AC | TAG, STAINLESS STEEL, 12 X 45MM, ONE TEXT LINE, SUITABLE FOR ENCLOSURES | 46.19
8GK1312-8KK52 | ALPHA 630 DIN, FLOOR-MOUNTED DB DELIVERED AS FLAT PACK RAL 7035 IP43, SK2, H=1900 W=1300 D=210 | 2069.37
8GK1102-6KK52 | ALPHA 400 DIN, WALL-MOUNTING DISTRIBUTOR, DELIVERY FORM FLAT PACK, AP-CUBICLE, RAL 9016, IP43, SK1, | 819.72
8GK4550-2KK12 | A400/630 MOUNTINGKIT H=300 W=25 2 X 3NP1123./3NP1133.(NH00/000) AT MOUNTING PLATE | 81.26
8GK4555-2KK11 | ALPHA 160 DIN, ASSEMBLY KIT F. FUSE SWITCH DISCONNECTOR NH00 TO 160A ON RAIL, 2X3NP4070, H=300 W=250 | 78.65
8GK4650-3KK22 | A400/630 MOUNTINGKIT H=450 W=50 4 X 3NP1123./3NP1133.(NH00/000) FOR BUSBAR 40/60MM WITHOUT BUSBARHOL | 96.64
8GK4653-3KK12 | ALPHA 400/630 DIN, ASSEMBLY KIT F. FUSE DISCONNECTOR 3NP4075/3NP4076, 1XNH00 F. MOUNTING ON BUSBAR 4 | 135.62
8GK9400-0KK47 | ALPHA 1600 DIN ADAPTER KIT FOR ROW CUBICLE H=2000 W=1100 D=600 | 296.32
8UC7210-1BD | SPARE PART FOR ROTARY DRIVE HANDLE 8UC7 WITH MASKING FRAME F. 8UC6212-1BD22 / 8UC6210-1BD HANDLE TI- | 66.92
8UC7410-1BB | HANDLE 8UC7 WITH MASKING FRAME HANDLE TI-GREY/BLUE GREEN B. MASKING FRAME LIGHT GRAY SPARE PART FOR | 123.19
A5E00074274 | FBG-HART,CALIBRATED INTERFACE, SUB, FOR EEX | 365.01
BVP:261714 | BD2C-3-250-SB-2 STANDARD LENGTH 2,25M 250A, N + PE, 8 TAP OFFS | 998.68
3VL9400-8CB31 | ACCESSORIES FOR VL400UL,VL400X (JG FRAME, LG FRAME) TERMINAL COVER IP30 STANDARD CONSISTING OF 2 COV | 71.96
3VL9400-8CD31 | ACCESSORY FOR VL400 TERMINAL COVER IP30 SHORT COMPRISES 1 COVER 3-POLE | 70
6ES7292-1AV30-0XA0 | SIMATIC S7-1200, SPARE PART I/O TERMINAL BLOCK TIN CPU 1214C TOP CONNECTOR (4 PIECES W: 20 SCREWS EA | 83.76
7MF9401-7DB | DOUBLE SHUT-OFF VALVE DESIGN B, DIN 16272, WITH TEST AND CONNECTION COLLARS, MAX. OPERATING PRESSURE | 83.56
6FX7008-1BC25-1FA0 | POWER CABLE,SOLD BY THE METER, 4 X 25 + 4 X 0.5 C FOR LINEAR MOTORS TRAILING TYPE UL/CSA DESINA MOTI | 5172.85
6FX2001-2GC04 | SIMODRIVE (ACCESSORIES) INCR. ROTARY ENCODER W. RS 422 (TTL), 2048 PULSES, SYNCHRON. FLANGE, 6 MM SH | 366.56
8MF4630 | MOUNTING PLATE HXW=ALLX600 | 220.23
8MF6086-5E | STANDARD CUBICLE 8MF6 HXWXD=2000X800X600 INDIVIDUAL MOUNTING NON-VENT., ASSEM., WELDED IP54 | 3457.98
6DL2804-0DE42 | EX-DEVICE MADE OF STAINLESS STEEL, IP65. EMPTY CABINET READY FOR INSTALLATION OF ET200ISP. EQUIPMENT | 6386.9
3TY1304-2M | SERIES RESISTOR 0.0105KOHM ONLY AVAILABLE TILL END OF 1989 | 31.8
6DL2804-1DD32 | EX-DEVICE MADE OF STAINLESS STEEL, IP65. WITH INSTALLATION OF ET200ISP- COMPONENTS (THEY HAVE TO ORD | 5640.38
3LD2265-4VD51 | MAIN SWITCH 6-POLE IU=32, P/AC-23A AT 400V=11,5KW 1NO+1NC, 1 N-TERMINAL MOULDED-PLASTIC ENCLOSURED, | 94.89
3NA6824 | LV HRC FUSE LINK GL/GG WITH INSULATED GRIP LUGS WITH COMBINATION INDICATOR SIZE 000, 80A, AC 500V/DC | 4.6
3NJ6900-4HB11 | ACCESSORY FOR SWITCH DISCONNECTOR W/FUSE, IN-LINE, PLUG-IN, AMPEREMETER, MOVING IRON 50/1A, CL.1, 0. | 64.31
3ND2144 | LV HRC FUSE LINK A.M. W. NON-INSULATED GRIPPING LUGS SIZE 1, 250A, AC 690 V | 20.84
3NJ6940-3BH13 | ACCESSORY FOR IN-LINE FUSE SWITCH DISCONNECT. PLUG-IN, CURRENT TRANSFORMER 300/1A, CL.0.5, CALIBRATE | 467.11
5SH5002 | NEOZED ADAPTER SIZE D01, 2A | 0.38
4RB2025-3EA50 | POWER CAPACITOR PHICAP MKP 400V 2.5KVAR | 48.28
BVP:611452 | BD2A-1-800-SO-2-WKA STANDARD LENGTH 2,25M 800A, 0, 0,5PE, WITHOUT TAP OFFS | 3111.08
8MF2888-4EN | SICUBE 8MF2000 EMC-CUBICLE; WELDED, NI-PLATED H X W X D = 1800 X 800 X 800MM FOR INDIVIDUAL MOUNTING | 6220.47
3NJ4915-2HB10 | ACCESSORIES F. STRIPS 3NJ41 IN-LINE FUSE SW.DISC. S.NH1-3 INTEGRAT. CURR. TRANSFORMER 400/5A,CL.0.5 | 91.34
BVP:261850 | BD2A-400-LV-Y* KNEE FRONTSIDE X 0,36M / Y 0,36 M-1,25M 160A-400A | 1234.89
PBD:51005K2AAA | IQ,ROD,PROCESS CONNECTION THREAD SERIES: 2"BSP, ANTENNA MATERIAL: PTFE, WETTED METALLIC MATERIAL: 3 | 1160.55
PBD:23900224 | LOAD CELL 'WEIGHFEEDER' 25LB, STAINLESS STEEL | 2450.77
8WD4200-1AF | STEADY-LIGHT ELEMENTS, BLUE 12V - 230V | 36.53
A5E01163697 | KIT, 316 STAINLESS STEEL PFA CABLE EXTENSION, 1 METER, CLS300 | 1361.29
6SL3000-0CH41-6AA0 | SINAMICS LINE REACTOR INPUT: 3PH 660-690V, 50/60HZ 1600A | 5591.89
6SL3225-0BE31-8AA0 | SINAMICS G120 POWER MODULE PM250 WITH BUILT IN CL. A FILTER POSSIBILITY OF REGENERATION 3AC380-480V | 4694.04
BVP:274302 | BD2NB-RAL* EXTRA CHARGE FOR SPECIAL COLOUR | 150.53
6XV1820-5BT12 | SIMATIC NET, FIBER OPTIC CABLE (62.5/125)STANDARD CABLE, SPLITTABLE PREASSEMBLED WITH 4 BFOC CONNECT | 1004.62
7ND4801-7CL | INTERNAL MEMORY 1GB FOR SIREC D300/400 | 1717.98
7MP1990-0AA00 | LITHIUM BATTERY FOR SITRANS TF280 AND P280 | 93.71
8GB2051-1 | SIMBOX UNIVERSAL WP CABLE ENTRY COVER, 18MW | 9.92
8MF2096-4ES | SICUBE 8MF2000 EMC-CUBICLE; WELDED, GALVANISED H X W X D = 2000 X 900 X 600MM FOR INDIVIDUAL MOUNTIN | 3631.85
8MF2286-4RL1 | SICUBE 8MF2000 SWITCH GEARS CUBICLE H X W X D = 2200 X 800 X 600MM FOR SIDE-BY-SIDE MOUNTING WITHOUT | 3960.25
BVP:034259 | BD01-E FEEDER UNIT C/W TWO END FLANGES | 275.37
BVP:261895 | BD2C-1250-LH KNEE BACKSIDE X 0,36M / Y 0,36M 1250A | 1364.61
FDK:083N8493 | MAG 3100 E FLANGE 2 INCH, CL150, CL300 HAST C | 1118.77
CQO:1012FNH-PB | MOUNTING FRAMES FOR DEDICATED HIGH PRECISION TRANSDUCER SIZE B (FOR PIPES > 125MM (5 IN.) LEGACY PA | 729.13
BVP:611344 | BD2C-315-EESC END FEEDER UNIT WITH DISCONNECTOR | 3297.1
3VL9300-8CA40 | ACCESSORY FOR VL160X, VL160, VL250, TERMINAL COVER EXTENDED 1 PIECE = 2 COVERS 4 POLE | 70
6ES7922-3BD20-0UB0 | FRONT CONNECTOR FOR SIMATIC S7-300 20-POLE (6ES7392-1AJ00-0AA0) WITH 20 SINGLE CORES AWG 20, SINGLE | 141.97
6ES7922-4BF00-0UD0 | FRONT CONNECTOR FOR SIMATIC S7-400 48-POLE (6ES7492-1AL00-0AA0) WITH 46 SINGLE CORES AWG 20, SINGLE | 217.85
6ES7923-0BB00-0CB0 | CONNECTING CABLE UNSHIELDED F0R SIMATIC S7-300/400 BETWEEN FRONT CONNECTOR MODULE A. TERMINAL BLOCK | 26.19
6SW1700-5JD00-1AC0 | SOFTWARE LICENSE ON PAPER: DRIVE ES PCS7 PROGRAM LIBRARIES FOR INTEGRATION OF DRIVES WITH PROCESS CO | 1490.16
6XV1873-6CN20 | SIMATIC NET FO TRAILING CABLE 50/125, PREASSEMBLED WITH 2X2 SC CONNECTORS, LENGTH 20 M | 436.79
7MH3110-5DA1 | SET OF 2 ROUND-HEAD BOLT GUIDES MAX. LOAD IN AXIAL DIRECTION 50 KN, WITHOUT BEARING BLOCKS | 1760.08
6FX2001-2NC00 | SIMODRIVE (ACCESSORIES) INCR. ROTARY ENCODER W. RS 422 (TTL),2000 PULSES, CLAMP FLANGE 10 MM SHAFT, | 366.56
8MF6298-4ES | EMC CUBICLE IP40 HXWXD=2200X900X800 | 4365.93
8MF9072 | DOOR HANDLE WITHOUT LOCK | 112.43
6GK1905-6PB00 | PROFIBUS PLASTIC FIBER OPTIC, BFOC CRIMPING TOOL | 651.41
8MF5298-4E | STANDARD CUBICLE 8MF5 HXWXD=2200X900X800 INDIVIDUAL MOUNTING NON-VENT., NOT ASSEM., SCREWED IP40 | 3554.56
8WH2000-6CF00 | ISOLATING BLADE TERMINAL WITH SPRING CONNECTION, SECTION: 0.08 - 2.5 MM2, WIDTH: 5.2 MM, COLOR: GRAY | 4.04
3RT1066-6AB36 | CONTACTOR, 160KW/400V/AC-3 AC(40...60HZ)/DC OPERATION UC 23-26V AUXILIARY CONTACTS 2NO+2NC 3-POLE, S | 1077.64
3NJ6943-1EB00 | ACCESSORY FOR DISCONNECTOR-FUSE IN-LINE TYPE, CAN BE PLUGGED IN,NH2,3 CONTACT EXTENSION FOR 3-POLE D | 405.67
6ES7922-3BC50-5AB0 | FRONT CONNECTOR FOR S7-300 20-POLE (6ES7392-1AJ00-0AA0), WITH 20 SINGLE CORES 0.5 MM2, H05V-K SINGL | 560.53
7KM4212-0BA00-2AA0 | SENTRON PAC4200; LCD; 96X96MM POWER MONITORING DEVICE PANEL MOUNT TYPE FOR MEASUREMENT OF ELECTR. VA | 1850.36
7LF5301-7 | QUARTZ TIME SWITCH WEEK FORM C 230V/50-60HZ 3 TE | 101.52
7MF9411-5DC | ACCESSORY KIT CONSISTING OF: 4 BOLTS 7/16-20" UNF, 1,75 INCH, STAINLESS STEEL 4 WASHERS, STAINLESS S | 50.65
6GK1901-1PH00 | IWLAN RCOAX N-CONNECT STRIPPING TOOL, STRIPPING TOOL FOR RAPID STRIPPING OF RCOAX CABLE IN THE FIELD | 325.93
8MF4832 | 19 INCH COVER PLATE FOR SWING FRAME 2 HM | 132.91
3WL9111-1AT15-0AA0 | 3WL9 NAFTA ACCESSORY WLCM16MD COM16 MODBUS MODULE | 1345.66
3NA3832-8 | LV HRC FUSE-LINK SIZE 000 125A GG 400V WITH TOP-SIDE INDICATOR AND NON-ISOLATED GRIPPING LUGS | 20.26
3RT1055-6AU36 | CONTACTOR, 75KW/400V/AC-3, AC(40...60HZ)/DC OPERATION UC 240...277V AUXIL. CONTACTS 2NO+2NC 3-POLE, | 446.38
3NA7807-6 | LV HRC FUSE LINK GL/GG WITH NON-INSULATED GRIP LUGS WITH COMBINATION INDICATOR SIZE 000, 20A, AC 690 | 24.23
3NA3117 | LV HRC FUSE LINK GL/GG WITH NON-INSULATED GRIP LUGS WITH FRONT INDICATOR SIZE 1, 40A, AC 500V/DC 440 | 9.5
3NA3140-6 | LV HRC FUSE LINK GL/GG WITH NON-INSULATED GRIP LUGS WITH FRONT INDICATOR SIZE 1, 200A, AC 690V/DC 44 | 41.67
3NA3232 | LV HRC FUSE LINK GL/GG WITH NON-INSULATED GRIP LUGS WITH FRONT INDICATOR SIZE 2, 125A, AC 500V/DC 44 | 13.34
3NE8724-1 | SITOR FUSE-LINK FOR SEMICONDUCTOR PROTECTION 160A AR, AC 690V, DC 700V SIZE 000, BRACKETS 80MM | 53.09
3NA3814-7 | LV HRC FUSE LINK GL/GG WITH NON-INSULATED GRIP LUGS WITH FRONT INDICATOR SIZE 00, 35A, AC 500V/DC 25 | 4.91
6AV6371-1DH07-0BX4 | WINCC/WEB NAVIGATOR UPGRADE V6.0 / V6.1 -> V7.0 FOR 10 CLIENTS, INCL. UPGRADE DIGNOSTICS CLIENT/ SE | 7839.62
3NJ6940-3FB00 | ACCESSORY FOR SWITCH DISCONNECTOR W. FUSES IN-LINE DESIGN, PLUG-IN, NH2 AND NH3 ELECTR. FUSE MONITOR | 343.08
4RB5250-3EA50 | POWER CAPACITOR PHASECAP MKK 400V 25.0KVAR | 441.75
6AU1820-0AA44-0AB0 | SIMOTION TECHNOLOGY OPTION MULTIAXES PACKAGE SINGLE LICENSE FOR D445/D445-1 | 5176.13
5SB221 | DIAZED FUSE LINK 500V F.CABLE AND LINE PROTECTION OP.CL.GL,SZ.DII,THREAD E27,4A | 1.52
4RB2012-3CC50 | POWER CAPACITOR PHICAP MKP 220V 1.2KVAR | 55.49
5UB1940 | I-SYSTEM SCHUKO SOCKET OUTLET W. INCREASED TOUCH PROTECTION W. LABELING FIELD ALUMINUM METALLIC, 55M | 19.77
5SY4216-5 | CIRCUIT BREAKER 400V 10KA, 2-POLE, A, 16A, D=70MM | 83.76
4RB2140-3GA50 | POWER CAPACITOR PHICAP MKP 600V 14.0KVAR | 187.77
6AG1315-2AH14-7AB0 | SIPLUS S7-300 CPU 315-2DP -25 ... +70 DEGREES C WITH CONFORMAL COATING BASED ON 6ES7315-2AH14-0AB0 . | 5098.59
3NP1143-1JC20 | FUSE-SWITCH-DISCONNECTOR 3-POLE, NH1, 250A 60MM BUSBAR SYSTEM COVERS FOR RITTAL BOX TERMINAL | 305.98
5SY6240-7 | CIRCUIT BREAKER 400V 6KA, 2-POLE, C, 40A, D=70MM | 30.19
5SY4540-6 | CIRCUIT BREAKER 230V 10KA, 1+N-POLE, B, 40A, D=70MM | 32.62
3RN1012-1CK00 | THERMISTOR MOTOR PROTECTION STANDARD EVALUATION UNIT MANUAL/AUTO/REMOTE,1NO+1NC, AC 230/110V SCREW C | 247.51
4AV4106-2EB00-0A | POWER SUPPLY; PHASES:1; PN(KW):0,144; UPRI(V):400-230+/-15; USEC(V DC):24; ISEC(A DC):6; F(HZ):50... | 390.99
4AV3102-2EB00-0C | POWER SUPPLY; PHASES:3; PN(KW):0,324; UPRI(V):575(600)-500-460(480)- 400(415)-230(240)-200; USEC(V D | 1136.43
3TF6844-8CM7 | CONTACTOR SIZE 14, 3-POLE AC-3, 335KW, 400/380V (1000V) AUXILIARY CONTACTS 44 (4NO+4NC) AC OPERATION | 3723.82
3TH4364-0BQ4 | CONTACTOR RELAY 64E EN 50 011 6NO+4NC, SCREW TERMINALS DC OPERATION DC SOLENOID SYSTEM DC 240V | 135.75
4EP3200-2US00 | MAINS CHOKE F.FU; PHASES:3; UN1(V):500; ITHMAX 1(A) / F1(HZ):5 /50; I LN (A):4,5; UK(%):2; LN(MH):3, | 309.94
3WL9111-0BA58-0AA0 | ACCESSORIES CIRCUIT BREAKER 3WL LOCKING DEVICE F. INSERT AGAINST UNAUTH. SWITCHING ON W. LOCK IN CAB | 882.04
3WL9111-1AA65-0AA0 | 3WL9-NAFTA-ACCESSORY WLRP4000 RATING PLUG, 4000A | 118.28
3LD2714-0TK53 | MAIN/EMERG. STOP SWITCH 3-POLE IU=100, P/AC-23A AT 400V=37KW FLOOR MOUNTING DIN RAIL/TWO-HOLE MOUNTI | 101.78
3NC1492 | SITOR FUSE SWITCH DISCONNECTOR 14X51, UP TO 50 A, 690 V AC | 82.15
3NE8720-1 | SITOR FUSE-LINK FOR SEMICONDUCTOR PROTECTION 80A AR, AC 690V, DC 700V SIZE 000, BRACKETS 80MM | 50.44
6AV6371-1DH07-0DX3 | WINCC/WEB NAVIGATOR UPGRADE V6.2 -> V7.0 FOR 50 CLIENTS, INCL. UPGRADE DIGNOSTICS CLIENT/ SERVER AN | 21206.77
6AV7674-0KA00-0AA0 | SPARE PART BASIC ADAPTER FOR ALL FULLY ENCLOSED HMI UNITS INCL. 4 SCREWS FOR MOUNTING | 304.74
5SJ4110-7HG41 | CIRCUIT BREAKER 240V 14KA, 1-POLE, C, 10A, D=70MM ACC. TO UL 489 | 39.2
6AV6671-6AP00-0AX1 | IP65-CLAMP-SET FOR SIMATIC THIN CLIENT 6AV6646-0AA21-2AX0 6AV6646-0AB21-2AX0 SPRING MOUNTING CLAMPS | 89.36
5SW3008 | TERMINAL COVER F. RES.CUR OP.CIRCUIT BR. 5SM1 4MW | 4.21
5SY4663-7 | CIRCUIT BREAKER 400V 10KA, 3+N-POLE, C, 63A, D=70MM | 147.01
4RB4100-3FC50 | POWER CAPACITOR PHASECAP COMPACT MKK 480V 10.0KVAR | 270.05
3NP1133-1CA10 | FUSE-SWITCH-DISCONNECTOR 3-POLE, NH00, 160A MOUNTING PLATE CONSTRUCTION COVER LEVEL 45 MM FLAT CONNE | 59.24
5SY4380-7 | CIRCUIT BREAKER 400V 10KA, 3-POLE, C, 80A, D=70MM | 121.15
3RT1076-2AD36 | CONTACTOR, 250KW/400V/AC-3 AC(40...60HZ)/DC OPERATION UC 42-48V AUXILIARY CONTACTS 2NO+2NC 3-POLE, S | 1947.39
3RT1076-6NB36 | CONTACTOR, 250KW/400V/AC-3 AC(40...60HZ)/DC OPERATION UC 21-27.3V AUXILIARY CONTACTS 2NO+2NC 3-POLE, | 2149.79
3NY1106 | ACCESSORIES FOR FUSE SWITCH DISCONNECTORS 3NP50 MOULDED-PLASTIC MASKING FRAME 290 X 135MM FOR COVERI | 11.54
3RT1926-2EJ31 | SOLID-STATE, TIME-DELAYED AUXILIARY SWITCH BLOCK SETTING RANGE 5 S...100 S, AC/DC 24 V, 1NO + 1NC, O | 76.59
3RT1964-6V | VACUUM INTERRUPTERS F. SIZE S10 F. CONTACTOR 3RT1264,110KW/AC-3 (1 SET = 3 VACUUM INTERRUPTERS WITH | 509.2
6AG1315-2EH14-7AB0 | SIPLUS S7-300 CPU315-2PN/DP -25 ... +70 DEGREES C WITH CONFORMAL COATING BASED ON 6ES7315-2EH14-0AB | 6872.86
6AG1317-2FK14-2AB0 | SIPLUS S7-300 CPU317F-2PN/DP -25 ... +60 DEGREES C WITH CONFORMAL COATING BASED ON 6ES7317-2FK14-0AB | 13310.29
3RK1902-0CC00 | CONN. SET, LOOP-THROUGH CONN. 6X2.5 MM2, 9-POLE, COMPLETE, WITH PG16 CABLE ENTRY | 43.82
3RK1902-0CK00 | BLANK PLUG FOR 9-POLE POWER SOCKETS | 14.93
3RK1903-0CC00 | XB2 FOR ET 200S DS-X/RS-X BRAKE CONTROL MODULE, 500V DC 0.7A, FOR MOTORS WITH MECHANICAL BRAKES | 200.88
3RK1911-3BA00 | MECHANICAL PROTECTION HOOP AND UPHOLD GRIP OUT OF METALL FOR MOTORSTARTER M200D ACCESSORY FOR 3RK13* | 27.97
3RK2400-1DQ00-0AA3 | AS-I COMPACT MODULE K60, IP67, A/B-SLAVE (SPEC 3.0), DIGITAL, 4DI/4DO, 4X INPUT FOR SENSOR (MECHAN., | 338.62
6SE6400-3TC15-4FD0 | MICROMASTER 4 OUTPUT CHOKE 200-480 V 3AC 154 A STAND ALONE FS F - 0.033 MH | 854.6
6SE6430-2UD37-5FA0 | MICROMASTER 430 WITHOUT FILTER 3AC 380-480 V +10/-10% 47-63 HZ SQUARED TORQUE POWER 75 KW OVERLOAD 1 | 17226.76
5SY8506-7 | CIRCUIT BREAKER 230V 25KA, 1+N-POLE, C, 6A, D=70M | 57.16
5SY8204-7 | CIRCUIT BREAKER 400V 25KA, 2POLE, C, 4A, D=70MM | 84.06
3RF2190-1AA06 | SEMICONDUCTOR RELAY 3RF2, 1-PH. WIDTH 22.5MM, 90 A 48-600 V / 24 V DC SCREW TERMINAL | 70.9
3RV1011-1BA10-ZW97 | CIRCUIT-BREAKER, 1.4...2 A, N-RELEASE 26 A, SIZE S00, MOTOR PROTECTION, CLASS 10, SCREW CONNECTION S | 64.57
5TG2582-0 | DELTA LINE, ELECTRIC WHITE FRAME, 2FOLD, 151X80MM | 4.54
3SE5214-0LC05-1AE1 | SIRIUS POSITION SWITCH; METAL ENCLOSURE TO EN50047, 31MM DEVICE CONNECTION 1X(M20X1.5); 1NO/2NC SNAP | 47.71
3RF2320-1CA24 | SEMI-COND. CONTACTOR 3RF2,1-PH. AC 51 20 A 40 DEGREES C 48-460 V / 110-230 V AC LOW NOISE | 81.67
5SH5410 | NEOZED SPECIAL ADAPTER D02 10 A | 0.42
5SU1653-7KK13 | FI/LS-PROTECTOR TYPE A (PSE/SSF), D=70MM IFN 300MA,4.5KA, 1+N-POLE C 13A | 126.87
5SY4140-6 | CIRCUIT BREAKER 230/400V 10KA, 1-POLE, B, 40A, D=70MM | 15.3
4RB2125-3CD50 | POWER CAPACITOR PHICAP MKP 230V 12.5KVAR | 265.66
5SY4210-7 | CIRCUIT BREAKER 400V 10KA, 2-POLE, C, 10A, D=70MM | 23.89
5SY4213-7 | CIRCUIT BREAKER 400V 10KA, 2-POLE, C, 13A, D=70MM | 22.45
5SY4420-7 | CIRCUIT BREAKER 400V 10KA, 4-POLE, C, 20A, D=70MM | 53.08
5WG1223-2AB14 | WALL SWITCH TRIPLE, WITH LED AND TEMPERATURE SENSOR UP 223/4 DELTA I-SYSTEM TITANIUM WHITE | 295.71
5SY6406-6 | CIRCUIT BREAKER 400V 6KA, 4-POLE, B, 6A, D=70MM | 59.61
5SY6450-7 | CIRCUIT BREAKER 400V 6KA, 4-POLE, C, 50A, D=70MM | 54.28
5SY4603-7 | CIRCUIT BREAKER 400V 10KA, 3+N-POLE, C, 3A, D=70MM | 84
3NX3116 | ISO SHROUDING COVER IP2X FOR LV HRC FUSE BASE SIZE 00 | 3.97
3NP1963-1BA00 | ACCES.F.FUSE SWI. DISCONNECTOR FOR NH3 SADDLE TERMINAL | 22.72
3RT1975-5AU31 | WITHDR. COIL FOR SIZE S12 FOR CONTACTOR 3RT107/3RT127/3RT147 AC/DC OPERATION 240-277V UC DRIVE: CONV | 108.42
3RT1975-5NF32 | WITHDRAWABLE COIL FOR SIZE S12 F. CONTS. 3RT107/3RT127/3RT147 AC/DC OPERATION UC96-127V DRIVE: ELECT | 342.3
4AM3842-4TJ10-0FA0 | TRANSFORMER SITAS; PHASES:1; PN/PN(S6)(KVA):0,16 /0,49; UPRI(V):230+/-5%; USEC(V):110; ISEC(A):1,45; | 158.68
3SE6704-3BA | SWITCHING MAGNET, RECTANGULAR, SMALL, AMBER, NO: TK-52-CD | 18.95
3RP1505-2AQ30 | MULTIFUNCTION TIME RELAY IN CAGE-CLAMP TECH. 1 CHANGEOVER, 8 FUNCTIONS, AC/DC 24V/AC 100...127V | 263.98
3RP1505-2BP30 | MULTIFUNCTION TIME RELAY IN CAGE-CLAMP TECH. 2 CHANGEOVER, 16 FUNCTIONS, AC 24V 200...240V AND DC 24 | 300.05
4AT3032-4TT10-0FA0 | TRANSFORMER SITAS; PHASES:1; PN/PN(S6)(KVA):4 /16; UPRI(V):230+/-5%; USEC(V):230; ISEC(A):17,4; F(HZ | 1799.18
4AT3932-8DD40-0FA0 | TRANSFORMER SITAS; PHASES:1; PN/PN(S6)(KVA):10 /30; UPRI(V):550-525-500-480-460- 440-415-400-380-230 | 3966.68
3TF6833-8QG7-ZA02 | CONTACTOR SIZE 14 3-POLE AC-3 335 KW, 400/380 V (1000 V) AUX. SWITCH 3NO+3NC MOUNTED RECTIFIER BRIDG | 4880.71
3TH4364-0AF0 | CONTACTOR RELAY 64E EN 50 011 6NO+4NC, SCREW TERMINALS AC OPERATION AC 50HZ 110V/60HZ 132V | 86.38
3RS2040-1GD50 | TEMPERATURE MONITORING RELAY PT100/1000 KTY83/84, NTC 2 THRESHOLD VALUES, DIGITAL -58 DEGR.F TO 932 | 425.39
5TA2154 | DELTA SWITCH INSERT FM SHUTTER SWITCH 16A 250V MECHANICALLY INTERLOCKED | 25.53
5TA4710 | DELTA FLAT IP44, SM DARK GRAY/LIGHT GRAY CONTROL SWITCH CO 10A 250V, 66X75MM | 27.23
5SY6625-7 | CIRCUIT BREAKER 400V 6KA,3+N-POLE C, 25A, D=70MM | 26.68
5SY7101-8 | CIRCUIT BREAKER 230/400V 15KA, 1-POLE, D, 1A, D=70MM | 20
5TG1114-2 | DELTA MIRO FRAME 4-FOLD COLOUR CARBON METALLIC DIMENSIONS 303X90MM | 32.35
3LD2017-1TL13 | MAIN/EMERG. STOP SWITCH 4-POLE IU=16, P/AC-23A AT 400V=7.5KW - WITH DEFEATABLE DOOR COUPLING ROTARY | 55.52
5TG1204 | DELTA MIRO QUADRUPLE FRAME GENUINE GLASS CRYSTAL GREEN DIMENSION 303X90 MM | 162.8
3SE5112-0BA00-1CA0 | BASIC SWITCH WITH INCREASED CORROSION PROTECTION FOR POSITION SWITCH METAL ENCLOSURE, TO EN50041 1X( | 34.26
5TG1220 | I-SYSTEM, CARBON METALLIC BLANKING PLATE, 55X55M | 20.1
5TG2068 | I-SYSTEM, TITANIUM WHITE BNC SOCKET CONTACT 2FOLD, 75OHM COVER PLATE 55X55MM | 41
3SE5232-0QV40-1AA1 | SAFETY POS. WITH SEPARATE ACTUATOR, PLASTIC ENCLOSURE,31MM, 1X(M20X1.5) SLOW-ACTION CONTACTS 1NO/2NC | 45.22
3SF1324-1SB21-1BA3 | SAFETY POS. SWITCH WITH TUMBLER LOCKING FORCE 1300N, 5 DIRECTIONS OF APPROACH PLASTIC ENCLOSURE, M12 | 615.56
3RK1325-6LS41-3AA0 | SIRIUS MOTOR STARTER M200D AS-I COMMUNICATION: AS-INTERFACE REVERSING STARTER STANDARD MECHANICAL SW | 1052.95
3SE5000-0AF01-1AJ0 | ACTUATOR HEAD FOR POSITION SWITCH 3SE51 ANGUL.ROLLER LEVER,METAL LEVER, WITH PLASTIC ROLLER 22MM, FU | 19.51
4EP3701-6DS00 | COMMUTATING CHOKE FOR CONVERTER; PHASES:3; UN1(V):400; ITHMAX 1(A) / F1(HZ):28 /50; I LN (A):25; UK( | 1157.96
5TA2132 | DELTA SWITCH INSERT FM INTERMEDIATE SWITCH SCREWABLE, 10A 250V | 14.12
5SY7663-8 | CIRCUIT BREAKER 400V 15KA, 3+N-POLE, D, 63A, D=70MM | 275.09
3LD2113-4VP51 | MAIN SWITCH 6-POLE IU=25, P/AC-23A AT 400V=9,5KW 1NO+1NC, BASE MOUNTING DIN-RAIL-MOUNTING/ TWO-HOLE | 76.79
6SL3710-1GF32-2AA3 | SINAMICS G150 CONVERTER CABINET UNIT, AC/AC WITH CIM+CU320-2 3AC 500-600V, 50/60HZ NOM. POWER RATING | 19776.13
6AV7860-1EX21-5AA1 | SIMATIC FLAT PANEL MONITOR ACCESSORIES, CABLE SET 15M, CONSISTING OF: DVI-D CABLE, CAT 5 CABLE USB E | 500.4
3TY6523-0BB4 | COIL F.3TB52,3TC52 CONTACTORS DC 24V | 233.88
3UG4501-2AA30 | ANALOG MONITORING RELAY FILL LEVEL MONITORING RESISTANCE MONITORING FROM 2 TO 200 KOHM OVERSHOOT AND | 94.96
6ES7658-2EC00-2YB0 | SIMATIC PCS 7, SOFTWARE ARCHIVE (10.000 VAR) SINGLE LICENSE F.1 INSTALLATION R-SW, WITHOUT SW AND DO | 26079.94
3SE5112-0KC02 | SIRIUS POSITION SWITCH METAL ENCLOSURE 40MM TO EN50041 DEVICE CONNECTION 1X (M20X1.5) 1NO/ 2NC SLOW- | 51.93
5TG2057 | I-SYSTEM,ELECTRIC WHITE COVER PLATE W. SHUTTER F. SUPPORT PLATES MODULAR JACK PLUG-IN CONN. | 9.3
5TG7145-1 | DELTA STYLE, PLATINUM METALLIC ROCKER, 68X68MM F. TWO-CIRCUIT/TWO-WAY SWITCH FOR DOUBLE PUSHBUTTON F | 13.48
3RF2370-3AA04 | SEMI-COND. CONTACTOR 3RF2,1-PH. AC 51 70 A 40 DEGREES C 48-460 V / 24 V DC RING TERMINAL | 139.26
5TG8057-0 | LED LAMP WHITE 115V | 3.97
3RF2430-1AB45 | SEMI-CONDUCTOR CONTAC.3-PH.3RF2 AC51 30A 40 DEG. C 48-600V / 4-30V DC 2-PHASE CONTROLLED SCREW TERMI | 156.36
5UB1553 | I-SYSTEM SCHUKO SOCKET OUTLET W. INCREASED TOUCH PROTECTION W. LABELING FIELD AND STATUS DISPLAY ELE | 25.43
3TC4417-0AW4 | CONTACTOR, SIZE 2, 2-POLE DC-3 AND 5,RATD.OPERAT.CURR.32A AUXILIARY CONTACTS 22 (2NO+2NC) DC OPERATI | 204.93
3RK1305-0AS01-0AA0 | SIRIUS MOTOR STARTER M200D COMMUNICATIONS MODULE PROFIBUS DP REMOVABLE BUS INTERFACE 2 X M12 WITH LO | 264.93
5ST3012-0HG | AUXILIARY CIRCUIT SWITCH 2NC, FOR MCB ACC.UL489 | 21.43
5SJ4135-8HG41 | CIRCUIT BREAKER 240V 10KA, 1-POLE, D, 35A, D=70MM ACC. TO UL 489 | 67.31
3RW3027-1BB04 | SIRIUS SOFT STARTER, SIZE S0, 32A, 15KW/400V, 40 DEGREES, 200-480V AC, 24V AC/DC, SCREW TERMINALS | 480
3RW3037-1BB14 | SIRIUS SOFT STARTER, SIZE S2, 63A, 30KW/400V, 40 DEGREES, 200-480V AC, 110-230V AC/DC, SCREW TERMINA | 895.83
3SB2001-0AD01 | ILLUMINATED PUSHBUTTON, 16MM, ROUND, PLASTIC, YELLOW, BUTTON, FLAT | 6.84
3VL9600-3MC10 | ACCESSORY FOR VL630; VL800 MOTOR OPERATOR 42-60 V AC/DC | 1471.8
3SB2901-5AZK0Y | INSERT CAP FOR PUSHBUTTON AND ILLUMINATED PUSHBUTTON RAISED CLEAR WITH BLACK LETTERING, CUSTOMER-SPE | 2.51
3TY1304-0A | SERIES RESISTOR 0.032KOHM ONLY AVAILABLE TILL END OF 1989 | 23.92
3RT1056-6AF36-3PA0 | CONTACTOR, 90KW/400V/AC-3, AC(40...60HZ)/DC OPERATION UC 110...127V AUXIL. CONTACTS 2NO+2NC LATERAL, | 585.31
3NA3682 | LV HRC FUSE LINK GL/GG WITH NON-INSULATED GRIP LUGS WITH FRONT INDICATOR SIZE 4A, 1250A, AC 500V/DC | 296.19
3NA3810 | LV HRC FUSE LINK GL/GG WITH NON-INSULATED GRIP LUGS WITH FRONT INDICATOR SIZE 000, 25A, AC 500V/DC 2 | 4.59
3NJ6940-3BJ23 | ACCESSORY FOR IN-LINE FUSE SWITCH DISCONNECT. PLUG-IN, CURRENT TRANSFORMER 400/5A, CL.0.5, CALIBRATE | 482.2
3NP1123-1CA23 | FUSE-SWITCH-DISCONNECTOR 3-POLE, NH000, 160A MOUNTING PLATE CONSTRUCTION COVER LEVEL 45 MM BOX TERMI | 321.06
6AV6371-1DX07-0XX4 | WINCC/INDUSTRIALDATABRIDGE UPGRADE V6.X -> V7.0 SP1 FOR 128, 512, 2048 OR 10000 TAGS, RUNTIME-SW, SI | 1200.73
4RB4280-3EJ50 | POWER CAPACITOR PHASECAP COMPACT MKK 480V 28.0KVAR | 441.75
4EU2522-4BA00-0AA0 | COMMUTATING CHOKE FOR CONVERTER; PHASES:3; UN1(V):400; ITHMAX 1(A) / F1(HZ):180 /50; I LN (A):162; U | 3515.45
3NP1123-1BB22 | FUSE-SWITCH-DISCONNECTOR 3-POLE, NH000, 160A 40MM BUSBAR SYSTEM COVER LEVEL 32/70 MM BOX TERMINAL FU | 256.16
6AV6372-1DB07-0XX4 | WINCC/DOWNTIMEMONITOR UPGRADE V1.X -> V7.0 SP1, OPTION F. WINCC V7.0 SP1, RUNTIME-SW, SINGLE LICENSE | 1844.13
4RB5066-1CD50 | POWER CAPACITOR PHASECAP MKK 230V 6.6KVAR | 306.73
5SH113 | DIAZED-SCREW CAP DIII 63A AC DC 500V CERAMIKS | 1.91
5SD7422-0 | SURGE ARRESTER TYPE 2 REQUIREMENT CATEGORY C, UC 350V PLUG-IN PROTECTION BLOCKS 2POLE, 1+1 CIRCUIT F | 142.96
5SY4632-7 | CIRCUIT BREAKER 400V 10KA, 3+N-POLE, C, 32A, D=70MM | 84
5SY4506-6 | CIRCUIT BREAKER 230V 10KA, 1+N-POLE, B, 6A, D=70MM | 13.58
3RT1275-6AF36 | VAC. CONTACTOR, 200KW/400V/AC-3 AC(40...60HZ)/DC OPERATION UC 110-127V AUXILIARY CONTACTS 2NO+2NC 3- | 2040.4
5SY6402-7 | CIRCUIT BREAKER 400V 6KA, 4-POLE, C, 2A, D=70MM | 78.46
3NY1116 | ACCESSORY F.3NP5 FUSE SWITCH DISCONNECTOR F. RATED CURRENT 160A MOULD.PL.MASKG.FRAME 290X135MM F.COV | 11.54
3NW1080-0HG | FUSE LINK CLASS CC ACC. TO UL STANDARD 248-4 SLOW-BLOW RATED CURRENT 8 A RATED VOLTAGE UP TO 600 V A | 17.94
6AG1421-1BL01-2AA0 | SIPLUS S7-400 SM421 32DE -25 ... +60 DEGREES C BASED ON 6ES7421-1BL01-0AA0 | 1095.22
3SE5232-0CK31-1AJ0 | SIRIUS POSITION SWITCH, PLASTIC 31MM, ACC. TO EN50047 INCREASED CORROSION PROTECTION, DEVICE CONNECT | 50.5
4AM3842-5FT10-0FA0 | TRANSFORMER SITAS; PHASES:1; PN/PN(S6)(KVA):0,16 /0,49; UPRI(V):500+/-5%; USEC(V):230; ISEC(A):0,7; | 158.68
3RP1576-1NM20 | TIME RELAY, SOLID-STATE, WITH STAR-DELTA FUNCTION, 1 NO CONTACT DELAYED, 1 NO CONTACT DELAYED 1 TIME | 205.1
3RS1142-1GD80 | TEMPERATURE MONITORING RELAY THERMOCOUPLE J,K,T,E,N,S,R,B, 2 THRESHOLDS, DIGITAL, -99 DEGREES C TO 1 | 425.39
4EP3400-1US00 | MAINS CHOKE F.FU; PHASES:3; UN1(V):480; ITHMAX 1(A) / F1(HZ):11,2 /60; I LN (A):10,08; UK(%):2; LN(M | 330.02
5SY7250-6 | CIRCUIT BREAKER 400V 15KA, 2-POLE, B, 50A, D=70MM | 75.86
6SE6430-2AD31-1CA0 | MICROMASTER 430 WITH BUILT-IN CLASS A FILTER 3AC 380-480 V +10/-10% 47-63 HZ SQUARED TORQUE POWER 1 | 4831.91
5TA2156-0KK | DELTA ROCKER SWITCH INSERT FOR FLUSH MOUNTING 10A, 250V, ON-OFF/TWO-WAY WITHOUT CLAWS | 7
5SY8120-8 | CIRCUIT BREAKER 230/400V 25KA, 1POLE, D, 20A, D=70MM | 18.91
5TE4812 | PUSHBUTTON, D=70MM 3NC+N 20A, 1BUTTON GREY | 23.56
3UG4631-1AW30 | DIGITAL MONITORING RELAY VOLTAGE MONITORING, 22.5MM FROM 0.1 TO 60V AC/DC OVERSHOOT AND UNDERSHOOT A | 146.23
3UF7931-0AA00-0 | CONNECTION CABLE; LENGTH 0,1M; FLAT; CONNECTION OF BASIC UNIT TO CURRENT MEASURING MODULE, CURRENT/V | 13.22
3RV1011-0BA10 | CIRCUIT-BREAKER SIZE S00, FOR MOTOR PROTECTION, CLASS 10, A-REL.0.14...0.2A,N-REL.2.6A, SCREW TERMIN | 48.33
3RA6890-1AA | EXPANSION PLUG FOR INFEED SYSTEM 3RV19 | 49.8
3RV1935-3B | 3-PHASE BUSBAR, F. 3 CIRCUIT-BREAKERS, SIZE S2 MODULAR SPACING: 68 MM | 22.3
4AM5742-5AV00-0EA0 | TRANSFORMER SITAS; PHASES:1; PN/PN(S6)(KVA):1 /5; UPRI(V):400+/-5%; USEC(V):42; ISEC(A):23,8; F(HZ): | 555.34
5TG1201-4 | DELTA MIRO GLASS FRAME 1-FOLD REAL GLASS ARENA 90X90MM | 44.1
5TG4821 | I-SYSTEM HOTEL CARD SWITCH ILLUMINATED ALUMINUM METALLIC, 55X55MM | 88.52
3SE5232-1KC05 | SIRIUS POSITION SWITCH; PLASTIC HOUSING ACC. TO EN50047, 31MM DEVICE CONNECTION 1X(M20X1.5); 1NO/2NC | 39.56
3RF2950-0KA16-0KT0 | POWER ACTUATOR CURRENT RANGE 50A 40 DEGR. C 400-600V / 24V AC/DC FOR SEMI-CONDUCTOR RELAYS/CONTACTOR | 291.2
5TG8056-2 | LED LAMP YELLOW 12...60V | 3.97
3TC4417-0BF0 | CONTACTOR, SIZE 2, 2-POLE DC-3 AND 5,RATD.OPERAT.CURR.32A AUXILIARY CONTACTS 22 (2NO+2NC) AC OPERATI | 143.64
3TC4417-0BN2 | CONTACTOR, SIZE 2, 2-POLE DC-3 AND 5,RATD.OPERAT.CURR.32A AUXILIARY CONTACTS 22 (2NO+2NC) AC OPERATI | 143.64
3RK1304-5LS40-3AA0 | ET 200PRO RSE HF REVERSING STARTER HIGH FEATURE MECH. SWITCHING; ELECTRO. UE PROTECTION; 3PH 400 V/5 | 883.53
3SE6604-2BA01 | MAGNETIC SWITCH SWITCH BLOCK 25XX88 MM, 2NC, WITH M8 PLUG 4-POLE, | 97.6
5TT6111 | CURRENT RELAY,N-TYPE AC 230V 10A 1PHASE, BELOW | 73.08
3RK1301-0AB13-1AA2 | F-RS1E-X FOR ET 200S FAILSAFE REVERSING STARTER SETTING RANGE 0.3...3A MECHANICAL SWITCHING ELECTRON | 1520.97
5TT4115-1 | REMOTE SWITCH WITH 1 NO AND 1 NC CONTACT FOR AC 230, 400V 16A CONTROL DC 110V | 31.15
5TT4123-0 | REMOTE SWITCH WITH 3 NO WITH CENTRAL ON-OFF-FUNCTION CONTACT FOR AC 230, 400V 16A CONTROL AC 230V | 62.62
3TC4417-0BU0 | CONTACTOR, SIZE 2, 2-POLE DC-3 AND 5,RATD.OPERAT.CURR.32A AUXILIARY CONTACTS 22 (2NO+2NC) AC OPERATI | 143.64
3RW4056-6BB34 | SIRIUS SOFT STARTER, S6, 145 A, 100 HP/460 V, 50 DEG., 200-460 V AC, 115 V AC, SCREW TERMINALS | 3427.68
5SP3735 | M.C.B. F. POWER SUPPLY COMPANY SELECTIVE 1POLE 35A | 145.84
3RW4075-6BB44 | SIRIUS SOFT STARTER, S12, 356 A, 200 KW/400 V, 40 DEG., 200-460 V AC, 230 V AC, SCREW TERMINALS | 4984.51
5ST3737 | PIN BUSBAR SHOCKPROOF, 10 SQMM 2-PHASE+HS, 1016 MM LONG WITHOUT END CAPS | 32.01
3SB2210-2EC01 | TOGGLE SWITCH, 16MM, ROUND, PLASTIC, RED, 3 SWITCH POSITIONS I>O<II, MOMENTARY CONTACT, 1NO, 1NO | 31.59
3WL9111-0AN13-0AA0 | ACCESSORIES CIRCUIT BREAKER 3WL MAIN CONDUCTOR CONN. 1 OFF WITHDRAW. CIRC. BREAKER SZ II FRONT CONN. | 194.04
3RW4445-2BC46 | SIRIUS SOFT STARTER, VALUES WITH 690 V, 40 DEG., STANDARD: 313A, 315KW, INSIDE-DELTA CIRCUIT 3: ONLY | 19885.76
3SB2901-4AC | INSCRIPTION PLATE FOR PUSHBUTTON AND ILLUMINATED PUSHBUTTON, FLAT, CLEAR WITH BLACK LETTERING, WITH | 0.72
3VL9800-1SJ01 | ACCESSORY FOR VL800UL, VL1200UL, VL1600UL, SHUNT RELEASE 48...60V DC FOR INSTALLATION ON THE RIGHT | 252.5
3RK1395-6KS71-1AD0 | SIRIUS MOTOR STARTER M200D TECHNOLOGIEMODUL REVERSING STARTER ELECTRONIC SWITCHING 3 400V AC/0,9KW; | 1024.72
3RK1315-6KS71-1AA3 | SIRIUS MOTOR STARTER M200D AS-I COMMUNICATION: AS-INTERFACE REVERSING STARTER BASIC ELECTRONICALLY S | 1096
3RT1075-2AR36 | CONTACTOR, 200KW/400V/AC-3 AC(40...60HZ)/DC OPERATION UC 440-480V AUXILIARY CONTACTS 2NO+2NC 3-POLE, | 1351.16
3RT1075-6AF36 | CONTACTOR, 200KW/400V/AC-3 AC(40...60HZ)/DC OPERATION UC 110-127V AUXILIARY CONTACTS 2NO+2NC 3-POLE, | 1351.16
3NJ6915-3BA00 | ACCESSORIES FOR PLUG-IN SWITCH DISCONNECT. 3NJ6 CONNECTION MODULE 400A, 3-POLE FOR POWER TAP FROM FI | 280.62
3NA3372 | LV HRC FUSE LINK GL/GG WITH NON-INSULATED GRIP LUGS WITH FRONT INDICATOR SIZE 3, 630A, AC 500V/DC 44 | 26.68
6AV6371-1DN06-2XV3 | WINCC/DATAMONITOR UPGRADE V6.X -> V6.2 ASIA FOR 3, 10, 25 0R 50 CLIENTS, OPTION FOR WINCC V6.2 ASIA, | 1826.26
6ES7315-6FF04-0AB0 | SIMATIC S7-300, CPU 315F-2DP FAILSAFE CPU WITH MPI INTERFACE INTEGRATED 24V DC POWER SUPPLY, 384 KB | 5031.98
5UH1200 | DELTA I-SYSTEM OUTLET COVER W/O INSERT W. INSCRIPTION ZSV ORANGE 55X55MM | 11.59
3NW6120-1 | CYLINDRICAL FUSE GG ACC. TO FRENCH STANDARD (NFC) WITHOUT INDICATOR SIZE 14X51MM, 500V 50A | 5.45
3NW7064 | BUILT-IN FUSE BASE WITH SIGNAL DETECTOR FOR CYLINDRICAL FUSES SIZE 10X38MM 32A, 3-POLE+N | 54.94
6AG1341-1CH02-7AE0 | SIPLUS S7-300 CP341 RS422/485 -25...+70 DEGREES C WITH CONFORMAL COATING BASED ON 6ES7341-1CH02-0AE0 | 3322.69
3RT1944-6A | EQUIV. CONTACTS F. CONTACTOR SIZE S3, 3-POLE, AC-3, 30 KW, 3 NO, MAIN CONTACTS, CONSISTS OF 3 MOVABL | 158.26
3SE5000-0AA60 | LENGTH-ADJUSTABLE TWIST LEVER FOR POSITION SWITCH 3SE51/52 METAL LEVER 100MM LONG, POSITIVE FIT (HOL | 10.29
3VL9300-3HF01 | ACCESSORY FOR VL150XUL - VL250UL (CG-FRAME - FG-FRAME) FOR INSTALL. IN DOORS, COMPL. STANDARD DOOR O | 171.39
3VL9400-3HE01 | ACCESSORY FOR VL400UL, VL400XUL (FG FRAME - LG FRAME) FRONT ROTARY OPERAT. MECHAN. WITH SHAFT END W/ | 121.02
6SL3730-6TE41-3BA3 | SINAMICS S120 CABINET MODULE SMART LINE MODULE WITH CIM+CU320-2 3AC 380-480V, 50/60HZ OUTPUT: DC 51 | 43665.69
3RF2340-1AA24 | SEMI-COND. CONTACTOR 3RF2,1-PH. AC 51 40 A 40 DEGREES C 48-460 V / 110-230 V AC SCREW TERMINAL | 84.83
5TT3470 | ISO MONITOR INDUSTRY FOR AC NETWORKS FOR MEAS. VOLT. UP TO 500 V AC | 285.29
5SM3318-6KK | RES.CURRENT OP.CIRCUIT BREAKER TYPE A PSE/SSF 100A 1+N-POL IFN 30MA 230V 2MW | 176.23
5SP4491-6 | CIRCUIT BREAKER 400V 10KA, 4-POLE, B, 100A, D=70MM | 169.73
3RW4026-2TB05 | SIRIUS SOFT STARTER, S0, 25A, 15KW/500V, 40 DEGR., AC 400-600V, AC/DC 24V, SPRING-LOADED TERMINALS, | 777.76
3RW4027-2BB14 | SIRIUS SOFT STARTER, S0, 32A, 15KW/400V, 40 DEGR., AC 200-480V, AC/DC 110-230V, SPRING-LOADED TERMIN | 645.56
3RW4027-2BB15 | SIRIUS SOFT STARTER, S0, 32A, 18.5KW/500V, 40 DEGR., AC 400-600V, AC/DC 110-230V, SPRING-LOADED TERM | 740.52
3SB2901-5RB | INSERT CAP FOR PUSHBUTTON AND ILLUMINATED PUSHBUTTON RAISED 1 CLEAR WITH BLACK LETTERING, WITH SYMBO | 0.93
3RW4453-6BC45 | SIRIUS SOFT STARTER, VALUES AT 500V, 40DEG., STANDARD: 551A, 355KW, INSIDE-DELTA CIRCUIT 3: 954A, 63 | 28127.88
3RK4353-3JR58-1BA0 | SIRIUS MCU MOTOR STARTER EN.DEGR. OF PROTEC.IP55 PLASTIC COMMUNICATION WITHOUT ELECTROMECHANICAL SWI | 750.84
3RK1901-3QA00 | CABLE CLIP FOR CABLE ADAPTER RIBBON CABLE | 2.09
3NA6122-6 | LV HRC FUSE LINK GL/GG WITH INSULATED GRIP LUGS WITH COMBINATION INDICATOR SIZE 1, 63A, AC 690V/DC 4 | 49.88
3RT1055-2AV36 | CONTACTOR, 75KW/400V/AC-3 AC(40...60HZ)/DC OPERATION UC 380-420V AUXILIARY CONTACTS 2NO+2NC 3-POLE, | 446.38
3RT1055-6AF36-ZX95 | CONTACTOR, 75KW/400V/AC-3, AC(40...60HZ)/DC OPERATION UC 110...127V AUXIL. CONTACTS 2NO+2NC 3-POLE, | 516.56
3NE4124 | SITOR FUSE-LINK 160A, AC 1000V (DIN 43620, SIZE 0) | 75.04
3RT1066-6AP36 | CONTACTOR, 160KW/400V/AC-3 AC(40...60HZ)/DC OPERATION UC 220-240V AUXILIARY CONTACTS 2NO+2NC 3-POLE, | 1077.64
3NC8444-3C | SITOR FUSE-LINK FOR SEMICONDUCTOR PROTECTION 1000A AR 600V SIZE 3 CONNECTION CONTACT INDICATOR 110MM | 334.25
4RB5100-1FC50 | POWER CAPACITOR PHASECAP MKK 525V 10.0KVAR | 278.38
4RB5125-3EE50 | POWER CAPACITOR PHASECAP MKK 440V 12.5KVAR | 315.06
6DR2100-5 | PROCESS CONTROLLER SIPART DR21 72MM*144MM BASIC UNIT WITH K-OUTPUT AND S-OUTPUT 2 ANALOG INPUTS FOR | 2140.8
5SU1653-7KK20 | FI/LS-PROTECTOR TYPE A (PSE/SSF), D=70MM IFN 300MA,4.5KA, 1+N-POLE C 20A | 126.87
6DR4004-8G | SIA MODULE, WITH SLOT-TYPE INITIATORS FOR ELECTROPNEUMATIC POSITIONER SIPART PS2, TO RETROFIT, 1 FAU | 576.21
4RB2023-1CC50 | POWER CAPACITOR PHICAP MKP 220V 2.3KVAR | 48.28
6EP1931-2EC42 | SITOP DC UPS MODULE 24 V/15 A UNINTERRUPTIBLE POWER SUPPLY WITH USB INTERFACE INPUT: 24 V DC/16 A OU | 361.04
6EP1961-2BA21 | SITOP PSE200U 10 A SELECTIVITY MODULE 4-CHANNEL INPUT: 24 V DC; OUTPUT: 24 V D/10 A PER EACH CHANNE | 162.78
5SY5106-7 | CIRCUIT BREAKER CURR. SENS DC 220V AC 230/400V 10KA, 1-POLE, C, 06A | 18.91
5SY4363-5 | CIRCUIT BREAKER 400V 10KA, 3-POLE, A, 63A, D=70MM | 253.2
5SY6603-7 | CIRCUIT BREAKER 400V 6KA,3+N-POLE C, 3A, D=70MM | 42.58
3NW8224-1 | CYLINDRICAL FUSE A.M. ACC. TO FRENCH STANDARD (NFC) WITHOUT INDICATOR SIZE 22X58MM, 500V 80A | 12.25
3NP5260-0HA13-ZR01 | FUSE-SWITCH-DISCONNECTOR FOR SURFACE MOUNTING AND FOR INSTALLATION 3-POLE, I=250A, U=400/500V AC AUX | 1737.06
3RT1975-6A | SPARE CONTACTS F. SIZE S10 F. CONTACTOR 3RT1075,200KW/AC-3 CONSISTS OF 3 MOVABLE AND 6 FIXED CONTACT | 477.99
3RT1965-5AP31 | WITHDR. COIL FOR SIZE S10 FOR CONTACTORS 3RT106/3RT146 AC/DC OPERATION 220-240V UC DRIVE: CONVENTION | 85.72
3SE7120-1BH00 | SIRIUS CABLE-OPER. SWITCH METAL HOUSING,2X M20X1.5 2NC, LATCHES ACC. TO EN418 BUTTON RESET FOR CABLE | 194.53
4AM3842-8ED40-0FA0 | TRANSFORMER SITAS; PHASES:1; PN/PN(S6)(KVA):0,16 /0,49; UPRI(V):600-575-550-525-500- 480-460-440-415 | 233.77
3TC4817-0LV4 | CONTACTOR SIZE 2 2-POLE DC-3 AND 5, 75A AT 750V AUXILIARY CONTACTS 21 (2NO+1NC) SETTING RANGE 0.7 TO | 828.76
5TT5830-8 | INSTA CONTACTOR 0/1 AUTOMATIC WITH 4 MAKE CONTACTS CONTACT FOR 230, 400 V AC, 25 A TRIGGERING 24 V A | 58.07
5SJ6116-7KS | CIRCUIT BREAKER 230/400V 6KA, 1-POLE, C, 16A, D=70MM WITH SCREWLESS TAP-OFF TERMINAL | 5.59
3RW4073-6BB45 | SIRIUS SOFT STARTER, S12, 230 A, 160 KW/500 V, 40 DEG., 400-600 V AC, 230 V AC, SCREW TERMINALS | 4369.63
3RW4457-2BC46 | SIRIUS SOFT STARTER, VALUES AT 690V, 40DEG., STANDARD: 880A, 900KW, INSIDE-DELTA CIRCUIT 3: ONLY UP | 49845.2
5ST3740 | PIN BUSBAR SHOCKPROOF, 10 SQMM 3-PHASE, 1016 MM LONG WITHOUT END CAPS | 26.95
3SB2206-0LD01 | ILLUMINATED PUSHBUTTON, 16MM, ROUND, PLASTIC, YELLOW, BUTTON, RAISED, 1NO, LAMPHOLDER W2 X 4.6D, WIT | 22.22
3SB2210-2DC01 | TOGGLE SWITCH, 16MM, ROUND, PLASTIC, RED, 3 SWITCH POSITIONS I-O-II, LATCHING, 1NO, 1NO | 31.59
3WL9111-0AN07-0AA0 | ACCESSORIES CIRCUIT BREAKER 3WL MAIN CONDUCTOR CONN. 1 OFF WITHDRAW. CIRC. BREAKER SZ I FRONT CONN. | 99.43
3WL9111-0AN23-0AA0 | ACCESSORIES CIRCUIT BREAKER 3WL MAIN CONDUCTOR CONN. 3 OFF WITHDRAW. CIRC. BREAKER SZ III VERTICAL C | 1740
3SB2910-0AB | BUTTON, BLACK, FLAT, FOR PUSHBUTTON | 0.38
3VL9715-8HA01 | ACCESSORY FOR VL150UL - VL1600UL, (DG FRAME - PG FRAME) INSTALL. KIT W. SAFETY LOCK RONIS, F. FRONT | 131.49
3RK1315-6KS71-2AA3 | SIRIUS MOTOR STARTER M200D AS-I COMMUNICATION: AS-INTERFACE DIRECT ON-LINE STARTER, BASIC ELECTR. SW | 1067.75
8MF5028-5R | STANDARD CUBICLE 8MF5 HXWXD=2000X1200X800 SIDE-BY-SIDE MOUNTING NON-VENT., NOT ASSEM., SCREWED IP54 | 4114.8
8MR2140-2A | HEATER BLOWER, WITHOUT FAN 230 V, 200 W HV031 03110.0-00 | 215.42
6SL3000-2AH34-7AA0 | SINAMICS MOTOR REACTOR FOR POWER MODULE/MOTOR MODULE 450KW, 3AC 500-690V | 2959.63
A5E01159628 | ACC. MAG 3100 DN100 CL300 GROUND RING W1.4404 | 220.49
A5E01163722 | KIT, 316L STAINLESS STEEL ROD 830 MM (32.68") | 618.16
A5E02199117 | ACCESSORIES WELD-IN CONNECTION TRI-CLAMP (BS 4825-1) 2 INCH, DO 50.8MM, (P GASKET) | 517.19
6SL3320-1TG41-3AA3 | SINAMICS S120 SINGLE MOTOR MODULE INPUT: DC 675 - 1035V OUTPUT: 3AC 0 - 690V, 1270A RATED POWER: 120 | 88515.24
6SL3511-0PE17-5AM0 | SINAMICS G110D AC-DRIVE, W/O REPAIR SWITCH WITH BUILT IN CL. A FILTER WITH BULT IN BRAKING CHOPPER W | 1780.52
6XV1801-5DE30 | POWER CONNECTING CABLE M12-180/M12-180 FOR POWER SUPPLY OF ET200, PREASSEMBLED CABLE WITH M12 CONNEC | 50.4
7MH5708-5KD00 | FORCE GUIDING PIECES FOR LOAD CELL TYP SIWAREX WL270 CP-S SA 10T...30T - MATERIAL STAINLESS STEEL - | 308.06
7MH7725-1BB | LOAD CELL,WITH HARDWARE, MTS,75 LB, STAINLESS STEEL, SPARE | 2170.96
8GK4301-3KK12 | ALPHA 400/630 DIN, KIT F. INSTALL. MOUNTING DEVICE WITH ROW DISTANCE 125 MM H=450 W=250 | 86.8
8GK9910-0KK27 | ALPHA DIN ASSEMBLY TOOL F. SUPPORT, SHORT AND LONG DESIGN W. ERGONOMIC HANDLE DESIGN | 81.26
8MF2064-4R | CUBICLESYSTEM 8MF2000 HXWXD = 2000 X 600 X 400MM FOR SIDE-BY-SIDE MOUNTING WITHOUT SIDE PANELS, IP 4 | 2009.1
8PQ3000-0BA42 | SIVACON S4 CABLE BRACKET PROFILE C30 WIDTH 600MM | 82.33
8MF2894-4EN | SICUBE 8MF2000 EMC-CUBICLE; WELDED, NI-PLATED H X W X D = 1800 X 900 X 400MM FOR INDIVIDUAL MOUNTING | 5718.21
8WH8112-4AA05 | EMPTY SIZE 8, 10, 15 DIVISIONS DIVISIONS LABELS FOR PLOTTER | 0.13
8PQ2015-6BA12 | SIVACON S4 UPGRADE KIT IP55 HEIGHT 150MM WIDTH 600MM | 60.31
8WH9003-7WA00 | COVER, FOR N ISOL. TERMINAL DIRECT CON., SECTION 4 MM2, COLOR: GRAY | 0.68
BVP:611451 | BD2A-1-800-SO-1-WKA STANDARD LENGTH 1,25M 800A, 0, 0,5PE, WITHOUT TAP OFFS | 1922.7
3VL9400-3AS11 | ACCESSORY FOR VL400UL, VL400XUL (FG-FRAME - LG-FRAME) KIT F. LEADING AUXILIARY SWITCHES 1 CO CONTACT | 42.98
3VL9000-8LH31 | ACCESSORY FOR VL150X UL - VL1600 UL, CABLE-OPERATED, 1.5 M, FOR MECHANICAL LOCKING BREAKER VL CONNEC | 166.15
5SU1656-7KK06 | FI/LS-PROTECTOR TYPE A (PSE/SSF), D=70MM IFN 300MA,6KA, 1+N-POLEE C 6A | 81.41
5UB1922 | I-SYSTEM, CARBON METALLIC SCHUKO SOCKET OUTL. 10/16A 250V W. SCREWLESS TERMINALS W. INCREASED TOUCH | 27.62
5UB1938 | I-SYSTEM, ALUMIN.METALLIC SOCKET OUTLET 10/16A 250V W. GROUNDING PIN W. INCREASED TOUCH PROTECTION 2 | 19.77
5SY4150-5 | CIRCUIT BREAKER 230/400V 10KA, 1-POLE, A, 50A, D=70MM | 54.57
5SY4250-5 | CIRCUIT BREAKER 400V 10KA, 2-POLE, A, 50A, D=70MM | 154.63
3NP5460-0EA86-ZA01 | FUSE-SWITCH-DISCONNECTOR I=630A, U=690V, AUXILIARY SWITCH 1NO+1NC FOR CABLE-LUG CONNECTION FUSE SIZE | 1480.03
3SE6704-2BA | SWITCHING MAGNET, RECTANGULAR, LARGE, AMBER, NO: TK-42-CD | 18.95
4AM4042-4TN00-0EA1 | TRANSFORMER SITAS; PHASES:1; PN/PN(S6)(KVA):0,25 /0,85; UPRI(V):230+/-5%; USEC(V):24; ISEC(A):10,4; | 232.34
3VL9000-8AU00 | ACCESSORY FOR VL160, VL250, VL400, VL630, VL800, VL1250, VL1600, COM20 MODULE TO CONNECT THE SENTRON | 1138.2
3VL9200-4RN40 | ACCESSORY FOR VL160, REAR TERMINAL, LONG, FLAT COMPRISES 4 TERMINALS 2 LONG + 2 SHORT 4-POLE | 109.9
6SL3730-6TE41-7BA3 | SINAMICS S120 CABINET MODULE SMART LINE MODULE WITH CIM+CU320-2 3AC 380-480V, 50/60HZ OUTPUT: DC 51 | 52050.8
6ES7194-4CB50-0AA0 | SIMATIC DP, CONNECTING MDULE FOR DIGITAL ELECTRONIC MODULE 16 DI DC24V, ET 200PRO, 8 X M12 DOUBLE AS | 110.69
6ES7392-2BX00-0AA0 | SIMATIC S7-300, 10 DIN A4 LABELLING SHEETS COLOR: LIGHT-BEIGE, 10 LABELLING STRIPS/SHEETS FOR SIGNAL | 142.98
6ES7952-0AF00-0AA0 | SIMATIC S7, RAM MEMORY CARD FOR S7-400, LONG VERSION, 64 KBYTES | 529.07
7MC2903-1CA | BASE-METAL THERMOCOUPLE ELEMENT NOMINAL LENGTH 500 MM THERMOC. ELEMENT LENGTH 540 MM NICR/NI TO 1000 | 41.78
7MF9007-7AD | SEALING RINGS ACC. EN837-1, THREAT G1/2 PTFE (1 SET = 100 PIECES) | 96.22
8GS4013-3 | ALPHA-ZS, BUSBAR CONNECTOR F. RMK FOR 5 BARS 12X10MM | 94.24
6GK5991-2AC00-8AA0 | SCALANCE X ACCESSORY, MEDIA MODULE MM991-2LD, 2 X 100MBIT/S BFOC-PORTS OPTICAL; SINGLEMODE GLASS UP | 1821.43
6FX8008-1BB11-1FA0 | POWER CABLE,SOLD BY THE METER, 4 X 1.5 C TRAILING CABLE, UL/CSA DESINA MOTION CONNECT 800, DELIVERED | 688.28
6FX2001-2PC04 | SIMODRIVE (ACCESSORIES) INCR. ROTARY ENCODER W. RS 422 (TTL),2048 PULSES, CLAMP FLANGE 10 MM SHAFT, | 366.56
8MF4025 | BASE FOR CUBICLE WXD = 1000 X 800MM HEIGHT 100MM | 421.13
8MF6868-4ES | EMC CUBICLE IP40 HXWXD=1800X600X800 | 3747.76
8MF4162 | PARTITION FOR CUBICLE HXD = 2000 X 800MM DEGREE OF PROTECTION IP40 | 224.09
8MF5296-4R | STANDARD CUBICLE 8MF5 HXWXD=2200X900X600 SIDE-BY-SIDE MOUNTING NON-VENT., NOT ASSEM., SCREWED IP40 | 2839.79
8WA2870 | FEEDER TERMINAL TO 35SQMM FOR 10X3MM AND 6X6MM N-BUSBAR, BLANK | 2.09
8WH2004-0AF01 | FEED-THROUGH TERMINAL WITH SPRING CONNECTION, 4 CONNECT. POINTS SECTION: 0.08 - 2.5 MM2, WIDTH: 5.2 | 1.94
8WD5320-5DC | BUILT-IN LUMINAIRE ROTATING BEACON, 24V, GREEN | 173.44
A5E01091263 | 500 MM (16") HORN EXTENSION KIT, NO PURGE | 2200.11
3RK1904-3AB01 | AS-INTERFACE ANALYZER V2, DIAGNOSTIC UNIT WITH FUNCTIONALITY ACC.TO V2.1, ENHANCED VERSION WITH ASIS | 4075.06
4AM6442-5AT10-0FD0 | TRANSFORMER SITAS; PHASES:1; PN/PN(S6)(KVA):1,5 /9,7; UPRI(V):400+/-5%; USEC(V):230; ISEC(A):6,52; F | 1256.59
3TH4262-0AC2 | CONTACTOR RELAY 62E EN 50 011 6NO+2NC, SCREW TERMINALS AC OPERATION AC 50/60HZ 24V | 57.21
3TF6833-8DM4 | CONTACTOR SIZE 14, 3-POLE AC-3, 335KW, 400/380V (1000V) AUXILIARY SWITCH 33 (3NO+3NC) W.3TC44174A RE | 4081.46
3TG1001-0AG2 | CONTACTOR SCREW TERMINALS, 3NO+1NC FOR SNAPPING ONTO STANDARD MOUNTING RAIL AC OPERATION AC 110V,45. | 26.71
6RA8078-6DS22-0AA0 | SINAMICS DCM DC CONVERTER FOR TWO-QUADRANT DRIVES CONNECTION B6C INPUT: 3-PHASE AC 400V, 232A CONTRO | 5642.49
6SE6420-2UD21-5AA1 | MICROMASTER 420 UNFILTERED 3AC 380-480V +10/-10% 47-63HZ CONSTANT TORQUE POWER 1.5 KW OVERLOAD 15 | 1617.61
6SL3730-6TE41-7AA3 | SINAMICS S120 CABINET MODULE SMART LINE MODULE WITH CIM+CU320-2 3AC 380-480V, 50/60HZ OUTPUT: DC 51 | 52050.8
6ES7400-2JA10-0AA0 | SIMATIC S7-400, UR2-H RACK ALU, CENTRALIZED AND DISTRIBUTED WITH 2 X 9 SLOTS | 2551.22
6ES7922-3BF00-0AC0 | FRONT CONNECTOR FOR S7-300 40-POLE (6ES7392-1AM00-0AA0), 40 SINGLE CORES WITH 0.5 MM2, H05V-K SINGLE | 208.06
6ES7455-0VS00-0AE0 | SIMATIC S7-400, CONTROL MODULE FM 455 C, 16 CHANNELS, CONTINUOUS 8/16 AI + 16 DI + 16 AO | 4506.54
6ES7331-7NF00-0AB0 | SIMATIC S7-300, ANALOG INPUT SM 331, OPTICALLY ISOLATED, 8 AE; +/-5/10V, 1-5 V, +/-20MA, 0/4 TO 20MA | 1608.54
6ES7923-0BA50-0CB0 | CONNECTING CABLE UNSHIELDED FOR SIMATIC S7-300/400 BETWEEN FRONT CONNECTOR MODULE A. TERMINAL BLOCK | 24.6
7MF9401-7BC | SHUT-OFF VALVE DESIGN B, DIN 16271, WITH TEST COLLAR AND CONNECTION COLLAR,MAX.OPERATING PRESSURE 40 | 217.77
6FX2001-2DC50 | SIMODRIVE (ACCESSORIES) INCR. ROTARY ENCODER WITH RS 422 (TTL), 2500 PULSES, SYNCHROFLANGE, 6 MM SHA | 366.56
6FX8008-1BD71-2AA0 | SIGNAL CABLE,SOLD BY THE METER 2 X 2 X 0.18 C TRAILING CABLE, UL/CSA DESINA MOTION CONNECT 800, DELI | 564.9
8JK4061 | TERMINAL 1POLE INSULATED, 630A INC./OUTG. FEEDER 1X50-240/1X50-240SQMM | 89.35
6GT2600-3AC00 | MOBY D / RF300 ISO MOBILE DATA MEMORY MDS D324 BUTTON,D= 27 MM X H= 4 MM, USER MEMORY 992BYTE EEPROM | 29.92
8MF5086-4ES | EMC CUBICLE IP40 HXWXD=2000X800X600 | 4037.52
8MF4261 | TRIM STRIP W.O. SIEMENS LETTER. OCHRE FOR CUBICLE WIDTH 800MM | 188.94
8MF4382 | CENTER STAY H=2200 | 249.21
8WH2000-1HG08 | FUSE TERMINAL FOR G FUSE LINKS 6X32 MM, WITH 4MM2 SPRING CONNECTION, WIDTH: 8.2 MM, COLOR: BLACK | 7.26
8MF5884-5E | STANDARD CUBICLE 8MF5 HXWXD=1800X800X400 INDIVIDUAL MOUNTING NON-VENT., NOT ASSEM., SCREWED IP54 | 3187.53
8MF5888-4E | STANDARD CUBICLE 8MF5 HXWXD=1800X800X800 INDIVIDUAL MOUNTING NON-VENT., NOT ASSEM., SCREWED IP40 | 3245.47
8WD4428-0BD | SIGNALING COLUMN AS-INTERFACE ELEMENT, IP65 A/B TECHNIK,18,5...31,6V AC/DC, MANUAL SWITCHOVER ON EXT | 207.01
8WD4428-0BE | SIGNALING COLUMN AS-INTERFACE ELEMENT WITH EXT. AUX. VOLTAGE 24V, FOR MAX.4 SIGNAL ELEMENTS | 201.3
3TH4382-0AC2 | CONTACTOR RELAY 82E EN 50 011 8NO+2NC, SCREW TERMINALS AC OPERATION AC 50/60HZ 24V | 86.38
5SY7308-8 | CIRCUIT BREAKER 400V 15KA, 3-POLE, D, 8A, D=70MM | 125.65
6SE6400-3TD15-0FD0 | MICROMASTER 4 OUTPUT LC FILTER 380-480V 3AC 147.9 / 110.0 A (40 / 50 GRD C) STAND ALONE FS F 460 X 3 | 6827.71
6SE6400-4BC22-5FA0 | MICROMASTER 4 BRAKING RESISTOR 200-240 V 3R 50000 W PK 2500 W CONT 650 X 400 X 315 MM H X W X D IP2 | 1953.8
6SE6420-2AD22-2BA1 | MICROMASTER 420 WITH BUILT IN CLASS A FILTER 3AC 380-480V +10/-10% 47-63HZ CONSTANT TORQUE POWER 2 | 2041.3
5TC1271 | DELTA SHUTTER/BLIND CONTROL FM ISOL. RELAY COMPACT W. SECONDARY INPUT 3A, 230V AC FOR STANDARD FM BO | 73.11
5TD2120-0KK | DELTA PUSHBUTTON INSERT 10A, 250V WITHOUT CLAWS | 7.81
5TE8152 | TOGGLE SWITCH, D=70MM 20A 2NC 2NO | 26.19
3WL9312-7AA00-0AA2 | ACCESSORIES CIRCUIT-BREAKER 3WL OVERCURRENT RELEASE ETU27B LSING PROTECTION OPTION W/O RATED CURRENT | 3455.96
6SL3710-1GF37-4AA3 | SINAMICS G150 CONVERTER CABINET UNIT, AC/AC WITH CIM+CU320-2 3AC 500-600V, 50/60HZ NOM. POWER RATING | 69137.34
3TY6483-0BG4 | COIL F0R CONTACTORS 3TB47, 3TB48, 3TC48 DC 125V | 106.15
3TY6501-1AA00 | AUX.SWITCHBLOCK FOR CONTACTORS 3TB44-50, 3TC4 FOR LEFT/RIGHT CONNECTION (REPLACES 3TY6501-1A/-1B) | 14.7
3WL9111-0BA02-0AA0 | ACCESSORIES CIRCUIT BREAKER 3WL EARTHING CONTACT BETW. SWITCH AND GUIDE FRAME WITH 30% ICU SWITCH, S | 221.3
3RV1011-1EA10 | CIRCUIT-BREAKER SIZE S00, FOR MOTOR PROTECTION, CLASS 10, A-REL. 2.8...4A, N-REL. 52A, SCREW TERMINA | 57.91
4AM5242-5AV00-0EA0 | TRANSFORMER SITAS; PHASES:1; PN/PN(S6)(KVA):0,63 /2,35; UPRI(V):400+/-5%; USEC(V):42; ISEC(A):15; F( | 381.09
7MC2021-2CE | JACKET THERMOCOUPLE WITH CONNECTION HEAD, FORM B JACKET DIAMETER 3 MM; MAT. NO. 1.4541 1 THERMOC. EL | 96.22
7MC2028-2AC31 | INSULATED THERMOCOUPLE WITH COUPLING SOCKET LENGTH L = 0.5 M 1 THERMOCOUPLE ELEMENT NICR/NI SHEATH D | 81.03
8GK1121-7KK32 | ALPHA 400 DIN, WALL-MOUNTING DISTRIBUTOR, UP-CUBICLE, RAL 9016, IP31, SK1, H=1400 W=800 D=210 | 813.68
6GK1704-1CW00-3AE0 | SIMATIC NET IE SOFTNET-S7 UPGRADE FROM EDITION 2006 SW F. S7-,S5-COMP.-COMM.,OPC, PG/OP-COMM.,NCM PC | 601.76
6FX8002-2CT31-1AE6 | SIGNAL CABLE, PREASSEMBLED, (ENCODER VOLTAGE SIGNALS) MAIN CABLE 6FX8002-2CA31-.... SMALLER BENDING | 510.77
8MF4090 | BOTTOM PLATE SUBDIVIDED FOR CUBICLE WXD = 900 X 400MM | 324.56
8WA1850 | CONNECTING BAR FOR 2 TERMINALS SIZE 4 | 2.8
A5E02211147 | ACCESSORIES CLAMP CONNECTION (DIN 32676) DN 40, (P GASKET) | 630.6
3RN1010-1CB00 | THERMISTOR MOTOR PROTECTION STANDARD EVALUATION UNIT AUTO, 1NO+1NC, AC/DC 24V SCREW CONNECTION | 137.37
3TH4280-0AB0 | CONTACTOR RELAY 80E EN 50 011 8NO, SCREW TERMINALS AC OPERATION AC 50HZ 24V/60HZ 29V | 57.21
3TH4283-0BB4 | CONTACTOR RELAY 4NO+4NC, 2U, SCREW CONNECTION DC CURRENT ACTUATION DC-MAGNET SYSTEM 24 V DC | 106.14
6SE6430-2AD35-5FA0 | MICROMASTER 430 WITH BUILT-IN CLASS A FILTER 3AC 380-480 V +10/-10% 47-63 HZ SQUARED TORQUE POWER 55 | 16526.54
6SE6400-3TC07-5ED0 | MICROMASTER 4 OUTPUT CHOKE 380-480 V 3AC 75 A STAND ALONE FS E - 0.3 MH | 802.64
6SE6440-2AD22-2BA1 | MICROMASTER 440 WITH BUILT-IN CLASS A FILTER 3AC 380-480 V +10/-10% 47-63 HZ CONSTANT TORQUE POWER | 2752.1
5SY7463-6 | CIRCUIT BREAKER 400V 15KA, 4-POLE, B, 63A, D=70MM | 128.63
5SY7525-7 | CIRCUIT BREAKER 230V 15KA, 1+N-POLE, C, 25A, D=70MM | 42.07
5SY7540-8 | CIRCUIT BREAKER 230V 15KA, 1+N-POLE, D, 40A, D=70MM | 75.44
5SY7132-6 | CIRCUIT BREAKER 230/400V 15KA, 1-POLE, B, 32A, D=70MM | 13.14
3LD2015-0TK51 | MAIN/EMERG. STOP SWITCH 3-POLE IU=16, P/AC-23A AT 400V=7.5KW BASE MOUNTING HUTSCHIENEN/ZWEILOCHBEFES | 44.21
3TX6526-1F | SURGE SUPPRESSOR VARISTOR DC 24V F. CONTACTORS SIZE 8 TO 12 | 29.04
4AM3242-5AT10-0FA0 | TRANSFORMER SITAS; PHASES:1; PN/PN(S6)(KVA):0,063 /0,19; UPRI(V):400+/-5%; USEC(V):230; ISEC(A):0,27 | 111.94
3RA6250-2DB33 | SIRIUS, COMPACT STARTER, REVERSING STARTER 690 V, 24 V AC/DC, 50 ... 60 HZ, 3 ... 12 A, IP20, MAIN C | 1140.73
4AM4842-8JN00-0EA0 | TRANSFORMER SITAS; PHASES:1; PN/PN(S6)(KVA):0,5 /2; UPRI(V):400-230+/-15; USEC(V):24; ISEC(A):20,8; | 404.63
5TG6254 | I-SYSTEM, ALUMIN.METALLIC ROCKER W.SHUTTER/BLIND SYMBOLS FOR SHUTTER PUSHB. , 55X55MM | 16
5TG6271 | I-SYSTEM, ELECTRIC WHITE ROCKER F.UNIVERSAL SWITCH CO/OFF F. INTERMEDIATE AND OFF SWITCH FOR PUSHB. | 3.5
3SE5000-0AD02 | ANTRIEBSKOPF FUER POSITIONSSCHALTER 3SE51/52 ROLLENSTOESSEL , FORM C , MIT EDELSTAHLROLLE 13MM, NACH | 24.44
3RF2932-0JA16 | HEATER CURRENT MONITORING CURRENT RANGE 32A 40 DEG. C 400-600V / 24V AC/DC FOR SEMICOND. RELAY / CON | 138.63
3RF2990-0HA13 | OUTPUT REGULATOR CURRENT RANGE 90 A 40 DEGREES C 110-230 V / 24 V AC/DC TO SEMICON. RELAY/CONTACT. 3 | 307.65
3RH1921-2XA22-0MA0 | AUX.SWITCH BLOCK, 2NO+2NC, WITH ORDINAL NUMBERS 5...8, DIN EN 50012, 4-POLE CAGE CLAMP CONNECTION, F | 13.06
5UB1536 | I-SYSTEM, RED SCHUKO SOCKET OUTL. 10/16A 250V W. SCREWLESS TERMINALS W. LABELING FIELD COVER PLATE 5 | 17.11
5SJ4320-8HG41 | CIRCUIT BREAKER 240V 14KA, 3-POLE, D, 20A, D=70MM ACC. TO UL 489 | 179.28
5SJ6216-6KS | CIRCUIT BREAKER 400V 6KA, 2-POLE, B, 16A, D=70MM WITH SCREWLESS TAP-OFF TERMINAL | 26.5
3RW4434-2BC45 | SIRIUS SOFT STARTER, VALUES WITH 500 V, 40 DEG., STANDARD: 113A, 75KW, INSIDE-DELTA CIRCUIT 3: 196A, | 7797.31
3SB2910-1AD | LENS, YELLOW, WITH CONCENTRIC RINGS | 0.38
3SB2910-1BE | LENS, GREEN, SMOOTH, LABELING WITH INSERT CAP | 0.38
3SE5112-0LH60 | SIRIUS POSITION SWITCH METAL ENCLOSURE 40MM TO EN50041 DEVICE CONNECTION 1X (M20X1.5) 1NO/ 2NC SNAP- | 59.66
3SE5114-0KA00-1AE1 | BASIC SWITCH FOR POSITION SWITCH 3SE51. METAL ENCLOSURE 40MM TO EN50041 DEVICE CONNECTION 1X (M20X1. | 48.81
3SE5114-1RV10-1AF3 | SAFETY POS. SWITCH W. SEPARATE ACTUATOR,METAL HOUSING 40MM, TO EN50041 1NO/1NC SLOW-ACTION CONTACTS | 115.17
5TG6291 | I-SYSTEM, ELECTRIC WHITE ROCKER, SCREWABLE F.UNIVERSAL SWITCH CO/OFF F. INTERMEDIATE SWITCH, 55X55MM | 6.55
3SE5242-0AC05 | HOUSING FOR POSITION SWITCH W. INCREASED CORROSION PROT. PLASTIC HOUSING WIDE ACC. TO EN50047, 50MM | 9.24
3RF2340-1BA02 | SEMI-COND. CONTACTOR 3RF2,1-PH. AC 51 40A / AC15 20A 40 DEG. C 24-230 V / 24 V DC INSTANTANEOUS SWI | 71.54
3SX3225 | ADD. HINGE F. 40MM PROFILE FOR HINGE SWITCH 3SE228.- SUPPLIED WITH MOUNTING MAT. | 41.42
5TT3403 | VOLTAGE RELAY, N-TYPE AC 230/400V 2CO 0.85/0.95 | 153.7
5TT3406 | VOLTAGE RELAY, N-TYPE AC 230/400V 2CO 0.7/0.95 ASYMMETRY | 261.19
3TC4417-0LB4 | CONTACTOR SIZE 2, 2-POLE FOR RAILWAY APPLICATIONS DC-3 AND 5, 7.5A AT 750V AUXILIARY CONTACTS 21 (2N | 273.05
5TT4206-2 | RELAY,N-TYPE W 1 CHANGEOV.CONT. CONTACT FOR AC 230V 16A CONTROL AC 24V | 33.47
5SU1356-7KK32 | FI/LS-PROTECTOR TYPE A (PSE/SSF), D=70MM IFN 30MA,6KA, 1+N-POLEE C 32A | 81.84
5SJ4310-8HG42 | CIRCUIT BREAKER 10KA, 3POLE, D, 10A ACC. TO UL 489 - 480Y/277V | 176.99
3RW4073-6BB35 | SIRIUS SOFT STARTER, S12, 205 A, 200 HP/575 V, 50 DEG., 400-600 V AC, 115 V AC, SCREW TERMINALS | 4369.63
3RW4465-2BC36 | SIRIUS SOFT STARTER, VALUES AT 575V, 50DEGREES, STANDARD: 885A, 1000HP, INSIDE DELTA: 1533A, 1750HP, | 57302.37
3RW4465-6BC45 | SIRIUS SOFT STARTER, VALUES AT 500V, 40DEGREES, STANDARD: 1076A, 800KW, INSIDE DELTA: 1864A, 1350KW, | 50237.7
3SB2000-0AE01 | PUSHBUTTON, 16MM, ROUND, PLASTIC, GREEN, BUTTON, FLAT | 6.84
3SB2000-2BE01 | TOGGLE SWITCH, 16MM, ROUND, PLASTIC, GREEN, 2 SWITCH POSITIONS O-I, MOMENTARY CONTACT, RETURN FROM R | 13.16
3WL9111-0AN25-0AA0 | ACCESSORIES CIRCUIT BREAKER 3WL MAIN CONDUCTOR CONN. 1 OFF WITHDRAW. CIRC. BREAKER SZ I CONNECTION F | 99.43
3WL9111-0AN26-0AA0 | ACCESSORIES CIRCUIT BREAKER 3WL MAIN CONDUCTOR CONN. 1 OFF WITHDRAW. CIRC. BREAKER SZ II CONNECTION | 113.87
3WL9111-0AP02-0AA0 | ACCESSORIES CIRCUIT BREAKER 3WL PERSPEX COVER IP55, TRANSP. FOR MOUNT. ON CONTR.CAB. DOOR | 697.6
A5E01158891 | ACC. MAG 3100 DN100 PN16 GROUND RING TANTALUM | 4862.49
A5E01163677 | KIT, SENSOR FOR CABLE UNITS, PPS, STANDARD, VITON | 764.39
A5E01163699 | KIT, 316 STAINLESS STEEL PFA CABLE EXTENSION, 5 METER, CLS300 | 2040.59
6SL3136-7TE21-6AA3 | SINAMICS S120 ACTIVE LINE MODULE INPUT: 3AC 380-480V, 50/60HZ OUTPUT: DC 600V, 27A, 16KW FRAME SIZE: | 3187.02
7ME3960-0UC10 | ULTRASONIC COUPLANTS ULTRASONIC COUPLANTS, TEMPORARY WATER BASED (FOR PORTABLE SYSTEMS) -34 TO +38 D | 27.97
7MH7723-1FR | CALIBRATION TEST ARM ASSEMBLY, COMES WITH ONE 8.2 KG (18 LB) CALIBRATION WEIGHT. | 363.81
8GK9735-0KK50 | ALPHA 400/630/1600 DIN, COPPER BUSBARS 30X5MM, 450A, L=1250 | 117.53
8GK4500-2KK20 | ALPHA, SC. F. MEASURING INSTR. H300 B500, 4 MEAS. INSTR. 96X96 1 CO CONTACT | 87.97
8MF2298-3RB | STANDARD CUBICLE 8MF2 HXWXD=2200X900X800 SIDE-BY-SIDE MOUNTING VENTIL., ASSEMBL., WELDED IP30 | 2704.57
8WH8121-5AB05 | LABELS, FLAT, LONGIT. 1 - 10 SIZE ZBF10 | 0.08
BVP:207009 | BD01-AK2M1/2SD163FIA162 TAP-OFF UNIT | 536.05
BVP:261971 | BD2C-1250-LV-X*/Y* KNEE FRONTSIDE X/Y 0,36M-1,25M 1250A | 4141.57
FDK:083N8484 | MAG 3100 C FLANGE 2000MM PN10 S/STEEL | 6995.67
FDK:083N8487 | MAG 3100 E FLANGE 15MM HAST C276 | 743.13
FDK:083N8501 | MAG 3100 E FLANGE 3 INCH, CL150 HAST C | 1494.41
FDK:085U1021 | MATING PART FOR HYGIENIC FITTING DN40 DIN11851 | 100.71
6SE6430-2UD33-7EA0 | MICROMASTER 430 WITHOUT FILTER 3AC 380-480 V +10/-10% 47-63 HZ SQUARED TORQUE POWER 37 KW OVERLOAD 1 | 11484.5
5SY8602-7 | CIRCUIT BREAKER 400V 25KA, 3+N-POLE, C, 2A, D=70M | 150.79
3LD2054-1TL53 | MAIN/EMERG. STOP SWITCH 4-POLE IU=16, P/AC-23A AT 400V=7.5KW FRONT MOUNTING CENTER HOLE MOUNTING ROT | 33.82
3NE4121 | SITOR FUSE-LINK 100A, AC 1000V (DIN 43620, SIZE 0) | 71.83
3RH1921-1CA10 | AUXILIARY SWITCH BLOCK, 1 NO, DIN EN50005, SCREW CONNECTION, FOR CONTACTORS FOR SWITCHING MOTORS, 1- | 3.82
3RV1611-0BD10-ZW95 | CIRCUIT-BREAKER, A-RELEASE 0.2 A N-RELEASE 1.2 A, SIZE S00, FUSE MONITORING, SCREW CONNECTION | 51.78
5TG4830 | DELTA STYLE TITANIUM WHITE HOTEL CARD SWITCH ILLUMINATED 68X68MM | 89.57
5TG9874-1CM | DELTA M-SYSTEM MODULAR-JACK SOCKET OUTLET CAT3 RJ11 6/4 W. SHUTTER CARBON METALLIC | 12.46
3TC4417-0CY80-0AB4 | CONTACTOR SIZE 2, 2-POLE DC-3 AND 5, 32 A AUX. SWITCHES 22 (2NO+2NC) 600 V DC, 0.7...1.2 US | 387.16
3RK1315-6LS41-0AA3 | SIRIUS MOTOR STARTER M200D AS-I COMMUNICATION: AS-INTERFACE DIRECT ON-LINE STARTER BASIC MECHANICALL | 892.91
5UB1827 | DELTA STYLE SCHUKO OUTLET 10/16A 250V WITH LABELING ZSV ORANGE | 14.73
5SJ4203-7HG41 | CIRCUIT BREAKER 240V 14KA, 2-POLE, C, 3A, D=70MM ACC. TO UL 489 | 130.66
6GK5208-0BA00-2AF2 | SCALANCE XF208, FLAT, MANAGED IE SWITCH, 8 X 10/100MBIT/S RJ45 PORTS, FAULT SIGNAL CONTACT WITH SET- | 1150.13
5SP3725 | M.C.B. F. POWER SUPPLY COMPANY SELECTIVE 1POLE 25A | 142.05
5SP4480-8 | CIRCUIT BREAKER 400V 10KA, 4-POLE, D, 80A, D=70MM | 400.03
3RW4425-3BC45 | SIRIUS SOFT STARTER, VALUES WITH 500 V, 40 DEG., STANDARD: 57A, 37KW, INSIDE-DELTA CIRCUIT 3: 99A, 5 | 5743.31
3RW4435-6BC35 | SIRIUS SOFT STARTER, VALUES WITH 575 V, 50 DEG., STANDARD: 117A, 100HP, INSIDE-DELTA CIRCUIT 3: 203A | 9210.24
3RW4036-1BB04 | SIRIUS SOFT STARTER, S2, 45A, 22KW/400V, 40 DEGR., AC 200-480V, AC/DC 24V, SCREW TERMINALS | 921.48
3SB2901-5MC | INSERT CAP FOR PUSHBUTTON AND ILLUMINATED PUSHBUTTON RAISED CLEAR WITH BLACK LETTERING, WITH SYMBOL: | 0.93
3RK1315-6NS71-2AA0 | SIRIUS MOTOR STARTER M200D AS-I COMMUNICATION: AS-INTERFACE DIRECT ON-LINE STARTER, BASIC ELECTR. SW | 997.82
3RK1901-0PA00 | AS-INTERFACE CONNECTOR FOR DATA AND AUX. SUPPLY CABLE WITH 2 INSUL. PIERC. CLAMPS FOR STAND. LITZ W. | 5.67
A5E02212428 | SITRANS LR460 ENCLOSURE WITH BOARD STACK, HART COMMUNICATION, DC POWER, NPT CABLE INLET, APPROVAL OP | 6459.42
6SL3000-1BF41-1AA0 | BRAKING RESISTOR FOR SINAMICS S120 CABINET MODULE CENTRAL BRAKING MODULE RATED POWER 1100KW 3AC 500- | 19776.13
6XV1830-1EN50 | SIMATIC NET, PB FC STANDARD, BUS CABLE 2-WIRE, SHIELDED, SPEC. DESIGN FOR RAPID INSTALL. 50 M IN SPO | 182
7ME3960-0MC02 | TRANSDUCER MOUNTING HARDWARE MOUNTING HARDWARE FOR DEDICATED UNIVERSAL TRANSDUCER SIZE E LEGACY PART | 878.91
8GK9100-0KK02 | ALPHA 400/630 DIN BLANKING FLANGE PLATE IP43 MADE OF METAL RAL 7035 WITH FIXING ACCESSORIES (1 SET = | 41.15
8MF2286-4E | CUBICLESYSTEM 8MF2000 HXWXD = 2200 X 800 X 600MM FOR INDIVIDUAL MOUNTING WITH SIDE PANELS, IP 40 | 2897.73
8GK9001-3KK01 | ALPHA 160 DIN, BARRIER VERTICAL, H=450 | 15.53
8MF2864-4RB | STANDARD CUBICLE 8MF2 HXWXD=1800X600X400 SIDE-BY-SIDE MOUNTING VENTIL., ASSEMBL., WELDED IP40 | 2125.01
8UC6031 | SPARE PART FOR ROTARY OPERATING MECHANISM 8UC6 EXTENSION SHAFT 300MM LONG 6 X 6MM | 11.6
A5E00082458 | MOTHERBOARD TWO-WIRE, NOT EEX WITH HART FOR SIPART PS2 6DR51**-*N (AND 6DR40**-*N) | 1250.06
8WH9000-2VA00 | COVER FOR FEED-THROUGH TERM. WITH SPRING CONNECTION, 3 CONNECT. POINTS, SECTION: 2.5 MM2, WIDTH: 2.2 | 0.97
PBD:51006K050AJCA | KIT,IQ HORN 4",22452,50/16, 316,PTFE,FKM,NO PRESSURE | 1621.84
8PQ3000-0BA34 | SIVACON S4 MOUNTING PLATE HEIGHT 1900MM WIDTH 600MM | 236.93
6ES7194-4AJ00-0AA0 | SIMATIC DP, CONNECTING MODULE FOR PROFINET INTERFACE MODULES ET 200PRO; M12 / 7/8", 2 X M12 AND 2 X | 110.69
6SL3730-7TG41-3BA3 | SINAMICS S120 CABINET MODULE ACTIVE LINE MODULE INKL. WITH CIM+CU320-2 ACTIVE INTERFACE MODULE 3AC | 191432.85
7KT5804 | MECHANICAL TIME COUNTER 230 V, 50 HZ | 45.72
6FX2001-2EC04 | SIMODRIVE (ACCESSORIES) INCR. ROTARY ENCODER W. RS 422 (TTL), 2048 PULSES, SYNCHRON. FLANGE, 6 MM SH | 366.56
3UF7103-1AA00-0 | CURRENT MEASURING MODULE; SET CURRENT 20...200A; OVERALL WIDTH 120MM; STRAIGHT-THROUGH CT | 305.71
3RT1055-2AM36 | CONTACTOR, 75KW/400V/AC-3 AC(40...60HZ)/DC OPERATION UC 200-220V AUXILIARY CONTACTS 2NO+2NC 3-POLE, | 446.38
3NA3132 | LV HRC FUSE LINK GL/GG WITH NON-INSULATED GRIP LUGS WITH FRONT INDICATOR SIZE 1, 125A, AC 500V/DC 44 | 9.5
3NA3224-6 | LV HRC FUSE LINK GL/GG WITH NON-INSULATED GRIP LUGS WITH FRONT INDICATOR SIZE 2, 80A, AC 690V/DC 440 | 48.23
5SC211 | DIAZED FUSE LINK 500V F.CABLE AND LINE PROTECTION GL, SIZE DIVH, P.T. R1 1/4",80A | 19.9
5SD7463-1 | SURGE ARRESTER TYPE 2 REQUIREMENT CATEGORY C, UC 350V PLUG-IN PROTECTION BLOCKS 3-POLE, 3+0 CIRCUIT | 206.43
6DR2210-4 | SIPART DR22 CONTROLLER "NEW" FOR AC/DC 24 V POWER SUPPLY STANDARD CONTROLLER WITH - 3 ANALOG INPUTS | 3417.53
4RB2008-3CC50 | POWER CAPACITOR PHICAP MKP 220V 0.8KVAR | 40.61
4RB2200-3EB50 | POWER CAPACITOR PHICAP MKP 415V 20.0KVAR | 205.84
5SY4403-5 | CIRCUIT BREAKER 400V 10KA, 4-POLE, A, 3A, D=70MM | 201.01
3RT1956-4NB00 | ADAPTER PLATE FOR CONTACTORS S6 TO EXCHANGE CONTACTORS 3TF52/3TK52 ON SIRIUS 3RT1.5 | 41.91
3RT1936-6E | SPARE CONTACTS F. CONTACTOR MOD. S2. 4-POLE, IE/AC-1 55 A, 4NO MAIN CONTACTS CONSISTS OF 4 MOVABLE A | 169.65
3RK4353-3NR58-1BA0 | SIRIUS MCU MOTOR STARTER EN.DEGR. OF PROTEC.IP55 PLASTIC COMMUNICATION WITHOUT ELECTROMECHANICAL SWI | 767.54
3RS1142-1GW80 | TEMPERATURE MONITORING RELAY THERMOCOUPLE J,K,T,E,N,S,R,B, 2 THRESHOLDS, DIGITAL, -99 DEGREES C TO 1 | 454.52
3TH4373-0AF0 | CONTACTOR RELAY 73E EN 50 011 7NO+3NC, SCREW TERMINALS AC OPERATION AC 50HZ 110V/60HZ 132V | 86.38
3RS2040-1GW50 | TEMPERATURE MONITORING RELAY PT100/1000, KTY83/84, NTC 2 THRESHOLD VALUES, DIGITAL -58 DEGR.F TO 932 | 455.15
5SY8610-7 | CIRCUIT BREAKER 400V 25KA, 3+N-POLE, C, 10A, D=70M | 125.36
5SY8225-8 | CIRCUIT BREAKER 400V 25KA, 2POLE, D, 25A, D=70MM | 89.09
3LD2030-1TL11 | 4-P. MAIN CTR./EM.-STOP SWITCH IU=16, P/AC-23A AT 400V=7.5KW BASE MOUNTING RAILS/2-HOLE MOUNTING KNO | 29.09
5TE2515-1 | DC DISCONNECTOR F. PV SYSTEMS 1000V DC, 63 A | 110.68
3RV1011-0JA15 | CIRCUIT-BREAKER, SIZE S00, FOR MOTOR PROTECTION, CLASS 10, A REL. 0.70...1A, N REL. 13A, SCREW CONNE | 65.83
3RF2150-2AA14 | SOLID-STATE RELAY 3RF2, 1-PHASE WIDTH 22.5MM, 50A 48-460V / 24V AC/DC SPRING-LOADED TERMINALS | 52.74
3RV1923-1FA00 | MOULDED-PLASTIC ENCLOSURE FOR WALL MOUNTING WITH EMERGENCY STOP ROTARY OPERATING MECHANISM 54MM | 16.21
3SE5232-0HK15 | SIRIUS POSITION SWITCH; PLASTIC HOUSING ACC. TO EN50047, 31MM DEVICE CONNECTION 1X(M20X1.5); 1NO/1NC | 32.58
3SE5322-0SB22 | SAFETY POSITION SWITCHES WITH SOLENOID INTERLOCKING LOCK. FORCE 1300N,5 APPR. DIR. PLASTIC ENCLOSURE | 217.98
3SE5000-0AR02 | ACTUATOR HEAD FOR POSITION SWITCH 3SE51/52 SPRING ROD TOTAL LENGTH 142.5MM; SPRING= 50MM, PLUNGER=50 | 25.9
3SE7910-2AC | STEEL CABLE 3.0MM (LENGTH 20M) | 83.92
3RF2440-1AC55 | SEMI-CONDUCTOR CONTAC.3-PH.3RF2 AC51 40A 40 DEG. C 48-600V / 230V AC 3-PHASE CONTROLLED SCREW TERMIN | 236.75
3RK1304-5KS40-5AA3 | ET 200PRO RSE ST REVERSING STARTER STANDARD; MECH. SWITCHING; ELECTRO. UE PROTECTION; 3PH 400 V/0.9K | 753.06
6FX2001-5QS12 | ABSOLUTE VALUE ENCODER RESOLUTION 13 BIT WITH SSI, OPERAT. VOLT. 10-30 V STRIP FLANGE RADIAL FLANGE | 589.18
3RK1902-0AP00 | MOUNT. PLATE F. COMPACT STARTER TO INSERT TRAPEZ.-SECTION CABLE FOR AS-I AND AUXILIARY POWER | 31.42
3RK1902-0AR00 | SEALING FOR MOUNTING PLATE TO SEAL OFF THE HOUSING IF THE TRAPEZ.-SECTION CABLES ARE ENTERED AT ONE | 1.54
6SL3211-0AB12-5UB1 | SINAMICS G110 - CPM110 AC-DRIVE, WITHOUT FILTER 1AC200-240V +10/-10% 47-63HZ RS485-INTERFACE (USS-PR | 312.4
6SL3211-0AB13-7UA1 | SINAMICS G110 - CPM110 AC-DRIVE, WITHOUT FILTER 1AC200-240V +10/-10% 47-63HZ ANALOG INPUT CT: 0.37KW | 330.65
A5E01191982 | ACC. MAG 3100 DN40 PN40 GROUND RING HASTELLOY | 188.73
A5E02218313 | ACCESSORIES THREADED CONNECTION (SMS 1145) DN51, FOR SENSOR DN50 (P GASKET) | 699.56
6SL3130-6TE23-6AA3 | SINAMICS S120 SMART LINE MODULE INPUT: 3AC 380-480V, 50/60HZ OUTPUT: DC 600V, 60A, 36KW FRAME SIZE: | 4559.14
6SL3000-2AH32-4AA0 | SINAMICS/MICROMASTER PX MOTOR REACTOR FOR 3PH 660-690 V, 50/60 HZ, 215 A AC DRIVES/POWER MODULES/ MO | 2233.53
6SL3700-1AH36-3AA3 | SINAMICS S120 CABINET MODULE CENTRAL BRAKING MODULE 3AC 660-690V, 50/60HZ RATED POWER 630KW CABINET | 26262.71
8MF2064-4E | CUBICLESYSTEM 8MF2000 HXWXD = 2000 X 600 X 400MM FOR INDIVIDUAL MOUNTING WITH SIDE PANELS, IP 40 | 2376.17
8MF2066-4EN | SICUBE 8MF2000 EMC-CUBICLE; WELDED, NI-PLATED H X W X D = 2000 X 600 X 600MM FOR INDIVIDUAL MOUNTING | 5776.15
8GK1052-1KK31 | ALPHA 160 DIN, WALL-MOUNTED DB, SM PARTIALLY EQ. W. RAPID MOUNTING KIT FOR BUILT-IN DEV., RAL 9016, | 668.03
8MF2264-5E | CUBICLESYSTEM 8MF2000 HXWXD = 2200 X 600 X 400MM FOR INDIVIDUAL MOUNTING WITH SIDE PANELS, IP 54 | 2878.42
8WH9000-1KA00 | COVER, FOR COMPACT TWO-TIER TERMINALS WITH SECTION 2.5 MM2 WIDTH 2.2 MM, COLOR: GRAY | 0.72
BVP:261885 | BD2C-400-LH KNEE BACKSIDE X 0,36M / Y 0,36M 160A-400A | 731.88
BVP:261532 | BD2A-3-1000-WB-2W* OPTIONAL LENGTH 1,26M-2,24M 100 0A, N + PE, 4-8 TAP OFFS | 2237.23
BVP:611434 | BD01-AK2M1/4SD163/F-A207 TAP-OFF UNIT | 378.17
LZS:PTMG0730 | LED MODULE, GREEN, AC 230V | 3.52
BVP:261867 | BD2A-400-LR-X*-G* ELBOW RIGHT X 0,36M-1,25M / Y 0 ,36M 160A-400A WINKEL 85 GRAD-1 75 GRAD | 1215.3
8MF2864-4R | CUBICLESYSTEM 8MF2000 HXWXD = 1800 X 600 X 400MM FOR SIDE-BY-SIDE MOUNTING WITHOUT SIDE PANELS, IP 4 | 1951.16
8WH6004-0AF01 | THROUGH-TYPE TERMINALS TERMINAL SIZE 2,5 MM2 WIDTH 5,2 MM COLOUR BLUE CLAMPING POINTS 4 | 3.58
8WH9003-1JA00 | COVER, FOR COMPACT TERMINALS WITH SECTION: 4 MM2, WIDTH 2.2 MM, COLOR: GRAY | 0.68
BVP:261957 | BD2C-400-LV-X*/Y*-G* KNEE FRONTSIDE X/Y 0,36M-1,25M 160A-400A WINKEL 85 GRAD-175 GR AD | 2530.96
FDK:083N8482 | MAG 3100 C FLANGE 72 INCH, AWWA C207, S/STEEL | 6158.19
LZS:RT3B4L24 | PLUG-IN RELAY COMPACT UNIT DC 24V, 1 CO CONTACT LED MODULE RED SOCKET W. LOGIC ISOLATION 5 MM PINNIN | 17.97
PBD:51035813 | KIT,UNIVERSAL FLANGE 3"/80MM, NO PRESSURE | 331.01
M56340-A0027 | SINGLE SHUT-OFF VALVE TYPE A TO DIN 16270 MAX.OPERAT.PRESSURE 250BAR BRASS | 21.65
M56340-A0043 | WATER TRAP B TO DIN 16282 120 CEL/100 BAR, 400 CEL/63 BAR MAT. NO. 1.0305 | 18.44
6FX5008-1BA50-2AA0 | POWER CABLE, SOLD BY THE METER 4 X 50 + 2 X 1.5 C UL/CSA, DESINA MOTION-CONNECT 500 DELIVERY FORM: O | 8960.47
6GK1901-1BB11-2AE0 | IE FC RJ45 PLUG 180 4X2, RJ45 FEMALE CONNECTOR (10/100/1000MBIT/S) WITH ROBUST METAL HOUSING AND FC | 1503.24
8MF4847 | SHELF WITH TELESC.RAIL EXTENS. FOR CUBICLE WXD = 800 X 800MM | 421.13
8MF4914 | COPPER EARTHING RAIL 30 X 5MM FOR CUBICLE WIDTH 900MM | 96.2
8MF9231 | MOUNTING PLATE H X W = 800 X 800 MM FOR 8MF SYSTEM CUBICLE | 231.82
8MF4601 | MOUNTING PLATE HXW=ALLX800 | 85.57
8MF4624 | MOUNTING PLATE HXW=ALLX1200 | 192.8
A5E00695277 | HOLDER FOR IRDA-INTERFACE ADAPTER TO TRANSMITTER SITRANS FUS080. | 136.74
A5E02083905 | LR260/LR460, HORN 2", NO PURGE, NO EMITTER, | 350.96
LZX:PT580730 | PLUG-IN RELAY 4 CHANGEOVER C.,HARD GOLD PLAT. 230V AC | 11.52
8MF2284-5R | CUBICLESYSTEM 8MF2000 HXWXD = 2200 X 800 X 400MM FOR SIDE-BY-SIDE MOUNTING WITHOUT SIDE PANELS, IP 5 | 2627.29
8WA1011-0DF21 | THROUGH-TYPE TERMINAL THERMOPL. SCREW TERMINAL ON BOTH ENDS TERMINAL BLOCK 10POLE, BEIGE W/O INSCRIP | 18.86
8WH8120-3AA25 | LABELS U,V,W,N, SIZE ZB6 | 0.11
8UC7410-1FG | HANDLE 8UC7 WITH MASKING FRAME HANDLE TI-GREY/BL.GREEN BASIC MASKING FRAME LIGHT GRAY SPARE PART FOR | 155.97
BVP:203243 | BD01-AK2XQ/F TAP-OFF UNIT | 197.04
BVP:261502 | BD2A-3-630-SO-1 STANDARD LENGTH 1,25M 630A, N + PE, WITHOUT TAP OFFS | 1102.71
BVP:261854 | BD2A-400-LR-X*/Y* ELBOW RIGHT X/Y 0,36M-1,25M 16 0A-400A | 1526.16
PBD:23900177 | LOAD CELL, 5 LB FOR MILLFLO FLOWMETER | 3140.95
PBD:23900223 | LOAD CELL 'WEIGHFEEDER' 6KG, STAINLESS STEEL | 1866.77
6XV1873-6AN50 | SIMATIC NET FO STANDARD CABLE GP (50/125), PREASSEMBLED WITH 2X2 SC CONNECTORS, INSERTION GUIDE, LEN | 414.96
7MC2027-2BA10 | INSULATED THERMOCOUPLE WITH COMPENSATION LEAD NOM. LENGTH 300 MM,COMPENS LEAD L2KK; SHEATH DIAMETER | 143.07
6GK1704-5DW00-3AE0 | SIMATIC NET PB SOFTNET-DP UPGRADE FOR ED.2006; SW FUER PROFIBUS DP INCL. FDL,WITH OPC- SERVER AND NC | 308.4
8MF6096-4ES | EMC CUBICLE IP40 HXWXD=2000X900X600 | 4095.46
8MF6228-4R | STANDARD CUBICLE 8MF6 HXWXD=2200X1200X800 SIDE-BY-SIDE MOUNTING NON-VENT., ASSEM., WELDED IP40 | 3573.88
8MF6286-4R | STANDARD CUBICLE 8MF6 HXWXD=2200X800X600 SIDE-BY-SIDE MOUNTING NON-VENT., ASSEM., WELDED IP40 | 2685.25
8MF4521 | MOUNTING PLATE FOR CUBICLE HXW = 2200 X 800MM | 403.74
8WA1822-7EF85 | G FUSE LINK DIN 41662 TIME-LAG LOW BREAKING CAPACITY RATED UNINT. CURRENT 6.3A | 2.11
8WA753 | SPACER 22MM | 2.37
8WA7551 | CU RAIL 35MM,2M LENGTH EN 50 022-35X15 | 193.27
8WD4448-6XB | SIGNALLING COLUMNS, ACCESSORIES LED 115V AC, BA 15D, RED | 47.1
6SL3203-0BE21-6SA0 | SINAMICS SUPPL. LINE FILTER CL. B FOR POWER MODULE FSB FOOT PRINT 3AC 380-480V 10,2A 296 X 153 X 50 | 297.93
6SL3203-0CD21-0AA0 | SINAMICS LINE REACTOR FOR POWER MODULE FSB 2.2 AND 3,0 KW, FOOT PRINT | 205.89
BVP:610375 | BD2-AK03X-IP55 UPGRADING IP55 TAP-OFF UNIT | 34.26
BVP:611113 | BD2C-1000-ME-MBAL BD2C CENTRAL FEEDER UNIT 1000A FOR SINGLE CORE CABLE | 3445.44
6XV1440-4AH50 | CONNECTING CABLE FOR MOBILE PANELS (MPI/PROFIBUS), LENGTH: 5 M | 527.17
7PV1540-1AW30 | TIMING RELAY, SOLID-STATE, OFF-DELAY, W/O AUX.VOLTAGE, 1 CO CONTACT 7 TIME SETTING RANGES 0.05S...10 | 61.63
8GK9910-1KK50 | ALPHA 630 DIN, RAIL, WIDTH = 1250MM MINIMUM ORDER QTY 10 UNITS | 16.19
6AV6574-2AC00-2AA1 | CF CARD 512 MB FOR ALL HMI PANELS WITH CF SLOT | 203.17
5SY4102-8 | CIRCUIT BREAKER 230/400V 10KA, 1-POLE, D, 2A, D=70MM | 22.06
4RB2025-3EJ50 | POWER CAPACITOR PHICAP MKP 480V 2.5KVAR | 48.28
5SY5104-6 | CIRCUIT BREAKER CURR. SENS DC 220V AC 230/400V 10KA, 1-POLE, B, 4A | 25.78
5SY4313-5 | CIRCUIT BREAKER 400V 10KA, 3-POLE, A, 13A, D=70MM | 120.46
3NP1143-1BC23 | FUSE-SWITCH-DISCONNECTOR 3-POLE, NH1, 250A 60MM BUSBAR SYSTEM COVER LEVEL 32/70 MM BOX TERMINAL FUSE | 537.8
3RT1076-2AF36 | CONTACTOR, 250KW/400V/AC-3 AC(40...60HZ)/DC OPERATION UC 110-127V AUXILIARY CONTACTS 2NO+2NC 3-POLE, | 1947.39
3RT1276-6AD36 | VAC. CONTACTOR, 250KW/400V/AC-3 AC/DC OPERATION UC 42-48V AUXILIARY CONTACTS 2NO+2NC 3-POLE, SIZE S1 | 2751.52
3RT1946-4BA31 | PARALLEL CONNECTION WITHOUT TERMINAL, 3-POLE FOR 3RT104. | 7.52
6AG1322-1BH01-2AA0 | SIPLUS S7-300 SM322 - 20-POLE -25...+70 DGR C WITH CONFORMAL COATING WITH CONFORMITY EN50155 T1 CAT | 843.27
3SE2932-0AB20 | FOOT-OPERATED PUSHBUTTON TWO PEDALS, CABLE ENTRY M20X1,5 WITHOUT IP65, 1N0+1NC | 180.88
4AM4842-4TV00-0EB0 | TRANSFORMER SITAS; PHASES:1; PN/PN(S6)(KVA):0,5 /2; UPRI(V):230+/-5%; USEC(V):42; ISEC(A):11,9; F(HZ | 342.84
3TC5217-0BU0 | CONTACTOR, SIZE 8, 2-POLE DC-3 AND 5,RATD.OPER.CURR. 220A AUXILIARY CONTACTS 22 (2NO+2NC) AC OPERATI | 1061.54
3VL9460-4PS31 | ACCESSORY FOR CIRCUIT-BREAKER VL 630 (LG FRAME) V-TYPE CONTACT KIT 3P (6 TERMINALS, 1 TRIPPING PIN) | 487.34
5SJ4145-7HG40 | CIRCUIT BREAKER 240V 10KA, 1-POLE, C, 45A, D=70MM ACC. TO UL 489, SAME POLARITY | 58.78
5SM2435-6 | RCCB BLOCK FOR MCB 5SY TYPE A (PSE/SSF), D=70 MM 0.3-63 A 3-POLE IFN 100 MA 400 V | 121.02
3RW4426-1BC34 | SIRIUS SOFT STARTER, VALUES WITH 460 V, 50 DEG., STANDARD: 68A, 50HP, INSIDE-DELTA CIRCUIT 3: 118A, | 5507.83
3SB2000-4PB01 | KEYSWITCH, 16MM, ROUND, PLASTIC, CES, 3 SWITCH POSITIONS I-O-II, LATCHING ACTUATING ANGLE 2X62 DEGRE | 56.22
3RW4435-2BC44 | SIRIUS SOFT STARTER, VALUES WITH 400 V, 40 DEG., STANDARD: 134A, 75KW, INSIDE-DELTA CIRCUIT 3: 232A, | 7993.56
3SB2901-5AZK3Y | INSERT CAP FOR PUSHBUTTON AND ILLUMINATED PUSHBUTTON RAISED CLEAR WITH BLACK LETTERING, CUSTOMER-SPE | 2.51
3SB2910-0BB | BUTTON, BLACK, RAISED, FOR PUSHBUTTON | 1.29
3RK1315-6NS71-1AA0 | SIRIUS MOTOR STARTER M200D AS-I COMMUNICATION: AS-INTERFACE REVERSING STARTER, BASIC ELECTR. SWITCHI | 1026.05
3RK1400-1MQ01-0AA4 | AS-INTERFACE 24V DC STARTER IP67, DIGITAL, 4I/2O, DUPLEX STARTER, TYPE K60, 2 X 2 INPUTS, 200MA, Y-A | 625.61
4AM3442-4TJ10-0FA0 | TRANSFORMER SITAS; PHASES:1; PN/PN(S6)(KVA):0,1 /0,31; UPRI(V):230+/-5%; USEC(V):110; ISEC(A):0,91; | 120.69
3LD2144-1TL51 | MAIN CONTROL SWITCH 4-POLE IU=25, P/AC-23A AT 400V=9,5KW BASE MOUNTING MOUNTING RAIL/TWO-HOLE MOUNTI | 54.94
3LD9245-0C | SHAFT SET SHAFT 8X8X300 MM ONLY FOR SWITCH 3LD2 WITH DOOR COUPLING COMPRISING 5 PIECES | 13.84
3ND1814 | LV HRC FUSE LINK A.M. W.NON-INSULATED GRIPPING LUGS SIZE 00, 35A, 500V | 14.04
6AU1810-0BA00-0XL0 | SIMOTION ENGINEERING SYSTEM SCOUT SOFTWARE MAINTENANCE SERVICE | 726.26
5SH317 | D-TYPE ADAPTER SCREW SIZE DIII/THREAD E33, 35A | 1.6
5SE2310 | NEOZED FUSE LINK 400V GL, SIZE D01, 10A IN FOLDING BOX | 0.72
5SU1654-7KK25 | FI/LS-PROTECTOR TYPE A (PSE/SSF), D=70MM IFN 300MA,10KA, 1+N-POLEE C 25A | 86.45
5SU1656-7KK40 | FI/LS-PROTECTOR TYPE A (PSE/SSF), D=70MM IFN 300MA,6KA, 1+N-POLEE C 40A | 81.41
5SY4663-6 | CIRCUIT BREAKER 400V 10KA, 3+N-POLE, B, 63A, D=70MM | 125.83
5UB1931 | I-SYSTEM, ALUMIN.METALLIC SCHUKO SOCKET OUTL. 10/16A 250V W. SCREWLESS TERMINALS COVER PLATE 55X55M | 8.46
4RB2083-3EJ50 | POWER CAPACITOR PHICAP MKP 480V 8.3KVAR | 110
3NP1133-1BC23 | FUSE-SWITCH-DISCONNECTOR 3-POLE, NH00, 160A 60MM BUSBAR SYSTEM COVER LEVEL 32/70 MM BOX TERMINAL FUS | 326.86
6AG1232-4HA30-5XB0 | SIPLUS S7-1200 SB1232 1AO -25 ... +55 DEGREES C WITH CONFORMAL COATING BASED ON 6ES7232-4HA30-0XB0 . | 260.62
5SY7263-7 | CIRCUIT BREAKER 400V 15KA, 2-POLE, C, 63A, D=70MM | 86.98
3SE5162-0CD02 | SIRIUS POSITION SWITCH 3SE5162, METAL HOUSING XL, WIDTH 56MM ROLLER PLUNGER, WITH HIGH-GRADE STEEL R | 108.65
3VL9400-3HR20 | SIDE ROTARY OPER. MECHANISM 3VL4 W/ 1000MM BOWDEN WIRE ROTARY HANDLE BLACK | 374.17
3VL9400-4TD30 | ACCESSORY FOR VL400, TERMINAL FOR CABLE (CU OR AL) SET OF 3 PCS 1HOLE 3 POLE | 156.35
3VL9200-3TN00 | 3VL1 AUX. CONDUCTOR TERMINAL | 122.33
6ES7392-2XX10-0AA0 | SIMATIC S7-300, LABELING STRIPS (SPARE PART), FOR MODULES WITH FRONT CONNECTOR 40-PIN, 10 PIECES PER | 17.88
6ES7400-1TA01-0AA0 | SIMATIC S7-400, UR1 RACK, CENTRALIZED AND DISTRIBUTED WITH 18 SLOTS 2 REDUNDANT PS PLUGGABLE | 1826.6
6ES7307-1EA80-0AA0 | SIMATIC S7-300 OUTDOOR STABILIZED POWER SUPPLY PS307 INPUT: 120/230 V AC OUTPUT: 24 V DC/5 A | 343.91
7KT1201 | CURRENT TRANSFORMER AC 3X100/5A, DEPTH=70MM | 163.36
7MC2998-2DB | GAS-TIGHT THREADED SLEEVE, G1, W-NO. 1.0718 FOR STRAIGHT THERMOCOUPLE FOR PROT. TUBE DIAMETER 22 MM | 83.56
8WH6004-6AF00 | ISOLATION BLADE TERMINALS | 8.61
BVP:261509 | BD2A-3-800-SO-2 STANDARD LENGTH 2,25M 800A, N + PE, WITHOUT TAP OFFS | 1848.04
7MF9401-8BC | SHUT-OFF VALVE DESIGN B, DIN 16271, WITH TEST COLLAR, PIPE UNION, MAT. NO. 1.4571, MAX. OPERATING PR | 156.99
6FX5008-1BD41-6AA0 | SIGNAL CABLE, SOLD BY THE METER 3X2X 0.14 + 4X 0.14 + 2X0.5 C UL/CSA, DESINA MOTION-CONNECT 500 DELI | 4090.68
6FX8008-1BD51-2AA0 | SIGNAL CABLE, SOLD BY THE METER 3X2X0.14+4X0.14+2X0.5+4X0.22 C TRAILING CABLE, UL/CSA DESINA MOTION- | 1168.75
8MF4671 | MOUNTING PLATE HXW=2000X800 | 368.98
6FX2003-8LS25 | SET OF PIN CONTACTS (POWER CONNECTOR SIZE 3) 5X POWER CONTACTS 25 SQMM, 3X BRAKE CONTACTS 1-2.5 SQMM | 170.98
8MR2110-0D | HEATER 110-120 V, 100 W;UL-APP. HG 04009.9-00 | 128.49
8MF4923 | INDENTED RAIL FOR CUBICLE WIDTH 800MM | 154.16
8MF5296-4ES | EMC CUBICLE IP40 HXWXD=2200X900X600 | 4153.43
8WD4458-6XE | SIGNALLING COLUMNS, ACCESSORIES LED 230V AC, BA 15D, TRANSP. | 52.48
A5E01191976 | ACC. MAG 3100 DN250 PN16 GROUND RING HASTELLOY | 1248.52
6SL3330-1TE35-3AA3 | SINAMICS S120 BASIC LINE MODULE INPUT: 3-PH 380-480V, 50/60HZ OUTPUT: 510-650 VDC, 530A, 250KW FRAME | 10504
6SL3330-7TG37-4AA3 | SINAMICS ACTIVE LINE MODULE 3AC 500-690V, 50/60HZ, 735A OUTPUT: DC 750 - 1035V RATED POWER: 800KW BU | 60010.32
6SL3000-0JE41-0AA0 | SINAMICS LINE HARMONICS FILTER INPUT 3AC 380-480V, 50/60HZ 560KW FOR REDUCTION OF LOW FREQUENCY LINE | 21412.79
6SL3225-0BE35-5AA0 | SINAMICS G120 POWER MODULE PM250 WITH BUILT IN CL. A FILTER POSSIBILITY OF REGENERATION 3AC380-480V | 11642.68
8GK9601-2KK30 | ALPHA 630 DIN, COVER HEIGHT = 300MM, WIDTH = 750MM, CLOSED MINIMUM ORDER QTY 10 UNITS | 65.6
8GK4351-1KK12 | ALPHA 400/630 DIN, KIT F. INSTALL. MOUNTING DEVICE WITH ROW DISTANCE 150 MM H150 W=250 | 49.82
8GK4501-3KK23 | ALPHA 400/630 DIN PANEL INSTALLATION KIT W. SUPPORT,40MM DEEP-DRAWN H=450 W=500 | 111.5
5SE2340 | NEOZED-FUSE LINK 400V GL/GG,GR.D02, 40A, COLLAPSIBLE BOX | 1.18
5SU1674-7EK82 | RCBO SIQUENCE TYPE B,UNIVERS.CURRENT SENSITIV IFN 300MA, 10KA, 4POLIG C 125A FOR SELECTIVE SWITCH OF | 2724.08
5SY4150-8 | CIRCUIT BREAKER 230/400V 10KA, 1-POLE, D, 50A, D=70MM | 40.73
5SY5410-7 | CIRCUIT BREAKER CURR.SENS.DC 880V AC 400V 10KA, 4POLE, C, 10A MAX. DC 1000V | 140.93
4RB2167-3EA50 | POWER CAPACITOR PHICAP MKP 400V 16.7KVAR | 172.49
4RB4104-3EB50 | POWER CAPACITOR PHASECAP COMPACT MKK 415V 10.4KVAR | 278.38
5SY5420-7 | CIRCUIT BREAKER CURR.SENS.DC 880V AC 400V 10KA, 4POLE, C, 20A MAX. DC 1000V | 140.93
5SY6150-7 | CIRCUIT BREAKER 230/400V 6KA, 1-POLE, C, 50A, D=70MM | 14.46
5SY6363-6 | CIRCUIT BREAKER 400V 6KA, 3-POLE, B,63A, D=70MM | 75.69
3NP1943-1CA10 | ACCES.F.FUSE SWI. DISCONNECTOR FOR NH1 REACH-ROUND PROTECTION FOR BUSBAR MOUNTING 1X TOP AND 1X BOTT | 6.13
3RA6970-3A | AS-I MOUNTABLE MODULE, CONNECTION CONTROL CIRCUIT: SCREW TERMINAL, | 440.52
6AG1337-3BA00-4AA0 | SIPLUS PS MODULAR 40A IN 120/230VAC OUT 24VDC/40A WITH CONFORMAL COATING FOR MEDIAL STRESS BASED ON | 1691.85
3SE5000-0AA03 | TWIST LEVER FOR POSITION SWITCH 3SE51 METAL LEVER, 27MM LONG,STEP 9MM, W/BALL BEARING ROLLER 19MM | 21.26
3VL9400-2AJ20 | ACCESSORY FOR VL160X, VL160, VL250, VL400, MOUNTING BRACKET 2HS+1AS RIGHT POLE ONLY | 68.04
6ES7392-1BJ00-0AA0 | SIMATIC S7-300, FRONT CONNECTOR FOR SIGNAL MODULES WITH SPRING CONTACTS, 20-PIN | 63.37
6ES7332-7ND02-0AB0 | SIMATIC S7,SM 332 ANALOG OUTPUT CHANNEL TO CHANNEL ISOLATION, 4 AO, 16 BIT RESOLUTION, 0-10V, 1-5V, | 1767.77
5SY7420-6 | CIRCUIT BREAKER 400V 15KA, 4-POLE, B, 20A, D=70MM | 61.2
5SY8603-8 | CIRCUIT BREAKER 400V 25KA, 3+N-POLE, D, 3A, D=70M | 178.78
6SE6400-2FL01-0AB0 | MICROMASTER 4 LOW LEAKAGE EMC FILTER 200V-240V 1AC 10A FOOTPRINT FSA - CLASS B | 180.83
6ES7431-0HH00-0AB0 | SIMATIC S7-400, ANALOG INPUT SM 431, NON-ISOLATED 16 AI, RESOLUTION 13 BITS, +/-10V, +/-20MA, 4 - 20 | 1587.21
6XV1871-2S | SIMATIC NET, IE FC TP FESTOON CABLE 2X2 (PROFINET TYPE B), TP-INSTALLATION CABLE FOR FESTOON SUSPENS | 7.11
3TK1832-0AM7 | CONTACT., 3-POLE, 1200 A / AC-1 MAIN CONTACTORS 3NO AUX. CONTACTS 2NO+2NC AC-OPERATED AC 220-240 V, | 11141.42
3TK1944-0A | TERMINAL COVERS FOR FITTING TO CONTACTORS 3TK14, 3TK15 | 38
5SY8263-7 | CIRCUIT BREAKER 400V 25KA, 2POLE, C, 63A, D=70MM | 95.33
5TD4705 | DELTA FLAT IP44, SM DARK GRAY/LIGHT GRAY PUSHB., 10A 250V, 66X75MM W. TRANSPARENT WINDOW (NEUTRAL/ L | 23.66
3TY6483-0BP4 | COIL F0R CONTACTORS 3TB47, 3TB48, 3TC48 DC 230V | 106.15
3WL9111-0BA31-0AA0 | ACCESSORIES CIRCUIT BREAKER 3WL LOCKING DEVICE OFF-POSITION CASTELL- LOCK IN OPER.PANEL FUNCTION SAF | 234.14
3UF7200-1AA00-0 | OPERATOR PANEL; INSTALLATION INTO CONTROL CABINET DOOR OR FRONT PLATE; CAN BE PLUGGED ONTO THE BASIC | 691.61
6DL2804-0AE50 | EX-DEVICE MADE OF STAINLESS STEEL, IP65. EMPTY CABINET READY FOR INSTALLATION OF ET200ISP. EQUIPMENT | 6469.86
3RT1064-2AU36 | CONTACTOR, 110KW/400V/AC-3 AC(40...60HZ)/DC OPERATION UC 240-277V AUXILIARY CONTACTS 2NO+2NC 3-POLE, | 634.56
3NA7120-6 | LV HRC FUSE LINK GL/GG WITH NON-INSULATED GRIP LUGS WITH COMBINATION INDICATOR SIZE 1, 50A, AC 690V/ | 38.65
3NJ4914-8BA00 | DISCONNECT. PLATE S.NH3, 1250A ACCESSORIES FOR FUSE SWITCH DISCONNECTORS 3NJ 414 - 3NJ418, (PACK = 3 | 117.06
3NJ4915-1FA10 | ACCESSORIES F. STRIPS 3NJ41 IN-LINE FUSE SW.DISC. S.NH00 INTEGRAT. CURR. TRANSFORMER 150/1 A, CL.0.5 | 156.49
4RB6500-3EE50 | POWER CAPACITOR PHASECAP HD MKK 440V 50.0KVAR | 828.49
4RB9810-0AA00 | DISCHARGE RESISTOR EW22 1STEP | 85.85
3RA6400-2EB43 | SIRIUS, COMPACT STARTER, DIRECT STARTER W/SYSTEM INTERFACE, 400 V, 32 A, 24 V DC, 8 ... 32 A, IP20, | 1234
3RA6860-6AB | PE INFEED, CONNECTION MAIN CIRCUIT: SCREW TERMINAL, TERMINAL MAX. 25 MM2 / 35 MM2 | 40.47
4AM5742-5MT10-0FA1 | TRANSFORMER SITAS; PHASES:1; PN/PN(S6)(KVA):1 /5; UPRI(V):690+/-5%; USEC(V):230; ISEC(A):4,35; F(HZ) | 593.6
4AM5742-8DD40-0FA0 | TRANSFORMER SITAS; PHASES:1; PN/PN(S6)(KVA):1 /5; UPRI(V):550-525-500-480-460- 440-415-400-380-230-2 | 633.26
5TG6230 | I-SYSTEM, CARBON METALLIC ROCKER W. LAB. PLATE, 55X55MM F.UNIVERSAL SWITCH CO/OFF F. INTERMEDIATE AN | 13.4
3SE5232-0HK21 | SIRIUS POSITION SWITCH; PLASTIC HOUSING ACC. TO EN50047, 31MM DEVICE CONNECTION 1X(M20X1.5); 1NO/1NC | 28.88
3SE5120-3AA00-1AG0 | LED COVER YELLOW, FOR POSITION SWITCH METAL 3SE51, HOUSING WIDTH 56MM 2 LEDS, YELLOW/GREEN, 110-230 | 23.95
3TH4280-0AP0 | CONTACTOR RELAY 80E EN 50 011 8NO, SCREW TERMINALS AC OPERATION AC 230/220V 50HZ, 276/264V 60HZ | 57.21
3SE5322-0SE21 | SAFETY POSITION SWITCHES WITH SOLENOID INTERLOCKING LOCK. FORCE 1300N,5 APPR. DIR. PLASTIC ENCLOSURE | 249.86
3SE5322-1SD21 | SAFETY POSITION SWITCHES WITH SOLENOID INTERLOCKING LOCK. FORCE 1300N,5 APPR. DIR. PLASTIC ENCLOSURE | 232.28
3RK1205-0BQ30-0AA3 | ASISAFE COMPACT MODULE K20F, IP67, DIGITAL, 2F-DI, 2 X SAFE INPUT CAT. 1/2 OR 1 X SAFE INPUT CAT. 3/ | 243.93
5SJ4260-8HG41 | CIRCUIT BREAKER 240V 10KA, 2-POLE, D, 60A, D=70MM ACC. TO UL 489 | 265.11
5SJ4303-7HG41 | CIRCUIT BREAKER 240V 14KA, 3-POLE, C, 3A, D=70MM ACC. TO UL 489 | 189.15
5ST2191 | FORK-TYPE BUSBAR SHOCK-PROOF, 2-PHASE 16 SQMM, 56 SPACING UNITS | 34.88
6FX2003-7LS10 | PIN CONTACTS 1.5-4.0 MM2 (POWER CONNECTOR SIZE 1) PERFORMANCE PACK = 10 PIECES | 63.87
3RW3047-1BB14 | SIRIUS SOFT STARTER, SIZE S3, 106A, 55KW/400V, 40 DEGREES, 200-480V AC, 110-230V AC/DC, SCREW TERMIN | 1360.41
3VL9800-3HN00 | ACCESSORY FOR VL1250, VL1600, TOGGLE HANDLE EXTENSION WITH SCREWS PACKED IN BAG | 42.53
6SL3055-4AB05-0AV0 | DC 24V POWER SUPPLY SINAMICS V50 INPUT VOLTAGE AC 88V - 264V | 150.48
6SL3056-2AA00-0TV0 | EMERGENCY STOP BUTTON FOR SINAMICS V50 | 16.63
6SL3000-0CE31-0AA0 | SINAMICS LINE REACTOR FOR 100KW BASIC LINE MODULE INPUT: 3-PH 380-480V, 50/60HZ | 1122.09
6SL3511-1PE25-5AM0 | SINAMICS G110D AC-DRIVE, WITH REPAIR SWITCH WITH BUILT IN CL. A FILTER WITH BULT IN BRAKING CHOPPER | 3983.16
7ML1830-1JA | CABLE GLAND, 1/2" NPT, GENERAL PURPOSE DIP | 36.87
7MH7723-1CE | CARD,MD-256,SPEED SENSOR, STD,SPARE | 859.28
8GK1382-0KK22 | ALPHA 630 DIN, MARSHALLING BOX HEIGHT = 350MM, WIDTH = 550MM, DEPTH = 210MM, SK1, IP43 | 620.82
8GK1423-8KK15 | ALPHA AS DIN FLOOR DISTR.BOARD IP55, SK I, RAL 7035 H=1950 W=300 D=400 INCL. BASE AND SHEET-STEEL DO | 1245.65
8GK1031-3KK21 | ALPHA 160 DIN, WALL-MOUNTED DB, FM UNEQ. DISTR. BOARD RAL 9016 IP31 SK2, H=800 W=550 D=140 | 949.81
8GK4401-1KK11 | ALPHA 160 DIN, ASSEMBLY KIT F. TERMINAL BLOCKS W. TERMINAL STRIP, HORIZONTAL, H=150 W=250 | 56.74
5SJ4108-8HG41 | CIRCUIT BREAKER 240V 14KA, 1-POLE, D, 8A, D=70MM ACC. TO UL 489 | 53.71
4RB2008-1EA50 | POWER CAPACITOR PHICAP MKP 380V 0.7KVAR | 29.92
5SY4613-5 | CIRCUIT BREAKER 400V 10KA, 3+N-POLE, A, 13A, D=70MM | 154
5UH1097 | DELTA LINE COVER PLATE W. INCREASED TOUCH PROTECTION COMPLETE COVER 80X80MM TITANIUM WHITE | 7.07
5SY4413-6 | CIRCUIT BREAKER 400V 10KA, 4-POLE, B, 13A, D=70MM | 66.93
3NP1133-1JB13 | FUSE-SWITCH-DISCONNECTOR 3-POLE, NH00, 160A 40MM BUSBAR SYSTEM COVERS FOR RITTAL FLAT CONNECTOR FUSE | 323.39
5SY7301-8 | CIRCUIT BREAKER 400V 15KA, 3-POLE, D, 1A, D=70MM | 125.65
3RT1975-5AP31 | WITHDR. COIL FOR SIZE S12 FOR CONTACTOR 3RT107/3RT127/3RT147 AC/DC OPERATION 220-240V UC DRIVE: CONV | 108.42
3SE5162-0CB01 | SIRIUS POSITION SWITCH 3SE5162, METAL ENCLOSURE XL,56MM WIDE PLAIN PLUNGER, MADE OF HIGH-GRADE STEEL | 91.1
4AM4342-8EV00-0EA0 | TRANSFORMER SITAS; PHASES:1; PN/PN(S6)(KVA):0,315 /1,12; UPRI(V):600-575-550-525-500- 480-460-440-41 | 387.42
3VL9400-3MF00 | ACCESSORY FOR VL400, STORED ENERGY OPERATOR 24V DC WITH AUXILIARY SWITCH | 1805.42
5TA2151-0KK | DELTA ROCKER SWITCH INSERT FOR FLUSH MOUNTING 10A, 250V, ON-OFF: 1-POLE WITHOUT CLAWS | 6.66
3RA6250-2CP32 | SIRIUS, COMPACT STARTER, REVERSING STARTER 690 V, 110 ... 240 V AC/DC, 50 ... 60 HZ, 1 ... 4 A, IP20 | 1050.33
3RV1915-6AB | COVER FOR TAGS | 1.56
3SE5130-0AA00-1AG0 | YELLOW COVER FOR POSITION SWITCH PLASTIC 3SE513, HOUSING TO EN50041 | 2.98
3SE5000-0AC02-1AJ0 | ACTUATOR HEAD FOR POSITION SWITCH 3SE51 ROUNDED PLUNGER WITH 3MM OVERTRAVEL, STAINLESS STEEL PLUNGER | 21.8
3SE5000-0AD03 | ACTUATOR HEAD FOR POSITION SWITCH 3SE51/52 ROLLER PLUNGER W. PLASTIC ROLLER 10MM | 5.53
3RF2920-0HA13 | OUTPUT REGULATOR CURRENT RANGE 20 A 40 DEGREES C 110-230 V / 24 V AC/DC TO SEMICON. RELAY/CONTACT. 3 | 224.72
3SE5212-0KK50 | SIRIUS POSITION SWITCH METAL ENCLOSURE 31MM TO EN50047 DEVICE CONNECTION 1X (M20X1.5) ROTARY ACTUATO | 41.76
3RF2350-3AA24 | SEMI-COND. CONTACTOR 3RF2,1-PH. AC 51 50 A 40 DEGREES C 48-460 V / 110-230 V AC RING TERMINAL | 98.12
5TT4102-3 | REMOTE SWITCH WITH 2 NO CONTACT FOR AC 230, 400V 16A CONTROL AC 12V | 28.67
5SJ4202-7HG42 | CIRCUIT BREAKER 10KA, 2POLE, C, 2A ACC. TO UL 489 - 480Y/277V | 127.61
5SJ4306-8HG41 | CIRCUIT BREAKER 240V 14KA, 3-POLE, D, 6A, D=70MM ACC. TO UL 489 | 218.01
3RW4457-6BC36 | SIRIUS SOFT STARTER, VALUES AT 575V, 50DEG., STANDARD: 780A, 850HP, INSIDE-DELTA CIRCUIT 3: 1351A, 1 | 49845.2
5ST3712 | PIN BUS BAR SHOCKHAZARD SAFETY, 16QMM 3 PHASE+HS, L= 1016MM WITHOUT END CAPS | 64.1
3SB2226-0LH01 | ILLUMINATED PUSHBUTTON, 16MM, ROUND, PLASTIC, TRANSPARENT, BUTTON, RAISED, 1NO, LAMPHOLDER W2 X 4.6D | 23.29
5TG2551-4 | DELTA LINE, ALUMINUM METALLIC FRAME, 1FOLD, 80X80MM W. LABELING FIELD | 10.7
3UG4651-2AW30 | DIGITAL MONITORING RELAY SPEED MONITORING FROM 0.1 TO 2200 REV/MIN OVERSHOOT AND UNDERSHOOT AC/DC 24 | 222.19
3WL9111-1AJ02-0AA0 | 3WL9-NAFTA-ACCESSORY WLLECS LOCAL ELECTRIC ON PUSHBUTTON WITH SEALING CAP IN THE FRONT PANEL | 177.07
3NA7836 | LV HRC FUSE LINK GL/GG WITH NON-INSULATED GRIP LUGS WITH COMBINATION INDICATOR SIZE 00, 160A, AC 500 | 5.59
3LD9205-2C | SHAFT SET SHAFT 6X6X600 MM | 14.54
3NA3120-6 | LV HRC FUSE LINK GL/GG WITH NON-INSULATED GRIP LUGS WITH FRONT INDICATOR SIZE 1, 50A, AC 690V/DC 440 | 37.19
3RB2283-4AA1 | PROCESSING UNIT FOR FULL MOTOR PROTECTION SIZE S00...S12, CLASS 5...30 STAND-ALONE INSTALLATION MAIN | 258.92
3RF2130-1AA42 | SEMICONDUCTOR RELAY 3RF2, 1-PH. CONSTRUCTION WIDTH 22.5 MM, 30A 24-230 V / 4-30 V DC SCREW TERMINAL | 37.23
3RF2255-1AC45 | SOLID STATE RELAY 3-PHASE 3RF2 | 170.92
4AM5242-5FJ10-0FD0 | TRANSFORMER SITAS; PHASES:1; PN/PN(S6)(KVA):0,475 /2,34; UPRI(V):500+/-5%; USEC(V):110; ISEC(A):4,32 | 604.93
3SE5232-0BE10 | SIRIUS POSITION SWITCH PLASTIC HOUSING ACC. TO EN50047, 31MM DEVICE CONNECTION 1X(M20X1.5); 1NO/1NC | 29.19
3SE5234-0KC05-1AE0 | SIRIUS POSITION SWITCH; PLASTIC HOUSING ACC. TO EN50047, 31MM DEVICE CONNECTION 1X(M20X1.5); 1NO/2NC | 39.95
3RF2320-1BA04 | SEMI-COND. CONTACTOR 3RF2,1-PH. AC51 20A / AC15 12A 40 DEGR. C 48-460V / 24V DC INST. SWITCHING | 61.84
3RF2320-3AA06 | SEMI-COND. CONTACTOR 3RF2,1-PH. AC 51 20 A 40 DEGREES C 48-600 V / 24 V DC RING TERMINAL | 75.33
3RF2350-1AA24 | SEMI-COND. CONTACTOR 3RF2,1-PH. AC 51 50 A 40 DEGREES C 48-460 V / 110-230 V AC SCREW TERMINAL | 98.12
5TT6114 | CURRENT RELAY,N-TYPE AC 230V 1/5/10/15A 1PHASE, ABOVE | 164.13
5SJ4225-7HG42 | CIRCUIT BREAKER 10KA, 2POLE, C, 25A ACC. TO UL 489 - 480Y/277V | 107.87
5SU1356-6KK32 | FI/LS-PROTECTOR TYPE A (PSE/SSF), D=70MM IFN 30MA,6KA, 1+N-POLEE B 32A | 89.04
5SY4513-8 | CIRCUIT BREAKER 230V 10KA, 1+N-POLE, D, 13A, D=70MM | 26.01
3RW4075-2BB45 | SIRIUS SOFT STARTER, S12, 356 A, 250 KW/500 V, 40 DEG., 400-600 V AC, 230 V AC, CAGE CLAMP TERMINALS | 5743.31
3RW4422-1BC46 | SIRIUS SOFT STARTER, VALUES WITH 690 V, 40 DEG., STANDARD: 29A, 30KW, INSIDE-DELTA CIRCUIT 3: ONLY U | 4526.62
5ST3766 | END CAP KIT F.PIN BUSBARS 5ST3 76. GREY, KIT CONSISTING OF: 1CAP RIGHT/1CAP LEFT | 1.14
3RW4436-6BC34 | SIRIUS SOFT STARTER, VALUES WITH 460 V, 50 DEG., STANDARD: 145A, 100HP, INSIDE-DELTA CIRCUIT 3: 251A | 9655.05
3SB2901-4AQ | INSCRIPTION PLATE FOR PUSHBUTTON AND ILLUMINATED PUSHBUTTON, FLAT, CLEAR WITH BLACK LETTERING, WITH | 0.72
3RW4447-6BC44 | SIRIUS SOFT STARTER, VALUES WITH 400 V, 40 DEG., STANDARD: 432A, 250KW, INSIDE-DELTA CIRCUIT 3: 748A | 20932.37
3SB2908-2AB | LAMP EXTRACTOR FOR LAMPS WITH BASE W2X4.6D | 2.95
3RK1911-2BF60 | ECOFAST CONNECTOR SET COUPLING CASE 2.5 SQMM PIN INSERT HAN Q4/2 ANGULAR FOR SUBSEGMENT LINE | 83.92
3RS1010-1CK00 | TEMPERATURE MONITORING RELAY FOR PT100, UNDERSHOOTING OF 1 THRESH. VAL., WIDTH 22ND5 MM -50 C-50 C, | 200.04
6SL3211-0AB17-5BB1 | SINAMICS G110 - CPM110 AC-DRIVE,BUILT IN CL. B FILTER 1AC200-240V +10/-10% 47-63HZ RS485-INTERFACE ( | 447.76
6SL3211-0AB21-5UA1 | SINAMICS G110 - CPM110 AC-DRIVE, WITHOUT FILTER 1AC200-240V +10/-10% 47-63HZ ANALOG INPUT CT: 1.5KW; | 518.08
6SL3325-1TE38-4AA3 | SINAMICS S120 MOTOR MODULE 3AC 380-480V, 50/60HZ OUTPUT: DC 510 - 750V, 840A RATED POWER: 450KW LIQU | 41317.1
7ML1830-1HT | SMARTLINX DEVICENET MODULE | 721.09
7MH7724-1BC | MLC CALIBRATION WEIGHT, (STAINLESS STEEL 304(1.4301)) FOR SCALES WITH BELT WIDTH OF 36", 1000MM, 6.2 | 287.23
8GK4351-4KK12 | ALPHA 400/630 DIN, KIT F. INSTALL. MOUNTING DEVICE WITH ROW DISTANCE 150 MM H=600 W=250 | 116.53
7MH4132-4AG11 | SIWAREX R SELF-ALIGNING BOTTOM PARTS FOR LOAD CELLS SERIES RN - RATED LOAD 0.5T,1T,2T,3.5T,5T - MAD | 223.8
6FX2001-2QB00 | SIMODRIVE (ACCESSORIES) INCR. ROTARY ENCODER W. RS 422 (TTL) 1000 PULSES, CLAMP FLANGE 10 MM SHAFT, | 366.56
8MF6264-4E | STANDARD CUBICLE 8MF6 HXWXD=2200X600X400 INDIVIDUAL MOUNTING NON-VENT., ASSEM., WELDED IP40 | 2743.2
8MF9203 | MOUNTING PLATE H X W = 100 X 1000 MM FOR 8MF SYSTEM CUBICLE | 92.73
8MF4420 | C-SECTION RAIL CABLE INTERCEPTING BAR C50 W=600 | 87.5
8MF5864-4E | STANDARD CUBICLE 8MF5 HXWXD=1800X600X400 INDIVIDUAL MOUNTING NON-VENT., NOT ASSEM., SCREWED IP40 | 2569.32
8WH2004-0AG01 | FEED-THROUGH TERMINAL WITH SPRING CONNECTION, 4 CONNECT. POINTS, SECTION: 0,5 - 4 MM2, WIDTH: 6.2 M | 2.46
A5E01673047 | LOAD CELL, MMW/MCS, TSP-F, 25LBS | 2255.64
3RK1903-1BA00 | PM-D F1 F. MOTOR STARTER POWER MODULE, FAILSAFE UP TO SAFETY CAT. 4 EN954-1 FOR MONIT. START EM. STO | 513.69
3RP1505-1BP30-ZX95 | TIME RELAY, MULTI-FUNCTION 15 TIME SETTING RANGES AC 24/200... 240 V AND DC 24V, | 279.81
3TH4394-0AB0 | CONTACTOR RELAY 55E EN 50 011 5NO+5NC,1 O'LAP,SCREW TERMIN. AC OPERATION AC 50HZ 24V/60HZ 29V | 98.1
3TF6833-1DM4 | CONTACTOR SIZE 14, 3-POLE AC-3, 335KW, 400/380V (690V) AUXILIARY CONTACTS 33 (3NO+3NC) W.3TC44174A R | 3661.4
3TK1742-0AU0 | AC-1 CONTACTOR, 4-POLE, 1000 A, MAIN CONTACTS 4 NO, AUXILIARY CONTACTS 2NO+2NC, AC OPERATION AC 230. | 4586.69
6RA8078-6DV62-0AA0 | SINAMICS DCM DC CONVERTER FOR FOUR-QUADRANT DRIVES CONNECTION (B6) A (B6) C INPUT: 3-PHASE AC 400V, | 6982.19
3RS1800-1BP00 | COUPLING RELAY IM INDUSTRY-STANDARD ENCLOSURE 2 CHANGEOVER CONTACTS COMBIVOLTAGE 24 V AND 220 V TO 2 | 73.43
6SE6430-2UD31-5CA0 | MICROMASTER 430 WITHOUT FILTER 3AC 380-480 V +10/-10% 47-63 HZ SQUARED TORQUE POWER 15 KW OVERLOAD | 5392.15
5SY8420-8 | CIRCUIT BREAKER 400V 25KA, 4POLE, D, 20A, D=70MM | 106.28
5SY8305-8 | CIRCUIT BREAKER 400V 25KA, 3POLE, D, 0.5A, D=70MM | 143.51
6SL3055-0AA00-3KA0 | SINAMICS TERMINAL MODULE CABINET TM120 WITHOUT DRIVE-CLIQ CABLE ADD ON BOARD FOR SINAMICS CONVERTERS | 414.42
6SL3055-0AA00-5BA3 | SINAMICS S120 SENSOR MODULE SMC20 BOARD FOR EVALUATION OF INCREMENTAL ENCODER: SIN/COS 1VPP ABSOLUTE | 415.12
6SL3710-1GF31-8AA3 | SINAMICS G150 CONVERTER CABINET UNIT, AC/AC WITH CIM+CU320-2 3AC 500-600V, 50/60HZ NOM. POWER RATING | 17244.77
3UG4617-1CR20 | DIGITAL MONITORING RELAY FOR THREE-PHASE LINE VOLTAGE AUT. CORRECTION OF PHASE SEQUENCE PHASE FAILUR | 231.06
3WL9111-0BC16-0AA0 | ACCESSORIES CIRCUIT-BREAKER 3WL KIT FOR CONV. FIXED-MOUNTED TO WITHDRAWABLE SIZE 3 4-POLE (AUX.CURRE | 1483.42
3RF2020-1AA04 | SEMICONDUCTOR RELAY 3RF2, 1-PH. WIDTH 45 MM, 20 A 48-460 V / 24 V DC SCREW TERMINAL | 40.01
3RV1011-0GA10-ZW96 | CIRCUIT-BREAKER, 0.45...0.63A N-RELEASE 8.2 A, SIZE S00, MOTOR PROTECTION, CLASS 10, SCREW CONNECTIO | 54.63
5TG2596 | I-SYSTEM, ELECTRIC WHITE OUTLET COVER, 55X55MM | 11.23
5TG2553-2 | DELTA LINE, TITANIUM WHITE FRAME, 3FOLD, 222X80MM VERTICAL, W.LABELING FIELD | 17.21
3SE5000-0AF12-1AJ0 | ACTUATOR HEAD FOR POSITION SWITCH 3SE52 ANGULAR ROLLER LEVER, STAINLESS STEEL LEVER WITH PLASTIC ROL | 15.8
5UB1311 | DELTA PROFIL PROGRAM TITANIUM WHITE SOCKET ACC.TO US STANDARD 15A,125V | 21.88
6FX2001-4FB00 | BUILT-ON ENCODER 1000 RPM OPTICAL INCREMENTAL WITH HTL LEVEL, OPER. VOLTAGE 10-30V SYNCHROFLANGE RAD | 366.56
5UB1815 | DELTA STYLE, GREEN SCHUKO SOCKET OUTLET10/16A 250V W. LABELING FIELD W. INCREASED TOUCH PROTECTION C | 23.27
5SJ4201-7HG41 | CIRCUIT BREAKER 240V 14KA, 2-POLE, C, 1A, D=70MM ACC. TO UL 489 | 130.66
6FX2003-0AA51 | SIGNAL CONNECTOR (FOR 6FX8002-1AA51-....) 1X PC-BOARD WITH TERMINAL STRIP SMALL COMPONENTS | 95.6
5ST3011-0HG | AUXILIARY CIRCUIT SWITCH 2NO, FOR MCB ACC.UL489 | 21.43
3VL9800-3HP00 | ACCESSORY FOR VL1250, VL1600, SUPPORT BRACKET FOR SHAFT, LOCKING DEVICE FOR ROTARY DRIVE, EXTENDED F | 72.61
3WL9111-0AT45-0AA0 | ACCESSORIES CIRCUIT BREAKER 3WL SEALING DISC FOR ETU25-75 FOR PROT. AGAINST UNAUTHOR. OPERATION | 32.14
3SB2908-2AA | DISMANTLING TOOL FOR HOLDER AND LAMPHOLDER WITH HOLDER | 2.22
3VL9800-3AU10 | ACCESSORY FOR VL1250, VL1600, KIT F. LEADING AUXILIARY SWITCHES 1 CO CONTACT, FROM ON TO OFF 1.5 MET | 41.41
3RK1315-6KS71-0AA3 | SIRIUS MOTOR STARTER M200D AS-I COMMUNICATION: AS-INTERFACE DIRECT ON-LINE STARTER BASIC ELECTRONICA | 995.11
A5E01150378 | ACC. MAG 3100 DN25 CL300 GROUND RING W1.4404 | 155.16
A5E01181613 | ACC. MAG 1100 DN40 GROUNDING RING TANTALUM | 2677.6
6SL3224-0XE41-3UA0 | SINAMICS G120 POWER MODULE PM240 WITHOUT FILTER WITHOUT BULT IN BRAKING CHOPPER 3AC380-480V +10/-10% | 25651.31
6SL3160-8DF10-0AA0 | SINAMICS S120 ACCESSORIES KIT FOR ACTIVE INTERFACE MODULE 36 KW WIDTH 150 MM CONNECTOR DRIVE-CLIQ CA | 50.6
BVP:611094 | BD2C-250-EE-EBAL BD2C FEEDER UNIT 250A FOR SINGLE CORE CABLE | 641.3
7MH7723-1CJ | MD-256,ENCLOSURE COVER,SPARE | 100.55
8GK1112-2KK22 | ALPHA 400 DIN, WALL-MOUNTING DISTRIBUTOR, DELIVERY FORM FLAT PACK, AP-CUBICLE, RAL 9016, IP43 SK2, H | 369.68
8WH6000-6AF00 | ISOLATION BLADE TERMINALS | 6.77
8WH9000-3SD00 | COVERS FOR ISULATING TERMINALS TERMINAL SIZE 2,5 MM2 WIDTH 5,2 MM COLOUR GREY CLAMPING POINTS 3 | 0.68
BVP:034262 | BD01-B UNIVERSAL FIXING BRACKETS | 9.79
BVP:611453 | BD2A-1-800-SO-3-WKA STANDARD LENGTH 3,25M 800A, 0, 0,5PE, WITHOUT TAP OFFS | 4424.28
BVP:261845 | BD2A-1000-LL-X*/Y*-G* ELBOW LEFT X/Y 0,36M-1,25M 500A -1000A WINKEL 85 GRAD-175 GRAD | 2583.58
LZS:PT78740 | BASE FOR RELAY WITH 4 CHANGEOVER CONTACTS | 5.02
LZS:PT7874P | PLUG-IN BASE FOR PT-RELAY 2 CHANGEOVER CONTACTS, PLUG-IN TERMINAL (PUSH IN W. LOGICAL DISCONNECTION | 6.01
3NE3232-0B | SITOR FUSE-LINK 400A, AC 1000V, SIZE 1/110MM | 181.34
3NE3432-0C | SITOR FUSE-LINK FOR SEMICONDUCTOR PROTECTION 400A AR 1000V SIZE 3 CONNECTION CONTACT INDICATOR 130MM | 221.63
3NE3635-0C | SITOR FUSE-LINK FOR SEMICONDUCTOR PROTECTION 450A AR 1000V SIZE 3 CONNECTION CONTACT INDICATOR 130MM | 239.41
3NJ4913-1AA01 | ACCESSORIES FOR 3-POLE IN-LINE DISCONNECTORS SIZE 1-3, RETROFITTABLE AUXILIARY CONTACT, 1W WITH CONN | 31.64
3NJ4915-2BA00 | ACCESSORIES F. STRIPS 3NJ41 IN-LINE FUSE SW.DISC. S.NH1-3 HOLDER WITH DIST.SLEEVE | 22.93
3NJ6940-3BJ11 | ACCESSORY FOR IN-LINE FUSE SWITCH DISCONNECT. PLUG-IN, CURRENT TRANSFORMER 400/1A, CL.1, 5 VA | 68
4RB4330-3EE50 | POWER CAPACITOR PHASECAP COMPACT MKK 440V 33.0KVAR | 510.11
4RB5150-1FC50 | POWER CAPACITOR PHASECAP MKK 525V 15.0KVAR | 318.4
5SA251 | DIAZED FUSE LINK 500V TIME-LAG TNDZ SERIES SIZE DII, THREAD E16, 10A | 3.76
5SJ4115-7HG41 | CIRCUIT BREAKER 240V 14KA, 1-POLE, C, 1,6A, D=70MM ACC. TO UL 489 | 46.87
5SE1350 | SILIZED FUSE LINK 400 V GR,SEMICOND.PROTECT.GR.D02 50 A | 15.28
5SY5402-7 | CIRCUIT BREAKER CURR.SENS.DC 880V AC 400V 10KA, 4POLE, C, 2A MAX. DC 1000V | 168.37
5SY6305-7 | CIRCUIT BREAKER 400V 6KA, 3-POLE, C, 0.5A, D=70MM | 56.53
3RT1476-6AT36 | CONTACTOR, 690A/AC-1 AC(40...60HZ)/DC OPERATION UC 575-600V AUXILIARY CONTACTS 2NO+2NC 3-POLE, SIZE | 1526.19
3RT1955-5AS31 | WITHDR. COIL FOR MOD. S6 FOR CONTACTORS 3RT105/3RT145 AC/DC ACTUATOR UC500-550V DRIVE: CONVENTIONAL | 69.27
3RT1965-5AF31 | WITHDR. COIL FOR SIZE S10 FOR CONTACTORS 3RT106/3RT146 AC/DC OPERATION 110-127V UC DRIVE: CONVENTION | 85.72
6SL3710-7LE32-6AA3 | SINAMICS S150 CONVERTER CABINET UNIT, AC/AC WITH CIM+CU320-2 3-PH. 380-480 V, 50/60 HZ UNIT RATING: | 51758.9
6ES7340-1CH02-0AE0 | SIMATIC S7-300, CP 340 COMMUNICATION PROCESSOR WITH RS422/485 INTERFACE INCL. CONFIG. PACKAGE ON CD | 1507.81
3VL9800-8CB30 | ACCESSORY FOR VL1250, VL1600, TERMINAL COVER STANDARD 1 PIECE = 2 COVERS 3 POLE | 170.72
3SB2910-1BD | LENS, YELLOW, SMOOTH, LABELING WITH INSERT CAP | 0.38
3RK1911-2BS40 | ECOFAST CONNECTOR SET 6 SQMM WITH AXIAL OUTLET SUPPLY SIDE (PIN) HAN Q4/2 STRAIGHT FOR SUBSEGMENT- & | 84.32
3RK2200-0CE02-0AA2 | AS-INTERFACE CONTROL CABINET MODULE SLIMLINE S22.5 A/B SLAVE IP 20 4DI <=270MA SCREW TERMINAL | 404.63
4AT3912-5AT10-0FA0 | TRANSFORMER SITAS; PHASES:1; PN/PN(S6)(KVA):8 /28,5; UPRI(V):400+/-5%; USEC(V):230; ISEC(A):34,8; F( | 3173.35
6SL3000-0EH34-7AA0 | SINAMICS LINE REACTOR FOR SMART LINE MODULE 450KW 3AC 500-690V, 50/60HZ, 465A | 3627.88
6XV1820-6BH30 | SIMATIC NET, FLEXIBLE FIBER OPTIC CABLE (62.5/125), TRAILING CABLE, SPLITTABLE, PREASSEMBLED WITH 4 | 240.23
6XV1850-2EH20 | SIMATIC NET, TP CONVERTER CORD 15/RJ45 FOR INDUSTR. ETHERNET TP CORD, PREASS. W. 1 X 15-PIN ITP SOCK | 81.83
8GK1333-8KN24 | ALPHA 630 DIN FLOOR DISTR.BOARD IP55, SK II, RAL 7035 H=1950 W=550 D=320 INCL. BASE AND SHEET-STEEL | 1637.43
8MF2296-5R | CUBICLESYSTEM 8MF2000 HXWXD = 2200 X 900 X 600MM FOR SIDE-BY-SIDE MOUNTING WITHOUT SIDE PANELS, IP 5 | 2839.79
8MF2866-4EN | SICUBE 8MF2000 EMC-CUBICLE; WELDED, NI-PLATED H X W X D = 1800 X 600 X 600MM FOR INDIVIDUAL MOUNTING | 5679.57
8US1250-1AA10 | BUSBAR ADAPTER SYSTEM CENTER-TO-CENTER CLEARANCE 60 MM DEVICE HOLDER, WIDTH 45MM RAIL WIDTH: 5+10MM | 60.63
8MF2828-3RB | STANDARD CUBICLE 8MF2 HXWXD=1800X1200X800 SIDE-BY-SIDE MOUNTING VENTIL., ASSEMBL., WELDED IP30 | 3342.07
BVP:233559 | BD01-125-3-1 TRUNKING UNIT 125A | 312.09
CQO:1012TW-1 | THERMOWELL STD.DUTY UNINSULATED PIPE: 140MM (5.5 IN), WITHOUT LAGGING LEGACY PART NUMBER: 1012TW-1 | 410.14
BVP:261772 | BD2C-3-1250-WB-2W* OPTIONAL LENGTH 1,26M-2,24M 125 0A, N + PE, 4-8 TAP OFFS | 3795.21
3LD9221-0A | TERMINAL COVER 3-POLE FOR SWITCH 3LD2, 25A, 32A | 3.47
3NJ5974-0AB | ACCESSORIES FOR IN-LINE FUSE SWITCH DISCONNECTORS 3NJ41 BUSBAR SUPPORT, 3-PHASE CENTRE-LINE SPACING | 22.24
3NJ6920-3BB21 | ACCESSORY FOR IN-LINE FUSE SWITCH DISCONNECT. PLUG-IN, CURRENT TRANSFORMER 50/5A, CL.1, 1 VA | 54.36
5SW3010 | TERMINAL COVER F. RES.CUR OP.CIRCUIT BR. 5SM1 2MW | 3.19
6AV6574-1AB04-4AA0 | PROTECT. COVERS (5 UNITS) FOR KEY LABELING STRIPS MOBILE PANEL 170 AND 177 | 120.85
4RB2020-3EA50 | POWER CAPACITOR PHICAP MKP 400V 2.0KVAR | 40.61
4RB2025-1EB50 | POWER CAPACITOR PHICAP MKP 415V 2.5KVAR | 35.06
6EP1971-2BA00 | SITOP POWER ACCESSORIES MOUNTING BRACKETS 90 DEGREES FOR ORDER NO.: 6EP1434-2BA00, 6EP1436-2BA00, 6E | 82.49
4RB4075-3EA50 | POWER CAPACITOR PHASECAP COMPACT MKK 400V 7.5KVAR | 258.38
5SY6115-7 | CIRCUIT BREAKER 230/400V 6KA, 1-POLE, C, 1.6A, D=70MM | 8.51
3NW6110-1 | CYLINDRICAL FUSE GG ACC. TO FRENCH STANDARD (NFC) WITHOUT INDICATOR SIZE 14X51MM, 500V 25A | 4.62
3NP1923-1EA00 | ACCES.F.FUSE SWI. DISCONNECTOR FOR NH000 FIXING KIT FOR 1 STANDARD MOUNTING RAIL | 6.77
3RT1966-5AU31 | WITHDR. COIL FOR SIZE S10 FOR VAC. CONTACTOR 3RT126 AC/DC OPERATION 240-277V UC DRIVE: CONVENTIONAL | 90.27
3NP5060-0HA13-ZR01 | FUSE-SWITCH-DISCONNECTOR FOR FOR SURFACE MOUNTING AND FOR INSTALLATION 3-POLE, I=160A, U=400/500V AC | 1045.77
6AG1503-2CB00-2AA0 | SIPLUS NET OLM/G11 V4.0 -25 ... +60 DEGREES C BASED ON 6GK1503-2CB00 | 1709.33
4AM4642-5FT10-0FA0 | TRANSFORMER SITAS; PHASES:1; PN/PN(S6)(KVA):0,4 /1,44; UPRI(V):500+/-5%; USEC(V):230; ISEC(A):1,74; | 284.74
3VL9300-3TN00 | 3VL3 AUX. CONDUCTOR TERMINAL | 122.33
6SL3760-0NC00-0AA0 | CURRENT TRANSFORMER 800/1 800A/ 1A, 15VA | 201.24
6ES7921-3AA20-0AA0 | FRONT CONNECTOR WITH TWISTED RIBBON CABLE CONNECTION FOR 32 DIGITAL I/O MOD. OF THE S7-300, POWER SU | 102.31
6XV1870-3QE50 | SIMATIC NET INDUSTRIAL ETHERNET TP CORD RJ45/RJ45, CAT 6, TP CABLE 4X2, PREASSEMBLED W. W. 2 RJ45 CO | 28.52
8GK4556-3KK22 | A400/630 MOUNT. SET H=450 W=500 2 X 3NP4270 ON SUPPORT PLATE INCL. ADEQUATE SHADES | 226.02
8MF2286-4RB | STANDARD CUBICLE 8MF2 HXWXD=2200X800X600 SIDE-BY-SIDE MOUNTING VENTIL., ASSEMBL., WELDED IP40 | 2569.32
8MF2806-5R | SICUBE 8MF2000 CUBICLE SYSTEM WELDED H X W X D = 1800 X 1000 X 600MM FOR SIDE-BY-SIDE MOUNTING WITHO | 3206.83
8WH8120-7AA15 | LABELS L1,L2,L3,PE,N SIZE ZB15 | 0.11
BVP:203162 | BD2-AK3X/GS00 TAP-OFF UNIT 125A / 1X 3POLE FU SE SOCKET GS00 | 498.11
8WH9020-6AS10 | PLUG-IN JUMPER 4 DIVISIONS, AS TRANSVERSE JUMPER IN TERM. MIDDLE, 20-POLE, COLOR: SIEMENS COLOR | 9.9
PBD:51003K050AOAA | KIT,ROD/GSKT,22452 JIS10K50A, 316,PTFE | 1390.52
3NC2280-5 | SITOR CYLIND. FUSE-LINK AR WITH HAMMER 22X58 80 A, 690 V | 37.71
3ND1801 | LV HRC FUSE LINK A.M. W. NON-INSULATED GRIPPING LUGS SIZE 00, 6A, 500V | 15.64
3NJ6900-4HL11 | ACCESSORY FOR SWITCH DISCONNECTOR W/FUSE, IN-LINE, PLUG-IN, AMPEREMETER, MOVING IRON 600/1A, CL.1, 0 | 64.31
3NJ4123-3CF01 | IN-LINE FUSE SWITCH DISCONNECTOR 3-POLE SWITCHABLE, SIZE 1 I=250 A, U=690 V FLAT CONNECTOR M 10 NEW | 860.04
4RB4250-3EJ50 | POWER CAPACITOR PHASECAP COMPACT MKK 480V 25.0KVAR | 426.76
4EU2552-8UA00-0AA0 | MAINS CHOKE F.FU; PHASES:3; UN1(V):480; ITHMAX 1(A) / F1(HZ):224 /60; I LN (A):202; UK(%):2; LN(MH): | 1951.44
5SH5080 | NEOZED ADAPTOR SIZE D03, 80A | 1.06
6AV7674-0KD00-0AA0 | ADAPTER SET VESA 100 FOR FULLY ENCLOSED HMI UNITS 1 ADAPTER PLATE AND 8 SCREWS DOES NOT FIT FOR 19" | 343.28
6DR2410-4 | SIPART DR24 MULTI-FUNCTION UNIT FOR AC/DC 24 V POWER SUPPLY BASIC DEVICE WITH - 3 ANALOG INPUTS 0/4- | 5024.79
5SY5110-6 | CIRCUIT BREAKER CURR. SENS DC 220V AC 230/400V 10KA, 1-POLE, B, 10A | 21.36
4RB2050-3CD50 | POWER CAPACITOR PHICAP MKP 230V 5.0KVAR | 130.33
5SY4210-8 | CIRCUIT BREAKER 400V 10KA, 2-POLE, D, 10A, D=70MM | 32.43
5UH1203 | DELTA I-SYSTEM OUTLET COVER W/O INSERT W. INCREASED TOUCH PROTECTION CARBON METALLIC 55X55MM | 12.66
3RT1275-6AD36 | VAC. CONTACTOR, 200KW/400V/AC-3 AC(40...60HZ)/DC OPERATION UC 42-48V AUXILIARY CONTACTS 2NO+2NC 3-PO | 2040.4
6AG1153-4AA01-7XB0 | SIPLUS ET200M IM 153-4 PN IO -25 ... +70 DEGREES C WITH CONFORMAL COATING BASED ON 6ES7153-4AA01-0XB | 1132.48
3RT1466-6NF36 | CONTACTOR, 400A/AC-1 AC(40...60HZ)/DC OPERATION UC 96-127V AUXILIARY CONTACTS 2NO+2NC 3-POLE, SIZE S | 1001.06
3NP5460-0EA86-ZA02 | FUSE-SWITCH-DISCONNECTOR I=630A, U=690V, AUXILIARY SWITCH 1NO+1NC FOR CABLE-LUG CONNECTION FUSE SIZE | 1480.03
4AM4042-5AT10-0FA1 | TRANSFORMER SITAS; PHASES:1; PN/PN(S6)(KVA):0,25 /0,85; UPRI(V):400+/-5%; USEC(V):230; ISEC(A):1,09; | 232.34
3VL9400-8BD00 | ACCESSORY FOR VL400, COVER FRAME IP30 FOR CIRCUIT BREAKER FIXED/PLUG IN MOUNTED W. RCD | 70
6SL3730-6TE41-3AA3 | SINAMICS S120 CABINET MODULE SMART LINE MODULE WITH CIM+CU320-2 3AC 380-480V, 50/60HZ OUTPUT: DC 51 | 43665.69
6ES7900-1AA00-0XA0 | SIMATIC PC, SUPPLY CABLE 230V AC, BENT, 3M, FOR BOX-PC AND PANEL-PC FOR GERMANY; FRANCE; SPAIN; NETH | 28.46
6ES7922-4BC50-5AD0 | FRONT CONNECTOR FOR S7-400 48-POLE (6ES7492-1AL00-0AA0), WITH 46 SINGLE CORES 0.5 MM2, H05V-K SINGLE | 888.53
6ES7332-5RD00-0AB0 | SIMATIC S7, ANALOG OUTPUT SM 332, OPTICALLY ISOLATED, 4 AO, 0/4 UP TO 20 MA, 20 PIN, FOR SIGNALS FRO | 2434.45
6XV1873-3AH30 | SIMATIC NET FO STANDARD CABLE 50/125, PREASSEMBLED WITH 2X2 BFOC CONNECTORS, LENGTH 3.0 M | 100.47
6XV1873-6AN80 | SIMATIC NET FO STANDARD CABLE GP (50/125), PREASSEMBLED WITH 2X2 SC CONNECTORS, INSERTION GUIDE, LEN | 596.96
7KT5822 | ELECTRONIC TIME COUNTER DC 12-150V, 24-240V, 50HZ ELECTRICAL RESET | 115.62
7MF9010-5CC | ACCESSORY KIT 4 SCREWS 7/16-20 UNF X 2 1/8 INCH. 4 WASHERS, 2 FLAT-PROFILE GASKETS | 21.52
8GK1052-3KK21 | ALPHA 160 DIN, WALL-MOUNTED DB, SM PARTIALLY EQ. W. RAPID MOUNTING KIT FOR BUILT-IN DEV., RAL 9016, | 634.87
5SJ4120-8HG42 | CIRCUIT BREAKER 10KA, 1POLE, D, 20A ACC. TO UL 489 - 277V | 44.15
3VL9500-4WA40 | ACCESSORY FOR VL630, DRAW OUT ASSEMBLY REAR CONNECTORS 4 POLES | 2158.66
5ST3715 | PIN BUS BAR SHOCKHAZARD SAFETY, 16QMM 4 PHASE, L= 214MM WITH END CAPS | 15.07
3RW4425-1BC36 | SIRIUS SOFT STARTER, VALUES WITH 575 V, 50 DEG., STANDARD: 51A, 40HP, INSIDE-DELTA CIRCUIT 3: 88A, 7 | 6606.78
3RW3046-1BB14 | SIRIUS SOFT STARTER, SIZE S3, 80A, 45KW/400V, 40 DEGREES, 200-480V AC, 110-230V AC/DC, SCREW TERMINA | 1216.67
3VL9600-3MJ00 | ACCESSORY FOR VL630, VL800, STORED ENERGY OPERATOR 24V DC | 2158.66
6SL3000-0HE15-0AA0 | SINAMICS LINE FILTER FOR 5 KW SMART LINE MODULE INPUT: 3-PH. 380-480 V 50/60 HZ | 307.02
6SL3000-1BE41-0AA0 | BRAKING RESISTOR FOR SINAMICS S120 CABINET MODULE CENTRAL BRAKING MODULE RATED POWER 1000KW 3AC 380- | 25832.79
6SL3000-1BH36-3AA0 | BRAKING RESISTOR FOR SINAMICS S120 CABINET MODULE CENTRAL BRAKING MODULE RATED POWER 630KW 3AC 660-6 | 14428.67
6SL3264-1EA00-0EA0 | SINAMICS SCREENING TERMINATION KIT FOR CONTROL UNITS CU240S | 28.62
7MH7723-1BA | TEFLON "R" INNER DIAPHRAGM FOR ILE-61 | 192.7
7MH7725-1BA | LOAD CELL,WITH HARDWARE, MTS,50 LB, STAINLESS STEEL, SPARE | 2170.96
8GK9533-0KK10 | ALPHA 630 DIN, CABINET HEIGHT MOUNTING PLATE WITH FIXING SCREWS, SHEET STEEL SENDZIMIR GALVAN., F. M | 129.56
8GK4501-2KK12 | ALPHA 400/630 DIN, KIT SPACE COVER WITH SUPPORT | 40.39
8GK9100-0KK10 | ALPHA 400/630 DIN ACCESSORY BUSHING FLANGE FOR BUSBAR SYSTEM | 12.16
8PQ2055-6BA06 | SIVACON S4 UPGRADE KIT IP55 HEIGHT 550MM WIDTH 600MM | 76.01
8MF2866-4E | CUBICLESYSTEM 8MF2000 HXWXD = 1800 X 600 X 600MM FOR INDIVIDUAL MOUNTING WITH SIDE PANELS, IP 40 | 2492.08
BVP:201966 | BD01-100-KB TERMINAL BLOCK 100A | 58.75
PBD:51002K0100BAA | KIT,IQ,ROD,SHLD,2"BSP,100MM, 316,PTFE,FKM | 1219.04
LZS:RT4A4R24 | PLUG-IN RELAY COMPACT UNIT AC 24V, 2 CO CONTACT LED MODULE RED STANDARD PLUG-IN SOCKET SCREW TERMINA | 18.93
8PQ3000-0BA83 | SIVACON S4 PLUG IN STRIPE FOR SEPARATION ASSEMBLY HEIGHT 1800MM | 98.5
8WH5000-0AF01 | FEED-THROUGH TERMINAL, PLUG CONNECTION ON BOTH ENDS, SECTION 0.08 - 2.5 MM2, WIDTH: 5.2 MM, COLOR: B | 2.19
8WH8111-2AA05 | EMPTY LABELS, FLAT SIZE ZBF5 | 0.06
BVP:034278 | BD01-AK2X/4SD163A161 TAP-OFF UNIT | 370.83
A5E03007544 | BRACKETS FOR WALLMOUNT 19 INCH | 168.76
BVP:261514 | BD2A-3-1000-SO-1 STANDARD LENGTH 1,25M 1000A, N + PE, WITHOUT TAP OFFS | 1516.37
BVP:261748 | BD2C-3-1000-SO-3 STANDARD LENGTH 3,25M 1000A, N + PE, WITHOUT TAP OFFS | 3918.82
LZS:MT28800 | FIXING BRACKET | 1.67
6ES7658-2BX17-0CH0 | SIMATIC PCS 7, SOFTWARE, UPGRADE PACKAGE OS SERVER ASIA FROM V7.0 TO V7.1, R-SW, WITHOUT SW AND DOKU | 4802.33
8GS4010-6 | ALPHA-ZS, RAIL STANDARD FOR UPPER CONN. COMPARTMENT OR LOWER TSG FIELD | 24.89
6FX5008-1BA11-1FA0 | POWER CABLE, SOLD BY THE METER 4 X 1.5 + 2 X 1.5 C UL/CSA, DESINA MOTION-CONNECT 500 DELIVERY FORM: | 480.5
6FX2001-2DC04 | SIMODRIVE (ACCESSORIES) INCR. ROTARY ENCODER W. RS 422 (TTL), 2048 PULSES, SYNCHRONOUS FLANGE, 6 MM | 366.56
6GK1713-5CB00-3AE1 | SIMATIC NET PB S7-5613 UPGRADE FOR V6.0,V6.1,V6.2 A. ED. 2005 SW FOR S7-COMM., INCL. PG, FDL OPC-SER | 252.45
8MF4073 | BOTTOM PLATE FOR CUBICLE WXD = 1000 X 400MM | 243.41
6GK1905-0AF00 | PB PA SPLITCONNECT M12 JACK, CONNECT. ELEMENT FOR FOR TERMINATING OF PROFIBUS PA FIELD DEVICES WITH | 173.22
8MF4410 | C-SECTION RAIL CABLE INTERCEPTING BAR C40 W=600 | 75.12
8MF5264-4ES | EMC CUBICLE IP40 HXWXD=2200X600X400 | 3457.98
8MF5886-4E | STANDARD CUBICLE 8MF5 HXWXD=1800X800X600 INDIVIDUAL MOUNTING NON-VENT., NOT ASSEM., SCREWED IP40 | 3090.92
8MF6064-4E | STANDARD CUBICLE 8MF6 HXWXD=2000X600X400 INDIVIDUAL MOUNTING NON-VENT., ASSEM., WELDED IP40 | 2685.25
6ES7648-2AF40-0JA0 | SIMATIC PC MEMORY EXTENSION, 1 GBYTE(1X 1GB),DDR2 800,DIMM FOR IPC547C, PCS7 IPC547C | 296.65
6XV1873-6AH05 | SIMATIC NET FO STANDARD CABLE GP (50/125), PREASSEMBLED WITH 2X2 SC CONNECTORS, LENGTH 0.5 M | 96.96
8GK1052-4KK21 | ALPHA 160 DIN, WALL-MOUNTED DB, SM PARTIALLY EQ. W. RAPID MOUNTING KIT FOR BUILT-IN DEV., RAL 9016, | 706.19
8GS4004-1 | ALPHA-ZS, MAIN LINE BRANCH TERMINAL TO BGV A2, 5POLE | 55.95
6GK1411-2AB20 | SIMATIC NET, IE/AS-INTERFACE LINK PN IO;NETWORK TRANSITION INDUSTRIAL ETHERNET/ AS-INTERFACE WITH M3 | 3601.54
6GK5991-2AF00-8AA0 | SCALANCE X ACCESSORY, MEDIA MODULE MM991-2LD, 2 X 100MBIT/S SC-PORTS OPTICAL; SINGLEMODE GLASS UP T | 1821.43
6FX8002-2YQ27-1BB0 | SIGNAL CABLE M=011 | 264.04
6FX2001-2PF00 | SIMODRIVE (ACCESSORIES) INCR. ROTARY ENCODER W. RS 422 (TTL),5000 PULSES, CLAMP FLANGE 10 MM SHAFT, | 366.56
6GK1706-1NW00-3AE0 | SIMATIC NET IE SNMP OPC-SERVER BASIC; UPGRADE F. EDITION 2006 ADMINISTRATION OF UP TO 20 IP-ADR.; IN | 433.92
8MF4701 | MOUNTING KIT FOR CIRCUIT BREAKER FOR CUBICLE WXD = 800 X 400MM | 529.33
8MF6094-5E | STANDARD CUBICLE 8MF6 HXWXD=2000X900X400 INDIVIDUAL MOUNTING NON-VENT., ASSEM., WELDED IP54 | 3419.32
6GT2810-2DC10 | SIMATIC RF640T GEN2 TOOL-TAG; ACCORDING TO ISO 18000 6C FREQUENCY 915 MHZ (USA); 96 BIT EPC, ADDITIO | 45.28
6GK1905-0EC00 | M12 TERM.CONNECTOR FOR ET200 WITH INTEGRATED TERMINATING RESISTOR UNIT FOR PB, PIN INSERT PACK. UNIT | 105.23
6GK5005-0BA00-1AB2 | SCALANCE XB005 UNMANAGED INDUSTRIAL ETHERNET SWITCH FOR 10/100MBIT/S; WITH 5 X 10/100MBIT/S TWISTED | 166.17
8MR2132-5AB | 120-250V, 150WATTS, 25DEGR. CSF060, 06022.0-00, | 185.23
8MF5898-5E | STANDARD CUBICLE 8MF5 HXWXD=1800X900X800 INDIVIDUAL MOUNTING NON-VENT., NOT ASSEM., SCREWED IP54 | 3631.85
3RP1555-1AP30 | TIME RELAY, CLOCK-PULSE RELAY 15 TIME SETTING RANGES AC 24 V DC 200... 240 V, WITH LED | 334.88
3RS1140-1GW60 | TEMPERATURE MONITORING RELAY THERMOCOUPLE J, T, E, K, N 2 THRESH. VAL., DIGITAL -99 C - 999 C, 24-24 | 432.36
3TH4355-0BM4 | CONTACTOR RELAY 55E EN 50 011 5NO+5NC, SCREW TERMINALS DC OPERATION DC SOLENOID SYSTEM DC 220V | 131.42
6SE6430-2UD42-5GA0 | MICROMASTER 430 WITHOUT FILTER 3AC 380-480 V +10/-10% 47-63 HZ SQUARED TORQUE POWER 250 KW OVERLOAD | 41822.07
5SY7625-6 | CIRCUIT BREAKER 400V 15KA, 3+N-POLE, B, 25A, D=70MM | 74.55
3NA6144-4 | LV HRC FUSE LINK GL/GG WITH INSULATED GRIP LUGS WITH COMBINATION INDICATOR SIZE 1, 250A, AC 400V | 20.32
3NA6810-6 | LV HRC FUSE LINK GL/GG WITH INSULATED GRIP LUGS WITH COMBINATION INDICATOR SIZE 000, 25A, AC 690V/DC | 29.63
3LD2504-3VK53 | MAIN/EMERG. STOP SWITCH 6-POLE IU=63, P/AC-23A AT 400V=22KW FRONT MOUNTING FOUR-HOLE MOUNTING ROTARY | 87.4
3RA6250-2AP32 | SIRIUS, COMPACT STARTER, REVERSING STARTER 690 V, 110 ... 240 V AC/DC, 50 ... 60 HZ, 0.1 ... 0.4 A, | 977.15
3RA6500-2BB42 | SIRIUS, COMPACT STARTER, REVERSING STARTER W/SYSTEM INTERFACE, 690 V, 32 A, 24 V DC, 0.32 ... 1.25 A | 1264.13
3RF2170-1AA26 | SEMICONDUCTOR RELAY 3RF2, 1-PH. WIDTH 22.5MM, 70 A 48-600 V / 110-230 V AC SCREW TERMINAL | 72.8
3RA1931-1BA00 | CONNECTING MODULE ELECTRICAL AND MECHANICAL FOR 3RV1.3 AND 3RT1.3 1 PIECE DC OPERATION | 14.65
5TG1828-2 | DELTA PROFIL COVER PLATE TV/RF/SAT 2 AND 3 HOLES KNOCKOUT TITANIUM WHITE | 9.37
3SE5112-0LD02 | SIRIUS POSITION SWITCH METAL ENCLOSURE 40MM TO EN50041 DEVICE CONNECTION 1X (M20X1.5) 1NO/ 2NC SNAP- | 56.06
3SE5242-0FC05 | SIRIUS POSITION SWITCH; PLASTIC HOUSING ACC. TO EN50047, 50MM DEVICE CONNECTION 2X(M20X1.5); 1NO/1NC | 26.22
3RK1205-0BQ24-0AA3 | ASISAFE COMPACT MODULE K45F LS TYPE 4 (LIGHT SENSOR), FOR TESTING SEMI-COND. OUTPUT SENSOR POWER SUP | 363.03
5TG8065 | CAP-SET FOR PUSHBUTTON D=70MM SET W.PER 5XBLACK/OPAQUE | 5.51
6FX2001-2NA50 | SIMODRIVE (ACCESSORIES) INCR. ROTARY ENCODER W. RS 422 (TTL), 500 PULSES, CLAMP FLANGE, 10 MM SHAFT, | 366.56
8MF4017 | BASE FOR CUBICLE WXD = 800 X 800MM HEIGHT 100MM | 368.98
6GK1901-1BE00-0AA1 | INDUSTRIAL ETHERNET FASTCONNECT RJ45 MODULAR OUTLET, BASE MODULE W. 2FE INSERT, REPL. INSERT FOR 2 X | 97.06
8MF9114 | MOUNTING ANGLE | 52.35
8MF9211 | MOUNTING PLATE H X W = 200 X 800 MM FOR 8MF SYSTEM CUBICLE | 112.43
8MF4511 | MOUNTING PLATE FOR CUBICLE HXW = 2000 X 800MM | 368.98
8MF4550 | MOUNTING PLATE, LATERAL H X W = 1800 X 400 MM FOR 8MF SYSTEM CUBICLE | 249.21
8WH2000-1BG38 | FUSE TERMINAL WITH ILLUM. DISPLAY, 24V DC WITH 4 MM2 SPRING CONNECTION, FOR AUTOM. CIRCUIT-BREAKER, | 17.6
8WH2003-0AE01 | FEED-THROUGH TERMINAL WITH SPRING CONNECTION, 3 CONNECT. POINTS, SECTION: 0.14 - 1.5 MM2, WIDTH: 4.2 | 1.37
8MF6064-4ES | EMC CUBICLE IP40 HXWXD=2000X600X400 | 3361.38
3RK1922-2BQ00 | POWER JUMPER PLUG FOR POWER TRANSMISSION (400V) FROM ET 200PRO REPAIR SWITCH MODULE OR MOTOR STARTER | 102.22
3RP1525-1AP30-ZX95 | TIME RELAY, ON-DELAY, 1C, 15 RANGES (1,3,10,30,100) (S,MIN,H) AC 24,200...240 V AND DC 24 V, | 169.65
3TH4253-0BG8 | CONT. RELAY 53 E DIN EN 50011 5NO+3NC, SCREW CONNECTION DC OPERATION DC SOLENOID SYSTEM DC 90V-140V | 103.04
3TX4210-0R | PACKAGE OF 19 PLATE FRAMES EACH FRAME 20X = 380 LABELS DEVICE IDENTIFICATION LABEL SNAP-FIT | 0.19
6RA8087-6FS22-0AA0 | SINAMICS DCM DC CONVERTER FOR TWO-QUADRANT DRIVES CONNECTION B6C INPUT: 3-PHASE AC 480V, 706A CONTRO | 13349.72
5SY7410-7 | CIRCUIT BREAKER 400V 15KA, 4-POLE, C, 10A, D=70MM | 80.42
6SE6440-2AD37-5FA1 | MICROMASTER 440 WITH BUILT-IN CLASS A FILTER 3AC 380-480 V +10/-10% 47-63 HZ CONSTANT TORQUE POWER 7 | 24999.86
5TA4816 | DELTA FLAT IP44, SM DARK GRAY/LIGHT GRAY 2-WAY SWITCH, 10A 250V SCHUKO OUTLET W.HINGED LID 10/16A 25 | 30.94
5SY8310-8BB08 | CIRCUIT BREAKER 400V 25KA, 3-POLE, 10A, D=70MM ONLY MAGNETIC TRIPPING | 103.85
6AV7674-0LX00-0AA0 | 1-PORT-USB INTERFACE FOR FULLY ENCLOSED HMI UNITS LENGTH USB CABLE: 0.5M | 388.82
3TY7403-0AL2 | COIL FOR CONTACTORS: 3TF30 TO 3TF33, 3TF40 TO 3TF43 3TH3, 3TH4 3TB40 TO 3TB44, 3TC44, 3TH8 AC 230V 5 | 20.7
3NA6144 | LV HRC FUSE LINK GL/GG WITH INSULATED GRIP LUGS WITH COMBINATION INDICATOR SIZE 1, 250A, AC 500V/DC | 16.04
3LD2545-1TL53 | MAIN/EMERG. STOP SWITCH 4-POLE IU=63, P/AC-23A AT 400V=22KW FLOOR MOUNTING DIN RAIL/TWO-HOLE MOUNTIN | 85.54
3RA1921-1D | LINK MODULE (EL. A. MECH.) FOR 3RV1.21 AND 3RT1.1. PACKING = 10 ITEMS | 5.25
3RF2150-1AG04 | SEMICONDUCTOR RELAY 3RF2 WIDTH 22.5 MM, 50 A 48-460V / 24V DC SCREW CONNECTION WITHOUT CONTROL CONNE | 45.96
3RA6400-2AB42 | SIRIUS, COMPACT STARTER, DIRECT STARTER W/SYSTEM INTERFACE, 690 V, 32 A, 24 V DC, 0.1 ... 0.4 A, IP2 | 806.4
4AM6142-5AT10-0FD0 | TRANSFORMER SITAS; PHASES:1; PN/PN(S6)(KVA):1,2 /7,3; UPRI(V):400+/-5%; USEC(V):230; ISEC(A):5,22; F | 1112.09
5TG1261 | I-SYSTEM, ALUMIN.METALLIC COVER PLATE UAE OUTLET BOX SUITABLE F. ACKERMANN CAT.3 2X8POLE, 55X55MM | 14.31
3SE5232-0HU21 | SIRIUS HINGED SWITCH PLASTIC HOUSING,31MM,EN50047 DEVICE CONNECTION 1X(M20X1.5) SNAP-ACTION CONTACTS | 38.41
3SE5132-1LA00 | BASIC SWITCH FOR POSITION SWITCH 3SE51. PLASTIC ENCLOSURE 40MM TO EN50041 DEVICE CONNECTION 1X (M20X | 40.71
3RF2310-2AA22 | SEMI-COND. CONTACTOR 3RF2, 1-PH AC 51 10 A 40 DEGREES C 24-230 V / 110-230 V AC SPRING-LOADED TER | 63.17
3SE5000-0AC02 | ACTUATOR HEAD FOR POSITION SWITCH 3SE51/52 ROUNDED PLUNGER, FORM B STAINLESS STEEL, WITH 3MM OVERTRA | 19.24
3RF2350-3AA06 | SEMI-COND. CONTACTOR 3RF2,1-PH. AC 51 50 A 40 DEGREES C 48-600 V / 24 V DC RING TERMINAL | 110.14
3RH2911-1FA40-ZW98 | AUX. SWITCH BLOCK , 4NO COND. PATHS: 1NO, 1NO, 1NO, 1NO F. CONT. RELAYS A. MOTOR CONT. SZ S00 AND S0 | 13.16
6XV1860-3PN35 | SIMATIC NET, PROFIBUS ECOFAST HYBRID CABLE GP, 2XCU 0.64 MM, 4XCU 1.5 SQMM, CABLE PREASSEMBLED WITH | 703.24
7MC2027-2BA30 | INSULATED THERMOCOUPLE WITH COMPENSATION LEAD NOM. LENGTH 300 MM,COMPENS LEAD L2KK; SHEATH DIAMETER | 72.17
7MC2028-2AD31 | INSULATED THERMOCOUPLE WITH COUPLING SOCKET LENGTH L = 0.5 M 2 THERMOCOUPLE ELEMENTS NICR/NI SHEATH | 117.74
8GK1112-5KK42 | ALPHA 400 DIN, WALL-MOUNTING DISTRIBUTOR, DELIVERY FORM FLAT PACK, AP-CUBICLE, RAL 9016, IP43, SK2, | 828.75
6FX2001-2FB00 | SIMODRIVE (ACCESSORIES) INCR. ROTARY ENCODER W. RS 422 (TTL), 1000 PULSES, SYNCHRON. FLANGE, 6 MM SH | 366.56
8MF9056 | ACTUATION KEY TWO-WAY KEY 5 MM | 10.29
8MF4887 | SWING FRAMES 39HE FOR CUBICLE HEIGHT 2000MM | 1348.43
8WA1011-1SF32 | FUSE TERMINAL SCREW TERMINAL F. INCH FUSE LINK 1/4'X1' AND 1/4'X1 1/4' W. LED 110V | 22.96
8MF4604 | MOUNTING PLATE HXW=ALLX1200 | 105.28
8WA2011-3KE10 | INITIATOR TERMINAL (L+,L-,A) W/O LED, SPRING-L. TERM. SZ1.5SQMM, 5MM | 5.67
6GF6710-2AC | FOIL KEYBOARD IP65 WITH TOUCHPAD, PS/2 (GERMAN) | 1062.21
8WH2103-2BG01 | HYBRID FEED-THROUGH TERMINAL SCREW AND 2X SPRING CONNECTION SECTION: 0.08 - 4 MM2, WIDTH: 5.2 MM, CO | 2.32
8WD4450-0CF | SIGNALLING COLUMN SINGLE-FLASH LIGHT ELEMENT BLUE, 230V AC | 129.14
8WH2003-0CH07 | PE TERMINAL WITH SPRING CONNECTION, 3 CONNECT. POINTS, SECTION:0.5 - 6 MM2, WIDTH: 8.2 MM, COLOR:GRE | 8.3
8WD4200-1AD | STEADY-LIGHT ELEMENTS, YELLOW 12V - 230V | 36.53
3TF6833-1DM4-ZA02 | CONTACTOR SIZE 14, 3-POLE, AC-3, 335KW, 400/380V (690V) AUX. SWITCH 33 (3NO+3NC) WITH REVERSING CONT | 4083.08
4EP4000-2US00 | MAINS CHOKE F.FU; PHASES:3; UN1(V):480; ITHMAX 1(A) / F1(HZ):100 /60; I LN (A):90; UK(%):2; LN(MH):0 | 948.45
3RT1076-6AV36 | CONTACTOR, 250KW/400V/AC-3 AC(40...60HZ)/DC OPERATION UC 380-420V AUXILIARY CONTACTS 2NO+2NC 3-POLE, | 1947.39
6SE6400-2FA01-4BC0 | MICROMASTER 4 EMC FILTER 200V-240V 3AC 14A FOOTPRINT FSB - CLASS A | 430.66
6SE6400-2FB01-4BC0 | MICROMASTER 4 EMC FILTER 200V-240V 3AC 14A FOOTPRINT FSB - CLASS B | 539.18
3NC1008 | SITOR CYLINDRICAL FUSE LINK AR 8 A, 600 V AC/400V DC | 9.93
5TE8118 | SWITCH, D=70MM 20A 3NC+N W. AUXILIARY.CURRENT SWITCH 1NC/1NO | 50.84
3WL9111-0BA34-0AA0 | ACCESSORIES CIRCUIT BREAKER 3WL LOCKING DEVICE OFF-POSITION KIRK-KEY LOCK IN OPER.PANEL FUNCTION SAF | 477.09
3NA3830 | LV HRC FUSE LINK GL/GG WITH NON-INSULATED GRIP LUGS WITH FRONT INDICATOR SIZE 000, 100A, AC 500V/DC | 4
3NC1091 | SITOR SWITCH DISCONNECTOR 10X38, UP TO 32 A, 690 V AC | 13.26
3LD2565-1TC51 | MASTER/EMER. STOP SWITCH 4-POLE IU=63, P/AC-23A WITH 400 V=22KW 1 N TERMINAL ISOLATED SEALED, IP65 R | 94.89
3RF2150-1AA06 | SEMICONDUCTOR RELAY 3RF2, 1-PH. WIDTH 22.5MM, 50 A 48-600 V / 24 V DC SCREW TERMINAL | 62.93
3SE5232-0KF10 | SIRIUS POSITION SWITCH; PLASTIC HOUSING ACC. TO EN50047, 31MM DEVICE CONNECTION 1X (M20X1.5); 1NO/2N | 31.04
3SE5232-1LC05 | SIRIUS POSITION SWITCH; PLASTIC HOUSING ACC. TO EN50047, 31MM DEVICE CONNECTION 1X(M20X1.5); 1NO/2NC | 38.41
5TG7343 | DELTA SWITCH A. PUSHBUTTON LED INSERT SUPER-BRIGHT 230V/50HZ, ORANGE | 6.21
5UB1467 | DELTA PROFIL, SILVER SCHUKO SOCKET OUTL. 10/16A 250V W. SCREWLESS TERMINALS COVER PLATE 65X65MM | 13.81
5TT5843-2 | INSTA CONTACTOR WITH 4 BREAK CONTACTS CONTACT FOR 230, 400 V AC, 40 A TRIGGERING 24 V AC | 66.07
5SJ4232-8HG41 | CIRCUIT BREAKER 240V 10KA, 2-POLE, D, 32A, D=70MM ACC. TO UL 489 | 148.89
6FX2003-0SU20 | SIGNAL CONNECTOR 17 PINS M17 SCREW CAP SOCKET 1 X 17 POLE INSULATOR 20 CONTACTS (0.14-0.50 MM2) 1 C | 111.44
6GK5204-0BA00-2AF2 | SCALANCE XF204, FLAT, MANAGED IE SWITCH, 4 X 10/100MBIT/S RJ45 PORTS, FAULT SIGNAL CONTACT WITH SET | 769.06
5ST3736 | PIN BUSBAR SHOCKPROOF, 10 SQMM 2-PHASE+HS, 214 MM LONG FULLY INSULATED | 6.77
A5E01156836 | SITRANS LR250 ENCLOSURE WITH BOARD STACK, NPT CABLE INLET, APPROVAL OPTION A, WITH PROFIBUS COMMUNIC | 3320.78
6SL3203-0CJ24-5AA0 | SINAMICS LINE REACTOR FOR POWER MODULE FSD 18.5 AND 22 KW, RATED POWER BASED ON I_L FOOT PRINT | 394.37
6SL3162-1AF00-0BA1 | SINAMICS FRAME SIZE BOOKSIZE SHIELD CONNECTION PLATE FOR 150 MM LINE/MOTOR MODULES EXTERNAL AIR COOL | 29.54
6SL3700-0LG43-2BA3 | SINAMICS S120 CABINET MODULE LINE CONNECTION MODULE 3AC 500-690V, 50/60HZ RATED CURRENT: 3200A CABIN | 50152.26
6XV1821-1CN75 | SIMATIC NET, PROFIBUS PCF FIBER OPTIC, WITH 4 PCF SIMPLEX CONNECTORS L = 75 M | 669.74
8GD9255 | PROFILE SEMI-CYLINDER W. E 012 40MM LONG, W. 2 KEYS | 133.8
BVP:262002 | BD2C-250-VE DISTR. FEEDER UNIT 250A | 390.42
8GK9731-0KK50 | ALPHA DIN, COPPER BUSBARS 12X5MM, 250A, W=1250 | 46.21
8GK4401-2KK21 | ALPHA 160 DIN, ASSEMBLY KIT F. TERMINAL BLOCKS W. TERMINAL STRIP, HORIZONTAL, H=300 W=500 | 92.1
5SU1656-7KK10 | FI/LS-PROTECTOR TYPE A (PSE/SSF), D=70MM IFN 300MA,6KA, 1+N-POLEE C 10A | 81.41
4RB2050-1EA50 | POWER CAPACITOR PHICAP MKP 400V 5.0KVAR | 48.28
4RB2125-3CC50 | POWER CAPACITOR PHICAP MKP 220V 12.5KVAR | 261.48
4RB2167-3FC50 | POWER CAPACITOR PHICAP MKP 525V 16.7KVAR | 159.94
5SY6113-6 | CIRCUIT BREAKER 230/400V 6KA, 1-POLE, B, 13A, D=70MM | 9.3
5SY6410-6 | CIRCUIT BREAKER 400V 6KA, 4-POLE, B,10A, D=70MM | 49.77
3RT1956-6D | SPARE CONTACTS F. MOD.S6 F. CONTACTOR 3RT1456, 250A/AC-1 CONSISTS OF 3 MOVABLE AND 6 FIXED CONTACTS | 185.06
3RT1926-2EJ11 | SOLID-STATE, TIME-DELAYED AUXILIARY SWITCH BLOCK SETTING RANGE 0.05 S...1 NO, AC/DC 24 V, 1NO + 1NC, | 69.01
3NP5460-0HA13 | FUSE-SWITCH-DISCONNECTOR FOR SURFACE MOUNTING AND FOR INSTALLATION 3-POLE, I=630A, U=400/500V AC AUX | 2127.01
3NW1040-0HG | FUSE LINK CLASS CC ACC. TO UL STANDARD 248-4 SLOW-BLOW RATED CURRENT 4 A RATED VOLTAGE UP TO 600 V A | 17.94
6AG1331-7PF11-4AB0 | SIPLUS S7-300 SM331 8AI 40-POLE FOR MEDIAL STRESS WITH CONFORMAL COATING BASED ON 6ES7331-7PF11-0AB0 | 2643.53
4AM3842-4TT10-0FA0 | TRANSFORMER SITAS; PHASES:1; PN/PN(S6)(KVA):0,16 /0,49; UPRI(V):230+/-5%; USEC(V):230; ISEC(A):0,7; | 158.68
3SE5000-0AA08 | TWIST LEVER FOR POSITION SWITCH 3SE51 METAL LEVER, 27MM LONG,STEP 9MM, W. RUBBER ROLLER 50MM | 10.29
4AM4642-8JN00-0EA0 | TRANSFORMER SITAS; PHASES:1; PN/PN(S6)(KVA):0,4 /1,44; UPRI(V):400-230+/-15; USEC(V):24; ISEC(A):16, | 300.33
3VL9000-8AQ81 | ACCESSORIES FOR VL160-250 CONNECTING CABLE COM2X - ETU, 3.0M | 111.86
6ES7194-6CA00-0AA0 | SIMATIC DP, PROFINET TERMINAL BLOCK FOR ET200ECO PN, 10A CUTTER CLAMPS | 125.12
6ES7193-4LG20-0AA0 | 200 COLOR CODING PLATES FOR TERMINAL MODULES OF THE ET 200S AND ET 200S COMPACT IN THE COLOR BROWN | 37.37
6ES7332-5HD01-0AB0 | SIMATIC S7-300, ANALOG OUTPUT SM 332, OPTICALLY ISOLATED, 4 AO, U/I; DIAGNOSTICS; RESOLUTION 11/12 B | 1429.82
6ES7651-5AF17-0CE5 | SIMATIC PCS 7, SOFTWARE, UPGRADE PACKAGE ENGINEERING ASIA (AS/OS: PO UNLIMITED) FROM V6.X TO V7.1 FL | 6900.51
5SY7503-7 | CIRCUIT BREAKER 230V 15KA, 1+N-POLE, C, 3A, D=70MM | 50.71
5SY8640-7 | CIRCUIT BREAKER 400V 25KA, 3+N-POLE, C, 40A, D=70M | 188.26
6SE6440-2UE27-5CA1 | MICROMASTER 440 WITHOUT FILTER 3AC 500-600 V +10/-10% 47-63 HZ CONSTANT TORQUE POWER 7.5 KW OVERLOA | 5112
5SY8324-8BB08 | CIRCUIT BREAKER 400V 25KA, 3-POLE, 12.5A, D=70MM ONLY MAGNETIC TRIPPING | 89.09
5SY6650-7 | CIRCUIT BREAKER 400V 6KA,3+N-POLE C, 50A, D=70MM | 63.45
3WL9314-5AA00-0AA2 | ACCESSORIES CIRCUIT-BREAKER 3WL OVERCURRENT RELEASE ETU45B LSIN PROTECTION OPTION NO MEASUREMENT FUN | 2814.48
4AM3242-5AT10-0FA2 | TRANSFORMER SITAS; PHASES:1; PN/PN(S6)(KVA):0,063 /0,192; UPRI(V):400+/-5%; USEC(V):230; ISEC(A):0,2 | 161.52
3TX7522-3V | SURGE SUPPRESSOR RC ELEMENT FOR SNAPPING ON AC 400 TO 600V FOR CONTACTORS SIZE 8 TO 12 | 21.8
5UB1562 | I-SYSTEM, GREEN (SV) SCHUKO SOCKET OUTL. 10/16A 250V W. SCREWLESS TERMINALS STATUS DISPLAY, LABEL. F | 31.85
3RK1105-1BE04-2CA0 | ASISAFE ENHANCED SAFETY MONITOR 2 F-RO, 2 ENABLING CIRCUITS, IP20, WITH SCREW-TYPE TERMINALS (REMOVA | 1549.67
6FX2001-5SS12 | ABSOLUTE VALUE ENCODER RESOLUTION 13 BIT WITH SSI, OPERAT. VOLT. 10-30 V STRIP FLANGE AXIAL FLANGE S | 589.18
5SJ4313-7HG42 | CIRCUIT BREAKER 10KA, 3POLE, C, 13A ACC. TO UL 489 - 480Y/277V | 153.45
5ST3633 | PIN BUSBAR, 16 SQMM CONNECTION: 2X(1-PHASE+HS/FS) SAFE-TO-TOUCH | 1.22
5SP4491-7 | CIRCUIT BREAKER 400V 10KA, 4-POLE, C, 100A, D=70MM | 169.23
3VL9500-4RG00 | ACCESSORY FOR VL630, FLAT BUS 1 PIECE | 66.07
5SM2745-6 | FI ELEMENT FOR RCBO 5SY TYPE A (PSE/SSF), T=70 MM 0.3-63 A 4-POLE IFN 0.5 A 400 V | 82.23
3RW3038-2BB14 | SIRIUS SOFT STARTER, SIZE S2, 72A, 37KW/400V, 40 DEGREES, 200-480V AC, 110-230V AC/DC, SPRING-LOADED | 1056.24
3RK1325-6KS41-1AA0 | SIRIUS MOTOR STARTER M200D AS-I COMMUNICATION: AS-INTERFACE REVERSING STARTER STANDARD MECHANICAL SW | 937.32
3RK1325-6KS71-0AA5 | SIRIUS MOTOR STARTER M200D AS-I COMMUNICATION: AS-INTERFACE DIRECT ON-LINE STARTER STANDARD ELECTRON | 1171.28
3RK1402-3CG01-0AA2 | AS-INTERFACE SLIMLINE MOD. S45, DIGITAL,4I/4O,POTENT.-FREE,IP20 4 X 1 INPUT, 200MA, PNP 4 X 1 OUTPUT | 476.38
6XV1873-6AN10 | SIMATIC NET FO STANDARD CABLE GP (50/125), PREASSEMBLED WITH 2X2 SC CONNECTORS, LENGTH 10 M | 142.68
6XV1873-6AT30 | SIMATIC NET FO STANDARD CABLE GP (50/125), PREASSEMBLED WITH 2X2 SC CONNECTORS, INSERTION GUIDE, LEN | 1951.02
8GK1102-5KK22 | ALPHA 400 DIN, WALL-MOUNTING DISTRIBUTOR, DELIVERY FORM FLAT PACK, AP-CUBICLE, RAL 9016, IP43, SK1, | 389.79
7MH3110-3AA1 | SET OF 2 ROUND-HEAD BOLT GUIDES MAX. LOAD IN AXIAL DIRECTION 500 KN, WITH INNER BEARING BLOCK | 3462.3
6FX2001-2PB50 | SIMODRIVE (ACCESSORIES) INCR. ROTARY ENCODER W. RS 422 (TTL),1500 PULSES, CLAMP FLANGE 10 MM SHAFT, | 366.56
6FX2001-2RF00 | SIMODRIVE ACCESSORY INCR. SHAFT ENCODER WITH RS-422 (TTL), 5000 PULSES, SUPPORTED FLANGE JOINT; SHAF | 366.56
8MF4704 | MOUNTING KIT FOR CIRCUIT BREAKER FOR CUBICLE WXD = 1200 X 400MM | 564.08
6GK1900-0MB00-6AA0 | IE SC RJ POF PLUG PRO, FO PLUG FOR ON-SITE MOUNTING TO POF FO CABLES (PACKAGING UNIT1 DUPLEX- CONNEC | 71
8MF6296-4E | STANDARD CUBICLE 8MF6 HXWXD=2200X900X600 INDIVIDUAL MOUNTING NON-VENT., ASSEM., WELDED IP40 | 3380.71
8WA1011-1PF01 | PE TERMINAL 1 SCREW TERMINAL GREEN-YELLOW, 6MM, SZ 2.5 | 6.08
8MF4890 | LAMP PLATE | 86.16
8MR2112-2A | SMALL SEMICOND. HEATER BLOWER CSK 060 120-240 V AC/DC, 20 W | 53.34
8MF5066-4R | STANDARD CUBICLE 8MF5 HXWXD=2000X600X600 SIDE-BY-SIDE MOUNTING NON-VENT., NOT ASSEM., SCREWED IP40 | 2395.47
8MR2150-0C | 230 V / 950WATTS, 0-60DEGR. CR130, 13051.0-00, | 429.56
8MF5268-4ES | EMC CUBICLE IP40 HXWXD=2200X600X800 | 3998.88
8WA2211-3KE00 | FEEDER TERMINAL (L+,L-,SHIELD) W/O LED, BLACK SPRING-L. TERM. SZ1.5SQMM, 5MM | 6.27
8WD4420-5AD | SIGNALLING COLUMN STEADY LIGHT LED YELLOW, 24V AC/DC | 73.43
8WD4440-0CF | SIGNALLING COLUMN SINGLE-FLASH LIGHT ELEMENT BLUE, 115V AC | 129.14
6SL3320-1TG32-6AA3 | SINAMICS S120 SINGLE MOTOR MODULE INPUT: DC 675V - 1035V OUTPUT: 3AC 500V - 690V, 260A FRAME SIZE: C | 35920.79
6SL3720-1TG32-2AA3 | SINAMICS S120 CABINET MODULE SINGLE MOTOR MODULE WITH CIM+CU320-2 OUTPUT: DC 675 - 1035V INPUT: 3AC | 26420.92
6XV1440-4AN15 | CONNECTING CABLE FOR MOBILE PANELS (MPI/PROFIBUS), SPECIAL LENGTH 15 M | 998.3
6XV1820-5BN50 | SIMATIC NET, FIBER OPTIC CABLE (62.5/125)STANDARD CABLE, SPLITTABLE, PREASSEMBLED WITH 4 BFOC CONNEC | 531.44
7MH7723-1GG | TOTALIZER TERMINAL BOX, HI/LOW NEMA 4 | 1774.85
8GK1302-8KK32 | ALPHA 630 DIN, FLOOR-MOUNTED DB DELIVERED AS FLAT PACK RAL 7035 IP43, SK1, H=1900 W=800 D=210 | 1125.07
3RT1054-1NB36 | CONTACTOR, 55KW/400V/AC-3 AC(40...60HZ)/DC OPERATION UC 21...27,3V AUXIL. CONTACTS 2NO+2NC 3-POLE, S | 425.04
3LD2305-7UK01 | CHANGEOVER SWITCHES FRONT MOUNTING 4-HOLE MOUNTING KNOB BLACK, NON-LOCKABLE IU=160A, P/AC-23A BEI 40 | 805.46
3LD9200-6C | AUXIL. SWITCH 2NO (ACCESSORY FOR SWITCH 3LD2) -NEW DESIGN - FOR FLOOR MOUNTING FOR INSTALLATION IN D | 13.84
3NJ6900-4HG12 | ACCESSORY FOR SWITCH DISCONNECTOR W/FUSE, IN-LINE, PLUG-IN, AMPEREMETER, BI-METAL 250/1A, CL.1, 1 VA | 190.07
3NA3805-6 | LV HRC FUSE LINK GL/GG WITH NON-INSULATED GRIP LUGS WITH FRONT INDICATOR SIZE 000, 16A, AC 690V/DC 2 | 22.75
3RF2230-1AB45 | SOLID STATE RELAY 3-PHASE 3RF2 30 A 40 DEG. C 48-600 V / 4-30 V DC 2PH.-CONTROLLED | 105.72
3RF2310-1AA04 | SEMICOND. CONTACTOR 3RF2, 1-PH. AC 51 10 A 40 DEGREES C 48-460 V / 24 V DC SCREW TERMINAL | 58.68
5TG2546 | I-SYSTEM, TITANIUM WHITE COVER PLATE UAE OUTLET BOX SUITABLE F.RUTENBECK CAT.3+5/ BTR CAT.6, 55X55MM | 8.48
3SE5240-0AA00-1AG0 | COVER FOR POSITION SWITCH FOR PLASTIC HOUSING 50MM, COLOR YELLOW | 2.98
5TG7813 | DELTA PROFIL, TITANIUM WHITE ROCKER M.SYMBOLS I0 A.SHUTTER FOR SHUTTER SWITCH, 65X65MM | 11.31
3RF2320-2CA22 | SEMI-COND. CONTACTOR 3RF2,1-PH. AC 51 20 A 40 DEGREES C 24-230 V / 110-230 V AC LOW NOISE | 79.14
3SE5413-0CC20-1EA5 | . W. CONNECTING CABLE 2M SNAP-ACTION CONTACTS 1NO+1NC ROUNDED PLUNGER, SPECIAL CUSTOMIZED DESIGN | 58.64
3RK1200-0DQ00-0AA3 | AS-INTERFACE COMPACT MOD. K60, DIGITAL, 8I, IP67 8 X 1 INPUT, 200MA MAX., PNP 4 X M12 STANDARD SOCKE | 396.03
5SJ4220-8HG41 | CIRCUIT BREAKER 240V 14KA, 2-POLE, D, 20A, D=70MM ACC. TO UL 489 | 127.61
5SJ4232-7HG42 | CIRCUIT BREAKER 10KA, 2POLE, C, 32A ACC. TO UL 489 - 480Y/277V | 127.61
5SJ4305-8HG42 | CIRCUIT BREAKER 10KA, 3POLE, D, 0.5A ACC. TO UL 489 - 480Y/277V | 211.17
5SY4306-8 | CIRCUIT BREAKER 400V 10KA, 3-POLE, D, 6A, D=70MM | 50.47
6FX2003-1AA50 | SIGNAL CONNECTOR, 50-PIN SUB D MALE CONNECTOR, SBM HOUSING, SCREW-TYPE LOCKING, CABLE CLAMPING 5.5 - | 145.89
5ST3616 | PIN BUSBAR, 10 SQMM CONNECTION: 2X(3-PHASE+HS/FS) SAFE-TO-TOUCH | 2.87
3RW4423-1BC46 | SIRIUS SOFT STARTER, VALUES WITH 690 V, 40 DEG., STANDARD: 36A, 37KW, INSIDE-DELTA CIRCUIT 3: ONLY U | 5154.6
5ST3763 | PIN BUSBAR, 1PHASE 10SQMM, 12PINS, ISOLATION BLUE | 4.25
3SB2000-4LB01 | KEYSWITCH, 16MM, ROUND, PLASTIC, CES, 2 SWITCH POSITIONS O-I, LATCHING ACTUATING ANGLE 62 DEGREES KE | 51.47
5ST3802 | CLAMP LOCK FOR BARRIER 5ST3801 AND 5SW3003 | 10.89
3RW4036-1TB04 | SIRIUS SOFT STARTER, S2, 45A, 22KW/400V, 40 DEGR., AC 200-480V, AC/DC 24V, SCREW TERMINALS, THERMIST | 1056.24
3WL9111-0BC02-0AA0 | READY-MADE CABLING F. CUBICLE BUS MODULE 1 M LONG | 12.63
3SB2901-5AZK9Y | INSERT CAP FOR PUSHBUTTON AND ILLUMINATED PUSHBUTTON RAISED CLEAR WITH BLACK LETTERING, CUSTOMER-SPE | 3.71
4AP2742-8BC40-0HA0 | TRANSFORMER SITAS; PHASES:3; PN/PN(S6)(KVA):2,5 /11; UPRI(V):Y500-400/D289-230; USEC(V):Y 400 / D 23 | 2252.51
3RK4340-3KR51-0BA0 | SIRIUS MCU MOTOR STARTER EN.DEGR. OF PROTEC.IP55 PLASTIC COMMUNICATION WITHOUT ELECTROMECHANICAL SWI | 509.65
6SL3211-0AB21-1AB1 | SINAMICS G110 - CPM110 AC-DRIVE,BUILT IN CL. A FILTER 1AC200-240V +10/-10% 47-63HZ RS485-INTERFACE ( | 520.67
6SL3320-1TG32-2AA3 | SINAMICS S120 SINGLE MOTOR MODULE INPUT: DC 675V - 1035V OUTPUT: 3AC 500V -690V, 215A FRAME SIZE: CH | 27861.65
6SL3325-1TG35-8AA3 | SINAMICS S120 MOTOR MODULE 3AC 500-690V, 50/60HZ OUTPUT: DC 675 - 1080V, 575A RATED POWER: 560KW LIQ | 51333.39
6SL3201-0BE12-0AA0 | SINAMICS BRAKING RESISTOR FOR POWER MODULE FSB FOOT PRINT | 380.36
A5E02457070 | E-40 SOLIDS FLOWMETER, SQ. 10" INFEED MIILTRONICS E SERIES FLOWMETERS LOW- TO MEDIUM-CAPACITY SOLID | 7670.86
7MH7725-1DY | LOAD CELL,MSI,1000LB, STAINLESS STEEL, CSA/FM/ATEX,SPARE | 2411.53
5ST3767 | END CAP KIT F.PIN BUSBARS 5ST3 76. BLUE, KIT CONSISTING OF: 1CAP RIGHT/1CAP LEFT | 1.14
3RW4900-0PB00 | SEALING COVER FOR SIRIUS SOFT STARTER 3RW40 S6...S12 | 36.24
3SB2000-2DB01 | TOGGLE SWITCH, 16MM, ROUND, PLASTIC, BLACK, 3 SWITCH POSITIONS I-O-II, LATCHING, ACTUATING ANGLE 2X6 | 15.32
3SB2901-2AM | INSCRIPTION LABEL FOR GLUING ONTO LABEL HOLDER, LABEL SIZE 9.5 X 18.5MM, SILVER-COLORED, BLACK LETTE | 0.72
3VL9600-8CA40 | ACCESSORY FOR VL630, VL800, TERMINAL COVER EXTENDED 1 PIECE = 2 COVERS 4 POLE | 193.62
3VL9800-1UH00 | ACCESSORY FOR VL630, VL800, VL1250, VL1600, UNDERVOLTAGE RELEASE 220 - 250 V AC RIGHT POLE ONLY | 267.54
7KT9000 | GASKET IP43 FOR 7KT5 55. | 5.09
8GK1112-6KK52 | ALPHA 400 DIN, WALL-MOUNTING DISTRIBUTOR, DELIVERY FORM FLAT PACK, AP-CUBICLE, RAL 9016, IP43, SK2, | 1074.88
6FX5008-1BD51-6AA0 | SIGNAL CABLE, SOLD BY THE METER 3X2X0.14+4X0.14+2X0.5+4X0.22 C UL/CSA, DESINA MOTION-CONNECT 500 DEL | 5129.5
6GT2600-1AD00-0AX0 | MOBY D / RF300 ISO MOBILE DATA MEMORY MDS D200 (ISO CARD SPECIAL VERSION), 256 BYTE (USER MEMORY) IP | 5.58
8MF4094 | BOTTOM PLATE SUBDIVIDED FOR CUBICLE WXD = 1000 X 600MM | 399.89
8WA1011-1BP11 | THROUGH-TYPE TERMINAL THERMOPL. SCREW TERMINAL ON BOTH ENDS SINGLE TERM. BLUE 25MM, SZ 70 | 43.11
6GK1901-1BB20-2AB0 | IE FC RJ45 PLUG 90 2X2, RJ45 PLUG CONNECTOR (10/100MBIT/S) W. RUGGED METAL HOUSING AND FC CONNECTING | 236.21
6GK1901-1BB30-0AB0 | IE FC RJ45 PLUG 145 2X2, RJ45 PLUG CONNECTOR (10/100MBIT/S) WITH RUGGED METAL HOUSING A. FC CONNECTI | 236.21
8MF5896-4R | STANDARD CUBICLE 8MF5 HXWXD=1800X900X600 SIDE-BY-SIDE MOUNTING NON-VENT., NOT ASSEM., SCREWED IP40 | 2685.25
8WD4450-0CC | SIGNALLING COLUMN SINGLE-FLASH LIGHT ELEMENT GREEN, 230V AC | 129.14
8WD5320-5DB | BUILT-IN LUMINAIRE ROTATING BEACON, 24V, RED | 173.44
6SL3056-4AA34-0AV0 | AMPEREMETER FOR SINAMICS V50 DISPLAY RANGE 0-400A INPUT 0-20MA | 83.22
A5E01191988 | ACC. MAG 3100 DN300 PN40 GROUND RING HASTELLOY | 2041.55
6SL3211-0AB23-0UB1 | SINAMICS G110 - CPM110 AC-DRIVE, WITHOUT FILTER 1AC200-240V +10/-10% 47-63HZ RS485-INTERFACE (USS-PR | 715.98
6SL3710-2GE41-1AA3 | SINAMICS G150 CONVERTER CABINET UNIT, AC/AC WITH CIM+CU320-2 3AC 380-480V, 50/60HZ NOM. POWER RATING | 93185.14
A5E02330088 | LOAD CELL'WFDR' 30KG, STAINLESS STEEL | 1866.77
7ME5933-0AC03 | COVER FOR CONNECTION BOARD (POWER SUPPLY AND OUTPUT), INCLUSIVE GASKET | 545.02
7ML1930-1EC | LOCK FITTING, -1 TO 64 BAR, G 1-1/2 A/316L | 860.95
7ML1930-1FE | RJ45 SERIAL TO TERMINAL BLOCK RS-485 | 107.95
8GK1383-0KK44 | ALPHA 630 DIN, MARSHALLING BOX HEIGHT = 350MM, WIDTH = 1050MM, DEPTH = 320MM, SK1, IP55 | 936.26
8GK9511-7KK52 | ALPHA 400DIN DOOR AS SPARE PART RIGHT DOOR H=1100 MM, W=525 MM FOR CABINET WIDTH 1000/1250 MM INCL. | 175.79
8GB2052-2 | SIMBOX UNIVERSAL WP N/PE TERMINAL STRIP 2X5X25SQMM+2X14X10SQMM | 39.64
8GK9650-0KK00 | ALPHA 400/630, BB HOLDER 5-POLE; 40MM SYSTEM MOUNTED DIRECT ON STAY | 38.65
8MF2068-4RB | STANDARD CUBICLE 8MF2 HXWXD=2000X600X800 SIDE-BY-SIDE MOUNTING VENTIL., ASSEMBL., WELDED IP40 | 2318.2
8MF2086-5E | CUBICLESYSTEM 8MF2000 HXWXD = 2000 X 800 X 600MM FOR INDIVIDUAL MOUNTING WITH SIDE PANELS, IP 54 | 3206.83
8GK9913-0KK20 | MASK. FRAME FOR EXTRA DEEP STAY INSTALLATION H1800 W500MM SHEET STEEL | 141.63
8MF2864-3RB | STANDARD CUBICLE 8MF2 HXWXD=1800X600X400 SIDE-BY-SIDE MOUNTING VENTIL., ASSEMBL., WELDED IP30 | 2144.33
8UC7414-1FG44 | DOOR-COUPLING ROTARY MECHANISM HANDLE TI-GREY/BLUE GREEN BAS MASKING FRAME GRAY HANLDE ONE-SIDED FOR | 292.47
8WH9060-4BA00 | CARRIER THREE-TIER TERMINALS | 1.12
BVP:043977 | BD2-400-FE END FLANGE 160-400A | 55.07
BVP:085095 | BD01-AK02M0/2SD163S14 TAP-OFF UNIT SIZE02 W. 1X S14-1 /C | 171.34
5TG9874-2TW | DELTA M-SYSTEM MODULAR JACK OUTLET CAT5 RJ45 8/8 WITH SHUTTER TITANIUM WHITE | 11.62
3TC4417-0AF8 | CONTACTOR SIZE 2 2-POLE DC-3 AND 5, 32 A AUX. SWITCHES 22 (2NO+2NC) DIRECT CURRENT ACTUATION 100 V D | 231.61
5UB1518 | I-SYSTEM, TITANIUM WHITE SCHUKO SOCKET OUTL. 10/16A 250V W. SCREWLESS TERMINALS W. INCREASED TOUCH P | 8.9
5SM3415-6KK | RES.CURRENT OP.CIRCUIT BREAKER TYPE A PSE/SSF 125A 1+N-POL IFN 100MA 230V 2MW | 236.29
5SJ6110-7KS | CIRCUIT BREAKER 230/400V 6KA, 1-POLE, C, 10A, D=70MM WITH SCREWLESS TAP-OFF TERMINAL | 5.59
3RX9501-0BA00 | AS-INTERFACE POWER SUPPLY IP20; OUT: AS-I DC30V, 3A IN: AC 120V/230V W. INTEGR. GROUND FAULT DETECTI | 473.51
3RW4424-3BC35 | SIRIUS SOFT STARTER, VALUES WITH 575 V, 50 DEG., STANDARD: 42A, 30HP, INSIDE-DELTA CIRCUIT 3: 73A, 6 | 5206.94
3RW4435-2BC46 | SIRIUS SOFT STARTER, VALUES WITH 690 V, 40 DEG., STANDARD: 134A, 132KW, INSIDE-DELTA CIRCUIT 3: ONLY | 10361.52
3SB2227-0AC01 | ILLUMINATED PUSHBUTTON, 16MM, ROUND, PLASTIC, RED, BUTTON, FLAT, 1NC, LAMPHOLDER W2 X 4.6D, WITH INC | 20.13
3VL9800-3AS10 | ACCESSORY FOR VL1250, VL1600, KIT F. LEADING AUXILIARY SWITCHES 1 CO CONTACT, FROM OFF TO ON 1.5 MET | 41.41
6GT2815-0BN20 | SIMATIC RF600 CONN. CABLE FOR ANTENNA L20 PREASSEMBLED,BETWEEN READER AND ANTENNA, IP65 EU AND US VE | 352.98
7MC2028-1AC12 | INSULATED THERMOCOUPLE WITH COUPLING SOCKET LENGTH L = 0.3 M 1 THERMOCOUPLE ELEMENT NICR/NI SHEATH D | 81.03
7MC2028-2AC22 | INSULATED THERMOCOUPLE WITH COUPLING SOCKET LENGTH L = 0.5 M 1 THERMOCOUPLE ELEMENT NICR/NI SHEATH D | 75.96
8GK1052-3KK41 | ALPHA 160 DIN, WALL-MOUNTED DB, SM PARTIALLY EQ. W. RAPID MOUNTING KIT FOR BUILT-IN DEV., RAL 9016, | 1135.14
7MF9001-1EA | ADAPTER, MADE OF MAT. NO. 1.4571, WITH THREAD 1/2-14 NPT M20 X 1,5, PRESSURE EQUIPMENT DIREKTIVE F. | 32.92
8MF4080 | BOTTOM PLATE SUBDIVIDED FOR CUBICLE WXD = 600 X 400MM | 249.21
6GK1905-0AD00 | PROFIBUS PA SPLITCONNECT TERMINATOR (EX) FOR TERMINATING OF PROFIBUS PA SEGMENTS, SUIT. FOR APPLICAT | 436.64
8MF4400 | C-PROFLE-/CABLE CLAMP RAIL FOR CUBICLE WIDTH 600MM SIZE C30 | 62.77
8WD4450-5AC | SIGNALLING COLUMN STEADY LIGHT LED GREEN, 230V AC | 73.43
8WD4240-5BB | SIGNAL COLUMN DIAMETER 50 MM; SINGLE ELEMENT IP54; FLASHING LIGHT ELEMENT, LED RED 115 V AC/DC | 93.06
8WH8120-1AB65 | LABELS, LONGIT. 61 - 70 SIZE ZB4 | 0.11
A5E01159072 | ACC. MAG 3100 DN100 PN40 GROUND RING W1.4404 | 202.34
A5E02218293 | ACCESSORIES THREADED CONNECTION (DIN 11851, ISO 2853 AND BS 4825-4) DN10, (P GASKET) | 432.8
6SL3100-1BE21-3AA0 | SINAMICS / SIMODRIVE HFD-RESISTOR 15 R 800 W FOR HFD-REACTOR | 827.01
BVP:611100 | BD2C-400-EE-KR-EBAL BD2C FEEDER UNIT 400A FOR SINGLE CORE CABLE WITH CABLING BOX | 1146.76
6XV1821-0BN10 | SIMATIC NET, PROFIBUS PLASTIC FIBER OPTIC, STANDARD CABLE WITH 4 BFOC CONNECTORS L = 10 M | 152.88
7MH7724-1AD | CALIBRATION WEIGHT 50G, FOR MILLFLO, SENSING HEAD ILE 37/-ILE 61 | 50.26
7MH7725-1CR | LOAD CELL,WITH HARDWARE,MUS, SD,50KG,PLATED,SPARE | 490.66
8MF2066-5E | CUBICLESYSTEM 8MF2000 HXWXD = 2000 X 600 X 600MM FOR INDIVIDUAL MOUNTING WITH SIDE PANELS, IP 54 | 2994.33
8GK4704-4KK15 | ALPHA 1600 DIN ASSEMBLY KIT F.3P-CIRCUIT BREAKER VL800 H=600 W=250 D=400 | 229.03
8MF2224-4R | CUBICLESYSTEM 8MF2000 HXWXD = 2200 X 1200 X 400MM FOR SIDE-BY-SIDE MOUNTING WITHOUT SIDE PANELS, IP | 3090.92
8ME8805 | MOUNTING SET FOR PARTITION PANEL | 25.87
BVP:261966 | BD2C-1250-LH-X* KNEE BACKSIDE X 0,36M-1,25M / Y 0,36M 1250A | 2873.65
CQO:CC117B | PERMANENT HIGH TEMP SILICONE GREASE: 12 ML (0.4 OZ): -40 TO +230 C (-40 TO +450 F) LEGACY PART NUMBE | 24.68
BVP:611353 | BD2C-1250-WO-AL ADAPTABLE LENGTH | 2982.56
CQO:CC120 | COUPLANT FOR SUBMERSIBLE TRANSDUCER APPLICATIONS LEGACY PART NUMBER: CC120 | 134.97
8GK4101-6KK22 | ALPHA 400 DIN, RAPID MOUNTING KIT FOR INSTALLATION MOUNT. DEVICE WITH ROW DISTANCE 150 MM WITH LONGI | 580.87
8MF2028-4R | STANDARD CUBICLE 8MF2 HXWXD=2000X1200X800 SIDE-BY-SIDE MOUNTING NON-VENTIL., ASSEMBL., WELDED IP40 | 3187.53
A5E00082456 | MOTHERBOARD TWO/THREE/FOUR-WIRE EEX / WITH HART FOR SIPART PS2 6DR52** | 1308.92
LZS:PT2D5L24 | PLUG-IN RELAY COMPACT UNIT 24V DC, 2 CO LED MODULE RED SOCKET W. LOGIC ISOLATION PLUG-IN TERMINAL (P | 21.21
PBD:51014K0100EJA | KIT,LR,FLNG SHLD ROD,80PN16, 100MM,SS,T,V | 1451.67
PBD:51014K0150EJA | KIT,LR,FLNG SHLD ROD,80PN16, 150MM,SS,T,V | 1734.83
3NJ4915-2EA20 | ACCESSORIES F. STRIPS 3NJ41 IN-LINE FUSE SW.DISC. S.NH1-3 INTEGRAT. CURR. TRANSFORMER 100/1A,CL.1 | 65.6
5SD8004 | DIAZED FUSE-LINK 690V FOR CABLE AND LINE PROTECTION UTILIZATION CATEGORY GG SIZE DIII, E33, 4A | 21.93
6DR2410-5 | SIPART DR24 MULTI-FUNCTION UNIT FOR AC 230/115 V POWER SUPPLY BASIC DEVICE WITH - 3 ANALOG INPUTS 0/ | 5024.79
5SY4132-5 | CIRCUIT BREAKER 230/400V 10KA, 1-POLE, A, 32A, D=70MM | 36.21
5SY4202-5 | CIRCUIT BREAKER 400V 10KA, 2-POLE, A, 2A, D=70MM | 101.79
4RB2105-3GA50 | POWER CAPACITOR PHICAP MKP 600V 10.5KVAR | 150.22
5SY4415-8 | CIRCUIT BREAKER 400V 10KA, 4-POLE, D, 1.6A, D=70MM | 158.34
3NW6210-1 | CYLINDRICAL FUSE GG ACC. TO FRENCH STANDARD (NFC) WITHOUT INDICATOR SIZE 22X58MM, 500V 25A | 7.96
3NW6305-1 | CYLINDRICAL FUSE GG ACC. TO FRENCH STANDARD (NFC) WITHOUT INDICATOR SIZE 8.5X31.5MM, 400V 16A | 4.81
3NP1923-1BF10 | ACCES.F.FUSE SWI.DISCONNECTOR FOR NH000 COVERING CAP FOR 1 BLANK SPACE FOR 3-PHASE BUSBAR | 34.78
3NP1923-1CA10 | ACCES.F.FUSE SWI. DISCONNECTOR FOR NH000 REACH-ROUND PROTECTION FOR BUSBAR MOUNTING 1X TOP AND 1X BO | 4.21
3RT1955-5PP31 | WITHDR. COIL FOR MOD. S6 FOR CONTACTORS 3RT105/3RT145 AC/DC ACTUATOR UC200-277V DRIVE: ELECTRONIC W | 297.46
4AM4642-8DD40-0FA0 | TRANSFORMER SITAS; PHASES:1; PN/PN(S6)(KVA):0,4 /1,44; UPRI(V):550-525-500-480-460- 440-415-400-380- | 362.64
6ES7195-0BG30-0XA0 | DP, ASIC SPC3LV (3,3V) LEADFREE FOR PROFIBUS DP, MAX. 12 MBAUD 4800 PCS. / 6 TRAY BOX | 75965.49
6ES7652-5FX17-0YJ0 | SIMATIC PCS 7, SOFTWARE UPGRADE PACKAGE MAINTENANCE STATION FROM V7.0 TO V7.1 SINGLE LICENSE F.1 INS | 3297.88
6SL3730-7TG35-8BA3 | SINAMICS S120 CABINET MODULE ACTIVE LINE MODULE INKL. WITH CIM+CU320-2 ACTIVE INTERFACE MODULE 3AC | 104734.39
6ES7902-3AB00-0AA0 | SIMATIC S7/M7, CABLE FOR POINT TO POINT CONNECTIONS RS422 - RS422, 15-POLE SUBMIN. D PINS, 5 M LENGT | 165.05
3RA6250-1AP32 | SIRIUS, COMPACT STARTER, REVERSING STARTER 690 V, 110 ... 240 V AC/DC, 50 ... 60 HZ, 0.1 ... 0.4 A, | 1024.51
3RF2070-1AA06 | SEMICONDUCTOR RELAY 3RF2, 1-PH. WIDTH 45MM, 70 A 48-600 V / 24 V DC SCREW TERMINAL | 68.36
3SE5212-3RV40 | SAFETY POS. SWITCH W. SEPARATE ACTUATOR, METAL ENCLOSURE, 31MM; 1X(M20X1.5) SLOW-ACTION CONTACTS 1NO | 69.64
3SE5232-0HR01 | SIRIUS POSITION SWITCH; PLASTIC HOUSING ACC. TO EN50047, 31MM DEVICE CONNECTION 1X(M20X1.5); 1NO/1NC | 35.9
5TG6274 | I-SYSTEM, ELECTRIC WHITE ROCKER W. WINDOW F.2-CIRCUIT/DUAL 2-WAY SWITCH 55X55MM | 10.34
3RF2920-0GA16 | LOAD MONITORING CURRENT RANGE 20 A 40 DEGREES C 400-600 V / 24 V AC/DC TO SEMICON. RELAY/CONTACT. 3R | 113.95
3RF2932-0JA13-1KK0 | HEATING CURRENT MONITORING CURRENT RANGE 32 A 40 DEG. C 110-230 V / 24 V AC/DC FOR SOLID STATE RELAY | 132.31
3SE5000-0AD11 | ACTUATOR HEAD FOR POSITION SWITCH 3SE51/52 ROLLER PLUNGER W. STAINLESS STEEL ROLLER 10MM W. CENTRAL | 20.45
3RK1301-0BB13-0AA2 | F-DS1E-X FOR ET 200S FAILSAFE DIRECT STARTER SETTING RANGE 2.4...8A, MECHANICAL SWITCHING ELECTRONIC | 1304.3
5TT1012 | DELTA PLUS PROGRAM,ELEKTROWEISS TIME SWITCH, 16A 250V, 2-POLE WITH COVER PLATE 55X55MM CAN BE SWITCH | 114.45
8GK4451-2KK11 | ALPHA 160 DIN, MOUNTING PLATES ASSEMBLY KIT, H=300 W=250 | 83.61
8GK4651-3KK12 | A400/630 MOUNTINGKIT H=450 W=25 1 X 3NP1143 (NH1) FOR BUSBAR 60MM WITHOUT BUSBARHOLDER FOR BUSBARHOL | 126.56
8MF2028-4RB | STANDARD CUBICLE 8MF2 HXWXD=2000X1200X800 SIDE-BY-SIDE MOUNTING VENTIL., ASSEMBL., WELDED IP40 | 3419.32
8MF2896-5R | CUBICLESYSTEM 8MF2000 HXWXD = 1800 X 900 X 600MM FOR SIDE-BY-SIDE MOUNTING WITHOUT SIDE PANELS, IP 5 | 2627.29
8MF2826-4E | CUBICLESYSTEM 8MF2000 HXWXD = 1800 X 1200 X 600MM FOR INDIVIDUAL MOUNTING WITH SIDE PANELS, IP 40 | 3457.98
8US1998-1BA00 | BUSBAR ADAPTER SYSTEM PACKAGE OF 100 CONNECTION KEYS FOR CONNECTING ADAPTERS WITH DEVICE HOLDERS WIT | 0.93
8WH9040-1CB00 | PLUG-IN COUPLING RIGHT ELEMENT CAN BE SELF-PREASSEMBLED, WITH SPRING CONNECTION SECTION: 0.08-2.5 MM | 1.67
8US1211-4SB00 | BUSBAR ADAPTER SYSTEM BUSBAR ADAPTER 108MM WIDE 60MM SYSTEM, 5+10MM BUSBAR THICKNESS FOR CIRCUIT-BRE | 152.25
BVP:261931 | BD2C-1250-LR-X*-G* ELBOW RIGHT X 0,36M-1,25M / Y 0 ,36M 1250A WINKEL 85 GRAD-175 G RAD | 3284.86
BVP:261964 | BD2C-400-LL-Y*-G* ELBOW LEFT X 0,36M / Y 0,36M-1, 25M 160A-400A WINKEL 85 GRAD-17 5 GRAD | 1609.39
PBD:51035410 | KIT,DISPLAY,SITRANS LR 400, B<(>&<)>B | 393.5
3NC8434-0C | SITOR FUSE-LINK FOR SEMICONDUCTOR PROTECTION 500A GR 690V SIZE 3 CONNECTION CONTACT INDICATOR 110MM | 239.41
3NE8717-1 | SITOR FUSE-LINK FOR SEMICONDUCTOR PROTECTION 50A GR, AC 690V, DC 700V SIZE 000, BRACKETS 80MM | 50.44
3NA3801 | LV HRC FUSE LINK GL/GG WITH NON-INSULATED GRIP LUGS WITH FRONT INDICATOR SIZE 000, 6A, AC 500V/DC 25 | 4.73
3NJ4103-3CF12 | IN-LINE FUSE SWITCH DISCONNECTOR 3-POLE SWITCHABLE, SIZE 00/000 I=160 A, U=690 V AC FLAT CONNECTOR M | 777.76
6AV6623-2FA00-0AA0 | WINCC FLEXIBLE RUNTIME SW PACKAGE FOR SIMATIC IPC 2K POWER TAGS, CONTAINS: WINCC FLEXIBLE RUNTIME, 2 | 5962.98
6AV7674-0KE00-0AA0 | ADAPTER SET FOR VESA 75 FOR FULLY ENCLOSED HMI UNITS 1 ADAPTER PLATE AND 8 SCREWS | 311.75
5SU1654-6KK06 | FI/LS-PROTECTOR TYPE A (PSE/SSF), D=70MM IFN 300MA,10KA, 1+N-POLEE B 6A | 104.79
5SY5120-6 | CIRCUIT BREAKER CURR. SENS DC 220V AC 230/400V 10KA, 1-POLE, B, 20A | 21.36
5SY4208-5 | CIRCUIT BREAKER 400V 10KA, 2-POLE, A, 8A, D=70MM | 101.79
5SY4213-8 | CIRCUIT BREAKER 400V 10KA, 2-POLE, D, 13A, D=70MM | 32.43
5WG1220-2AB21 | UP 220/21 2X IN / OUT I/O PUSHBUTTON INTERFACE 2-FOLD | 136.78
3RT1466-6LA06 | CONTACTOR, 400A/AC-1 WITHOUT COIL AUXILIARY CONTACTS 2NO+2NC 3-POLE, SIZE S10 RAIL CONNECTIONS | 831.47
3RT1954-6A | SPARE CONTACTS F. MOD. S6 F. CONTACTOR 3RT1054, 55KW/AC-3 CONSISTS OF 3 MOVABLE AND 6 FIXED CONTACTS | 153.85
3NP4070-0CA01 | FUSE-SWITCH-DISCONNECTOR I = 160 A, U = 690 V, FOR SURFACE MOUNTING AND INSTALL., FLAT PAD CONNECTIO | 343.86
3SE2903-1AA20 | FOOT-OPERATED BUTTON CABLE ENTRY M20X1,5 IP 65, 2NO + 2NC WITH COVER | 167.2
3SE5000-0AA67 | LENGTH-ADJUSTABLE TWIST LEVER FOR POSITION SWITCH 3SE51/52 METAL LEVER 100MM LONG, POSITIVE FIT (HOL | 15.35
4AM4642-8DD40-0FB0 | TRANSFORMER SITAS; PHASES:1; PN/PN(S6)(KVA):0,4 /1,44; UPRI(V):550-525-500-480-460- 440-415-400-380- | 427.6
6SL3710-7LG34-7AA3 | SINAMICS S150 CONVERTER CABINET UNIT, AC/AC WITH CIM+CU320-2 3-PH. 500-690V, 50/60HZ UNIT RATING: 45 | 133522.91
6SL3730-7TE32-1BA3 | SINAMICS S120 CABINET MODULE ACTIVE LINE MODULE INKL. WITH CIM+CU320-2 ACTIVE INTERFACE MODULE 3AC | 31641.81
6ES7405-0KA02-0AA0 | SIMATIC S7-400, PS 405 POWER SUPPLY, WIDE RANGE 10A, 24/48/60V DC, 5V/10A DC ATEX APPROBATION IDENTI | 1447.8
6ES7900-1DA00-0XA0 | SIMATIC PC, SUPPLY CABLE 230V AC, ANGLED, 3M, FOR BOX-PC AND PANEL-PC FOR USA | 28.46
6ES7922-3BD20-0AB0 | FRONT CONNECTOR FOR SIMATIC S7-300, 20-POLE(6ES7392-1AJ00-0AA0) WITH 20 SINGLE CORES 0.5 MM2, H05V-K | 133.4
BVP:261815 | BD2A-1000-ZR-Z* Z UNIT RIGHT X/Y 0,36M, Z 0,26M -1,25M 500-1000A | 2069.57
3NE5643-0C | SITOR FUSE-LINK FOR SEMICONDUCTOR PROTECTION 600A AR 1500V SIZE 3 CONNECTION CONTACT INDICATOR 170MM | 373.34
3NA3804-6 | LV HRC FUSE LINK GL/GG WITH NON-INSULATED GRIP LUGS WITH FRONT INDICATOR SIZE 000, 4A, AC 690V/DC 25 | 22.75
6AV6371-1DG07-0AX4 | WINCC/PROAGENT UPGRADE V6.X -> V7.0 SP1 OPTION F.SIMATIC/WINCC V7.0 SP1 RUNTIME-SW, SINGLE LICENSE | 674.28
6AV6618-7AD01-3AB0 | WINCC FLEXIBLE /SM@RTACCESS F. WINCC FLEXIBLE RUNTIME, RUNTIME SW, SINGLE LICENSE, LICENSE KEY ON US | 1153.6
4RB5250-3EE50 | POWER CAPACITOR PHASECAP MKK 440V 25.0KVAR | 455.09
4RB5300-3EE50 | POWER CAPACITOR PHASECAP MKK 440V 30.0KVAR | 510.11
6DR4004-2PN | GAUGE MADE OF STEEL, ALUMINIUM BLOCK, DOUBLE-ACTION, 1/4-18 NPT, SCALED IN MPA, BAR AND PSI | 335.53
5SY4113-8 | CIRCUIT BREAKER 230/400V 10KA, 1-POLE, D, 13A, D=70MM | 14.83
5SY4410-5 | CIRCUIT BREAKER 400V 10KA, 4-POLE, A, 10A, D=70MM | 168.79
3RT1076-2AB36 | CONTACTOR, 250KW/400V/AC-3 AC(40...60HZ)/DC OPERATION UC 23-26V AUXILIARY CONTACTS 2NO+2NC 3-POLE, S | 1947.39
5SY6425-6 | CIRCUIT BREAKER 400V 6KA, 4-POLE, B,25A, D=70MM | 49.77
3NP5065-1HF13 | FUSE-SWITCH-DISCONNECTOR WITH ADAPTER FOR 40MM SYSTEM 3-POLE, I=160A, U=400/500V, AC AC AUXILIARY SW | 1231.89
6AG1322-1HF10-2AA0 | SIPLUS S7-300 SM322 - 40-POLE -25 ... +60 DGR C WITH CONFORMAL COATING CONFORMITY WITH EN50155 T1 CA | 757.15
3SE5000-0AA15 | TWIST LEVER FOR POSITION SWITCH 3SE51 METAL LEVER 35MM LONG,STEP 9MM, W. PLASTIC ROLLER 19MM | 7.39
3VL9400-4PS30 | ACCESSORIES FOR VL400, KIT MEAS. CONTACT 3P COMPRISING 6 MEAS. CONTACTS AND 1 TRIGGER PIN | 385.28
3VL9300-4PC40 | ACCESSORY FOR VL250, PLUG IN SOCKET KIT ASSEMBLY FRONT CONNECTORS 4 POLE | 499.77
3VL9400-8CA31 | ACCESSORIES FOR VL400UL,VL400X (JG FRAME, LG FRAME) TERMINAL COVER IP30 EXTENDED CONSISTING OF 2 COV | 85.69
6ES7195-7KF00-0XA0 | SIMATIC S7, SEPARATOR MODULE BETWEEN F- AND STANDARD MODULES WITH REDUNDANT ET200M INTERFACE MODULES | 378.57
3RV1011-0EA10-ZW97 | CIRCUIT-BREAKER, 0.28...0.40A N-RELEASE 5.2 A, SIZE S00, MOTOR PROTECTION, CLASS 10, SCREW CONNECTIO | 54.31
3RA6120-0CB30 | SIRIUS, COMPACT STARTER, DIRECT STARTER 690 V, 24 V AC/DC, 50 ... 60 HZ, 1 ... 4 A, IP20, CONNECTION | 573.95
3RA6120-2BB32 | SIRIUS, COMPACT STARTER, DIRECT STARTER 690 V, 24 V AC/DC, 50 ... 60 HZ, 0.32 ... 1.25 A, IP20, CONN | 575.39
3SE5112-0CH56-1AK8 | SIRIUS POSITION SWITCH METAL ENCLOSURE 40MM ACC. TO EN50041 DEVICE CONNECTION 1X (M20X1.5) 1NO/1NC S | 83.92
5TG2554-6 | DELTA I-SYSTEM, CARBON METALLIC FRAME, 4FOLD, 293X80MM | 29.37
3SE5244-0LE10-1AE0 | SIRIUS POSITION SWITCH; MOLDED-PLASTIC ENCLOSURE WIDE, 50MM CONNECTION 2X(M20X1.5); SNAP-ACT. CONTAC | 64.62
3RF2340-1BA24 | SEMI-COND. CONTACTOR 3RF2,1-PH. AC 51 40A / AC15 20A 40 DEG. C 48-460 V / 110-230 V AC INSTANTANEOU | 84.83
5TT5910-6 | SEALING CAP FOR 5TT583 | 1.24
5SU1356-7KK06 | FI/LS-PROTECTOR TYPE A (PSE/SSF), D=70MM IFN 30MA,6KA, 1+N-POLEE C 6A | 81.84
6FX2003-0SU50 | SIGNAL CONNECTOR 17 POLE SPEED CONNECT M17 SCREW CAP SOCKET 1X 17 POLE INSULATOR 20X CONTACTS 0,14-0 | 111.44
3SB2000-0AC01 | PUSHBUTTON, 16MM, ROUND, PLASTIC, RED, BUTTON, FLAT | 6.84
3RW4436-6BC45 | SIRIUS SOFT STARTER, VALUES WITH 500 V, 40 DEG., STANDARD: 162A, 110KW, INSIDE-DELTA CIRCUIT 3: 281A | 11028.74
3WL9111-0BB55-0AA0 | CIRCUIT-BREAKER ACCESSOR. 3WL LOW-PROFILE BASE FOR FIXED-MOUNTED CIRCUIT-BREAKER | 115.42
3SB2901-7AZK3Y | INSERT CAP FOR INDICATOR LIGHT, CLEAR WITH BLACK LETTERING, CUSTOMER-SPECIFIC INSCRIPTION, SYMBOL NU | 2.51
3WL9111-0AL03-0AA0 | ACCESSORIES CIRCUIT BREAKER 3WL MAIN CONDUCTOR CONN. 1 OFF FIXED-MOUNTED CIRC.BR. SIZE II FRONT CONN | 122.69
8WH9020-0BC10 | REDUCING JUMPER, TO CONNECT SPRING CONNECTIONS 16 MM2 WITH SPRING TERMINALS 2.5 MM2 OR 4 MM2, SIEMEN | 2.72
FDK:083N8499 | MAG 3100 E FLANGE 80MM, PN16 HAST C | 1459.92
FDK:085U1050 | TERMINALBOX WITH LID, POLYAMID, M20 CABLE GLANDS | 260.99
BVP:261773 | BD2C-3-400-WO-3W* OPTIONAL LENGTH 2,26M-3,24M 400 A, N + PE, WITHOUT TAP OFFS | 2245.8
LZX:MT328115 | PLUG-IN RELAY, 3 CO CONTACTS, WITH LED, 115V AC, 10A, WIDTH 38MM, MT RANGE | 43.11
PBD:23900176 | LOAD CELL 2 LB FOR MILLFLO FLOWMETER | 3140.95
3NJ6920-3BE23 | ACCESSORY FOR IN-LINE FUSE SWITCH DISCONNECT. PLUG-IN, CURRENT TRANSFORMER 150/5A, CL.0.5, CALIBRATE | 413.79
3NJ6923-1EB00 | ACCESSORY FOR DISCONNECTOR-FUSE IN-LINE TYPE, CAN BE PLUGGED IN,NH00 CONTACT EXTENSION FOR 3-POLE DE | 181.97
6AU1390-0AA00-0AA1 | ISOPROFIBUS-BOARD_2 (SPARE PART) PCI-BOARD FOR SIMOTION P350- V3 BOX 2 ISOCHRONOUS PROFIBUS INTERFAC | 2381.94
5SJ4104-8HG40 | CIRCUIT BREAKER 240V 14KA, 1-POLE, D, 4A, D=70MM ACC. TO UL 489, SAME POLARITY | 45.05
4EU3022-2BA00-0AA0 | COMMUTATING CHOKE FOR CONVERTER; PHASES:3; UN1(V):400; ITHMAX 1(A) / F1(HZ):400 /50; I LN (A):360; U | 4964.69
5SY6205-7 | CIRCUIT BREAKER 400V 6KA, 2-POLE, C, 0.5A, D=70MM | 36.38
3RT1276-6AU36 | VAC. CONTACTOR, 250KW/400V/AC-3 AC/DC OPERATION UC 240-277V AUXILIARY CONTACTS 2NO+2NC 3-POLE, SIZE | 2751.52
3NY1125 | COVER FOR 3NP506 | 11.54
3NP5260-0EA86-ZA02 | FUSE-SWITCH-DISCONNECTOR I=250A, U=690V, AUXILIARY SWITCH 1NO+1NC FOR CABLE-LUG CONNECTION FUSE SIZE | 1205.3
3SE5000-0AA62 | LENGTH-ADJUSTABLE TWIST LEVER FOR POSITION SWITCH 3SE51/52 STAINLESS STEEL LEVER 100MM LONG, WITH ST | 12.69
3VL9400-3AU10 | ACCESSORY FOR VL400, KIT F. LEADING AUXILIARY SWITCHES 1 CO CONTACT, FROM ON TO OFF 1.5 METER CONNEC | 37.94
3VL9400-3HF05 | ACCESSORY FOR VL400, FOR INSTALLAT. IN DOORS, COMPL. DOOR DRIVE 8UC7 HANDLE TI-GREY, MASKING FRAME L | 243.99
3VL9600-3MS01 | ACCESSORY FOR VL800UL, (MG FRAME) MOTOR-OPER. MECHANISM W. STORAGE SPRING 60V AC/DC | 2165.19
3VL9600-4RG01 | ACCESSORY FOR VL800UL, (MG FRAME) FLAT TERMINAL BARS COMPRISES 1 TERMINAL BREAKER VL REAR STUD FLAT | 77.19
6ES7923-0BF00-0DB0 | CONNECTING CABLE SHIELDED FOR SIMATIC S7-300/400 BETWEEN FRONT CONNECTOR MODULE A. TERMINAL BLOCK 16 | 53.6
6ES7492-2BX00-0AA0 | SIMATIC S7-400, 10 DIN A4 LABELLING SHEETS COLOR: LIGHT-BEIGE, 4 LABELLING STRIPS/SHEETS FOR SIGNAL | 97.61
3RV1011-0EA10-ZX95 | CIRCUIT-BREAKER, 0.28...0.40A N-RELEASE 5.2 A, SIZE S00, MOTOR PROTECTION, CLASS 10, SCREW CONNECTIO | 54.31
3RA6500-1DB42 | SIRIUS, COMPACT STARTER, REVERSING STARTER W/SYSTEM INTERFACE, 690 V, 32 A, 24 V DC, 3 ... 12 A, IP2 | 1449.22
3RF2230-1AB35 | SOLID-STATE RELAY 3-PHASE 3RF2 30A 40 DEG. C 48-600V / 110V AC 2-PHASE CONTROLLED SCREW TERMINAL BL | 109.51
3RV1935-1B | 3-PHASE BUSBAR, F. 3 CIRCUIT-BREAKERS, SIZE S2 MODULAR SPACING: 50 MM | 19.33
3RV1011-1KA15 | CIRCUIT-BREAKER, SIZE S00, FOR MOTOR PROTECTION, CLASS 10, A REL.9...12 A, N REL.156 A, 1NO + 1NC TR | 78.91
5TG4205 | DELTA FLAT IP44, SM SLIDE NIPPLE FOR CABLE ENTRY F. CONNECTING INDIV. DEVICES W. HOLE | 1.16
5TG1208 | I-SYSTEM, ELECTRIC WHITE COVER PLATE UAE OUTLET BOX SUITABLE F. ACKERMANN CAT.3 2X8POLE, 55X55MM | 5.19
5TG7150 | DELTA STYLE, TITANIUM WHITE ROCKER W. LABEL AND WINDOW WITH BELL SYMBOL FOR PUSHBUTTON, 68X68MM | 11.38
3SX3238 | LED, CLEAR 115V AC DIAMETER 25MM FOR M20X1.5 THREADED JOINT | 261.82
5TT4105-2 | REMOTE SWITCH WITH 1 NO AND 1 NC CONTACT FOR AC 230, 400V 16A CONTROL AC 24V | 33.79
3TC4417-5KB4 | CONTACTOR SIZE 2, 2-POLE DC-3 AND 5, 32 A AUX. SWITCHES 22 (2NO+2NC) DC OPERATION WITH INTEGRATED VA | 244.67
5SJ4216-7HG41 | CIRCUIT BREAKER 240V 14KA, 2-POLE, C, 16A, D=70MM ACC. TO UL 489 | 109.4
5TT5830-0 | INSTA CONTACTOR WITH 4 MAKE CONTACTS CONTACT FOR 230, 400 V AC, 25 A TRIGGERING 230 V AC | 25.36
5SJ4310-7HG41 | CIRCUIT BREAKER 240V 14KA, 3-POLE, C, 10A, D=70MM ACC. TO UL 489 | 158
6FX2003-0CG20 | POWER CONNECTOR SIZE 1.5 8-PIN SOCKET, UNION NUT, FOR LINEAR MOTORS, CABLE CLAMPING 9 - 24 MM CORE C | 222.89
5SM3645-8 | RES.CURRENT OP.CIRCUIT BREAKER TYPE A PSE/SSF 125A 3+N-POL IFN 300MA 400V 4MW FOR SELECTIVE SWITCH O | 2324.5
5SJ4145-7HG41 | CIRCUIT BREAKER 240V 10KA, 1-POLE, C, 45A, D=70MM ACC. TO UL 489 | 70.42
3WL9111-0AS03-0AA0 | ACCESSORIES CIRCUIT BREAKER 3WL ARC CHUTE SIZE III, FOR 690V | 221.3
3WL9111-0AT18-0AA0 | 3WL9-IEC-ACCESSORY RETROFIT KIT COM16 MODBUS MODULE WITH BSS | 2285.26
3SB2901-5AZK1Y | INSERT CAP FOR PUSHBUTTON AND ILLUMINATED PUSHBUTTON RAISED CLEAR WITH BLACK LETTERING, CUSTOMER-SPE | 2.51
3VL9700-4TG30 | ACCESSORY FOR VL1250, TERMINAL FOR CABLE (CU OR AL) SET OF 3 PCS 3 POLE | 411.46
3RW4455-6BC34 | SIRIUS SOFT STARTER, VALUES AT 460V, 50 DEG., STANDARD: 615A, 500HP, INSIDE-DELTA CIRCUIT 3: 1065A, | 32314.35
4AP2142-8CC40-0HA0 | TRANSFORMER SITAS; PHASES:3; PN/PN(S6)(KVA):1 /3,5; UPRI(V):Y500-440-380+/-20/D289- 254-220+/-11; US | 1430.83
3RP1540-1AJ31 | TIMING RELAY, SOLID-STATE, OFF-DELAY, 1 CO CONTACT, W/O AUX.VOLTAGE, 9 TIME SETTING RANGES 0.05S...6 | 300.68
4AT3032-5FJ10-0FA0 | TRANSFORMER SITAS; PHASES:1; PN/PN(S6)(KVA):4 /16,1; UPRI(V):500+/-5%; USEC(V):110; ISEC(A):36,4; F( | 1799.18
3RK3321-2AA10 | * | 289.84
3TH4262-0AK6 | CONTACTOR RELAY 62E EN 50 011 6NO+2NC, SCREW TERMINALS AC OPERATION AC 120V 60HZ/AC 110V 50HZ | 59.12
3TH4355-0BE4 | CONTACTOR RELAY 55E EN 50 011 5NO+5NC, SCREW TERMINALS DC OPERATION DC SOLENOID SYSTEM DC 60V | 131.42
6RA8097-4KV62-0AA0 | SINAMICS DCM DC CONVERTER FOR FOUR-QUADRANT DRIVES CONNECTION (B6) A (B6) C INPUT: 3-PHASE AC 690V, | 59419.61
3RS2140-2GW60 | GEMO TEST | 440.6
5SY7202-7 | CIRCUIT BREAKER 400V 15KA, 2-POLE, C, 2A, D=70MM | 71.81
5SY7205-7 | CIRCUIT BREAKER 400V 15KA, 2-POLE, C, 0.5A, D=70MM | 48.99
5SY7303-8 | CIRCUIT BREAKER 400V 15KA, 3-POLE, D, 3A, D=70MM | 79.64
5SY7304-7 | CIRCUIT BREAKER 400V 15KA, 3-POLE, C, 4A, D=70MM | 69.43
6SE6400-3CC03-5CD3 | MICROMASTER 4 AC COMMUTATION CHOKE 200V-480V 3AC 31,3A FOOTPRINT FSC - 0.53MH | 546.23
6AV7674-0KJ00-0AA0 | EXTENSION UNIT 19" FOR MOUNTING AT ALL 19" FULLY ENCLOSED HMI UNITS, MOUNTING AT THE RIGHT HAND SIDE | 1236.49
3TY6483-0BB4 | COIL F0R CONTACTORS 3TB47, 3TB48, 3TC48 DC 24V | 106.15
3TY6443-0BG4 | COIL F.3TB44,3TC44 CONTACTORS DC 125V | 47.81
3LD2530-0TK13 | MAIN/EMERG. STOP SWITCH 3-POLE IU=63, P/AC-23A AT 400V=22KW FLOOR MOUNTING DIN RAIL/TWO-HOLE MOUNTIN | 46.89
3NA3024 | LV HRC FUSE LINK GL/GG WITH NON-INSULATED GRIP LUGS WITH FRONT INDICATOR SIZE 0, 80A, AC 500V/DC 440 | 13
3RT2016-1CP07 | CONTACTOR, AC-3, 4KW/400V, 3NO+2NC, 230V AC 50/60HZ, 3-POLE, SIZE S00, SCREW TERMINAL VARISTOR | 53.94
3RT2016-1FB41 | CONTACTOR, AC-3, 4KW/400V, 1NO, DC 24V, W. INTEGRATED DIODE 3-POLE, SZ S00 SCREW TERMINAL | 36.17
3RT2016-1FB44-3MA0 | CONTACTOR, AC-3, 4KW/400V, 2NO+2NC, DC 24V, W. INTEGRATED DIODE 3-POLE, SZ S00 SCREW TERMINAL P | 51.91
3RT2016-1AK64-3MA0 | CONTACTOR, AC-3, 4KW/400V, 2NO+2NC AC110V 50HZ/120V 60HZ 3-POLE, SZ S00 SCREW TERMINAL PERMANENT | 42.28
3RT2016-1AP02-ZX95 | CONTACTOR, AC-3, 4KW/400V, 1NC, AC 230V, 50/60 HZ, 3-POLE, SZ S00 SCREW TERMINAL REUSABLE PACKAG | 29.5
3RT2016-1BB41-ZW96 | CONTACTOR, AC-3, 4KW/400V, 1NO, DC 24V, 3-POLE, SZ S00 SCREW TERMINAL MULTI UNIT PACKAGE PACKAG | 34.44
3LD9226-3D | SHAFT PIECE IP67 47 MM LONG CENTRAL HOLE FIXING FOR RED. MECHANISM 67 X 67 MM COMPRISING 20 SHAFT | 68.07
3RT2016-1AK61 | CONTACTOR, AC-3, 4KW/400V, 1NO, AC110V 50HZ, 120V 60HZ 3-POLE, SZ S00 SCREW TERMINAL | 26.48
5SJ4250-7HG41 | CIRCUIT BREAKER 240V 10KA, 2-POLE, C, 50A, D=70MM ACC. TO UL 489 | 196.75
3RW4055-2BB44 | SIRIUS SOFT STARTER, S6, 134 A, 75 KW/400 V, 40 DEG., 200-460 V AC, 230 V AC, CAGE CLAMP TERMINALS | 2695.04
3RW4073-2BB45 | SIRIUS SOFT STARTER, S12, 230 A, 160 KW/500 V, 40 DEG., 400-600 V AC, 230 V AC, CAGE CLAMP TERMINALS | 4369.63
6FX2003-7MG10 | SCREW GLAND EMC METRIC M32 X 1,5 CLAMPING RANGE 13,2MM - 20,3 MM | 119.54
3RW4427-1BC45 | SIRIUS SOFT STARTER, VALUES WITH 500 V, 40 DEG., STANDARD: 93A, 55KW, INSIDE-DELTA CIRCUIT 3: 161A, | 6920.77
5ST3807 | HANDLE LOCKING DEVICE WITH PADLOCK (1 SET IN POLY-BAG) | 12.03
3VL9600-3HA00 | ACCESSORY FOR VL630, VL800, FRONT ROTARY DRIVE STANDARD | 172.03
3RW4037-2BB04 | SIRIUS SOFT STARTER, S2, 63A, 30KW/400V, 40 DEGR., AC 200-480V, AC/DC 24V, SPRING-LOADED TERMINALS | 1093.47
3WL9111-0AT46-0AA0 | ACCESSORIES CIRCUIT BREAKER 3WL SEALING DISC FOR ETU76 FOR PROT. AGAINST UNAUTHOR. OPERATION | 32.14
3RW4453-6BC44 | SIRIUS SOFT STARTER, VALUES AT 400V, 40DEG., STANDARD: 551A, 315KW, INSIDE-DELTA CIRCUIT 3: 954A, 56 | 24726.37
3VL9750-4TH31 | ACCESSORY FOR VL1200UL, (NG-FRAME) MULTIPLE LINE-SIDE TERMINAL FOR CU/AL FOR 4 CONDUCTORS PER TERMIN | 479.48
3VL9800-3AU11 | ACCESSORY FOR VL1200UL,VL1600UL (NG-FRAME - PG-FRAME) KIT F. LEADING AUXILIARY SWITCHES 1 CO CONTACT | 44.16
3RK1903-0AL00 | 130MM TERMINAL MODULE FOR ET200S HIGH FEATURE REVERSE STARTER WITH SUPPLY CONNECTION | 330.02
3TG1010-1BB4 | CONTACTOR TAB CONNECTOR, 4NO FOR SNAPPING ONTO STANDARD MOUNTING RAIL DC OPERATION DC 24V | 26.71
3TF6833-1DG4 | CONTACTOR SIZE 14, 3-POLE AC-3, 335KW, 400/380V (690V) AUXILIARY CONTACTS 33 (3NO+3NC) W.3TC44174A R | 3661.4
3TH4364-0AN2 | CONTACTOR RELAY 64E EN 50 011 6NO+4NC, SCREW TERMINALS AC OPERATION AC 50/60HZ 220V | 86.38
4EP3701-8DS00 | COMMUTATING CHOKE FOR CONVERTER; PHASES:3; UN1(V):400; ITHMAX 1(A) / F1(HZ):35,5 /50; I LN (A):31,9; | 1255.52
5SY6650-6 | CIRCUIT BREAKER 400V 6KA,3+N-POLE B, 50A, D=70MM | 112.62
6SL3054-4AG00-0AA0 | SINAMICS S110 MULTIMEDIA-CARD 64MB EMPTY | 191.32
3TY7684-0QL7 | COMPL. POLE-CHANGING CONTACTOR FOR 3TF6833-.Q AND 3TF6933-.Q AC OPERATION AC 220 TO 240 V 50/60HZ | 391.7
3RT1054-6AM36 | CONTACTOR, 55KW/400V/AC-3, AC(40...60HZ)/DC OPERATION UC 200...220V AUXIL. CONTACTS 2NO+2NC 3-POLE, | 365.41
3RT1055-6AS36 | CONTACTOR, 75KW/400V/AC-3, AC(40...60HZ)/DC OPERATION UC 500...550V AUXIL. CONTACTS 2NO+2NC 3-POLE, | 446.38
3LD2866-1GP53 | MAIN/EMERG. STOP SWITCH 3-POLE IU=125, P/AC-23A AT 400V=45KW 1NO+1NC, 1 N-TERMINAL INSULATION-ENCLOS | 345.93
3RT2016-1AP04-3MA0 | CONTACTOR, AC-3, 4KW/400V, 2NO+2NC, AC 230V, 50/60 HZ, 3-POLE, SZ S00 SCREW TERMINAL PERMANENT A | 42.28
3RT2016-1AK62 | CONTACTOR, AC-3, 4KW/400V, 1NC, AC110V 50HZ, 120V 60HZ 3-POLE, SZ S00 SCREW TERMINAL | 26.48
3RT2016-1AP01-ZW97 | CONTACTOR, AC-3, 4KW/400V, 1NO, AC 230V, 50/60 HZ, 3-POLE, SZ S00 SCREW TERMINAL MULTI UNIT PACK | 29.5
3RT2016-1AP01-ZX95 | CONTACTOR, AC-3, 4KW/400V, 1NO, AC 230V, 50/60 HZ, 3-POLE, SZ S00 SCREW TERMINAL REUSABLE PACKAG | 29.5
3RT2016-1BG41 | CONTACTOR, AC-3, 4KW/400V, 1NO, DC 125V, 3-POLE, SZ S00 SCREW TERMINAL | 35.06
3RT2016-1AU02 | CONTACTOR, AC-3, 4KW/400V, 1NC, AC 240V, 50/60 HZ, 3-POLE, SZ S00 SCREW TERMINAL | 26.48
3RT2016-1AV01 | CONTACTOR, AC-3, 4KW/400V, 1NO, AC 400V, 50/60 HZ, 3-POLE, SZ S00 SCREW TERMINAL | 29.25
3RT2016-1BB42-0CC0 | CONTACTOR, AC-3, 4KW/400V, 1NC, DC 24V, COM. CAPABILITY 3-POLE, SZ S00 SCREW TERMINAL | 34.75
3RT2016-1BF41 | CONTACTOR, AC-3, 4KW/400V, 1NO, DC 110V 3-POLE, SZ S00 SCREW TERMINAL | 30.89
3RT2016-1BE42 | CONTACTOR, AC-3, 4KW/400V, 1NC, DC 60V, 3-POLE, SZ S00 SCREW TERMINAL | 35.06
3RT2016-1BM41 | CONTACTOR, AC-3, 4KW/400V, 1NO, DC 220V 3-POLE, SZ S00 SCREW TERMINAL | 30.89
3RK4353-3JR58-0BA0 | SIRIUS MCU MOTOR STARTER EN.DEGR. OF PROTEC.IP55 PLASTIC COMMUNICATION WITHOUT ELECTROMECHANICAL SWI | 634.04
3TH4391-0AM0 | CONT. RELAY 91E DIN EN 50011 9NO+1NC, SCREW CONNECTION ALT. CURRENT ACTUATING 220 V AC 50 HZ/264 V A | 91.96
3TF6933-1QL7-ZA02 | CONTACTOR SIZE 14, 3-POLE AC-3 450KW, 400/380V (690V) AUX. SWITCH 33 (3NO+3NC) MOUNTED RECTIFIER BRI | 5273.19
6RA8097-4GS22-0AA0 | SINAMICS DCM DC CONVERTER FOR TWO-QUADRANT DRIVES CONNECTION B6C INPUT: 3-PHASE AC 575V, 2324A CONTR | 45864.97
5SY7332-6 | CIRCUIT BREAKER 400V 15KA, 3-POLE, B, 32A, D=70MM | 72.4
5SY8504-7 | CIRCUIT BREAKER 230V 25KA, 1+N-POLE, C, 4A, D=70M | 57.16
5SY8125-8 | CIRCUIT BREAKER 230/400V 25KA, 1POLE, D, 25A, D=70MM | 29.84
5TG6201 | I-SYSTEM, TITANIUM WHITE ROCKER F.UNIVERSAL SWITCH CO/OFF F. INTERMEDIATE AND OFF SWITCH FOR PUSHB. | 2.95
3TX6546-3B | TERMINAL COVER,TRANSPARENT F. M10 THREAD (1 SET = 6 ITEMS) | 58.49
3TY7563-0DP4 | COIL FOR 3TF56 AND 3TK56 CONTACTORS DC ECONOMY CIRCUIT DC 230V | 263.98
3WL9111-0BA33-0AA0 | ACCESSORIES CIRCUIT BREAKER 3WL LOCKING DEVICE OFF-POSITION RONIS LOCK IN OPER.PANEL FUNCTION SAFE O | 390.5
3TX7690-1F | BOX TERMINALS FOR LAMINATED COPPER BARS 1 SET = 3 ITEMS WITH SINGLE COVERS WITH AUXILIARY CONDUCTOR | 219.67
3NA3820-6 | LV HRC FUSE LINK GL/GG WITH NON-INSULATED GRIP LUGS WITH FRONT INDICATOR SIZE 00, 50A, AC 690V/DC 25 | 21.85
3RT1056-6AD36 | CONTACTOR, 90KW/400V/AC-3, AC(40...60HZ)/DC OPERATION UC 42...48V AUXIL. CONTACTS 2NO+2NC 3-POLE, SI | 563.43
3NA7232 | LV HRC FUSE LINK GL/GG WITH NON-INSULATED GRIP LUGS WITH COMBINATION INDICATOR SIZE 2, 125A, AC 500V | 14.04
3NA3001 | LV HRC FUSE LINK GL/GG WITH NON-INSULATED GRIP LUGS WITH FRONT INDICATOR SIZE 0, 6A, AC 500V/DC 440V | 13
3RT2016-1AP01-1AA0 | CONTACTOR, AC-3, 4KW/400V, 1NO, AC 230V, 50/60 HZ, 3-POLE, SZ S00 SCREW TERMINAL VERTICAL MOUNTI | 29.04
3RT2016-1AM12 | CONTACTOR, AC-3, 4KW/400V, 1NC, AC 198V 50 HZ/ 208V 60 HZ, 3-POLE, SZ S00 SCREW TERMINAL | 29.25
3RT2016-1BB42-1AA0 | CONTACTOR, AC-3, 4KW/400V, 1NC, DC 24V, 3-POLE, SZ S00 SCREW TERMINAL UPRIGHT MOUNTING POSITION | 33.34
3RT2016-1AP02-ZW96 | CONTACTOR, AC-3, 4KW/400V, 1NC, AC 230V, 50/60 HZ, 3-POLE, SZ S00 SCREW TERMINAL MULTI - UNIT PA | 29.5
3RT2016-1BW41 | CONTACTOR, AC-3, 4KW/400V, 1NO, DC 48V, 3-POLE, SZ S00 SCREW TERMINAL | 30.89
3RT2016-1BB42 | CONTACTOR, AC-3, 4KW/400V, 1NC, DC 24V, 3-POLE, SZ S00 SCREW TERMINAL | 30.89
3RT2016-1BE41 | CONTACTOR, AC-3, 4KW/400V, 1NO, DC 60V, 3-POLE, SZ S00 SCREW TERMINAL | 35.06
3RT2016-1BP42 | CONTACTOR, AC-3, 4KW/400V, 1NC, DC 230V, 3-POLE, SZ S00 SCREW TERMINAL | 35.06
3RT2016-1KB42 | COUPLING RELAY, AC-3, 4KW/400V, 1NC, DC 24V, 0.7...1.25*US, W. INTEGR. SUPPRESSORDIODE, SZ S00, S | 35.56
3RT2016-1AR61 | CONTACTOR, AC-3, 4KW/400V, 1NO, AC 400V 50HZ, 400...440V 60HZ 3-POLE, SZ S00 SCREW TERMINAL | 29.25
3RT2016-1FB41-ZX95 | CONTACTOR, AC-3, 4KW/400V, 1NO, 24V DC, W INTEGRATED DIODE 3POL, ASM S00 SCREW TERMINAL REUSABLE | 40.32
3RT2016-2BB41-0CC0 | CONTACTOR, AC-3, 4KW/400V, 1NO, DC 24V, COM. CAPABILITY 3-POLE, SZ S00 SPRING-LOADED TERMINAL | 34.75
3RT2016-2JB41-ZW96 | COUPLING RELAY, AC-3, 4KW/400V, 1NO, DC 24V, 0.7...1.25*US, W. INTEGRATED DIODE 3-POLE SZ S00, SP | 40.32
3RT2016-1AM22 | CONTACTOR, AC-3, 4KW/400V, 1NC, AC 208V, 50/60 HZ, 3-POLE, SZ S00 SCREW TERMINAL | 29.25
3RT2016-1AN22 | CONTACTOR, AC-3, 4KW/400V, 1NC, AC 220V, 50/60 HZ, 3-POLE, SZ S00 SCREW TERMINAL | 26.48
3RT2016-1BB44-3MA0 | CONTACTOR, AC-3, 4KW/400V, 2NO+2NC, DC 24V, 3-POLE, SZ S00 SCREW TERMINAL PERMANENT AUX. SWITCH | 46.68
3RT2016-1HB42 | COUPLING RELAY, AC-3, 4KW/400V, 1NC, DC 24V, 0.7...1.25*US, 3-POLE, SZ S00 SCREW TERMINAL | 31.3
6ES7922-3BJ00-0AT0 | CABLE WITH FRONT CONNECTOR FOR SIMATIC S7-300 40PIN (6ES7392-1AM00-0AA0) TO 25PIN D-SUB MALE FOR ET2 | 309.65
6XV1873-2D | SIMATIC NET FO TRAILING CABLE, GP (50/125), UL APPROVED, TRAILING CABLE, SPLITTABLE, W/O CONNECT., S | 14.05
6XV1873-6CT10 | SIMATIC NET FO TRAILING CABLE 50/125, PREASSEMBLED WITH 2X2 SC CONNECTORS, INSERTION GUIDE, LENGTH 1 | 1703.49
7MH4115-5GB11 | SIWAREX R TOP UNIT FOR LOAD CELLS SERIES RN - RATED LOAD 60T - MADE OF STAINLESS STEEL CONTAINS: -TO | 1866.74
6FX2001-2HB25 | SIMODRIVE (ACCESSORIES) INCR. ROTARY ENCODER W. RS 422 (TTL), 1250 PULSES, SYNCHRON. FLANGE, 6 MM SH | 366.56
8JH4124 | TERMINAL 1POLE FOR BARS 16X3/16X4 MM WIRE CONNECTION 1X10-35 SQMM | 6.77
8MF6294-4E | STANDARD CUBICLE 8MF6 HXWXD=2200X900X400 INDIVIDUAL MOUNTING NON-VENT., ASSEM., WELDED IP40 | 3148.89
8MF6826-4R | STANDARD CUBICLE 8MF6 HXWXD=1800X1200X600 SIDE-BY-SIDE MOUNTING NON-VENT., ASSEM., WELDED IP40 | 3361.38
8MF9223 | MOUNTING PLATE H X W = 400 X 1000 MM FOR 8MF SYSTEM CUBICLE | 175.42
8MR2170-1A | THERMOSTAT FOR CUBICLE-HEATER UNITE AC/DC 110-265V, 50/60HZ | 61.36
8WH2000-1JG38 | FUSE TERMINAL WITH ILLUM. DISPLAY (15 - 30V) FOR G FUSE LINKS 5 X 20, 5 X 25 AND 5 X 30 MM WITH 4 MM | 14.98
6SL3000-2DG31-5EA0 | SINAMICS DU/DT-FILTER COMPACT PLUS VOLTAGE PEAK LIMITER FOR SINAMICS G: 3AC 660-690V 110/132KW SINAM | 3259.66
4AV2600-2EB00-0A | POWER SUPPLY; PHASES:1; PN(KW):0,36; UPRI(V):400-230+/-15; USEC(V DC):24; ISEC(A DC):15/18 (60/40 CE | 743.76
3TK2810-0GA02 | SIRIUS SAFETY RELAY FOR SAFETY-ORIENTED STANDSTILL MONITORING, 230V AC, 45.0MM, SPRING-LOADED TERMIN | 813.29
5SY7208-7 | CIRCUIT BREAKER 400V 15KA, 2-POLE, C, 8A, D=70MM | 71.81
5SY8508-8 | CIRCUIT BREAKER 230V 25KA, 1+N-POLE, D, 8A, D=70M | 67.48
5TC9225 | I-SYSTEM, TITANIUM WHITE ROOM TEMP. CONTROLLER COVER DIRECT FLOOR HEATING, 55X55MM | 52.22
5SY8225-8BB08 | CIRCUIT BREAKER 400V 25KA, 2-POLE, 25A, D=70MM ONLY MAGNETIC TRIPPING | 50.58
3LD2064-0TB53 | MAIN/EMERG. STOP SWITCH 3-POLE IU=16, P/AC-23A AT 400V=7.5KW 1 N-TERMINAL + 1 PE-TERMINAL INSULATION | 38.09
5TD4707 | DELTA FLAT IP44, SM DARK GRAY/LIGHT GRAY PUSHB., 10A 250V, 1CO CONTACT CAN BE USED AS NC CONTACT 66X | 15.8
3TX7522-3G | SURGE SUPPRESSOR VARISTOR FOR SNAPPING ON DC 24 TO 70V FOR CONTACTOR SIZE 8 TO 12 | 15.38
3RT1054-6NP36 | CONTACTOR, 55KW/400V/AC-3, AC(40...60HZ)/DC OPERATION UC 200...277V AUXIL. CONTACTS 2NO+2NC 3-POLE, | 425.04
3NA7810 | LV HRC FUSE LINK GL/GG WITH NON-INSULATED GRIP LUGS WITH COMBINATION INDICATOR SIZE 000, 25A, AC 500 | 4.7
3RA6120-2EP32 | SIRIUS, COMPACT STARTER, DIRECT STARTER 400 V, 110 ... 240 V AC/DC, 50 ... 60 HZ, 8 ... 32 A, IP20, | 977.15
3RA6400-1AB42 | SIRIUS, COMPACT STARTER, DIRECT STARTER W/SYSTEM INTERFACE, 690 V, 32 A, 24 V DC, 0.1 ... 0.4 A, IP2 | 806.4
3RA6500-1CB42 | SIRIUS, COMPACT STARTER, REVERSING STARTER W/SYSTEM INTERFACE, 690 V, 32 A, 24 V DC, 1 ... 4 A, IP20 | 1331.56
3RA1953-2N | SET OF LINKS, OPEN F. YD-STARTER SZ. S6-S6-S6 | 80.63
4AM6142-5AJ10-0FA0 | TRANSFORMER SITAS; PHASES:1; PN/PN(S6)(KVA):1,6 /7,3; UPRI(V):400+/-5%; USEC(V):110; ISEC(A):14,5; F | 834.42
5TG1203-4 | DELTA MIRO GLASS FRAME 3-FOLD REAL GLASS ARENA 232X90MM | 124.66
5TG1391 | DELTA STYLE TITANIUM WHITE MODULE CARRIER 1-FOLD INCL. INTERMEDIATE FRAME INCL. MODULE CARRIER | 7.73
5TG1766 | DELTA PROFILE, SILVER INTERMEDIATE FRAME 65X65MM WITH CENTRAL PLATE 51X51MM WITH CENTRAL PLATE 51X51 | 5.45
5TG6227 | I-SYSTEM, CARBON METALLIC ROCKER W. BELL SYMBOL FOR PUSHB., 55X55MM | 10.92
5TG7143 | DELTA STYLE, TITANIUM WHITE ROCKER W.SHUTTER/BLIND SYMBOLS F.SHUTTER SWITCH AND -PUSHB. 68X68MM | 11.62
5TG7157-1 | DELTA STYLE, PLATINUM METALLIC ROCKER W. WINDOW, LABEL F. TWO-CIRCUIT/TWO-WAY SWITCH F.PUSHBUTTON 2- | 35.22
3SE5162-0CE02 | SIRIUS POSITION SWITCH 3SE5162, METAL ENCLOSURE XL,56MM WIDE WITH ROLLER LEVER, FROM METAL AND HIGH- | 109.93
3RF2320-2AA24 | SEMI-COND. CONTACTOR 3RF2,1-PH. AC 51 20 A 40 DEGREES C 48-460 V / 110-230 V AC SPRING-LOADED TERM | 71.54
3SE5000-0AD03-1AJ0 | . POSITION SWITCH 3SE51/52 ROLLER PLUNGER W. PLASTIC ROLLER 10MM | 8.09
3SE6605-1BA02 | MAGNETIC SWITCH SWITCH BLOCK, ROUND M30, CONTACTS 1NC/1NO, WITH M12 PLUG 4-POLE, PIN ASSIGN.:PIN1=21 | 91.73
3RK1107-1BQ40-0AA3 | AS-INTERFACE COMPACT MOD., IP67 ANALOG, 2AO, NUMERIC. FORMAT S7 2 X OUTP. (M12), 4 TO 20MA FOR 2-WIR | 474.94
3SE7150-1BF00 | SIGUARD CABLE-OPER. SWITCH METAL HOUSING,2X M20X1.5 2NC, LATCHES ACC. TO EN418 BUTTON RESET FOR CABL | 178.29
3SE7950-1AB | TURNBUCKLE, M6 X 60 | 12.9
6FX2001-4DA10 | BUILT-ON ENCODER 100 PULSES/REV OPTICAL INCREMENTAL WITH HTL LEVEL, OPERATING VOLTAGE 10-30 V, SYNCH | 366.56
5SJ4211-8HG41 | CIRCUIT BREAKER 240V 14KA, 2-POLE, D, 5A, D=70MM ACC. TO UL 489 | 148.89
5SJ4303-8HG41 | CIRCUIT BREAKER 240V 14KA, 3-POLE, D, 3A, D=70MM ACC. TO UL 489 | 218.01
3RW4424-3BC34 | SIRIUS SOFT STARTER, VALUES WITH 460 V, 50 DEG., STANDARD: 42A, 25HP, INSIDE-DELTA CIRCUIT 3: 73A, 5 | 4526.62
3SB2206-0AE01 | ILLUMINATED PUSHBUTTON, 16MM, ROUND, PLASTIC, GREEN, BUTTON, FLAT, 1NO, LAMPHOLDER W2 X 4.6D, WITHOU | 18.8
3SB2455-0B | SWITCHING ELEMENT, 1NO, SOLDER PIN CONNECTION | 7.21
3RW4455-6BC35 | SIRIUS SOFT STARTER, VALUES AT 575V, 50DEG., STANDARD: 615A, 700HP, INSIDE-DELTA CIRCUIT 3: 1065A, 1 | 36500.83
3WL9111-0AG02-0AA0 | ACCESSORIES CIRCUIT BREAKER 3WL AUX.SWITCH BLOCK 2S +0 NC | 202.86
3RK1325-6KS71-1AA3 | SIRIUS MOTOR STARTER M200D AS-I COMMUNICATION: AS-INTERFACE REVERSING STARTER STANDARD ELECTRONICALL | 1186.07
7LF5301-4 | QUARTZ TIME SWITCH DAY FORM C 230V/50-60HZ 3 TE AUTOMATIC SU/WI TRANSFER | 104.97
7MC1905-1DA | WELDING-TYPE PROTECTIVE TUBE FOR HIGH-PRES.RESIST.THERMOMET. MOUNTING LENGTH 65 MM PROT. TUBE MAT. | 222.83
7MC2028-1AD32 | INSULATED THERMOCOUPLE WITH COUPLING SOCKET LENGTH L = 0.3 M 2 THERMOCOUPLE ELEMENTS NICR/NI SHEATH | 115.21
6FX8008-1BB51-3FA0 | POWER CABLE, SOLD BY THE METER, 4X10.0 C TRAILING CABLE, UL/CSA DESINA MOTION CONNECT 800, DELIVERED | 8265.52
6GT2491-1HH50 | MOBY CONNECTING CABLE FOR WIDE RANGE POWER UNIT 6GT2494-0AA00, 6GT2898-0AA00, 6GT2898-0AA10, 6GT2898 | 86.97
8MF6088-4E | STANDARD CUBICLE 8MF6 HXWXD=2000X800X800 INDIVIDUAL MOUNTING NON-VENT., ASSEM., WELDED IP40 | 3342.07
8MF6286-5E | STANDARD CUBICLE 8MF6 HXWXD=2200X800X600 INDIVIDUAL MOUNTING NON-VENT., ASSEM., WELDED IP54 | 3631.85
8MF4065 | BOTTOM PLATE FOR CUBICLE WXD = 800 X 400MM | 200.9
8MF6828-5R | STANDARD CUBICLE 8MF6 HXWXD=1800X1200X800 SIDE-BY-SIDE MOUNTING NON-VENT., ASSEM., WELDED IP54 | 3998.88
8MF6894-4R | STANDARD CUBICLE 8MF6 HXWXD=1800X900X400 SIDE-BY-SIDE MOUNTING NON-VENT., ASSEM., WELDED IP40 | 2627.29
8MF4850 | PERFORATED COMPARTM. BOTTOM TELESCOPE RAIL EXTENSION HXD=600X400 | 336.14
8MF4302 | POCKET FOR CIRCUIT DIAGRAMS SHEET STEEL A4 UPRIGHT SIZE | 96.77
8WA1825 | INSUL. PLATE FOR TERMINALS SZ 2.5, 4 AND 6 | 0.74
8WH3000-0AF00 | FEED-THROUGH TERMINAL WITH QUICK CONNECTION, SECTION: 0.5 - 2.5 MM2, WIDTH: 6.2 MM, COLOR: GRAY | 2.3
6SL3203-0CD21-4AA0 | SINAMICS LINE REACTOR FOR POWER MODULE FSB 4.0 KW, FOOT PRINT | 205.89
6SL3000-0BE41-6AA0 | SINAMICS LINE FILTER CL. A1 INPUT: 3AC 380-480V, 50/60HZ 1600A NMA: A5E00105342 | 4759.9
6SL3330-1TE34-2AA3 | SINAMICS S120 BASIC LINE MODULE INPUT: 3-PH 380-480V, 50/60HZ OUTPUT: 510-650 VDC, 420A, 200KW FRAME | 8467.75
7MH7723-1DS | LVDT TRANSFORMER AND CORE, STANDARD,SPARE | 1080.7
7ML1830-1MC | KIT CONTAINING ONE 9-PIN D-SUB TO RJ11 ADAPTER AND ONE 2.1 METER TELEPHONE CABLE WITH TWO MALE JACKS | 50.89
7MH4702-8AF | LI2Y 2X0,75ST + 2X (2X0,34ST) -CY SPECIAL CABLE, WITH BLUE SHEATH CONNECTION OF JB JUNCTION AND DIST | 5.25
8GF5774 | ALPHA 630 UNIVERSAL COPPERBAR L=1300MM 30X10MM, DRILLED | 600.49
8MF2098-4R | STANDARD CUBICLE 8MF2 HXWXD=2000X900X800 SIDE-BY-SIDE MOUNTING NON-VENTIL., ASSEMBL., WELDED IP40 | 2492.08
8GK4853-8KK00 | ALPHA 630 DIN, LONGIT. STAYS F. MOUNTING OF MOUNTING KITS H=1800, 1 SET = 2 STAYS | 66.09
8ME8843 | SAFETY CLAMP | 13.08
8MF2808-4R | SICUBE 8MF2000 CUBICLE SYSTEM WELDED H X W X D = 1800 X 1000 X 800MM FOR SIDE-BY-SIDE MOUNTING WITHO | 2839.79
8US1998-7CB54 | BUSBAR ADAPTER SYSTEM VERTICAL BUSBAR RUN MOUNTING RAIL 35 MM, PLASTIC WITH RECESS FOR INSERT 8US199 | 3.73
BVP:261927 | BD2C-1250-LV-X*-G* KNEE FRONTSIDE X 0,36M-1,25M / Y 0,36M 1250A WINKEL 85 GRAD-17 5 GRAD | 3348.51
FDK:083N8491 | MAG 3100 E FLANGE 11/2 INCH, CL150 HAST C | 930.95
3NE3230-0B | SITOR FUSE-LINK 315A, AC 1000V, SIZE 1/110MM | 161.19
3NG1503 | LV HRC ISOLATING LINK,SIZE4 1000A | 69.88
3NP1123-1BC22 | FUSE-SWITCH-DISCONNECTOR 3-POLE, NH000, 160A 60MM BUSBAR SYSTEM COVER LEVEL 32/70 MM BOX TERMINAL FU | 256.16
3NJ6920-2CB00 | ACCESSORY FOR DISCONNECTOR-FUSE IN-LINE TYPE, CAN BE PLUGGED IN,NH00 AUXILIARY SWITCH 1NC WITH COVER | 59.12
5SY4103-8 | CIRCUIT BREAKER 230/400V 10KA, 1-POLE, D, 3A, D=70MM | 22.06
6EP1935-6MF01 | SITOP BATTERY MODULE 24 V/12 AH WITH SERVICE-FREE SEALED LEAD-ACID BATTERIES FOR SITOP DC UPS MODULE | 243.55
6EP5406-5AA00 | TERMINAL STRIP CONVERTER FROM 50-PIN IDC CONNECTOR TO SCREW-TYPE TERMINALS FOR 1 TO 1 CONNECTION, WI | 91.67
3RT1076-2AR36 | CONTACTOR, 250KW/400V/AC-3 AC(40...60HZ)/DC OPERATION UC 440-480V AUXILIARY CONTACTS 2NO+2NC 3-POLE, | 1947.39
3RT1265-6AU36 | VAC. CONTACTOR, 132KW/400V/AC-3 AC(40...60HZ)/DC OPERATION UC 240-277V AUXILIARY CONTACTS 2NO+2NC 3- | 1383.96
5SY6420-7 | CIRCUIT BREAKER 400V 6KA, 4-POLE, C, 20A, D=70MM | 26.77
3RT1946-6D | EQUIV. CONTACTS FOR CONTACTOR SIZE S3, 3-POLE, AC-1, 140 A, 3 NO, MAIN CONTACTS, CONSISTS OF 3 MOVAB | 174.09
3NP5065-1HF13-ZR01 | FUSE-SWITCH-DISCONNECTOR WITH ADAPTER FOR 40MM SYSTEM 3-POLE, I=160A, U=400/500V, AC AC AUXILIARY SW | 1293.93
6AG1322-1FF01-7AA0 | SIPLUS S7-300 SM322 8DA 120/220 -40 ... +70 DEGREES C WITH CONFORMAL COATING BASED ON 6ES7322-1FF01- | 989.5
3VL9400-4RM30 | ACCESSORY FOR VL400, REAR TERMINAL, SHORT, FLAT COMPRISES 3 TERMINALS SHORT-LONG-SHORT 3-POLE | 180.54
6ES7390-1AF85-0AA0 | SIMATIC S7-300, RAIL L=585MM FOR INSTALLATION FROM ET200ISP IN 650MM CABINET | 72.48
6ES7922-4BF00-5AE0 | FRONT CONNECTOR FOR S7-400 48-POLE (6ES7492-1CL00-0AA0), WITH 46 SINGLE CORES 0.5 MM2, H05V-K SINGLE | 749.01
6ES7997-2AA00-0AX0 | SIMATIC EXTENDED EXCHANGE OPTION: SIEMENS EXTENDS THE PERIOD FOR CLAIMS FOR REPLACING MATERIAL, ANY | 5.11
3RA1954-2A | MECHANICAL INTERLOCK FOR CONTACTOR MOD.S6/S10/S12 3RT10/3RT12/3RT14 | 22.27
3RA6120-1EB34 | SIRIUS, COMPACT STARTER, DIRECT STARTER 400 V, 24 V AC/DC, 50 ... 60 HZ, 8 ... 32 A, IP20, CONNECTIO | 955.63
5TG1306 | DELTA STYLE SHEET OF PICTOGRAPHS FOR ROCKER "2-CIRCUIT" | 3.01
5TG2581-0 | DELTA LINE, ELECTRIC WHITE FRAME, 1FOLD, 80X80MM | 2.64
3SE5162-0CF01 | SIRIUS POSITION SWITCH 3SE5162, METAL ENCLOSURE XL,56MM WIDE WITH ANGULAR ROLLER LEVER, FROM METAL | 100.84
3SE5000-0AT02 | FORK LEVER FOR POSITION SWITCH 3SE51 2XLEVER MADE OF METAL W. ONE STAINLESS STEEL ROLLER 19MM EACH F | 36.87
3TC4417-0BJ2 | CONTACTOR, SIZE 2, 2-POLE DC-3 AND 5,RATD.OPERAT.CURR.32A AUXILIARY CONTACTS 22 (2NO+2NC) AC OPERATI | 149.3
5TT4202-3 | RELAY, N-TYPE WITH 2 NO CONTACT FOR AC 230V 16A CONTROL AC 12V | 32.64
3TC4817-0LF8 | CONTACTOR SIZE 4, 2-POLE, DC-3 AND 5, 75A AT 750V AUXILIARY CONTACTS 21 (2NO+1NC) SETTING RANGE 0,7. | 828.76
6FX2001-7KF06 | SINUMERIK (ACCESSORIES) FLANGE COUPLING 6/5 MM | 72.65
5SJ4210-8HG41 | CIRCUIT BREAKER 240V 14KA, 2-POLE, D, 10A, D=70MM ACC. TO UL 489 | 127.61
5SU1374-7AK81 | FI/LS-PROTECTOR TYPE B UNIV. CURRENT SENSIT. IFN 30MA, 10KA, 4-POLEE C 100A SHORT-TIME DELAYED | 2744.13
5SJ4350-8HG41 | CIRCUIT BREAKER 240V 10KA, 3-POLE, D, 50A, D=70MM ACC. TO UL 489 | 324.36
5ST3665-0HG | PIN BUSBAR, 16SQMM CONNECTION: 2X3-PHASE ACC.UL 489,480Y/277V FOR MCB 5SJ4...-.HG | 9.5
3SB2901-5AB | INSERT CAP FOR PUSHBUTTON AND ILLUMINATED PUSHBUTTON RAISED CLEAR WITH BLACK LETTERING, WITH INSCRIP | 0.93
5SM2345-6KK01 | FI ELEMENT FOR RCBO 5SY TYPE A (PSE/SSF), T=70 MM 0.3-63 A 4-POLE IFN 30 MA 400 V 4TE, SHORT-TIME DE | 167.16
3SB2901-2MF | INSCRIPTION LABEL FOR GLUING ONTO LABEL HOLDER, LABEL SIZE 9.5 X 18.5MM, SILVER-COLORED, BLACK LETTE | 0.72
3WL9111-0AP06-0AA0 | ACCESSORIES CIRCUIT BREAKER 3WL SHUTTER FOR GUIDE FRAME 3P SIZE II, WITH LOCKING DEVICE | 526.01
3SB2910-0BH | BUTTON, TRANSPARENT, RAISED, FOR PUSHBUTTON AND ILLUMINATED PUSHBUTTON | 1.29
3RK1400-1CG00-0AA2 | AS-INTERFACE SLIMLINE MOD. S45, DIGITAL, 4I/4O, 2/3-WIRE, IP20 4 X 1 INPUT, 200MA, PNP 4 X 1 OUTPUT, | 449.12
3RK4353-3PR58-0BA0 | SIRIUS MCU MOTOR STARTER EN.DEGR. OF PROTEC.IP55 PLASTIC COMMUNICATION WITHOUT ELECTROMECHANICAL SWI | 664.4
3RN1011-2BM00 | THERMISTOR MOTOR PROTECTION STANDARD EVALUATION UNIT, MANUAL/REMOTE, 2W,AC230V, SPRING-LOADED TERMIN | 191.17
3RP1574-1NP30-ZX95 | TIME RELAY, STAR-DELTA SINGLE TIME RANGE 20 S AC 24 V DC 200...240 V 0.7...1.25 US REUSABLE PACKING | 169.65
3TK1965-0A | CONTACTS WITH FIXING PARTS 4 MOVABLE AND 8 FIXED CONTACTS 3TK15 | 1396.44
3TG1001-0AC2 | CONTACTOR SCREW TERMINALS, 3NO+1NC FOR SNAPPING ONTO STANDARD MOUNTING RAIL AC OPERATION AC 24V,45.. | 26.71
6SE6400-4BD24-0FA0 | MICROMASTER 4 BRAKING RESISTOR 380-480 V 8R 80000 W PK 4000 W CONT 650 X 400 X 315 MM H X W X D IP2 | 1382.84
5SY7340-8 | CIRCUIT BREAKER 400V 15KA, 3-POLE, D, 40A, D=70MM | 100.29
6SE6430-2AD38-8FA0 | MICROMASTER 430 WITH BUILT-IN CLASS A FILTER 3AC 380-480 V +10/-10% 47-63 HZ SQUARED TORQUE POWER 90 | 21918.68
5SY8510-7 | CIRCUIT BREAKER 230V 25KA, 1+N-POLE, C, 10A, D=70M | 47.71
5SY8205-8 | CIRCUIT BREAKER 400V 25KA, 2POLE, D, 0.5A, D=70MM | 63.58
6SL3710-1GF35-8AA3 | SINAMICS G150 CONVERTER CABINET UNIT, AC/AC WITH CIM+CU320-2 3AC 500-600V, 50/60HZ NOM. POWER RATING | 55214.95
3LD2164-1GP53 | MAIN/EMERG. STOP SWITCH 3-POLE IU=25, P/AC-23A AT 400V=9.5KW 1NO+1NC, 1 N-TERMINAL INSULATION-ENCLOS | 53.17
3RT1056-2AU36 | CONTACTOR, 90KW/400V/AC-3 AC(40...60HZ)/DC OPERATION UC 240-277V AUXILIARY CONTACTS 2NO+2NC 3-POLE, | 563.43
3LD2430-0TK13 | MAIN SWITCH 3-POLE FLOOR MOUNTING KNOB-OPERATED MECHANISM RED/ YELLOW (EMERG. STOP) IU=250A P/AC-23A | 330.91
3NA7817-6 | LV HRC FUSE LINK GL/GG WITH NON-INSULATED GRIP LUGS WITH COMBINATION INDICATOR SIZE 00, 40A, AC 690V | 23.01
3RT1065-2NP36 | CONTACTOR, 132KW/400V/AC-3 AC(40...60HZ)/DC OPERATION UC 200-277V AUXILIARY CONTACTS 2NO+2NC 3-POLE, | 962.76
3RT2016-1AN61 | CONTACTOR, AC-3, 4KW/400V, 1NO, AC 200V 50HZ, 200...220V 60HZ 3-POLE, SZ S00 SCREW TERMINAL | 29.25
3RT2016-1AP01-ZW96 | CONTACTOR, AC-3, 4KW/400V, 1NO, AC 230V, 50/60 HZ, 3-POLE, SZ S00 SCREW TERMINAL MULTI-UNIT PACK | 29.5
3RT2016-1AP61 | CONTACTOR, AC-3, 4KW/400V, 1NO, AC 220V 50HZ 240V 60 HZ, 3-POLE, SZ S00 SCREW TERMINAL | 26.48
3RT2016-1BB44 | CONTACTOR, AC-3, 4KW/400V, 2NO+2NC, DC 24V, 3-POLE, SZ S00 SCREW TERMINAL REMOVABLE AUX. SWITCH | 45.01
3RT2016-1AN62 | CONTACTOR, AC-3, 4KW/400V, 1NC, AC 200V 50HZ, 200...220V 60HZ 3-POLE, SZ S00 SCREW TERMINAL | 29.25
3RT2016-1CP04-3MA0 | CONTACTOR, AC-3, 4KW/400V, 2NO+2NC, AC 230V, 50/60 HZ, W. PLUGGED-ON VARISTOR 3-POLE, SZ S00 SCR | 49.25
3RT2016-1BB41-ZX95 | CONTACTOR, AC-3, 4KW/400V, 1NO, DC 24V, 3-POLE, SZ S00 SCREW TERMINAL REUSABLE PACKAGING; PACKA | 34.44
3RT2016-1BB42-ZX95 | CONTACTOR, AC-3, 4KW/400V, 1NC, DC 24V, 3-POLE, SZ S00 SCREW TERMINAL REUSABLE PACKAGING; PACKA | 34.44
3RT2016-1CK64-3MA0 | CONTACTOR, AC-3, 4KW/400V, 2NO+2NC, AC 110V 50HZ 120V 60HZ, W. PLUGGED-ON VARISTOR 3POLE, SZ. S0 | 49.25
3RT2016-2AB02-ZW96 | CONTACTOR, AC-3, 4KW/400V, 1NC, AC 24V, 50/60 HZ, 3-POLE, SZ S00 SPRING-LOADED TERMINAL MULTI UN | 29.5
3RT2016-1AP62 | CONTACTOR, AC-3, 4KW/400V, 1NC, AC 220V 50HZ 240V 60 HZ, 3-POLE, SZ S00 SCREW TERMINAL | 26.48
3RT2016-1AT61 | CONTACTOR, AC-3, 4KW/400V, 1NO, AC 600V, 60 HZ, 3-POLE, SZ S00 SCREW TERMINAL | 29.25
3RT2016-2JB42 | COUPLING RELAY, AC-3, 4KW/400V, 1NC, DC 24V, 0.7...1.25*US, W. INTEGRATED DIODE 3-POLE SZ S00, SP | 36.17
3RT2016-1AL02 | CONTACTOR, AC-3, 4KW/400V, 1NC, AC 125/127V, 50/60 HZ, 3-POLE, SZ S00 SCREW TERMINAL | 29.25
3RT2016-1AN21 | CONTACTOR, AC-3, 4KW/400V, 1NO, AC 220V, 50/60 HZ, 3-POLE, SZ S00 SCREW TERMINAL | 26.48
3RT2016-1AP02-ZW97 | CONTACTOR, AC-3, 4KW/400V, 1NC, AC 230V, 50/60 HZ, 3-POLE, SZ S00 SCREW TERMINAL MULTI UNIT PACK | 29.5
3RT2016-1BB41-0CC0 | CONTACTOR, AC-3, 4KW/400V, 1NO, DC 24V, COM. CAPABILITY 3-POLE, SZ S00 SCREW TERMINAL | 34.75
3RT2016-1QB42 | COUPLING RELAY, AC-3, 4KW/400V, 1NC, DC 24V, 0.7...1.25*US, W. PLUGGED-ON VARISTOR, 3-POLE SZ S0 | 35.48
3RT2016-2AF04 | CONTACTOR, AC-3, 4KW/400V, 2NO+2NC, AC 110V, 50/60 HZ, 3-POLE, SZ S00 SPRING-LOADED TERMINAL REM | 40.66
3RT2016-2AK64-3MA0 | CONTACTOR, AC-3, 4KW/400V, 2NO+2NC AC110V 50HZ/120V 60HZ 3-POLE, SZ S00 SPRING-LOADED TERMINAL P | 42.28
3RT2016-2QB42 | COUPLING RELAY, AC-3, 4KW/400V, 1NC, DC 24V, 0.7...1.25*US, W. PLUGGED-ON VARISTOR, 3-POLE SZ S0 | 35.48
3RT2016-4AG62 | CONTACTOR, AC-3, 4KW/400V, 1NC, AC 100V 50HZ, 100...110V 60HZ 3-POLE, SZ S00 RING CABLE LUG CONNE | 36.53
3RT2016-1SB41 | COUPLING RELAY, AC-3, 4KW/400V, 1NO, DC 24V, 0,85...1,85*US, W. INTEGR. SUPPRESSORDIODE, 3-POLE | 35.48
3RT2016-2AK62 | CONTACTOR, AC-3, 4KW/400V, 1NC, AC110V 50HZ, 120V 60HZ 3-POLE, SZ S00 SPRING-LOADED TERMINAL | 26.48
3RT2016-2BM42 | CONTACTOR, AC-3, 4KW/400V, 1NC, DC 220V 3-POLE, SZ S00 SPRING-LOADED TERMINAL | 30.89
3RT2016-2KB42 | COUPLING RELAY, AC-3, 4KW/400V, 1NC, DC 24V, 0.7...1.25*US, W. INTEGR. SUPPRESSORDIODE, SZ S00, S | 35.56
3RT2016-2BB42-ZW96 | CONTACTOR, AC-3, 4KW/400V, 1NC, DC 24V, 3-POLE, SZ S00 SPRING-LOADED TERMINAL MULTI-UNIT PACKAGI | 34.44
3RT2016-1JB42 | COUPLING RELAY, AC-3, 4KW/400V, 1NC, DC 24V, 0.7...1.25*US, W. INTEGRATED DIODE 3-POLE SZ S00, SC | 36.17
3RT2016-2AK61 | CONTACTOR, AC-3, 4KW/400V, 1NO, AC110V 50HZ, 120V 60HZ 3-POLE, SZ S00 SPRING-LOADED TERMINAL | 26.48
3NW6604-4 | PV-FUSE-LINK SIZE 10X85 4A 1500V D.C. GPV FOR PHOTOVOLTAIC APPLICATION | 17.58
3RT2016-2AB02-ZX95 | CONTACTOR, AC-3, 4KW/400V, 1NC, AC 24V, 50/60 HZ, 3-POLE, SZ S00 SPRING-LOADED TERMINAL REUSABLE | 29.5
3RT2016-2BB41-ZX95 | CONTACTOR, AC-3, 4KW/400V, 1NO, DC 24V, 3-POLE, SZ S00 SPRING-LOADED TERMINAL REUSABLE PACKAGING | 34.44
3RT2016-2BG42 | CONTACTOR, AC-3, 4KW/400V, 1NC, DC 125V, 3-POLE, SZ S00 SPRING-LOADED TERMINAL | 35.06
3RT2016-2QB41 | COUPLING RELAY, AC-3, 4KW/400V, 1NO, DC 24V, 0.7...1.25*US, W. PLUGGED-ON VARISTOR, 3-POLE SZ S0 | 35.48
3LD2015-1TL53-0AA6 | EMERG. STOP SWITCH 4-POLE IU=16, P/AC-23A AT 400V=7.5KW FLOOR MOUNTING DIN RAIL/TWO-HOLE MOUNTING | 70.37
3NB1234-3KK20 | SITOR FUSE-LINK 400A AR 900V DC SIZE 2 FOR SEMICONDUCTOR PROTECTION | 144.24
3RT2016-2BB44-3MA0 | CONTACTOR, AC-3, 4KW/400V, 2NO+2NC, DC 24V, 3-POLE, SZ S00 SPRING-LOADED TERMINAL PERMANENT AUX. | 46.68
3RT2016-2BW41 | CONTACTOR, AC-3, 4KW/400V, 1NO, DC 48V, 3-POLE, SZ S00 SPRING-LOADED TERMINAL | 30.89
3RT2016-1CK27 | CONTACTOR, AC-3, 4KW/400V, 3NO+2NC, 120V AC 50/60HZ, 3-POLE, SIZE S00, SCREW TERMINAL VARISTOR | 56.55
3RT2016-2AH02 | CONTACTOR, AC-3, 4KW/400V, 1NC, AC 48V, 50/60 HZ, 3-POLE, SZ S00 SPRING-LOADED TERMINAL | 26.48
3RT2016-2AK62-ZX95 | CONTACTOR, AC-3, 4KW/400V, 1NC, AC110V 50HZ, 120V 60HZ 3-POLE, SZ S00 SPRING-LOADED TERMINAL REU | 29.5
3NA3820-6KJ | NH-FUSE-LINK SIZE 000 50A GG 690V WITH TOP-INDICATOR NON-INSULATED GRIP-LUGS | 21.85
3RT2016-1AV01-1AA0 | CONTACTOR, AC-3, 4KW/400V, 1NO, AC 400V, 50/60 HZ, 3-POLE, SZ S00 SCREW TERMINAL . | 31.8
3RT2016-1BA41 | CONTACTOR, AC-3, 4KW/400V, 1NO, DC 12V, 3-POLE, SZ S00 SCREW TERMINAL | 35.06
3RT2016-1BB42-ZW96 | CONTACTOR, AC-3, 4KW/400V, 1NC, DC 24V, 3-POLE, SZ S00 SCREW TERMINAL MULTI UNIT PACKAGING PACK | 34.44
3RT2016-1JB41 | COUPLING RELAY, AC-3, 4KW/400V, 1NO, DC 24V, 0.7...1.25*US, W. INTEGRATED DIODE 3-POLE SZ S00, SC | 36.17
3RT2016-1MB42-0KT0 | COUPLING RELAY, AC-3, 4KW/400V, 1NC, DC 24V, 0.85...1.85*US, 3-POLE, SZ S00 SCREW TERMINAL | 31.3
3RT2016-2AB02 | CONTACTOR, AC-3, 4KW/400V, 1NC, AC 24V, 50/60 HZ, 3-POLE, SZ S00 SPRING-LOADED TERMINAL | 26.48
3RT2016-2AP61 | CONTACTOR, AC-3, 4KW/400V, 1NO, AC 220V 50HZ 240V 60 HZ, 3-POLE, SZ S00 SPRING-LOADED TERMINAL | 26.48
3RT2016-2AP04-3MA0 | CONTACTOR, AC-3, 4KW/400V, 2NO+2NC, AC 230V, 50/60 HZ, 3-POLE, SZ S00 SPRING-LOADED TERMINAL PER | 42.28
3RT2016-1CN27 | CONTACTOR, AC-3, 4KW/400V, 3NO+2NC, 220V AC 50/60HZ, 3-POLE, SIZE S00, SCREW TERMINAL VARISTOR | 53.94
3RT2016-2MB41-0KT0 | COUPLING RELAY, AC-3, 4KW/400V, 1NO, DC 24V, 0.85...1.85*US, 3-POLE, SZ S00 SPRING-LOADED TERMINA | 31.3
3RT2016-2VB41 | COUPLING RELAY, AC-3, 4KW/400V, 1NO, DC 24V, 0.85...1.85*US, W. INTEGRATED DIODE 3-POLE SZ S00, S | 36.17
3RT2016-2WB41 | COUPLING RELAY, AC-3, 4KW/400V, 1NO, DC 24V, 0.85...1.85*US, W. PLUGGED-ON VARISTOR 3-POLE SZ S00 | 35.48
3RT2016-2BM41 | CONTACTOR, AC-3, 4KW/400V, 1NO, DC 220V 3-POLE, SZ S00 SPRING-LOADED TERMINAL | 30.89
3RT2016-2HB42 | COUPLING RELAY, AC-3, 4KW/400V, 1NC, DC 24V, 0.7...1.25*US, 3-POLE, SZ S00 SPRING-LOADED TERMINAL | 31.3
3RT2016-4AG61 | CONTACTOR, AC-3, 4KW/400V, 1NO, AC 100V 50HZ, 100...110V 60HZ 3-POLE, SZ S00 RING CABLE LUG CONNE | 36.53
3RT2016-2KB41 | COUPLING RELAY, AC-3, 4KW/400V, 1NO, DC 24V, 0.7...1.25*US, W. INTEGR. SUPPRESSORDIODE, SZ S00, S | 35.56
3NA7817-6KJ | NH-FUSE-LINK SIZE 000 40A GG 690V WITH DUAL INDICATOR NON-INSULATED GRIP-LUGS | 23.01
3RT2016-2AF02 | CONTACTOR, AC-3, 4KW/400V, 1NC, AC110V, 50/60 HZ, 3-POLE, SZ S00 SPRING-LOADED TERMINAL | 26.48
3RT2016-2AH01 | CONTACTOR, AC-3, 4KW/400V, 1NO, AC 48V, 50/60 HZ, 3-POLE, SZ S00 SPRING-LOADED TERMINAL | 26.48
3RT2016-2AK61-ZW97 | CONTACTOR, AC-3, 4KW/400V, 1NO, AC110V 50HZ, 120V 60HZ 3-POLE, SZ S00 SPRING-LOADED TERMINAL MUL | 29.5
3RT2016-2AP01-ZX95 | CONTACTOR, AC-3, 4KW/400V, 1NO, AC 230V, 50/60 HZ, 3-POLE, SZ S00 SPRING-LOADED TERMINAL REUSABL | 29.5
3LD2115-0TK53-0AA6 | EMERGENCY SWITCH IU=25 A BASE MOUNTING REMOV. ROT. ACTUATOR W/O TOLER MOUNTING DIMENSION 346 MM | 74.28
3LD2122-0TK11-0AE1 | MAIN SWITCH 3-POLE IU=25, P/AC-23A WITH 400V=9.5KW FRONT FITTING FOUR HOLE MOUNTING *** SPECIAL | 47.15
3RT2016-2KA42 | COUPLING RELAY, AC-3, 4KW/400V, 1NC, DC 12V, 0.7...1.25*US, W. INTEGR. SUPPRESSORDIODE, SZ S00, S | 39.63
3RT2016-2SB41 | COUPLING RELAY, AC-3, 4KW/400V, 1NO, DC 24V, 0,85...1,85*US, W. INTEGR. SUPPRESSORDIODE, 3-POLE | 35.48
3RT2016-2VB42 | COUPLING RELAY, AC-3, 4KW/400V, 1NC, DC 24V, 0.85...1.85*US, W. INTEGRATED DIODE 3-POLE SZ S00, S | 36.17
3RT2016-2WB42 | COUPLING RELAY, AC-3, 4KW/400V, 1NC, DC 24V, 0.85...1.85*US, W. PLUGGED-ON VARISTOR 3-POLE SZ S00 | 35.48
3NW1025-0HG | FUSE LINK CLASS CC ACC. TO UL STANDARD 248-4 SLOW BLOW RATED CURRENT 2,5A RATED VOLTAGE UP TO 60 | 17.94
3RT2016-1AP01 | CONTACTOR, AC-3, 4KW/400V, 1NO, AC 230V, 50/60 HZ, 3-POLE, SZ S00 SCREW TERMINAL | 26.48
3RT2016-1AV62 | CONTACTOR, AC-3, 4KW/400V, 1NC, AC 480V, 60 HZ, 3-POLE, SZ S00 SCREW TERMINAL | 29.25
3RT2016-1BB41 | CONTACTOR, AC-3, 4KW/400V, 1NO, DC 24V, 3-POLE, SZ S00 SCREW TERMINAL | 30.89
3RT2016-1BJ81 | CONTACTOR, AC-3, 4KW/400V, 1NO, DC 72V, 3-POLE, SZ S00 SCREW TERMINAL | 35.06
3RT2016-1AV02 | CONTACTOR, AC-3, 4KW/400V, 1NC, AC 400V, 50/60 HZ, 3-POLE, SZ S00 SCREW TERMINAL | 29.25
3RT2016-1BB42-ZW97 | CONTACTOR, AC-3, 4KW/400V, 1NC, DC 24V, 3-POLE, SZ S00 SCREW TERMINAL MULTI-UNIT PACKAGING PACK | 34.44
3RT2016-1BP41 | CONTACTOR, AC-3, 4KW/400V, 1NO, DC 230V, 3-POLE, SZ S00 SCREW TERMINAL | 35.06
3RT2016-1AR62 | CONTACTOR, AC-3, 4KW/400V, 1NC, AC 400V 50HZ, 400...440V 60HZ 3-POLE, SZ S00 SCREW TERMINAL | 29.25
3RT2016-1AU01-1AA0 | CONTACTOR, AC-3, 4KW/400V, 1NO, AC 240V, 50/60 HZ, 3-POLE, SZ S00 SCREW TERMINAL UPRIGHT MOUNTIN | 29.04
3RT2016-1AV61 | CONTACTOR, AC-3, 4KW/400V, 1NO, AC 480V, 60 HZ, 3-POLE, SZ S00 SCREW TERMINAL | 29.25
3RT2016-1BA42 | CONTACTOR, AC-3, 4KW/400V, 1NC, DC 12V, 3-POLE, SZ S00 SCREW TERMINAL | 35.06
3RT2016-1VB41 | COUPLING RELAY, AC-3, 4KW/400V, 1NO, DC 24V, 0.85...1.85*US, W. INTEGRATED DIODE 3-POLE SZ S00, S | 36.17
3RT2016-1WB41 | COUPLING RELAY, AC-3, 4KW/400V, 1NO, DC 24V, 0.85...1.85*US, W. PLUGGED-ON VARISTOR 3-POLE SZ S00 | 35.48
3RT2016-2AD02 | CONTACTOR, AC-3, 4KW/400V, 1NC, AC 42V, 50/60 HZ, 3-POLE, SZ S00 SPRING-LOADED TERMINAL | 29.25
3RT2016-2AF01 | CONTACTOR, AC-3, 4KW/400V, 1NO, AC110V, 50/60 HZ, 3-POLE, SZ S00 SPRING-LOADED TERMINAL | 26.48
3RT2016-2AK62-ZW97 | CONTACTOR, AC-3, 4KW/400V, 1NC, AC110V 50HZ, 120V 60HZ 3-POLE, SZ S00 SPRING-LOADED TERMINAL MUL | 29.5
3RT2016-2BB41 | CONTACTOR, AC-3, 4KW/400V, 1NO, DC 24V, 3-POLE, SZ S00 SPRING-LOADED TERMINAL | 30.89
3RT2016-2BB42 | CONTACTOR, AC-3, 4KW/400V, 1NC, DC 24V, 3-POLE, SZ S00 SPRING-LOADED TERMINAL | 30.89
3RT2016-2BE42 | CONTACTOR, AC-3, 4KW/400V, 1NC, DC 60V, 3-POLE, SZ S00 SPRING-LOADED TERMINAL | 35.06
3RT2016-2CP04-3MA0 | CONTACTOR, AC-3, 4KW/400V, 2NO+2NC, AC 230V, 50/60 HZ, W. PLUGGED-ON VARISTOR 3-POLE, SZ S00 SPR | 49.25
3RT2016-2FB41-1AA0 | CONTACTOR, AC-3, 4KW/400V, 1NO, DC 24V, W. INTEGRATED DIODE 3-POLE, SZ S00 SPRING-LOADED TERMINAL | 38.62
3RT2016-1BM42 | CONTACTOR, AC-3, 4KW/400V, 1NC, DC 220V 3-POLE, SZ S00 SCREW TERMINAL | 30.89
3RT2016-2HB41 | COUPLING RELAY, AC-3, 4KW/400V, 1NO, DC 24V, 0.7...1.25*US, 3-POLE, SZ S00 SPRING-LOADED TERMINAL | 31.3
3RT2016-4AK62 | CONTACTOR, AC-3, 4KW/400V, 1NC, AC110V 50HZ, 120V 60HZ 3-POLE, SZ S00 RING CABLE LUG CONNECTION | 33.11
3RT2016-4AN61 | CONTACTOR, AC-3, 4KW/400V, 1NO, AC 200V 50HZ, 200...220V 60HZ 3-POLE, SZ S00 RING CABLE LUG CONNE | 36.53
3NA6817-6KJ | NH-FUSE-LINK SIZE 000 40A GG 690V WITH DUAL INDICATOR INSULATED GRIP-LUGS | 28.09
3NX3123 | TERMINAL COVER FOR PV FUSE-BASE SIZE 3L | 26.55
3NW6002-4 | CYLINDRICAL FUSE-LINK 10X38MM 1000V 2A GPV FOR PHOTOVOLTAIC APPLICATION | 13.47
3NW6605-4 | PV-FUSE-LINK SIZE 10X85 16A 1500V D.C. GPV FOR PHOTOVOLTAIC APPLICATION | 20.27
3NW6608-4 | PV-FUSE-LINK SIZE 10X85 8A 1500V D.C. GPV FOR PHOTOVOLTAIC APPLICATION | 17.58
3RT2016-2AP62 | CONTACTOR, AC-3, 4KW/400V, 1NC, AC 220V 50HZ 240V 60 HZ, 3-POLE, SZ S00 SPRING-LOADED TERMINAL | 26.48
3RT2016-2BB44 | CONTACTOR, AC-3, 4KW/400V, 2NO+2NC, DC 24V, 3-POLE, SZ S00 SPRING-LOADED TERMINAL REMOVABLE AUX. | 45.01
3NX3121 | TERMINAL COVER FOR PV FUSE-BASE SIZE 1L AND 1XL | 21.52
3RT2016-2FB42 | CONTACTOR, AC-3, 4KW/400V, 1NC, DC 24V, W. INTEGRATED DIODE 3-POLE, SZ S00 SPRING-LOADED TERMINAL | 36.17
3RT2016-2FB44-3MA0 | CONTACTOR, AC-3, 4KW/400V, 2NO+2NC, DC 24V, W. INTEGRATED DIODE 3-POLE, SZ S00 SPRING-LOADED TER | 51.91
3RT2016-1MB41-0KT0 | COUPLING RELAY, AC-3, 4KW/400V, 1NO, DC 24V, 0.85...1.85*US, 3-POLE, SZ S00 SCREW TERMINAL | 31.3
3RT2016-2AK61-ZX95 | CONTACTOR, AC-3, 4KW/400V, 1NO, AC110V 50HZ, 120V 60HZ 3-POLE, SZ S00 SPRING-LOADED TERMINAL REU | 29.5
3RT2016-2AN21 | CONTACTOR, AC-3, 4KW/400V, 1NO, AC 220V, 50/60 HZ, 3-POLE, SZ S00 SPRING-LOADED TERMINAL | 26.48
3RT2016-2SB42 | COUPLING RELAY, AC-3, 4KW/400V, 1NC, DC 24V, 0,85...1,85*US, W. INTEGR. SUPPRESSORDIODE, 3-POLE | 35.48
3RT2016-1KB41 | COUPLING RELAY, AC-3, 4KW/400V, 1NO, DC 24V, 0.7...1.25*US, W. INTEGR. SUPPRESSORDIODE, SZ S00, S | 35.56
3RT2016-2AB01-ZW96 | CONTACTOR, AC-3, 4KW/400V, 1NO, AC 24V, 50/60 HZ, 3-POLE, SZ S00, SPRING-LOADED TERMINAL MULTI U | 29.5
3RT2016-2JB41 | COUPLING RELAY, AC-3, 4KW/400V, 1NO, DC 24V, 0.7...1.25*US, W. INTEGRATED DIODE 3-POLE SZ S00, SP | 36.17
3RT2016-2LJ82-0LA0 | CONT. F. RAILW. A., AC-3, 4 KW 400V, DC 72V, 0,7...1,25*US, VARISTOR INTEGRATED, 3-POLE, SZ S00 | 54
3LD2015-0TK53-0AA7 | EMERG. STOP SWITCH 3-POLE IU=16, P/AC-23A AT 400V=7.5KW FLOOR MOUNTING DIN RAIL/TWO-HOLE MOUNTING | 68.07
3RT2016-2BE41 | CONTACTOR, AC-3, 4KW/400V, 1NO, DC 60V, 3-POLE, SZ S00 SPRING-LOADED TERMINAL | 35.06
3RT2016-1WB42 | COUPLING RELAY, AC-3, 4KW/400V, 1NC, DC 24V, 0.85...1.85*US, W. PLUGGED-ON VARISTOR 3-POLE SZ S00 | 35.48
3RT2016-2AV01 | CONTACTOR, AC-3, 4KW/400V, 1NO, AC 400V, 50/60 HZ, 3-POLE, SZ S00 SPRING-LOADED TERMINAL | 29.25
3NW6000-1 | CYLINDRICAL FUSE GG ACC. TO FRENCH STANDARD (NFC) WITHOUT INDICATOR SIZE 10X38 MM, 500 V 0.5 A | 4.2
3NW6606-4 | PV-FUSE-LINK SIZE 10X85 12A 1500V D.C. GPV FOR PHOTOVOLTAIC APPLICATION | 20.27
3RT2016-2AB01 | CONTACTOR, AC-3, 4KW/400V, 1NO, AC 24V, 50/60 HZ, 3-POLE, SZ S00 SPRING-LOADED TERMINAL | 26.48
3RT2016-2BB42-0CC0 | CONTACTOR, AC-3, 4KW/400V, 1NC, DC 24V, COM. CAPABILITY 3-POLE, SZ S00 SPRING-LOADED TERMINAL | 34.75
3RT2016-2FB41 | CONTACTOR, AC-3, 4KW/400V, 1NO, DC 24V, W. INTEGRATED DIODE 3-POLE, SZ S00 SPRING-LOADED TERMINAL | 36.17
3RT2016-2KB42-ZW96 | COUPLING RELAY, AC-3, 4KW/400V, 1NC, DC 24V, 0.7...1.25*US, W. INTEGR. SUPPRESSORDIODE, SZ S00, S | 39.63
3LD2110-0TK05 | SWITCH CONTACT BLOCK IU=25, P/AC-23A WITH 400V=9.5KW FLOOR FIXING TOP-HAT RAILS/TWO-HOLE FIXING | 42.19
3RT2016-2BF42 | CONTACTOR, AC-3, 4KW/400V, 1NC, DC 110V 3-POLE, SZ S00 SPRING-LOADED TERMINAL | 30.89
3RT2016-2BW42 | CONTACTOR, AC-3, 4KW/400V, 1NC, DC 48V, 3-POLE, SZ S00 SPRING-LOADED TERMINAL | 30.89
3NW7533-1HG | FUSE-HOLDER, COMPACT CLASS CC 600V 30A 3POLE 45MM FOR MOTORSTARTER-COMBINATIONS | 79.19
3RT2016-2AV02 | CONTACTOR, AC-3, 4KW/400V, 1NC, AC 400V, 50/60 HZ, 3-POLE, SZ S00 SPRING-LOADED TERMINAL | 29.25
3RT2016-2BB42-ZX95 | CONTACTOR, AC-3, 4KW/400V, 1NC, DC 24V, 3-POLE, SZ S00 SPRING-LOADED TERMINAL REUSABLE PACKAGING | 34.44
3RT2016-2MB42-0KT0 | COUPLING RELAY, AC-3, 4KW/400V, 1NC, DC 24V, 0.85...1.85*US, 3-POLE, SZ S00 SPRING-LOADED TERMINA | 31.3
3RT2016-4AK61 | CONTACTOR, AC-3, 4KW/400V, 1NO, AC110V 50HZ, 120V 60HZ 3-POLE, SZ S00 RING CABLE LUG CONNECTION | 33.11
3NB1128-4KK11 | SITOR-FUSE-LINK SIZE 1L 250A 1250V DC 1500V DC (VSI) UTILISATION CATEGORY AR SLOTTED BLADE CONTA | 591.42
3NW6601-4 | PV-FUSE-LINK SIZE 10X85 6A 1500V D.C. GPV FOR PHOTOVOLTAIC APPLICATION | 17.58
3KD2832-0NE10-0 | SWITCH-DISCONNECTOR 80A, FRAME SIZE 2, 3-POLE FRONT OPERATING LEFT COMPLETE ASSEMBLY WITH DIRECT | 101.16
3KD3030-2NE20-0 | SWITCH-DISCONNECTOR 100A, FRAME SIZE 2, 3-POLE FRONT OPERATING CENTER BASIC UNIT WITHOUT HANDLE | 106.15
3RA2315-8XB30-2BW4 | REV. COMB. AC3, 3KW/400V DC48V 3-POLE, SZ S00 SPRING-LOADED TERMINAL ELECTR. AND MECH. INTERLOCK | 87.99
3RA2316-8XB30-1AH0 | REV. COMB., AC3, 4KW/400V AC48V, 50/60 HZ, 3-POLE, SZ S00 SCREW TERMINAL ELECTR. AND MECH. INTER | 83.45
3RT2016-2GG22 | CONTACTOR, AC-3, 4KW/400V, 1NC, AC 110V, 50/60 HZ, 3-POLE, SZ S00 SPRING-LOADED TERMINAL . | 48.78
3NW7903-1 | AUXILIARY SWITCH FOR COMPACT FUSE-HOLDERS AC12 5A - 250V 1NC 1NO | 26.89
3RT2016-2AP02-ZW97 | CONTACTOR, AC-3, 4KW/400V, 1NC, AC 230V, 50/60 HZ, 3-POLE, SZ S00 SPRING-LOADED TERMINAL MULTI U | 29.5
3RT2016-2BB41-ZW96 | CONTACTOR, AC-3, 4KW/400V, 1NO, DC 24V, 3-POLE, SZ S00 SPRING-LOADED TERMINAL MULTI UNIT PACKAGE | 34.44
3RT2016-2UB42 | CONTACTOR, AC-3, 4KW/400V, 1NC, DC 24V, VARISTOR INTEGR. 3-POLE, SZ S00 SPRING-LOADED TERMINAL | 36.24
3NB1231-4KK11 | SITOR-FUSE-LINK SIZE 2L 315A 1250V DC 1500V DC (VSI) UTILISATION CATEGORY AR SLOTTED BLADE CONTA | 726.53
3LD2115-0TK51 | MASTER SWITCH 3-POLE IU=25, P/AC-23A WITH 400V=9.5KW FLOOR FIXING TOP-HAT RAILS/TWO-HOLE FIXING | 70.09
3NW7034-1 | FUSE-HOLDER, COMPACT 10X38 690V 32A 3POLE 45MM WITH LED SIGNAL-DETECTOR FOR MOTORSTARTER-COMBINAT | 98.78
3KD2840-2NE20-0 | SWITCH-DISCONNECTOR 80A, FRAME SIZE 2, 4-POLE FRONT OPERATING CENTER BASIC UNIT WITHOUT HANDLE | 98.63
3KD3040-0NE10-0 | SWITCH-DISCONNECTOR 100A, FRAME SIZE 2, 4-POLE FRONT OPERATING LEFT BASIC UNIT WITHOUT HANDLE F | 119.25
3LD2115-0TK53 | EMERG. STOP SWITCH 3-POLE IU=25, P/AC-23A AT 400V=9.5KW FLOOR MOUNTING DIN RAIL/TWO-HOLE MOUNTING | 70.09
3RT1955-4G-ZW98 | FRAME TERMINAL BLOCK FOR CONTACTOR SIZE S6, 3RT1054 FOR OVERLOAD RELAY 3RB105 MAX. CONNECTION APP | 26.01
3RT2015-1AN62 | CONTACTOR, AC-3, 3KW/400V, 1NC, AC 200V 50HZ, 200...220V 60HZ 3-POLE, SZ S00 SCREW TERMINAL | 27.32
3RA2220-4ND27-0BB4 | LOAD FEEDER FUSELESS REVERSING DUTY, AC 400V, SZ. S0, 23...28A, DC 24V SCREW CONNECTION FOR BUSB | 551.37
3RA2315-8XE30-1BB4 | REV. COMB. FOR 3RA27, AC3, 3KW/400V, DC24V 3-POLE, SZ S00 SCREW TERMINAL ELECTR. AND MECH. INTE | 96.49
4EP3883-2DS00 | OUTPUT CHOKE; PHASES:3; UN1(V):400; ITHMAX 1(A) / F1(HZ):13,5 /50; F TAKT(KHZ):7; I LN (A):12,2; | 848.02
3RT2015-1BG41 | CONTACTOR, AC-3, 3KW/400V, 1NO, DC 125V, 3-POLE, SZ S00 SCREW TERMINAL | 32.93
3RT2015-1BM42 | CONTACTOR, AC-3, 3KW/400V, 1NC, DC 220V 3-POLE, SZ S00 SCREW TERMINAL | 28.98
3RA2814-1AW10 | SOLID-STATE TIME-DELAY AUXILIARY SWITCH, OFF-DELAY WITH AUXILIARY VOLTAGE RELAY 1 CO CONTACT 24 | 85.72
3RA2913-3EA1 | WIRING MODULE FOR CONTACTOR ASSEMBLY S00 WITHOUT SPACE BETWEEN CONTACTORS | 7
3NE1434-4E | PV-FUSE-LINK 500A 1000V D.C. GPV SIZE 3L FOR PHOTOVOLTAIC-APPLICATIONS | 273.25
3KD3232-0NE10-0 | SWITCH-DISCONNECTOR 125A, FRAME SIZE 2, 3-POLE FRONT OPERATING LEFT COMPLETE ASSEMBLY WITH DIREC | 147.35
3KD3440-0NE10-0 | SWITCH-DISCONNECTOR 160A, FRAME SIZE 2, 4-POLE FRONT OPERATING LEFT BASIC UNIT WITHOUT HANDLE F | 153.59
3KD3440-2NE20-0 | SWITCH-DISCONNECTOR 160A, FRAME SIZE 2, 4-POLE FRONT OPERATING CENTER BASIC UNIT WITHOUT HANDLE | 172.33
3KD4030-0PE20-0 | SWITCH-DISCONNECTOR 315A, FRAME SIZE 3, 3-POLE FRONT OPERATING CENTER BASIC UNIT WITHOUT HANDLE | 278.46
3NW7534-1HG | FUSE-HOLDER, COMPACT CLASS CC 600V 30A 3POLE 45MM WITH LED SIGNAL-DETECTOR FOR MOTORSTARTER-COMBI | 111.91
3RT2015-1AB01 | CONTACTOR, AC-3, 3KW/400V, 1NO, AC 24V, 50/60 HZ, 3-POLE, SZ S00 SCREW TERMINAL | 24.75
3KD4432-0QE10-0 | SWITCH-DISCONNECTOR 500A, FRAME SIZE 4, 3-POLE FRONT OPERATING LEFT COMPLETE ASSEMBLY WITH DIREC | 522.62
3KD5230-0RE10-0 | SWITCH-DISCONNECTOR 1250A, FRAME SIZE 5, 3-POLE FRONT OPERATING LEFT BASIC UNIT WITHOUT HANDLE | 1973.07
3KD9204-8 | ACCESSORY FOR 3KD FRAME SIZE 2 CABLE CONNECTION COVER STANDARD LENGTH CONTAINS 8 PC | 42.56
3KD9401-1 | ACCESSORY FOR 3KD FRAME SIZE 4 DIRECT HANDLE GREY STANDARD VERSION LOCKABLE IN OFF WITH UP TO 3 | 42.14
3KD9406-7 | ACCESSORY FOR 3KD FRAME SIZE 4 N/PE TERMINAL WITH PERMANENT JUMPER FLAT TERMINAL | 111.78
3RT2016-2JB41-ZX95 | COUPLING RELAY, AC-3, 4KW/400V, 1NO, DC 24V, 0.7...1.25*US, W. INTEGRATED DIODE 3-POLE SZ S00, SP | 40.32
3RT2016-2KB42-ZX95 | COUPLING RELAY, AC-3, 4KW/400V, 1NC, DC 24V, 0.7...1.25*US, W. INTEGR. SUPPRESSORDIODE, SZ S00, S | 39.63
3RT1956-1CD02 | SURGE SUPPRESSOR./RC ELEMENT FOR CONTACTORS WITH SPRING-LOADED TECHNOLOGY SIZE S6/S10/S12 FOR US | 25.93
3NW6011-1 | CYLINDRICAL FUSE GG ACC. TO FRENCH STANDARD (NFC) WITHOUT INDICATOR SIZE 10X38 MM, 500 V 1 A | 4.2
3KD3232-2NE10-0 | SWITCH-DISCONNECTOR 125A, FRAME SIZE 2, 3-POLE FRONT OPERATING LEFT COMPLETE ASSEMBLY WITH DIREC | 160.45
3LD2015-1TL53-0AC6 | SWITCH W. DISCON. ROT. MECHAN. DIMENSION 107MM ON TOP-HAT RAIL | 68.77
3LD2115-0TK53-0AA7 | EMERG. STOP SWITCH 3-POLE IU=25, P/AC-23A AT 400V=9.5KW FLOOR MOUNTING DIN RAIL/TWO-HOLE MOUNTING | 74.28
3RT2015-1AP01-ZW97 | CONTACTOR, AC-3, 3KW/400V, 1NO, AC 230V, 50/60 HZ, 3-POLE, SZ S00 SCREW TERMINAL MULTIUNIT PACK | 27.6
3RT2015-1BB42-1AA0 | CONTACTOR, AC-3, 3KW/400V, 1NC, DC 24V, 3-POLE, SZ S00 SCREW TERMINAL . | 31.46
3RA2913-3K | 3-PHASE FEEDER TERMINAL FOR 3RT201. CONTACTOR, SIZE S00 | 10.81
3RA2916-1A | SAFETY MAIN CURRENT CONNECTOR FOR SERIES CONNECTION OF 2 3RT201. CONTACTORS, SIZE S00 SCREW TERMI | 11.31
3RA2921-2AA00 | LINK MODULE, SPRING-LOADED ELECTRICAL AND MECHANICAL, FOR 3RV2.21 AND 3RT2.2. | 5.7
3RA2932-2C | MECHANICAL CONNECTOR, FOR 3-POLE CONTACTORS S2/S2, 0MM DISTANCE, FOR 10 COMBINATIONS, (2 CONNECT | 2.32
3KD2630-2ME20-0 | SWITCH-DISCONNECTOR 63A, FRAME SIZE 1, 3-POLE FRONT OPERATING CENTER BASIC UNIT WITHOUT HANDLE | 63.04
3KD2832-2NE10-0 | SWITCH-DISCONNECTOR 80A, FRAME SIZE 2, 3-POLE FRONT OPERATING LEFT COMPLETE ASSEMBLY WITH DIRECT | 108.02
3KD2840-0NE20-0 | SWITCH-DISCONNECTOR 80A, FRAME SIZE 2, 4-POLE FRONT OPERATING CENTER BASIC UNIT WITHOUT HANDLE | 86.79
3KD3230-0NE20-0 | SWITCH-DISCONNECTOR 125A, FRAME SIZE 2, 3-POLE FRONT OPERATING CENTER BASIC UNIT WITHOUT HANDLE | 117.39
3KD3634-0PE40-0 | SWITCH-DISCONNECTOR 200A, FRAME SIZE 3, 3-POLE SIDE OPERATING RIGHT BASIC UNIT WITHOUT HANDLE F | 187.32
3KD3642-0PE10-0 | SWITCH-DISCONNECTOR 200A, FRAME SIZE 3, 4-POLE FRONT OPERATING LEFT COMPLETE ASSEMBLY WITH DIREC | 269.1
3KD3834-0PE40-0 | SWITCH-DISCONNECTOR 250A, FRAME SIZE 3, 3-POLE SIDE OPERATING RIGHT BASIC UNIT WITHOUT HANDLE F | 242.26
3KD3840-0PE20-0 | SWITCH-DISCONNECTOR 250A, FRAME SIZE 3, 4-POLE FRONT OPERATING CENTER BASIC UNIT WITHOUT HANDLE | 302.21
3LD2164-1GS51-0AC3 | 3LD MAIN SWITCH SPECIAL VERSION AIRPORT SPAIN | 99.27
3KD9101-8 | ACCESSORY FOR 3KD FRAME SIZE 1 DIRECT HANDLE RED/YELLOW FLAT VERSION LOCKABLE IN OFF WITH ONE PA | 14.88
3RT2015-1BB44-3MA0 | CONTACTOR, AC-3, 3KW/400V, 2NO+2NC, DC 24V, 3-POLE, SZ S00 SCREW TERMINAL PERMANENT AUX. SWITCH | 44.63
3RT2015-1BE41 | CONTACTOR, AC-3, 3KW/400V, 1NO, DC 60V, 3-POLE, SZ S00 SCREW TERMINAL | 32.93
3RT2015-1BF41 | CONTACTOR, AC-3, 3KW/400V, 1NO, DC 110V 3-POLE, SZ S00 SCREW TERMINAL | 28.98
3RT2015-1BM41 | CONTACTOR, AC-3, 3KW/400V, 1NO, DC 220V 3-POLE, SZ S00 SCREW TERMINAL | 28.98
3RA2315-8XB30-1AH0 | REV. COMB. AC3, 3KW/400V AC48V, 50/60 HZ, 3-POLE, SZ S00 SCREW TERMINAL ELECTR. AND MECH. INTERL | 78.91
3RA2315-8XB30-2AF0 | REV. COMB. AC3, 3KW/400V AC110V, 50/60 HZ, 3-POLE, SZ S00 SPRING-LOADED TERMINAL ELECTR. AND MEC | 78.91
3RA2315-8XB30-2AK6 | REV. COMB. AC3, 3KW/400V AC110V 50HZ/120V 60HZ 3-POLE, SZ S00 SPRING-LOADED TERMINAL ELECTR. AND | 78.91
3RA2315-8XB30-2BB4 | REV. COMB. AC3, 3KW/400V DC24V 3-POLE, SZ S00 SPRING-LOADED TERMINAL ELECTR. AND MECH. INTERLOCK | 87.99
3RA2318-8XB30-1AH0 | REV. COMB., AC3, 7.5KW/ 400V AC48V, 50/60HZ, 3-POLE, SZ S00 SCREW TERMINAL ELECTR. AND MECH. IN | 111.86
3RT2016-1BF42 | CONTACTOR, AC-3, 4KW/400V, 1NC, DC 110V 3-POLE, SZ S00 SCREW TERMINAL | 30.89
3RT2016-1BG42 | CONTACTOR, AC-3, 4KW/400V, 1NC, DC 125V, 3-POLE, SZ S00 SCREW TERMINAL | 35.06
3RT2016-1BW42 | CONTACTOR, AC-3, 4KW/400V, 1NC, DC 48V, 3-POLE, SZ S00 SCREW TERMINAL | 30.89
3RT2016-1HB41 | COUPLING RELAY, AC-3, 4KW/400V, 1NO, DC 24V, 0.7...1.25*US, 3-POLE, SZ S00 SCREW TERMINAL | 31.3
3RT2016-1QB41 | COUPLING RELAY, AC-3, 4KW/400V, 1NO, DC 24V, 0.7...1.25*US, W. PLUGGED-ON VARISTOR, 3-POLE SZ S0 | 35.48
3LD2110-2TB53-0AE3 | EMERG. STOP SWITCH 3-POLE IU=25, P/AC-23A AT 400V=9.5KW FLOOR MOUNTING FOUR-HOLE MOUNTING ROTARY | 52.2
3LD2115-0TK53-0AB0 | EMERG. STOP SWITCH 3-POLE IU=25, P/AC-23A AT 400V=9.5KW FLOOR MOUNTING DIN RAIL/TWO-HOLE MOUNTING | 74.28
3NW2300-0HG | FUSE LINK CLASS CC ACC. TO UL STANDARD 248-4 QUICK-RESPONSE, CURRENT-LIMIT. RATED CURRENT 30 A R | 20.1
3KD1632-2ME10-0 | SWITCH-DISCONNECTOR 16A, FRAME SIZE 1, 3-POLE FRONT OPERATING LEFT COMPLETE ASSEMBLY WITH DIRECT | 67.42
3KD2640-2ME10-0 | SWITCH-DISCONNECTOR 63A, FRAME SIZE 1, 4-POLE FRONT OPERATING LEFT BASIC UNIT WITHOUT HANDLE BO | 79.93
3NW8012-1 | CYLINDRICAL FUSE A.M. ACC. TO FRENCH STANDARD (NFC) WITHOUT INDICATOR SIZE 10X38 MM, 400V 32 A | 5.75
3NX3122 | TERMINAL COVER FOR PV FUSE-BASE SIZE 2L AND 2XL | 24.25
3RA2316-8XB30-1BF4 | REV. COMB., AC3, 4KW/400V DC 110V 3-POLE, SZ S00 SCREW TERMINAL ELECTR. AND MECH. INTERLOCK | 93.12
3RA2316-8XB34-1CK2 | REVERSING CONTACTOR ASSEMBLY AC-3,4KW/400V,3-POLE,SIZE S00 SCREW TERMINAL 120V AC, 50/60 HZ ELEC | 137.95
3RA2317-8XB30-1FB4 | REV. COMB. AC3, 5,5KW/400V DC24V 3-POLE, SZ S00 SCREW TERMINAL ELECTR. AND MECH. INTERLOCK WITH | 118.08
3RA2436-8XH32-1NB3 | STAR-D. (WYE-D.) COM. WITH AS-I AC3:45KW/400V 20-33V AC/DC SIZE S2, SCREW CONNECTION ELECTR. AND | 862.85
3RA2437-8XF32-1AC2 | STAR-DELTA (WYE-D.) COMBINATION AC3:55KW/400V 24V AC 50/60HZ SIZE S2, SCREW CONNECTION ELECTR. A | 692.56
3RA2711-0EE15 | 5X INTERFACE COVERS FOR FUNCTION MODULES 3RA27. | 4.64
3RA2711-1AA00 | FUNCTION MODULE FOR IO-LINK, DIRECT START, SCREW CONNECTION, MOUNTED ON CONTACTORS 3RT2 S0 COMM | 59.61
3RT1956-1CE02 | SURGE SUPPRESSOR./RC ELEMENT FOR CONTACTORS WITH SPRING-LOADED TECHNOLOGY SIZE S6/S10/S12 FOR US | 25.93
3RA2712-2CA00 | FUNCTION MODULE FOR AS-I, STAR-DELTA START, SPRING-LOADED CONNECTION, MOUNTED ON CONTACTORS 3RT2 | 190.19
3NW6607-4 | PV-FUSE-LINK SIZE 10X85 20A 1500V D.C. GPV FOR PHOTOVOLTAIC APPLICATION | 22.79
3NW7033-1 | FUSE-HOLDER, COMPACT 10X38 690V 32A 3POLE 45MM FOR MOTORSTARTER-COMBINATIONS | 69.24
3KD4044-0PE40-0 | SWITCH-DISCONNECTOR 315A, FRAME SIZE 3, 4-POLE SIDE OPERATING RIGHT BASIC UNIT WITHOUT HANDLE F | 347.76
3KD9306-7 | ACCESSORY FOR 3KD FRAME SIZE 3 N/PE TERMINAL WITH PERMANENT JUMPER FLAT TERMINAL | 46.82
3RT2015-1AH01 | CONTACTOR, AC-3, 3KW/400V, 1NO, AC 48V, 50/60 HZ, 3-POLE, SZ S00 SCREW TERMINAL | 24.75
3RT2015-1AN61 | CONTACTOR, AC-3, 3KW/400V, 1NO, AC 200V 50HZ, 200...220V 60HZ 3-POLE, SZ S00 SCREW TERMINAL | 27.32
3RT2015-1AP62 | CONTACTOR, AC-3, 3KW/400V, 1NC, AC 220V 50HZ 240V 60 HZ, 3-POLE, SZ S00 SCREW TERMINAL | 24.75
3RT2015-1BB41 | CONTACTOR, AC-3, 3KW/400V, 1NO, DC 24V, 3-POLE, SZ S00 SCREW TERMINAL | 28.98
3RA2327-8XB30-2AK6 | REV. COMB., AC3, 15KW/400V AC110V 50HZ/120V 60HZ 3-POLE, SZ S0 SPRING-LOADED TERMINAL ELECTR. AN | 215.7
3RA2328-8XE30-1BB4 | REV. COMB. FOR 3RA27, AC3, 18.5KW/400V, DC24V 3-POLE, SZ S0 SCREW TERMINAL ELECTR. AND MECH. IN | 339.48
3RA2338-8XE30-1NB3 | REVERSING COMB. F.3RA27, 37KW, 20-33V AC/DC, 3-POLE, SIZE S2 SCREW TERMINAL ELECTR. AND MECH. IN | 652.82
3RA2415-8XF31-1AP0 | STAR-DELTA COMB. AC3, 5,5KW/400V AC230V, 50/60HZ, 3-POLE SZ S00, SCREW TERMINAL ELECTR. AND MECH | 250.35
3RA2317-8XB30-2AH0 | REV. COMB., AC3, 5.5KW/ 400V AC48V, 50/60HZ, 3-POLE, SZ S00 SPRING-LOADED TERMINAL ELECTR. AND | 96.49
3RT2015-1BJ82 | CONTACTOR, AC-3, 3KW/400V, 1NC, DC 72V, 3-POLE, SZ S00 SCREW TERMINAL | 32.93
3RA2435-8XF32-1AC2 | STAR-DELTA (WYE-D.) COMBINATION AC3:37KW/400V 24V AC 50/60HZ SIZE S2, SCREW CONNECTION ELECTR. A | 566.54
3RA2712-1CA00 | FUNCTION MODULE FOR AS-I, STAR-DELTA START, SCREW CONNECTION, MOUNTED ON CONTACTORS 3RT2 S0 COM | 190.19
3RA2813-1FW10 | SOLID-STATE TIME-DELAY AUXILIARY SWITCH, ON-DELAY RELAY 1 NC + 1 NO 24...240V AC/DC TIME RANGE | 64.16
3RA2911-1C | SPACER DISK FOR STRD MOUNT. RAIL ADAPTER F.3RA2 (MULTI-UNIT PACKAGING) | 1.73
3KD1630-2ME10-0 | SWITCH-DISCONNECTOR 16A, FRAME SIZE 1, 3-POLE FRONT OPERATING LEFT BASIC UNIT WITHOUT HANDLE BO | 51.13
3KD3230-2NE20-0 | SWITCH-DISCONNECTOR 125A, FRAME SIZE 2, 3-POLE FRONT OPERATING CENTER BASIC UNIT WITHOUT HANDLE | 130.5
3KD3240-0NE20-0 | SWITCH-DISCONNECTOR 125A, FRAME SIZE 2, 4-POLE FRONT OPERATING CENTER BASIC UNIT WITHOUT HANDLE | 146.72
3KD3440-0NE20-0 | SWITCH-DISCONNECTOR 160A, FRAME SIZE 2, 4-POLE FRONT OPERATING CENTER BASIC UNIT WITHOUT HANDLE | 153.59
3KD4040-0PE20-0 | SWITCH-DISCONNECTOR 315A, FRAME SIZE 3, 4-POLE FRONT OPERATING CENTER BASIC UNIT WITHOUT HANDLE | 347.76
3NW7613-4 | PV-FUSEHOLDER SIZE 10X85 1500V D.C. 32A FOR PHOTOVOLTAIC APPLICATION | 17.58
3KD5042-0RE10-0 | SWITCH-DISCONNECTOR 1000A, FRAME SIZE 5, 4-POLE FRONT OPERATING LEFT COMPLETE ASSEMBLY WITH DIRE | 1779.48
3KD9106-8 | ACCESSORY FOR 3KD FRAME SIZE 1 N/PE TERMINAL WITH PERMANENT JUMPER BOX TERMINAL | 9.69
3KD9204-5 | ACCESSORY FOR 3KD FRAME SIZE 2 CABLE CONNECTION COVER SHORT VERSION CONTAINS 8 PC | 32.66
3KD9406-0 | ACCESSORY FOR 3KD FRAME SIZE 4 NEUTRAL TERMINAL WITH REMOVABLE JUMPER FLAT TERMINAL | 123.66
3KD9504-6 | ACCESSORY FOR 3KD FRAME SIZE 5 CABLE CONNECTION COVER STANDARD LENGTH CONTAINS 6 PC | 115.51
3NA7820-6KJ | NH-FUSE-LINK SIZE 000 50A GG 690V WITH DUAL INDICATOR NON-INSULATED GRIP-LUGS | 23.01
3RT2015-1BB41-ZW97 | CONTACTOR, AC-3, 3KW/400V, 1NO, DC 24V, 3-POLE, SZ S00 SCREW TERMINAL MULTI-UNIT PACKAGING PACK | 32.28
3RT2015-1BB42-ZW96 | CONTACTOR, AC-3, 3KW/400V, 1NC, DC 24V, 3-POLE, SZ S00 SCREW TERMINAL MULTI UNIT PACKAGING; PAC | 32.28
3RA2220-4ND27-0AP0 | LOAD FEEDER FUSELESS REVERSING DUTY, AC 400V, SZ. S0, 23...28A, AC 230V SCREW CONNECTION FOR BUS | 441.23
3NJ6900-4LL | ACCESSORY FOR 3NJ62 DISCONNECTOR-FUSE IN-LINE TYPE HAND-OPERATED PADLOCK EXPANSION UNIT FOR ALL | 20.18
3RA2318-8XB30-1AB0 | REV. COMB., AC3, 7.5KW/ 400V AC24V, 50/60HZ, 3-POLE, SZ S00 SCREW TERMINAL ELECTR. AND MECH. IN | 111.86
3RA2325-8XB30-1AK6 | REV. COMB., AC3, 7.5KW/ 400V AC110V 50HZ/120V 60HZ 3-POLE, SZ S0 SCREW TERMINAL ELECTR. AND MEC | 135.12
3RA2326-8XB30-1AL2-ZW96 | REV. COMB., AC3, 11KW/400V AC230V, 50/60HZ, 3-POLE, SZ S0 SCREW TERMINAL ELECTR. AND MECH. INTER | 164.6
3RA2417-8XE31-1BB4 | STAR-DELTA COMB. WITH I/O-LINK AC3, 11KW/400V DC24V, 3-POLE SZ S00, SCREW TERMINAL ELECTR. AND M | 406.45
3NB1126-4KK11 | SITOR-FUSE-LINK SIZE 1L 200A 1250V DC 1500V DC (VSI) UTILISATION CATEGORY AR SLOTTED BLADE CONTA | 474.08
3KD3030-0NE10-0 | SWITCH-DISCONNECTOR 100A, FRAME SIZE 2, 3-POLE FRONT OPERATING LEFT BASIC UNIT WITHOUT HANDLE F | 96.77
3KD3032-0NE10-0 | SWITCH-DISCONNECTOR 100A, FRAME SIZE 2, 3-POLE FRONT OPERATING LEFT COMPLETE ASSEMBLY WITH DIREC | 126.12
3RA2423-8XH32-2BB4 | STAR-DELTA COMB. WITH ASI AC3, 11KW/400V DC24V, 3-POLE SZ S0, SPRING-LOADED TERMINAL ELECTR. AND | 491.03
3RA2110-1CS15-1BB4 | FUSELESS LOAD FEEDER DIRECT START, 400 V AC, SZ. S00 1.80...2.50 A 3 KW, 24 V DC SPRING-LOADED | 150.66
3RA2110-1GH15-1AP0 | LOAD FEEDER FUSELESS DIRECT START, AC 400V, SZ S00 4.5. . .6.3A, AC 230V SPRING-LOADED CONNECTION | 145.6
3KD9508-6 | ACCESSORY FOR 3KD FRAME SIZE 5 PHASE BARRIER CONTAINS 6 PC | 41.25
3RT2015-1AF01 | CONTACTOR, AC-3, 3KW/400V, 1NO, AC110V, 50/60 HZ, 3-POLE, SZ S00 SCREW TERMINAL | 24.75
3RT2015-1BB41-0CC0 | CONTACTOR, AC-3, 3KW/400V, 1NO, DC 24V, COM. CAPABILITY 3-POLE, SZ S00 SCREW TERMINAL | 32.75
3RT2015-1BB42-0CC0 | CONTACTOR, AC-3, 3KW/400V, 1NC, DC 24V, COM. CAPABILITY 3-POLE, SZ S00 SCREW TERMINAL | 32.75
3RA2315-8XB30-1AF0 | REV. COMB. AC3, 3KW/400V AC110V, 50/60 HZ, 3-POLE, SZ S00 SCREW TERMINAL ELECTR. AND MECH. INTER | 78.91
3RA2316-8XB30-1AK6 | REV. COMB., AC3, 4KW/400V AC110V 50HZ/120V 60HZ 3-POLE, SZ S00 SCREW TERMINAL ELECTR. AND MECH. | 83.45
3RA2316-8XB30-2AF0 | REV. COMB., AC3, 4KW/400V AC110V, 50/60HZ, 3-POLE, SZ S00 SPRING-LOADED TERMINAL ELECTR. AND MEC | 83.45
3RA2325-8XB30-1BB4 | REV. COMB., AC3, 7.5KW/ 400V DC24V 3-POLE, SZ S0 SCREW TERMINAL ELECTR. AND MECH. INTERLOCK 2N | 207.75
3RA2327-8XB30-1AG2 | REV. COMB., AC3, 15KW/400V AC110V, 50/60HZ, 3-POLE, SZ S0 SCREW TERMINAL ELECTR. AND MECH. INTER | 220.28
3RA2415-8XF31-2AF0 | STAR-DELTA COMB. AC3, 5,5KW/400V AC110V, 50/60HZ, 3-POLE SZ S00, SPRING-LOADED TERMINAL ELECTR. | 250.35
3RA2415-8XF31-2BB4 | STAR-DELTA COMB. AC3, 5,5KW/400V DC24V, 3-POLE SZ S00, SPRING-LOADED TERMINAL ELECTR. AND MECH. | 263.42
3KD3030-0NE20-0 | SWITCH-DISCONNECTOR 100A, FRAME SIZE 2, 3-POLE FRONT OPERATING CENTER BASIC UNIT WITHOUT HANDLE | 96.77
3KD3040-0NE20-0 | SWITCH-DISCONNECTOR 100A, FRAME SIZE 2, 4-POLE FRONT OPERATING CENTER BASIC UNIT WITHOUT HANDLE | 119.25
3RA2417-8XF31-2AP0 | STAR-DELTA-COMB. AC3, 11KW/400V AC230V, 50/60HZ, 3-POLE SZ S00, SPRING-LOADED TERMINAL ELECTR. A | 285.55
3RA2110-1GA15-1BB4 | LOAD FEEDER FUSELESS DIRECT START, AC 400V, SZ S00 4.5. . .6.3A, DC 24V SCREW CONNECTION FOR RAI | 112.69
3RA2110-1HE15-1AP0 | LOAD FEEDER FUSELESS DIRECT START, AC 400V, SZ S00 5,5. . .8A, AC 230V SPRING-LOADED CONNECTION | 107.61
3RA2110-4AS18-1BB4 | FUSELESS LOAD FEEDER DIRECT START, 400 V AC, SZ. S00 11.0...16.0 A 7.5 KW, 24 V DC SPRING-LOADE | 208.27
3LD2164-2TC53-0AC4 | EMERG. STOP SWITCH 3-POLE IU=25, P/AC-23A AT 400V=9.5KW SWITCH IN ISO-ENCLOSURE ROTARY ACTUATOR R | 91.28
3NB3352-1KK26 | SITOR-FUSE-LINK SIZE 3 2X PARALLEL 1250A 690V AC 700V AC (UL) UTILISATION CATEGORY AR SLOTTED BL | 808.3
3NC3430-1U | SITOR-FUSE-LINK FOR SEMICONDUCTOR PROTECTION 315A AR 1250V A.C. MBC=6XIN SIZE 3 WITH SLOTTED CON | 261.93
3KD3430-0NE20-0 | SWITCH-DISCONNECTOR 160A, FRAME SIZE 2, 3-POLE FRONT OPERATING CENTER BASIC UNIT WITHOUT HANDLE | 122.39
3KD3630-0PE10-0 | SWITCH-DISCONNECTOR 200A, FRAME SIZE 3, 3-POLE FRONT OPERATING LEFT BASIC UNIT WITHOUT HANDLE F | 187.32
3RA2318-8XB30-1AF0 | REV. COMB., AC3, 7.5KW/ 400V AC110V, 50/60HZ, 3-POLE, SZ S00 SCREW TERMINAL ELECTR. AND MECH. I | 111.86
3RA2318-8XB30-2AH0 | REV. COMB., AC3, 7.5KW/ 400V AC48V, 50/60HZ, 3-POLE, SZ S00 SPRING-LOADED TERMINAL ELECTR. AND | 111.86
3RA2426-8XF32-1BB4 | STAR-DELTA COMB. AC3, 22KW/400V DC24V, 3-POLE SZ S0, SCREW TERMINAL ELECTR. AND MECH. INTERLOCK | 563.7
3RA2434-8XH32-1NB3 | STAR-DEL. (WYE-D.) COMB. W AS-I AC3:22/30KW/400V 20-33V AC/DC SIZE S2, SCREW CONNECTION ELECTR. | 806.06
3RH2353-1CM20-0KA0 | CONTACTOR RELAY, 5NO+3NC, 208 V AC, 50/60 HZ, SCREW TERMINAL, SIZE S00 2 NO + 2 NC BASIC UNIT /D | 59.87
3RT2015-1BB42-ZX95 | CONTACTOR, AC-3, 3KW/400V, 1NC, DC 24V, 3-POLE, SZ S00 SCREW TERMINAL REUSABLE PACKAGING; PACKA | 32.28
3RT2015-1BG42 | CONTACTOR, AC-3, 3KW/400V, 1NC, DC 125V, 3-POLE, SZ S00 SCREW TERMINAL | 32.93
3RA2315-8XB30-1AK6 | REV. COMB. AC3, 3KW/400V AC110V 50HZ/120V 60HZ 3-POLE, SZ S00 SCREW TERMINAL ELECTR. AND MECH. I | 78.91
3RH2440-1AB00 | CONTACTOR RELAY LATCHED, 4NO, AC 24V, 50/60HZ, SIZE S00, SCREW TERMINAL | 101.23
3KD2240-2ME20-0 | SWITCH-DISCONNECTOR 32A, FRAME SIZE 1, 4-POLE FRONT OPERATING CENTER BASIC UNIT WITHOUT HANDLE | 73.66
3KD2632-2ME10-0 | SWITCH-DISCONNECTOR 63A, FRAME SIZE 1, 3-POLE FRONT OPERATING LEFT COMPLETE ASSEMBLY WITH DIRECT | 79.93
3KD2830-2NE10-0 | SWITCH-DISCONNECTOR 80A, FRAME SIZE 2, 3-POLE FRONT OPERATING LEFT BASIC UNIT WITHOUT HANDLE BO | 77.4
3KD2830-2NE20-0 | SWITCH-DISCONNECTOR 80A, FRAME SIZE 2, 3-POLE FRONT OPERATING CENTER BASIC UNIT WITHOUT HANDLE | 77.4
3RA2110-1JA16-1AP0 | LOAD FEEDER FUSELESS DIRECT START, AC 400V, SZ S00 7. . .10A, AC 230V SCREW CONNECTION FOR RAIL- | 117.11
3RA2110-1JD16-1AP0 | LOAD FEEDER FUSELESS DIRECT START, AC 400V, SZ S00 7. . .10A, AC 230V SCREW CONNECTION FOR BUSBA | 151.92
3RA2110-1JH16-1AP0 | LOAD FEEDER FUSELESS DIRECT START, AC 400V, SZ S00 7. . .10A, AC 230V SPRING-LOADED CONNECTION F | 156.99
3RA2110-1KH17-1BB4 | LOAD FEEDER FUSELESS DIRECT START, AC 400V, SZ S00 9. . .12.5A, DC 24V SPRING-LOADED CONNECTION | 171.55
3LD2230-2EQ13-0AC1 | MAIN/EMERG. STOP SWITCH 3-POLE IU=32, P/AC-23A AT 400V=11.5KW KNOB RED/YELLOW (EMERG. STOP) *** S | 79.23
3LD2248-0TK53 | EMERG. STOP SWITCH 3-POLE IU=32, P/AC-23A AT 400V=11.5KW FLOOR MOUNTING DIN RAIL/TWO-HOLE MOUNTIN | 78.07
3RA2317-8XB30-1AB0 | REV. COMB., AC3, 5.5KW/ 400V AC24V, 50/60HZ, 3-POLE, SZ S00 SCREW TERMINAL ELECTR. AND MECH. IN | 96.49
3RA2317-8XB30-1AH0 | REV. COMB., AC3, 5.5KW/ 400V AC48V, 50/60HZ, 3-POLE, SZ S00 SCREW TERMINAL ELECTR. AND MECH. IN | 96.49
3RA2317-8XB30-2AF0 | REV. COMB., AC3, 5.5KW/ 400V AC110V, 50/60HZ, 3-POLE, SZ S00 SPRING-LOADED TERMINAL ELECTR. AND | 96.49
3RH2344-2BB40 | CONTACTOR RELAY, 4NO+4NC, DC 24V, SZ S00, SPRING-LOADED TERMINAL, REMOVABLE AUX. SWITCH | 52.95
3RT2015-1AP01-1AA0 | CONTACTOR, AC-3, 3KW/400V, 1NO, AC 230V, 50/60 HZ, 3-POLE, SZ S00 SCREW TERMINAL UPRIGHT MOUNTIN | 27.16
3RT2015-1AP02-ZX95 | CONTACTOR, AC-3, 3KW/400V, 1NC, AC 230V, 50/60 HZ, 3-POLE, SZ S00 SCREW TERMINAL REUSABLE PACKAG | 27.6
3RT2015-1AR61 | CONTACTOR, AC-3, 3KW/400V, 1NO, AC 400V 50HZ, 400...440V 60HZ 3-POLE, SZ S00 SCREW TERMINAL | 27.32
3RT2015-1AT62 | CONTACTOR, AC-3, 3KW/400V, 1NC, AC 600V 60HZ, 3-POLE, SZ S00 SCREW TERMINAL | 27.32
3RA2316-8XB30-1AP0 | REV. COMB., AC3, 4KW/400V AC230V, 50/60 HZ, 3-POLE, SZ S00 SCREW TERMINAL ELECTR. AND MECH. INTE | 83.45
3RA2316-8XB30-1BW4 | REV. COMB., AC3, 4KW/400V DC48V 3-POLE, SZ S00 SCREW TERMINAL ELECTR. AND MECH. INTERLOCK | 93.12
3RH2911-1BA10 | AUX.SWITCH BLOCK,FRONT,1NO, CURR.PATH: 1NO, CONN. F. BELOW, F. CONT. RELAYS A. MOTOR CONT., 3RT2 | 5.53
3RH2911-1DA20 | LATERAL AUX.SWITCH BLOCK,SIDE, 2NO, CURR.PATH: 1NO, 1NO, FOR MOTOR CONTACTORS, SZ S00, SCREW TER | 10.63
3RH2911-1FB11-ZX95 | AUX.SWITCH BL 11U,1NO+1NC,FRONT CURR.PATH: 1NO, --, 1NC, --, F. CONT. RELAYS A. MOTOR CONT., 3RT | 15.7
3RH2911-1GA22 | AUX.SWITCH BLOCK,FRONT,2NO+2NC, CURR.PATH: 1NO, 1NC, 1NC, 1NO, FOR CONTACTOR RELAYS, SZ S00, SCR | 11.81
3RA2812-2DW10 | SOLID-STATE TIME RELAY OFF-DELAY WITH AUXILIARY VOLTAGE AND SEMICONDUCTOR OUTPUT 24...240V AC/DC | 62.46
3RA2831-1DG10 | SOLID-STATE TIME RELAY ON-DELAY WITH SEMICONDUCTOR OUTPUT 24...240V AC/DC, TIME RANGE 0.05...100 | 51.78
3RA6880-2AB | 2 TERMINAL COVERS FOR 3-PHASE INFEED 25/35 MM2 3RA6812-8AB/AC 1 BAG CONTAINS 2 COVERS | 26.55
3RA2316-8XB30-2BW4 | REV. COMB., AC3, 4KW/400V DC48V 3-POLE, SZ S00 SPRING-LOADED TERMINAL ELECTR. AND MECH. INTERLOC | 93.12
3ND1830-8 | NH-FUSE-LINK SIZE 000 100A AM 500V WITH TOP-INDICATOR NON-INSULATED GRIP-LUGS | 14.04
3RP2525-1AW30 | TIME RELAY, ELECTRONIC, DELAYED, 1 CO CONT., 15 TIME SET. RANGES, 0.05S...100HR, 12...240V AC/DC | 67.1
3RP2525-1BW30 | TIME RELAY, ELECTRONIC, DELAYED, 2 CO CONT., 15 TIME SET. RANGES, 0.05S...100HR, 12...240V AC/DC | 96.85
3NC3338-1U | SITOR-FUSE-LINK FOR SEMICONDUCTOR PROTECTION 800A AR 1000V A.C. MBC=6XIN SIZE 3 WITH SLOTTED CON | 252.45
3RT2015-1AB01-1AA0 | CONTACTOR, AC-3, 3KW/400V, 1NO, AC 24V, 50/60 HZ, 3-POLE, SZ S00 SCREW TERMINAL | 27.16
3KD3430-2NE10-0 | SWITCH-DISCONNECTOR 160A, FRAME SIZE 2, 3-POLE FRONT OPERATING LEFT BASIC UNIT WITHOUT HANDLE B | 137.37
3RA2317-8XB30-2BB4 | REV. COMB., AC3, 5.5KW/ 400V DC24V 3-POLE, SZ S00 SPRING-LOADED TERMINAL ELECTR. AND MECH. INTE | 106.15
3RA2318-8XB30-1BW4 | REV. COMB., AC3, 7.5KW/ 400V DC48V 3-POLE, SZ S00 SCREW TERMINAL ELECTR. AND MECH. INTERLOCK | 163.49
3RA2426-8XF32-1AC2 | STAR-DELTA COMB. AC3, 22KW/400V AC24V, 50/60HZ, 3-POLE, SZ S0, SCREW TERMINAL ELECTR. AND MECH. | 439.4
3RA2434-8XF32-1NB3 | STAR-DELTA (WYE-D.) COMBINATION AC3:22/30KW/400V 20-33V AC/DC SIZE S2, SCREW CONNECTION ELECTR. | 715.27
3RH2353-1CU00-0KA0 | CONTACTOR RELAY, 5NO+3NC, 240V AC, 50/60 HZ, SCREW TERMINAL, SIZE S00 2 NO + 2 NC BASIC UNIT /DI | 58.28
3RH2431-1AP00 | CONT. RELAY LATCHED, 3NO+1NC, 230V AC, 50/60HZ, SIZE S00, SCREW TERMINAL | 101.23
3RT2015-1AK61-1AA0 | CONTACTOR, AC-3, 3KW/400V, 1NO, AC110V 50HZ, 120V 60HZ 3-POLE, SZ S00 SCREW TERMINAL UPRIGHT MOU | 27.16
3RT2015-1BB41-1AA0 | CONTACTOR, AC-3, 3KW/400V, 1NO, DC 24V, 3-POLE, SZ S00 SCREW TERMINAL . | 31.46
3RT2015-1BE42 | CONTACTOR, AC-3, 3KW/400V, 1NC, DC 60V, 3-POLE, SZ S00 SCREW TERMINAL | 32.93
3RT2015-1BN41 | CONTACTOR, AC-3, 3KW/400V, 1NO, DC 250V, 3-POLE, SZ S00 SCREW TERMINAL | 32.93
3RA2220-4NF27-0AP0 | LOAD FEEDER FUSELESS REVERSING DUTY, AC 400V, SZ. S0, 23...28A, AC 230V SPRING-LOADED CONNECTION | 403.24
3RH2440-1BG40 | CONTACTOR RELAY LATCHED, 4NO, DC 125V, SIZE S00, SCREW TERMINAL | 110.45
3RH2911-1HA01-ZW97 | AUX.SWITCH BLOCK,FRONT,1NC, CURR.PATH: 1NC, F. CONT. RELAYS A. MOTOR CONT., 3RT2 SCREW TERMINAL | 6.22
3RH2911-1HA20 | AUX.SWITCH BLOCK,FRONT,2NO, CURR.PATH: 1NO, 1NO, F. CONT. RELAYS A. MOTOR CONT., 3RT2 SCREW TERM | 7.05
3RA2324-8XB30-1AP6 | REV. COMB.,AC3, 5.5KW/400V AC220V 50HZ/240V 60HZ 3-POLE, SZ S0 SCREW TERMINAL ELECTR. AND MECH. | 107.3
3RA2325-8XB30-2AL2 | REV. COMB., AC3, 7.5KW/ 400V AC230V, 50/60HZ, 3-POLE, SZ S0 SPRING-LOADED TERMINAL ELECTR. AND | 135.12
3RA2435-8XH32-1NB3 | STAR-D. (WYE-D.) COMB. W AS-I AC3:37KW/400V 20-33V AC/DC SIZE S2, SCREW CONNECTION ELECTR. AND M | 851.5
3RA2711-1BA00 | FUNCTION MODULE FOR IO-LINK, REVERSING START, SCREW CONNECTION, MOUNTED ON CONTACTORS 3RT2 S0 C | 111.29
3RA2911-2A | LINK MODULE, ELECTRICAL AND MECHANICAL, FOR 3RV2011 AND 3RT201., SPRING-LOADED TERMINALS, (MULTI | 5.4
3RA2921-1AA00 | LINK MODULE, SCREW ELECTRICAL AND MECHANICAL, FOR 3RV2.1/3RV2.21 AND 3RT2.2 AC OPERATION | 5.7
3RA2317-8XB30-1AF0 | REV. COMB., AC3, 5.5KW/ 400V AC110V, 50/60HZ, 3-POLE, SZ S00 SCREW TERMINAL ELECTR. AND MECH. I | 96.49
3RA2324-8XB30-2AC2 | REV. COMB., AC3, 5.5KW/ 400V AC24V, 50/60HZ, 3-POLE, SZ S0 SPRING-LOADED TERMINAL ELECTR. AND M | 111.86
3RP2560-2SW30 | TIME RELAY, ELECTRONIC, WITH STAR-DELTA FUNCTION, 1...20S, TRACK. T.. 30...600S, 3 CONTACTORS, WI | 119.64
3RR2143-1AA30 | MONITORING RELAY ATTACHABLE TO CONTACTOR 3RT2. SIZE S00 BASIC, ANALOG ADJUSTMENT APPARENT CURRENT | 139.9
3RA2932-1AA00 | MOUNTING RAIL ADAPTER, SIZE S2, FOR MECHANICAL MOUNTING OF CIRCUIT BREAKER A. CONTACTOR CAN BE S | 15.56
3RA2814-1FW10 | SOLID-STATE TIME-DELAY AUXILIARY SWITCH, OFF-DELAY WITH AUXILIARY VOLTAGE RELAY 1 NC + 1 NO 24. | 94.79
3RA2911-1CA00 | SPACER DISK FOR STRD MOUNT. RAIL ADAPTER F.3RA2 | 1.73
3RA2120-1FD24-0FB4 | FUSELESS LOAD FEEDER DIRECT START, 400V AC, SZ. S0, 3.5...5A, 5.5KW, 24 V DC WITH DIODE ASSEMBLY | 222.19
3RA2120-1GA24-0AP0 | LOAD FEEDER FUSELESS DIRECT START, AC 400V, SZ S0, 4.5. . .6.3A, AC 230V SCREW CONNECTION FOR RA | 122.81
3RA2318-8XB30-1AP0 | REV. COMB., AC3, 7.5KW/ 400V AC230V, 50/60HZ, 3-POLE, SZ S00 SCREW TERMINAL ELECTR. AND MECH. I | 111.86
3RA2318-8XE30-1BB4 | REV. COMB. FOR 3RA27, AC3, 7.5KW/400V, DC24V 3-POLE, SZ S00 SCREW TERMINAL ELECTR. AND MECH. IN | 170.88
3KD3042-2NE10-0 | SWITCH-DISCONNECTOR 100A, FRAME SIZE 2, 4-POLE FRONT OPERATING LEFT COMPLETE ASSEMBLY WITH DIREC | 161.73
3KD3240-0NE10-0 | SWITCH-DISCONNECTOR 125A, FRAME SIZE 2, 4-POLE FRONT OPERATING LEFT BASIC UNIT WITHOUT HANDLE F | 146.72
3KD3240-2NE20-0 | SWITCH-DISCONNECTOR 125A, FRAME SIZE 2, 4-POLE FRONT OPERATING CENTER BASIC UNIT WITHOUT HANDLE | 162.96
3RA2425-8XF32-1AC2 | STAR-DELTA COMB. AC3, 15/18.5KW/400V AC24V, 50/60HZ, 3-POLE, SZ S0, SCREW TERMINAL ELECTR. AND M | 358.22
3NC3438-6U | SITOR-FUSE-LINK FOR SEMICONDUCTOR PROTECTION 800A AR 1100V A.C. MBC=6XIN SIZE 3 WITH FLUSH-END C | 284.44
3KD3632-0NE10-0 | SWITCH-DISCONNECTOR 200A, FRAME SIZE 3, 3-POLE FRONT OPERATING LEFT COMPLETE ASSEMBLY WITH DIREC | 177.95
3KD3640-0PE20-0 | SWITCH-DISCONNECTOR 200A, FRAME SIZE 3, 4-POLE FRONT OPERATING CENTER BASIC UNIT WITHOUT HANDLE | 232.89
3KD3830-0PE10-0 | SWITCH-DISCONNECTOR 250A, FRAME SIZE 3, 3-POLE FRONT OPERATING LEFT BASIC UNIT WITHOUT HANDLE F | 242.26
3NH7262-4KK01 | NH-FUSE-BASE WITH MICROSWITCH 250A 1000V SIZE 1 FOR PHOTOVOLTAIC APPLICATION | 186.54
3RA2115-0GA16-2BB4-ZX95 | LOAD FEEDER FUSELESS DIRECT START,AC 400V, SZ. S00, 0.45...0.63A, 4KW, 24 V DC SCREW CONNECTION | 123.45
3RT2015-1BW41 | CONTACTOR, AC-3, 3KW/400V, 1NO, DC 48V, 3-POLE, SZ S00 SCREW TERMINAL | 28.98
3RA2436-8XF32-1AC2 | STAR-DELTA (WYE-D.) COMBINATION AC3:45KW/400V 24V AC 50/60HZ SIZE S2, SCREW CONNECTION ELECTR. A | 579.02
3RA2711-2AA00 | FUNCTION MODULE FOR IO-LINK, DIRECT START, SPRING-LOADED CONNECTION, MOUNTED ON CONTACTORS 3RT2 | 59.61
3RH2911-1LA20-ZX95 | AUX.SWITCH BLOCK,FRONT,2NO, CURR.PATH:1NO, 1NO, CONN.F.AB., F. CONT. RELAYS A. MOTOR CONT., 3RT2 | 8.54
3RH2911-2FA22 | AUX.SWITCH BLOCK,FRONT,2NO+2NC, CURR.PATH: 1NO, 1NC, 1NC, 1NO, F. CONT. RELAYS A. MOTOR CONT., 3R | 11.81
3RA2325-8XE30-1BB4 | REV. COMB. FOR 3RA27, AC3, 7.5KW/400V, DC24V 3-POLE, SZ S0 SCREW TERMINAL ELECTR. AND MECH. INT | 211.76
3RA2326-8XB30-2AL2 | REV. COMB., AC3, 11KW/400V AC230V, 50/60HZ, 3-POLE, SZ S0 SPRING-LOADED TERMINAL ELECTR. AND MEC | 165.78
3RT2015-1BP42 | CONTACTOR, AC-3, 3KW/400V, 1NC, DC 230V, 3-POLE, SZ S00 SCREW TERMINAL | 32.93
3RA2318-8XB30-1AK6 | REV. COMB., AC3, 7.5KW/ 400V AC110V 50HZ/120V 60HZ 3-POLE, SZ S00 SCREW TERMINAL ELECTR. AND ME | 111.86
3RA2318-8XB30-1FB4 | REV. COMB. AC3, 7,5KW/400V DC24V 3-POLE, SZ S00 SCREW TERMINAL ELECTR. AND MECH. INTERLOCK WITH | 174.87
3RA2318-8XB30-2AP0 | REV. COMB., AC3, 7.5KW/ 400V AC230V, 50/60HZ, 3-POLE, SZ S00 SPRING-LOADED TERMINAL ELECTR. AND | 111.86
3RR2940 | SEALABLE COVER FOR DIRECTLY ATTACHABLE CURRENT MONITORING RELAYS 3RR2 TO PROTECT AGAINST UNAUTHO | 4.2
3RA2923-1DB2 | WIRING KIT, SPRING-LOADED ELECTRICAL AND MECHANICAL, COMPL. FOR LOAD FEEDERS, FUSELESS, SIZE S0, | 67
3RA2931-1A | LINK MODULE, ELECTRICAL AND MECHANICAL, FOR 3RV2.3 AND 3RT2.3., (MULTI-UNIT PACKAGING) | 13.29
3RA2932-1A | MOUNTING RAIL ADAPTER, SIZE S2, FOR MECHANICAL MOUNTING OF CIRCUIT BREAKER A. CONTACTOR CAN BE S | 15.56
3RA2120-1HD24-0AP0 | LOAD FEEDER FUSELESS DIRECT START, AC 400V, SZ S0, 5,5. . .8A, AC 230V SCREW CONNECTION FOR BUSB | 159.52
3RA2913-2BB2 | WIRING KIT, SPRING-LOADED ELECTRICAL AND MECHANICAL, INCL. MECH. INTERLOCK, FOR WYE-DELTA STARTER | 22.27
3RA2913-3DA1 | WIRING MODULE TOP FOR CONTACTOR ASSEMBLY S00 WITHOUT SPACE BETWEEN CONTACTORS | 7
3RA2120-4BD27-0AP0 | LOAD FEEDER FUSELESS DIRECT START, AC 400V, SZ S0, 14. . .20A, AC 230V SCREW CONNECTION FOR BUSB | 238.03
3RP2555-2AW30 | TIME RELAY, ELECTRONIC, FLASH. RELAY ASYMMETRICAL, 1 CO CONT., 15 TIME SET. RANGES 0.05S...100HR, | 124.08
3RA2913-1DB1 | WIRING KIT, SCREW ELECTRICAL AND MECHANICAL, COMPL. FOR LOAD FEEDERS, FUSELESS, SIZE S00, FOR 60 | 61.89
3RA2913-2BB1 | WIRING KIT, SCREW ELECTRICAL AND MECHANICAL, INCL. MECH. INTERLOCK, FOR WYE-DELTA STARTER, SIZE S | 22.27
3RA2120-1FA24-0AP0 | LOAD FEEDER FUSELESS DIRECT START, AC 400V, SZ S0, 3.5. . .5A, AC 230V SCREW CONNECTION FOR RAIL | 122.81
3KD4840-0QE20-0 | SWITCH-DISCONNECTOR 800A, FRAME SIZE 4, 4-POLE FRONT OPERATING CENTER BASIC UNIT WITHOUT HANDLE | 986.52
3KD4844-0QE40-0 | SWITCH-DISCONNECTOR 800A, FRAME SIZE 4, 4-POLE SIDE OPERATING RIGHT BASIC UNIT WITHOUT HANDLE F | 986.52
3KD5040-0RE20-0 | SWITCH-DISCONNECTOR 1000A, FRAME SIZE 5, 4-POLE FRONT OPERATING CENTER BASIC UNIT WITHOUT HANDLE | 1723.31
3KD5430-0RE20-0 | SWITCH-DISCONNECTOR 1600A, FRAME SIZE 5, 3-POLE FRONT OPERATING CENTER BASIC UNIT WITHOUT HANDLE | 2447.61
3KD5444-0RE40-0 | SWITCH-DISCONNECTOR 1600A, FRAME SIZE 5, 4-POLE SIDE OPERATING RIGHT BASIC UNIT WITHOUT HANDLE | 3028.28
3RA2923-1BB2 | WIRING KIT, SPRING-LOADED ELECTRICAL AND MECHANICAL, COMPL. FOR LOAD FEEDERS, FUSELESS, SIZE S0, | 49.17
3RA2923-3DA1 | WIRING MODULE TOP FOR CONTACTOR ASSEMBLY S0 WITHOUT SPACE BETWEEN CONTACTORS | 7.05
3RA2923-3DA2 | WIRING MODULE TOP FOR CONTACTOR ASSEMBLY S0 WITHOUT SPACE BETWEEN CONTACTORS | 7.05
3RA2923-3EA1 | WIRING MODULE FOR CONTACTOR ASSEMBLY S0 WITHOUT SPACE BETWEEN CONTACTORS | 7.05
3RH2122-1AH00 | CONTACTOR RELAY, 2NO+2NC, AC 48V, 50/60 HZ, SIZE S00, SCREW TERMINAL | 29.43
3RA2327-8XB30-2AC2 | REV. COMB., AC3, 15KW/400V AC24V, 50/60HZ, 3-POLE, SZ S0 SPRING-LOADED TERMINAL ELECTR. AND MECH | 220.28
3RA2328-8XB30-2AG2 | REV. COMB., AC3, 18.5KW/ 400V AC110V, 50/60HZ, 3-POLE, SZ S0 SPRING-LOADED TERMINAL ELECTR. AND | 241.27
3RA2335-8XB30-1AG2 | REV. COMB., AC3:18.5KW/400V, 110V AC 50/60HZ, 3-POLE, SIZE S2 SCREW CONNECTION ELECTR. AND MECH. | 259.45
3RA2335-8XB30-1AK6 | REV. COMB., AC3:18.5KW/400V, 110V AC 50HZ/120V 60HZ, 3-POLE, SIZE S2 SCREW CONNECTION ELECTR. AN | 259.45
3RA2335-8XB30-1AL2 | REV. COMB., AC3:18.5KW/400V, 230V AC 50/60HZ, 3-POLE, SIZE S2 SCREW CONNECTION ELECTR. AND MECH. | 259.45
3RH2122-1AP00 | CONTACTOR RELAY, 2NO+2NC, AC 230V, 50/60 HZ, SIZE S00, SCREW TERMINAL | 29.43
3RH2122-1AQ00 | CONTACTOR RELAY, 2NO+2NC, AC 3800V, 50/60 HZ, SIZE S00, SCREW TERMINAL | 32.33
3RH2122-1BE80 | CONTACTOR RELAY, 2NO+2NC, DC 80V, SIZE S00, SCREW TERMINAL | 37.79
3RS1440-2HB50 | TEMPERATURE MONITORING RELAY FOR IO-LINK PT100/1000, KTY83/84, NTC 2 LIMIT VALUES -50 DEGR. C TO | 421.6
3RH2911-2GA22-ZW97 | AUX.SWITCH BLOCK,FRONT,2NO+2NC, CURR.PATH: 1NO, 1NC, 1NC, 1NO, FOR CONTACTOR RELAYS, SZ S00, SPR | 13.16
3RA2415-8XF31-2AP0 | STAR-DELTA-COMB. AC3, 5,5KW/400V AC230V, 50/60HZ, 3-POLE SZ S00, SPRING-LOADED TERMINAL ELECTR. | 250.35
3RA2416-8XF31-2AF0 | STAR-DELTA COMB. AC3, 7,5KW/400V AC110V, 50/60HZ, 3-POLE SZ S00, SPRING-LOADED TERMINAL ELECTR. | 266.23
3RA2416-8XF31-2AP0 | STAR-DELTA-COMB. AC3, 7.5KW/400V AC230V, 50/60HZ, 3-POLE SZ S00, SPRING-LOADED TERMINAL ELECTR. | 266.23
3RA2416-8XF31-2BB4 | STAR-DELTA COMB. AC3, 7.5KW/400V DC24V, 3-POLE SZ S00, SPRING-LOADED TERMINAL ELECTR. AND MECH. | 281.01
3KD3442-0NE10-0 | SWITCH-DISCONNECTOR 160A, FRAME SIZE 2, 4-POLE FRONT OPERATING LEFT COMPLETE ASSEMBLY WITH DIREC | 181.68
3KD3832-0PE10-0 | SWITCH-DISCONNECTOR 250A, FRAME SIZE 3, 3-POLE FRONT OPERATING LEFT COMPLETE ASSEMBLY WITH DIREC | 278.46
3KD3842-0PE10-0 | SWITCH-DISCONNECTOR 250A, FRAME SIZE 3, 4-POLE FRONT OPERATING LEFT COMPLETE ASSEMBLY WITH DIREC | 335.93
3KD4232-0PE10-0 | SWITCH-DISCONNECTOR 400A, FRAME SIZE 3, 3-POLE FRONT OPERATING LEFT COMPLETE ASSEMBLY WITH DIREC | 367.13
3RA2120-4BE26-0BB4 | LOAD FEEDER FUSELESS DIRECT START, AC 400V, SZ S0, 14. . .20A, DC 24V SPRING-LOADED TERMINAL FOR | 208.27
3RA2120-4BH27-0AP0 | LOAD FEEDER FUSELESS DIRECT START, AC 400V, SZ S0, 14. . .20A, AC 230V SPRING-LOADED CONNECTION | 243.08
3RH2911-2GA13-ZX95 | AUX.SWITCH BLOCK,FRONT,1NO+3NC, CURR.PATH: 1NO, 1NC, 1NC, 1NC, FOR CONTACTOR RELAYS, SZ S00, SPR | 13.16
3KD9204-6 | ACCESSORY FOR 3KD FRAME SIZE 2 CABLE CONNECTION COVER STANDARD LENGTH CONTAINS 6 PC | 31.85
3KD9206-8 | ACCESSORY FOR 3KD FRAME SIZE 2 N/PE TERMINAL WITH PERMANENT JUMPER BOX TERMINAL | 19.37
3KD9408-8 | ACCESSORY FOR 3KD FRAME SIZE 4 PHASE BARRIER CONTAINS 8 PC | 41.25
3RA2110-1BH15-1BB4 | LOAD FEEDER FUSELESS DIRECT START, AC 400V, SZ S00 1.4. . .2A, DC 24V SPRING-LOADED CONNECTION F | 151.29
3RA2110-1CA15-1FB4 | FUSELESS LOAD FEEDER REVERSING OPERATION, 400V AC, SIZE S00, 1.8 ...2.5A 24 V DC WITH DIODE (INT | 119.01
4EP3900-3US00 | OUTPUT CHOKE; PHASES:3; UN1(V):460; ITHMAX 1(A) / F1(HZ):17,5 /120; F TAKT(KHZ):3; I LN (A):15,8; | 347.25
3LD2716-0TK51 | MASTER SWITCH 3-POLE IU=100, P/AC-23A WITH 400V=37KW BASE MOUNTING DOOR COUPLING MECHANISM BLACK | 148.89
3RA2110-1CD15-1BB4 | LOAD FEEDER FUSELESS DIRECT START, AC 400V, SZ S00 1.8. . .2.5A, DC 24V SCREW CONNECTION FOR BUS | 146.87
3RA2110-1CD15-1FB4 | FUSELESS LOAD FEEDER DIRECT START, 400V AC, SZ. S00, 1.8...2.5A, 3KW, 24 V DC WITH DIODE (INTEGR | 152.55
3KD5044-0RE40-0 | SWITCH-DISCONNECTOR 1000A, FRAME SIZE 5, 4-POLE SIDE OPERATING RIGHT BASIC UNIT WITHOUT HANDLE | 1723.31
3KD5440-0RE10-0 | SWITCH-DISCONNECTOR 1600A, FRAME SIZE 5, 4-POLE FRONT OPERATING LEFT BASIC UNIT WITHOUT HANDLE | 3028.28
3RH2911-2GA40-ZW97 | AUX.SWITCH BLOCK,FRONT,4NO, CURR.PATH: 1NO, 1NO, 1NO, 1NO, FOR CONTACTOR RELAYS, SZ S00, SPRING- | 13.16
3RA2210-0BS15-2BB4 | FUSELESS LOAD FEEDER REVERSING OPERATION, 400 V AC, SZ. S00 0.14...0.20 A 3 KW, 24 V DC SPRING- | 209.54
3RA2110-1DD15-1BB4 | LOAD FEEDER FUSELESS DIRECT START, AC 400V, SZ S00 2.2. . .3.2A, DC 24V SCREW CONNECTION FOR BUS | 146.87
3RA2110-1ED15-1BB4 | LOAD FEEDER FUSELESS DIRECT START, AC 400V, SZ S00 2.8. . .4A, DC 24V SCREW CONNECTION FOR BUSBA | 146.87
3RA2110-1FE15-1BB4 | LOAD FEEDER FUSELESS DIRECT START, AC 400V, SZ S00 3.5. . .5A, DC 24V SPRING-LOADED CONNECTION F | 112.69
3RA2110-1FH15-1BB4 | LOAD FEEDER FUSELESS DIRECT START, AC 400V, SZ S00 3.5. . .5A, DC 24V SPRING-LOADED CONNECTION F | 151.29
3RA2326-8XB30-1AG2 | REV. COMB., AC3, 11KW/400V AC110V, 50/60HZ, 3-POLE, SZ S0 SCREW TERMINAL ELECTR. AND MECH. INTER | 165.78
3RA2326-8XB30-1AL2 | REV. COMB., AC3, 11KW/400V AC230V, 50/60HZ, 3-POLE, SZ S0 SCREW TERMINAL ELECTR. AND MECH. INTER | 165.78
3RA2327-8XB30-1AC2 | REV. COMB., AC3, 15KW/400V AC24V, 50/60HZ, 3-POLE, SZ S0 SCREW TERMINAL ELECTR. AND MECH. INTERL | 220.28
3RA2328-8XB30-1AP6 | REV. COMB.,AC3,18.5KW/400V AC220V 50HZ/240V 60HZ 3-POLE, SZ S0 SCREW TERMINAL ELECTR. AND MECH. | 236.15
3RA2210-0JD15-2AP0 | LOAD FEEDER FUSELESS REVERSING DUTY, AC 400V, SZ S00, 0.7. . .1A, AC 230V SCREW CONNECTION FOR B | 206.38
3RA2210-0JH15-2BB4 | LOAD FEEDER FUSELESS REVERSING DUTY, AC 400V, SZ S00, 0.7. . .1A, DC 24V SPRING-LOADED CONNECTION | 215.23
3RA2210-0KS15-2BB4 | FUSELESS LOAD FEEDER REVERSING OPERATION, 400 V AC, SZ. S00 0.90...1.25 A 3 KW, 24 V DC SPRING- | 219.03
3RA2210-1AA15-2AP0 | LOAD FEEDER FUSELESS REVERSING DUTY, AC 400V, SZ S00, 1.1. . .1.6A, AC 230V SCREW CONNECTION FOR | 152.55
3RH2353-1DM40-0KA0 | CONTACTOR RELAY,5NO+3NC,220V DC SCREW TERMINAL, SIZE S00, MOUNTED VARISTOR | 62.95
3RH2353-1CH00-0KA0 | CONTACTOR RELAY, 5NO+3NC, 48V AC, 50/60 HZ, SCREW TERMINAL, SIZE S00 2 NO + 2 NC BASIC UNIT /DIN | 58.28
3RH2371-2FB40 | CONTACTOR RELAY, 7NO+1NC, DC 24V, W/ INTEGRATED DIODE, SZ S00, SPRING-LOADED TERMINAL, REMOVABLE | 60.18
3RH2422-1BM40 | CONTACTOR RELAY LATCHED, 2NO+2NC, DC 220V, SIZE S00, SCREW TERMINAL | 106.14
3RH2422-1LF40-0LA0 | LATCHED CONTACTOR RELAY FOR RAILWAY APPLICATIONS 2NO+1NC, DC110V, 0.7...1.25*US, VARISTOR INTEGRA | 143.79
3RT2015-1BW42 | CONTACTOR, AC-3, 3KW/400V, 1NC, DC 48V, 3-POLE, SZ S00 SCREW TERMINAL | 28.98
3RA2437-8XF32-1AL2 | STAR-DELTA (WYE-D.) COMBINATION AC3:55KW/400V 230V AC 50/60 HZ SIZE S2, SCREW CONNECTION ELECTR. | 692.56
3RA2437-8XF32-1NB3 | STAR-DELTA (WYE-D.) COMBINATION AC3:55KW/400V 20-33V AC/DC SIZE S2, SCREW CONNECTION ELECTR. AND | 936.65
3KD9504-8 | ACCESSORY FOR 3KD FRAME SIZE 5 CABLE CONNECTION COVER STANDARD LENGTH CONTAINS 8 PC | 143.61
3RA2932-2G | MECHANICAL CONNECTOR, FOR 4-POLE CONTACTORS S2/S2, 10MM DISTANCE, FOR 10 COMBINATIONS, (2 CONNEC | 2.38
3RA2936-1A | SAFETY MAIN CURRENT CONNECTOR, FOR SERIES CONNECTION OF TWO CONTACTORS 3RT203, SIZE S2 SCREW TER | 15.28
3RA2110-1EA15-1BB4 | LOAD FEEDER FUSELESS DIRECT START, AC 400V, SZ S00 2.8. . .4A, DC 24V SCREW CONNECTION FOR RAIL- | 112.69
3RT2017-1BW44-3MA0 | CONTACTOR, AC-3, 5.5KW/400V, 2NO+2NC, DC 48V, 3-POLE, SZ S00 SCREW TERMINAL PERMANENT AUX. SWITC | 53.43
3RT2017-1JB42 | COUPLING RELAY, AC-3, 5.5KW/ 400V , 1NC, DC 24V, 0.7...1.25*US, W. INTEGRATED DIODE 3-POLE SZ S0 | 42.88
3RH2911-4HA30 | AUX.SWITCH BLOCK,FRONT,3NO, CURR.PATH: 1NO, 1NO, 1NO, F. CONT. RELAYS A. MOTOR CONT., 3RT2 RING | 11.52
3RH2916-2FA22 | AUX.SWITCH BLOCK,FRONT,2NO+2NC, CURR.PATH: 1NO, 1NC, 1NC, 1NO, F. CONT. RELAYS A. MOTOR CONT., 3R | 13
3RH2921-1DA11 | LATERAL AUX.SWITCH BLOCK,SIDE, 1NO+1NC, CURR.PATH: 1NC, 1NO, FOR MOTOR CONTACTORS, SZ S0 AND S2 | 10.63
3RK1105-1AE04-1CA0 | ASISAFE BASIC SAFETY MONITOR 1 F-RO, 1 ENABLING CIRCUIT, IP20, WITH SCREW-TYPE TERMINALS (REMOVA | 1031.67
3RA2423-8XF32-2AC2-ZA01 | STAR-DELTA COMB. AC3, 11KW/400V AC24V, 50/60HZ, 3POLE, SZ S0, SPRING-LOADED TERMINAL ELECTR. AND | 365.9
3RA2423-8XF32-2AG2 | STAR-DELTA COMB. AC3, 11KW/400V AC110V, 50/60HZ, 3-POLE SZ S0, SPRING-LOADED TERMINAL ELECTR. AN | 305.42
3RA2425-8XF32-1AL2 | STAR-DELTA COMB. AC3, 15/18.5KW/400V AC230V, 50/60HZ, 3-POLE SZ S0, SCREW TERMINAL ELECTR. AND M | 358.22
3RA2426-8XF32-1AL2 | STAR-DELTA COMB. AC3, 22KW/400V AC230V, 50/60HZ, 3-POLE SZ S0, SCREW TERMINAL ELECTR. AND MECH. | 439.4
3RB3016-2RE0 | OVERLOAD RELAY 0.1...0.4 A FOR MOTOR PROTECTION SIZE S00, CLASS 20 CONTACTOR ASS. MAIN CIRCUIT: | 86.51
3RB3016-2TB0 | OVERLOAD RELAY 4...16 A FOR MOTOR PROTECTION SIZE S00, CLASS 20 CONTACTOR ASS. MAIN CIRCUIT: SCR | 86.51
3RB3026-1QB0-ZX95 | OVERLOAD RELAY 6...25 A FOR MOTOR PROTECTION SIZE S0, CLASS 10 CONTACTOR ASS. MAIN CIRCUIT: SCRE | 88.62
3RT2015-1FB44-3MA0 | CONTACTOR, AC-3, 3KW/400V, 2NO+2NC, DC 24V, W. INTEGRATED DIODE 3-POLE, SZ S00 SCREW TERMINAL P | 49.87
3RT2015-4BB42 | CONTACTOR, AC-3, 3KW/400V, 1NC, DC 24V, 3-POLE, SZ S00 RING CABLE LUG CONNECTION | 36.27
3RA2210-1BS15-2BB4 | FUSELESS LOAD FEEDER REVERSING OPERATION, 400 V AC, SZ. S00 1.40...2.00 A 3 KW, 24 V DC SPRING- | 222.83
3NB1337-4KK11 | SITOR-FUSE-LINK SIZE 3L 500A 1250V DC 1500V DC (VSI) UTILISATION CATEGORY AR SLOTTED BLADE CONTA | 1021.66
3NB1345-4KK11 | SITOR-FUSE-LINK SIZE 3L 800A 1250V DC 1500V DC (VSI) UTILISATION CATAGORY AR SLOTTED BLADE CONTA | 1303.74
3NC3336-6U | SITOR-FUSE-LINK FOR SEMICONDUCTOR PROTECTION 630A AR 1000V A.C. MBC=6XIN SIZE 3 WITH FLUSH-END C | 246.52
3NC3343-6U | SITOR-FUSE-LINK FOR SEMICONDUCTOR PROTECTION 1250A AR 800V A.C. MBC=6XIN SIZE 3 WITH FLUSH-END C | 292.76
3RA2417-8XF31-1AP0 | STAR-DELTA COMB. AC3, 11KW/400V AC230V, 50/60HZ, 3-POLE SZ S00, SCREW TERMINAL ELECTR. AND MECH. | 285.55
3RA2417-8XF31-2AB0 | STAR-DELTA COMB. AC3, 11KW/400V AC24V, 50/60HZ, 3-POLE, SZ S00, SPRING-LOADED TERMINAL ELECTR. A | 285.55
3RA2210-1EA15-2AP0 | LOAD FEEDER FUSELESS REVERSING DUTY, AC 400V, SZ S00, 2.8. . .4A, AC 230V SCREW CONNECTION FOR R | 155.73
3RA2210-1EE15-2BB4 | LOAD FEEDER FUSELESS REVERSING DUTY, AC 400V, SZ S00, 2.8. . .4A, DC 24V SPRING-LOADED CONNECTION | 163.96
3RA2210-1FE15-2AP0 | LOAD FEEDER FUSELESS REVERSING DUTY, AC 400V, SZ S00, 3.5. . .5A, AC 230V SPRING-LOADED CONNECTIO | 153.83
3RA2210-1GA15-2BB4 | LOAD FEEDER FUSELESS REVERSING DUTY, AC 400V, SZ S00, 4.5. . .6.3A, DC 24V SCREW CONNECTION FOR | 163.96
3RP2511-1AW30 | TIME RELAY, ELECTRONIC, DELAYED, 1 CO CONT., 1 TIME RANGE 0.5S...10S, 12...240V AC/DC AT AC 50/ | 51.47
3RT2015-1AR62 | CONTACTOR, AC-3, 3KW/400V, 1NC, AC 400V 50HZ, 400...440V 60HZ 3-POLE, SZ S00 SCREW TERMINAL | 27.32
3RT2015-1AU61 | CONTACTOR, AC-3, 3KW/400V, 1NO, AC 277, 60 HZ 3-POLE, SZ S00 SCREW TERMINAL | 27.32
3RT2015-1AV61 | CONTACTOR, AC-3, 3KW/400V, 1NO, AC 480V, 60 HZ, 3-POLE, SIZE S00 SCREW TERMINAL | 27.32
3RT2015-1BB41-ZW96 | CONTACTOR, AC-3, 3KW/400V, 1NO, DC 24V, 3-POLE, SZ S00 SCREW TERMINAL MULTI UNIT PACKAGE PACKAG | 32.28
3RH2122-2AK60 | CONTACTOR RELAY, 2NO+2NC, AC 110V 50HZ, 120V 60HZ, SZ S00, SPRING-LOADED TERMINAL | 29.43
3RH2122-2BG40 | CONTACTOR RELAY, 2NO+2NC, DC 125V, SZ S00, SPRING-LOADED TERMINAL | 37.79
3RH2122-2BN40 | CONTACTOR RELAY, 2NO+2NC, DC 250V, SZ S00, SPRING-LOADED TERMINAL, | 37.79
3RH2122-2KF40-0LA0 | CONTACTOR RELAY FOR RAILWAY, 2NO+1NC, DC 110V, 0.7..1.25*US, W/ INTEGRATED SUPPRESSOR DIODE, SZ S | 61.29
3RH2131-2AP00-ZX95 | CONTACTOR RELAY, 3NO+1NC, AC 230V, 50/60 HZ, SZ S00, SPRING-LOADED TERMINAL, REUSABLE PACKAGE = 1 | 30.19
3RH2131-2GG20 | CONTACTOR RELAY, 3NO+1NC, AC 110V, 50/60 HZ, W/ FULL-WAVE RECTIFIER, SZ S00, SPRING-LOADED TERMIN | 39.53
3RH2131-2LF40 | COUPLING CONTACTOR RELAY RAIL, 3NO+1NC, DC 110V, 0.7..1.25*US, VARISTOR INTEGRATED, SZ S00, SPRIN | 38.47
3RH2131-4AN60 | CONTACTOR RELAY, 3NO+1NC, AC 200V 50HZ, 200..220V 60HZ, SZ S00,RINGCABLE LUG CONNECTION RING CABL | 35.57
3RT2016-1AB02-ZX95 | CONTACTOR, AC-3, 4KW/400V, 1NC, AC 24V, 50/60 HZ, 3-POLE, SZ S00 SCREW TERMINAL REUSABLE PACKAGI | 29.5
3RH2911-1HA01-ZW96 | AUX.SWITCH BLOCK,FRONT,1NC, | 6.22
3RH2911-1HA03 | AUX.SWITCH BLOCK,FRONT,3NC, CURR.PATH: 1NC, 1NC, 1NC, F. CONT. RELAYS A. MOTOR CONT., 3RT2 SCREW | 9.59
3RH2911-1HA11 | AUX.SWITCH BLOCK,FRONT,1NO+1NC, CURR.PATH: 1NC, 1NO, F. CONT. RELAYS A. MOTOR CONT., 3RT2 SCREW | 7.05
3RH2911-1HA20-ZW97 | AUX. SWITCH BLOCK , 2NO COND. PATHS: 1NO, 1NO, F. CONT. RELAYS A. MOTOR CONT. 3RT2 SCREW TERMINA | 7.84
3RK4324-3AR54-1BC0 | SIRIUS MCU MOTOR STARTER ENC. DEG. O. PROT.IP54 PLASTIC COMMUNICATION AS-INTERFACE ELECTROMECHAN | 1186.69
3RB2483-4AA1 | PROCESSING UNIT FOR FULL MOTOR PROTECTION (MONOSTABLE) FOR IO-LINK SIZE S00...S12, CLASS 5...30 | 448.18
3RB2483-4AC1 | PROCESSING UNIT FOR FULL MOTOR PROTECTION (MONOSTABLE) FOR IO-LINK SIZE S00...S12, CLASS 5...30 | 448.18
3RA2315-8XB30-2BB4-ZW96 | REV. COMB. AC3, 3KW/400V DC24V 3-POLE, SZ S00 SPRING-LOADED TERMINAL ELECTR. AND MECH. INTERLOCK | 98.12
3RA2316-8XB30-1AB0 | REV. COMB., AC3, 4KW/400V AC24V, 50/60 HZ, 3-POLE, SZ S00 SCREW TERMINAL ELECTR. AND MECH. INTER | 83.45
3RA2316-8XB30-1AP6 | REV. COMB., AC3, 4KW/400V AC220V 50HZ/240V 60HZ 3-POLE, SZ S00 SCREW TERMINAL ELECTR. AND MECH. | 83.45
3RA2316-8XB30-1FB4 | REV. COMB. AC3, 4KW/400V DC24V 3-POLE, SZ S00 SCREW TERMINAL ELECTR. AND MECH. INTERLOCK WITH I | 102.2
3RH2431-1AF00 | CONT. RELAY LATCHED, 3NO+1NC, 110V AC, 50/60HZ, SIZE S00, SCREW TERMINAL | 101.23
3RH2431-1AU00 | CONTACTOR RELAY LATCHED, 3NO+1NC, AC 240V, 50/60HZ, SIZE S00, SCREW TERMINAL | 101.23
3RH2440-1AP00 | CONTACTOR RELAY LATCHED, 4NO, AC 230V, 50/60HZ, SIZE S00, SCREW TERMINAL | 101.23
3RH2911-1AA10-ZX90 | AUX.SWITCH BLOCK,FRONT,1NO, CURR.PATH: 1NO, CONN. F. ABOVE, F. CONT. RELAYS A. MOTOR CONT., 3RT2 | 6.14
3RT2017-2KF42 | CONT. F. RAILW. A., AC-3, 5.5KW 400V , 1NC, DC 110V, 0.7...1.25*US, W.SUPPRESSORDIODE INTEGRATED, | 42.48
3RT2017-2KF42-0LA0 | CONT. F. RAILW. A., AC-3, 5.5KW 400V, DC 110V, 0,7...1,25*US, W.SUPPRESSORDIODE INTEGRATED, 3-POL | 59.06
3RA2323-8XB30-1AK6 | REV. COMB., AC3, 4KW/ 400V AC110V 50HZ/120V 60HZ 3-POLE, SZ S0 SCREW TERMINAL ELECTR. AND MECH. | 102.2
3RA2324-8XB30-1AC2 | REV. COMB., AC3, 5.5KW/ 400V AC24V, 50/60HZ, 3-POLE, SZ S0 SCREW TERMINAL ELECTR. AND MECH. INT | 111.86
3RA2813-2FW10 | SOLID-STATE TIME-DELAY AUXILIARY SWITCH, ON-DELAY RELAY 1 NC + 1 NO 24...240V AC/DC TIME RANGE | 64.16
3RA2815-2AW10 | SOLID-STATE TIME-DELAY AUXILIARY SWITCH, OFF-DELAY WITHOUT AUXILIARY VOLTAGE RELAY 1 CO CONTACT | 64.16
3RA2911-2F | HYBRID LINK MODULE, ELECTRICAL AND MECHANICAL, FOR 3RV2.1 SCREW TERMINALS AND 3RT2.1 SPRING-LOADE | 6.16
3LD2515-0TK51 | MASTER SWITCH 3-POLE IU=63, P/AC-23A WITH 400V=22KW BASE MOUNTING MOUNTING RAIL/"-BORE FIXING DO | 99.27
3RA2220-4NH27-0AP0 | LOAD FEEDER FUSELESS REVERSING DUTY, AC 400V, SZ S0, 23...28A, AC 230V SPRING-LOADED CONNECTION | 442.49
3RA2220-4NH27-0BB4 | LOAD FEEDER FUSELESS REVERSING DUTY, AC 400V, SZ S0, 23...28A, DC 24V SPRING-LOADED CONNECTION F | 549.47
3RA2315-8XB30-1AP6 | REV. COMB., AC3, 3KW/400V AC220V 50HZ / 240V 60HZ 3-POLE, SZ S00 SCREW TERMINAL ELECTR. AND MECH | 78.91
3NH7360-4 | NH-FUSE-BASE SIZE 2L 400A 1000V FOR PHOTOVOLTAIC APPLICATION | 886.75
3NJ4912-1FA01 | SHROUNDING COVER SIZE 00 ADDITIONAL TOUCH PROTECTION WHEN USING CABEL LUGS FOR FUSE-SWITCH-DISCON | 11.34
3RA2210-4AH18-2AP0 | LOAD FEEDER FUSELESS REVERSING DUTY, AC 400V, SZ S00, 11. . .16A, AC 230V SPRING-LOADED CONNECTIO | 263.34
3RA2215-1BA16-2BB4 | LOAD FEEDER FUSELESS REVERSING OPERATION, AC 400V, SZ. S00, 1.4...2A, 24 V DC SCREW CONNECTION | 186.75
3RA2215-1BA16-5BB4 | LOAD FEEDER FUSELESS REVERSING OPERATION, AC 400V, SZ. S00, 1.4 ... 2A 24 V DC SCREW CONNECTION | 219.67
3RP2511-2AW30 | TIME RELAY, ELECTRONIC, DELAYED, 1 CO CONT., 1 TIME RANGE 0.5S...10S, 12...240V AC/DC AT AC 50/6 | 51.47
3RP2525-2BB30 | TIME RELAY, ELECTRONIC, DELAYED, 2 CO CONT., 15 TIME SET. RANGES, 0.05S...100HR, 24V AC/DC AT A | 72.8
3RP2574-2NW30 | TIME RELAY, ELECTRONIC, WITH STAR-DELTA FUNCTION, 1 CONTACTOR DELAYED, 1 CONTACTOR NON-DELAYED, | 67.1
3RR2142-2AA30 | MONITORING RELAY ATTACHABLE TO CONTACTOR 3RT2. SIZE S0 BASIC, ANALOG ADJUSTABLE APPARENT CURRENT | 100.66
3RA2922-1A | STANDARD MOUNTING RAIL ADAPTER, SIZE S00, S0, FOR MECHANICAL FIXING OF CIRCUIT BREAKER & CONTACTO | 10.39
3RA2922-1AA00 | STANDARD MOUNTING RAIL ADAPTER, SIZE S00, S0, FOR MECHANICAL FIXING OF CIRCUIT BREAKER & CONTACTO | 10.39
3RA2922-2H | MECHANICAL CONNECTOR, INTERLOCKING AT THE SIDE FOR 3RT2.2 CONTACTOR CONSISTS OF 2 CONNECTORS AND | 2.5
3RA2923-2AA1 | WIRING KIT, SCREW ELECTRICAL AND MECHANICAL, INCL. MECH. INTERLOCK, FOR REVERSING STARTERS, SIZE | 27.5
3RM1910-1BA | ACCESSORY FOR SIRIUS 3RM1 3-PHASE BUSBAR FOR 3 MOTOR STARTERS MODULAR SPACING 22.5MM SCREW-TYPE | 9.69
3RA2120-4AA26-0BB4 | LOAD FEEDER FUSELESS DIRECT START, AC 400V, SZ S0, 11. . .16A, DC 24V SCREW CONNECTION FOR RAIL- | 206.38
3RA2711-0EE02 | MODULE CONNECTOR, 8CM, FOR FUNCTION MODULES 3RA27 14POLE | 9.32
3RA2711-0EE04 | MODULE CONNECTOR, 8CM, FOR FUNCTION MODULES 3RA27 10POLE, FOR ADDITIONAL INFEED OF AUXILIARY VOLT | 15.14
3RA2711-0EE07 | MODULE CONNECTOR, 26CM, FOR FUNCTION MODULES 3RA27 14POLE | 15.35
3RA2711-0EE10 | MODULE CONNECTOR SET FOR FUNCTION MODULES 3RA27, W. 2 MODULE CONNECTORS, SHORT AND 2 INTERFACE CO | 21.8
3KD4234-0PE40-0 | SWITCH-DISCONNECTOR 400A, FRAME SIZE 3, 3-POLE SIDE OPERATING RIGHT BASIC UNIT WITHOUT HANDLE F | 333.42
3KD4642-0QE10-0 | SWITCH-DISCONNECTOR 630A, FRAME SIZE 4, 4-POLE FRONT OPERATING LEFT COMPLETE ASSEMBLY WITH DIREC | 805.46
3RA2921-1B | LINK MODULE, SCREW ELECTRICAL AND MECHANICAL, FOR 3RV2.2 AND 3RT2.2, DC OPERATION OR 3RW3 SOFT S | 5.7
3RA2921-2FA00 | HYBRID LINK MODULE ELECTRICAL AND MECHANICAL FOR 3RV2.2 SCREW TERMINALS & 3RT2.2 SPRNG-LOAD. TERM | 7
3RA2931-1AA00 | LINK MODULE, ELECTRICAL AND MECHANICAL, FOR 3RV2.3 AND 3RT2.3., AND SOFT STARTER 3RW303/3RW403, | 13.29
3NH7360-4KK01 | NH-FUSE-BASE WITH MICROSWITCH 400A 1000V SIZE 2L FOR PHOTOVOLTAIC APPLICATION | 829.36
3RA2120-1JA24-0FB4 | FUSELESS LOAD FEEDER DIRECT START, 400V AC, SIZE S0, 7...10A, 5.5KW, 24 V DC WITH DIODE COMBINAT | 188.65
3RA2120-4AE26-0AP0 | LOAD FEEDER FUSELESS DIRECT START, AC 400V, SZ S0, 11. . .16A, AC 230V SPRING-LOADED CONNECTION | 161.42
3RA2327-8XB30-1AL2 | REV. COMB., AC3, 15KW/400V AC230V, 50/60HZ, 3-POLE, SZ S0 SCREW TERMINAL ELECTR. AND MECH. INTER | 220.28
3RA2335-8XB30-1NB3 | REV. COMB., AC3:18.5KW/400V, 20-33V AC/DC, 3-POLE, SIZE S2 SCREW TERMINAL ELECTR. AND MECH. INTE | 368.43
3RA2336-8XB30-1NB3 | REVERSING COMB., AC3:22KW/400V, 20-33V AC/DC, 3-POLE, SIZE S2 SCREW TERMINAL ELECTR. AND MECH. I | 462.64
3RA2338-8XB30-1AL2 | REVERSING COMB., AC3:37KW/400V, 230V AC 50/60HZ, 3-POLE, SIZE S2 SCREW CONNECTION ELECTR. AND ME | 464.94
3RA2415-8XF31-1AB0 | STAR-DELTA COMB. AC3, 5,5KW/400V AC24V, 50/60HZ, 3-POLE, SZ S00, SCREW TERMINAL ELECTR. AND MECH | 250.35
3RA2417-8XF31-1AB0 | STAR-DELTA COMB. AC3, 11KW/400V AC24V, 50/60HZ, 3-POLE, SZ S00, SCREW TERMINAL ELECTR. AND MECH. | 285.55
3RA2417-8XH31-2BB4 | STAR-DELTA COMB. WITH ASI AC3, 11KW/400V DC24V, 3-POLE SZ S00, SPRING-LOADED TERMINAL ELECTR. AN | 424.62
3KD3430-0NE10-0 | SWITCH-DISCONNECTOR 160A, FRAME SIZE 2, 3-POLE FRONT OPERATING LEFT BASIC UNIT WITHOUT HANDLE F | 122.39
3KD3440-2NE10-0 | SWITCH-DISCONNECTOR 160A, FRAME SIZE 2, 4-POLE FRONT OPERATING LEFT BASIC UNIT WITHOUT HANDLE B | 172.33
3KD4830-0QE10-0 | SWITCH-DISCONNECTOR 800A, FRAME SIZE 4, 3-POLE FRONT OPERATING LEFT BASIC UNIT WITHOUT HANDLE F | 780.48
3KD4840-0QE10-0 | SWITCH-DISCONNECTOR 800A, FRAME SIZE 4, 4-POLE FRONT OPERATING LEFT BASIC UNIT WITHOUT HANDLE F | 986.52
3RK1902-3NC10 | POWER CABLE 7/8 FOR 24V SWITCHED AND UNSWITCHED PREASSEMBLED WITH 2X7/8 BOTH SIDES ANGLED, 1.5MM2 | 193.64
3RA2120-4EH27-0AP0 | LOAD FEEDER FUSELESS DIRECT START, AC 400V, SZ. S0, 27...32A, AC 230V SPRING-LOADED CONNECTION F | 287.39
3RA2110-1DD15-1AP0 | LOAD FEEDER FUSELESS DIRECT START, AC 400V, SZ S00 2.2. . .3.2A, AC 230V SCREW CONNECTION FOR BU | 140.53
3RA2110-1CH15-1BB4 | LOAD FEEDER FUSELESS DIRECT START, AC 400V, SZ S00 1.8. . .2.5A, DC 24V SPRING-LOADED CONNECTION | 151.29
3RA2325-8XB30-2AK6 | REV. COMB., AC3, 7.5KW/ 400V AC110V 50HZ/120V 60HZ 3-POLE, SZ S0 SPRING-LOADED TERMINAL ELECTR. | 135.12
3RA2335-8XE30-1NB3 | REV. COMB. F.3RA27, 18.5KW, 20-33V AC/DC, 3-POLE, SIZE S2 SCREW TERMINAL ELECTR. AND MECH. INTER | 377.5
3RA2336-8XE30-1NB3 | REVERSING COMB. F.3RA27, 22KW, 20-33V AC/DC, 3-POLE, SIZE S2 SCREW TERMINAL ELECTR. AND MECH. IN | 471.75
3RA2210-0CE15-2BB4 | FUSELESS LOAD FEEDER REVERSING OPERATION, 400 V AC, SZ S00 0.18 TO 0.25 A, 3 KW, 24 V DC SPRING | 153.83
3RA2210-0HA03-0SB4 | FUSELESS LOAD FEEDER REVERSING OPERATION, 400 V AC, SZ S00 0.55 TO 0.80 A, 1.5 KW, 24 V DC SCRE | 276.63
3RT2016-4AP61 | CONTACTOR, AC-3, 4KW/400V, 1NO, AC 220V 50HZ / 240V 60HZ 3POLE, SZ. S00 RING CABLE LUG CONNECTION | 33.11
3RT2017-1AD01 | CONTACTOR, AC-3, 5.5KW/400V, 1NO, AC 42V, 50/60 HZ, 3-POLE, SZ S00 SCREW TERMINAL | 35.3
3RH2344-2AF00 | CONTACTOR RELAY, 4NO+4NC, AC 110V, 50/60 HZ, SZ S00, SPRING-LOADED TERMINAL, REMOVABLE AUX. SWITC | 48.07
3RA2110-4AA18-1AP0 | LOAD FEEDER FUSELESS DIRECT START, AC 400V, SZ S00 11. . .16A, AC 230V SCREW CONNECTION FOR RAIL | 138
3RA2110-4AH18-1BB4 | LOAD FEEDER FUSELESS DIRECT START, AC 400V, SZ S00 11. . .16A, DC 24V SPRING-LOADED CONNECTION F | 208.27
3RT2015-1AQ01 | CONTACTOR, AC-3, 3KW/400V, 1NO, AC 380V, 50/60 HZ, 3-POLE, SZ S00 SCREW TERMINAL | 27.32
3RT2015-1AV01 | CONTACTOR, AC-3, 3KW/400V, 1NO, AC 400V, 50/60 HZ, 3-POLE, SZ S00 SCREW TERMINAL | 27.32
3KD9201-8 | ACCESSORY FOR 3KD FRAME SIZE 2 DIRECT HANDLE RED/YELLOW FLAT VERSION LOCKABLE IN OFF WITH ONE PA | 27.66
3KD9404-6 | ACCESSORY FOR 3KD FRAME SIZE 4 CABLE CONNECTION COVER STANDARD LENGTH CONTAINS 6 PC | 52.53
3RA2110-1ED15-1FB4 | FUSELESS LOAD FEEDER DIRECT START, 400V AC, SZ. S00, 2.8...4A, 3KW, 24 V DC WITH DIODE (INTEGRAT | 152.55
3RT2017-1SB42 | COUPLING RELAY, AC-3, 5.5KW/ 400V 1NC, DC 24V, 0.85...1.85*US, W. INTEGRA. SUPPRESSOR DIODE, 3-P | 42.28
3RT2017-2AF01 | CONTACTOR, AC-3, 5.5KW/400V, 1NO, AC110V, 50/60 HZ, 3-POLE, SZ S00 SPRING-LOADED TERMINAL | 32.64
3RT2017-2AK62 | CONTACTOR, AC-3, 5.5KW/400V, 1NC, AC110V 50HZ, 120V 60HZ 3-POLE, SZ S00 SPRING-LOADED TERMINAL | 32.64
3RH2911-2NF02 | SOLID-STATE COMP. AUX. SW BL.FR 2OE,CURR.PATH:1NC,--,--,1NC, F. CONT. RELAYS A. MOTOR CONT., 3RT2 | 26.98
3RH2911-2XB22-0MA0 | AUX.SWITCH BL 11U,2NO+2NC,FRONT CURR.PATH: 1NO, 1NC, 1NC, 1NO, F. CONT. RELAYS A. MOTOR CONT., 3R | 21.18
3RA2423-8XF32-1AC2 | STAR-DELTA COMB. AC3, 11KW/400V AC24V, 50/60HZ, 3-POLE, SZ S0, SCREW TERMINAL ELECTR. AND MECH. | 305.42
3RA2110-1GE15-1AP0 | LOAD FEEDER FUSELESS DIRECT START, AC 400V, SZ S00 4.5. . .6.3A, AC 230V SPRING-LOADED CONNECTION | 107.61
3RA2110-1JE16-1AP0 | LOAD FEEDER FUSELESS DIRECT START, AC 400V, SZ S00 7. . .10A, AC 230V SPRING-LOADED CONNECTION F | 117.11
3RB3016-1PE0 | OVERLOAD RELAY 1...4 A FOR MOTOR PROTECTION SIZE S00, CLASS 10 CONTACTOR ASS. MAIN CIRCUIT: SPR. | 73.53
3RT2015-1MB41-0KT0 | COUPLING RELAY, AC-3, 3KW/400V, 1NO, DC 24V, 0.85...1.85*US, 3-POLE, SZ S00 SCREW TERMINAL | 29.37
3RT2015-2BB41 | CONTACTOR, AC-3, 3KW/400V, 1NO, DC 24V, 3-POLE, SZ S00 SPRING-LOADED TERMINAL | 28.98
3RT2015-2FB41 | CONTACTOR, AC-3, 3KW/400V, 1NO, DC 24V, W. INTEGRATED DIODE 3-POLE, SZ S00 SPRING-LOADED TERMINAL | 34.23
3RT2015-2QB42 | COUPLING RELAY, AC-3, 3KW/400V, 1NC, DC 24V, 0.7...1.25*US, W. PLUGGED-ON VARISTOR, 3-POLE SZ S0 | 33.39
3NB3354-1KK26 | SITOR-FUSE-LINK SIZE 3 2X PARALLEL 1350A 690V AC 700V AC (UL) UTILISATION CATEGORY AR SLOTTED BL | 827.27
3NC3341-1U | SITOR-FUSE-LINK FOR SEMICONDUCTOR PROTECTION 1000A AR 1000V A.C. MBC=6XIN SIZE 3 WITH SLOTTED CO | 269.03
3RA2416-8XF31-1BB4 | STAR-DELTA COMB. AC3, 7.5KW/400V DC24V, 3-POLE SZ S00, SCREW TERMINAL ELECTR. AND MECH. INTERLOC | 281.01
3RA2210-1DA15-2AP0 | LOAD FEEDER FUSELESS REVERSING DUTY, AC 400V, SZ S00, 2.2. . .3.2A, AC 230V SCREW CONNECTION FOR | 155.73
3RA2210-1DH15-2AP0 | LOAD FEEDER FUSELESS REVERSING DUTY, AC 400V, SZ S00, 2.2. . .3.2A, AC 230V SPRING-LOADED CONNECT | 210.8
3RA2210-1GE15-2BB4 | LOAD FEEDER FUSELESS REVERSING DUTY, AC 400V, SZ S00, 4.5. . .6.3A, DC 24V SPRING-LOADED CONNECTI | 163.96
3RA2210-1JE16-2BB4 | LOAD FEEDER FUSELESS REVERSING DUTY, AC 400V, SZ S00, 7. . .10A, DC 24V SPRING-LOADED CONNECTION | 177.89
3RA2115-1AA16-2BB4-ZX95 | LOAD FEEDER FUSELESS DIRECT START,AC 400V, SZ. S00, 1.1...1.6A, 4KW, 24 V DC SCREW CONNECTION F | 127.24
3NE1218-5E | PV-FUSE-LINK 63A 1500V D.C. GPV SIZE 1XL FOR PHOTOVOLTAIC-APPLICATIONS | 201.92
3NE1222-5E | PV-FUSE-LINK 125A 1500V D.C. GPV SIZE 1XL FOR PHOTOVOLTAIC-APPLICATIONS | 222.03
3NE1225-4D | PV-FUSE-LINK 200A 1000V D.C. GPV SIZE 1L FOR PHOTOVOLTAIC-APPLICATIONS | 171.79
3RA2315-8XB30-1AB0 | REV. COMB. AC3, 3KW/400V AC24V, 50/60 HZ, 3-POLE, SZ S00 SCREW TERMINAL ELECTR. AND MECH. INTERL | 78.91
3RT2015-1AB02 | CONTACTOR, AC-3, 3KW/400V, 1NC, AC 24V, 50/60 HZ, 3-POLE, SZ S00 SCREW TERMINAL | 24.75
3RT2015-1AK62 | CONTACTOR, AC-3, 3KW/400V, 1NC, AC110V 50HZ, 120V 60HZ 3-POLE, SZ S00 SCREW TERMINAL | 24.75
3RT2015-1BF42 | CONTACTOR, AC-3, 3KW/400V, 1NC, DC 110V 3-POLE, SZ S00 SCREW TERMINAL | 28.98
3RA2436-8XF32-1AL2 | STAR-DELTA (WYE-D.) COMBINATION AC3:45KW/400V 230V AC 50/60 HZ SIZE S2, SCREW CONNECTION ELECTR. | 579.02
3RH2122-2AB00-ZX95 | CONTACTOR RELAY, 2NO+2NC, 24V AC, 50/60 HZ, SZ S00, SPRING-LOADED TERMINAL REUSABLE PACKAGING = 1 | 30.19
3RH2122-2UB40 | CONTACTOR RELAY, 2NO+2NC, DC 24V, VARISTOR INTEGR. SZ S00, SPRING-LOADED TERMINAL | 39.53
3RH2122-4KB40-0LA0 | CONTACTOR RELAY FOR RAILWAY, 2NO+1NC, DC 24V, 0.7...1.25*US, W. SUPPRESSOR DIODE INTEGRATED, SZ | 64.57
3RH2131-2AB00-ZW97 | CONTACTOR RELAY, 3NO+1NC, AC 24V, 50/60 HZ, SZ S00, SPRING-LOADED TERMINAL MULTI - UNIT PACKAGE | 30.19
3RH2131-2AP00-ZW97 | CONTACTOR RELAY, 3NO+1NC, AC 230V, 50/60 HZ, SZ S00, SPRING-LOADED TERMINAL, MULTI UNIT PACKAGIN | 30.19
3RA2417-8XF31-2AF0 | STAR-DELTA COMB. AC3, 11KW/400V AC110V, 50/60HZ, 3-POLE SZ S00, SPRING-LOADED TERMINAL ELECTR. A | 285.55
3RA2423-8XF32-1AG2 | STAR-DELTA COMB. AC3, 11KW/400V AC110V, 50/60HZ, 3-POLE SZ S0, SCREW TERMINAL ELECTR. AND MECH. | 305.42
3RA2426-8XF32-2AG2 | STAR-DELTA COMB. AC3, 22KW/400V AC110V, 50/60HZ, 3-POLE SZ S0, SPRING-LOADED TERMINAL ELECTR. AN | 439.4
3RA2434-8XF32-1AG2 | STAR-DELTA (WYE-D.) COMBINATION AC3:22/30KW/400V 110V AC 50/60HZ SIZE S2, SCREW CONNECTION ELECT | 539.28
3RP2512-1AW30 | TIME RELAY, ELECTRONIC, DELAYED, 1 CO CONT., 1 TIME RANGE 1.5S...30S, 12...240V AC/DC AT AC 50/ | 51.47
3RP2540-2AW30 | TIMING RELAY, ELECTRONIC, OFF-DELAY, WITHOUT CONTROL SIGNAL OR NON-VOLATILE RELAY DEFINITE PASSI | 123.45
3RH2911-1FB22-ZW98 | AUX.SWITCH BL 11U,2NO+2NC,FRONT CURR.PATH: 1NO, 1NC, 1NC, 1NO, F. CONT. RELAYS A. MOTOR CONT., 3R | 23.48
3RK4324-3HR54-0BC0 | SIRIUS MCU MOTOR STARTER ENC. DEG. O. PROT.IP54 PLASTIC COMMUNICATION AS-INTERFACE ELECTROMECHAN | 1150.48
3RK4324-3LR54-1BC0 | SIRIUS MCU MOTOR STARTER ENC. DEG. O. PROT.IP54 PLASTIC COMMUNICATION AS-INTERFACE ELECTROMECHAN | 1186.69
3RB2056-1FC2 | OVERLOAD RELAY 50...200 A FOR MOTOR PROTECTION SIZE S6, CLASS 10 MOUNT. ONTO CONT./ STAND-ALONE | 231.06
3RA2316-8XB30-2AK6 | REV. COMB., AC3, 4KW/400V AC110V 50HZ/120V 60HZ 3-POLE, SZ S00 SPRING-LOADED TERMINAL ELECTR. AN | 83.45
3RH2911-1LA20 | AUX.SWITCH BLOCK,FRONT,2NO, CURR.PATH:1NO, 1NO, CONN.F.AB., F. CONT. RELAYS A. MOTOR CONT., 3RT2 | 7.68
3RH2362-2GG20 | CONTACTOR RELAY, 6NO+2NC, AC 110V, 50/60 HZ, W/ FULL-WAVE RECTIFIER, SZ S00, SPRING-LOADED TERMIN | 61.84
3RH2422-1BB40 | CONTACTOR RELAY LATCHED, 2NO+2NC, DC 24V, SIZE S00, SCREW TERMINAL | 106.14
3RH2911-1HA10-ZW97 | AUX.SWITCH BLOCK,FRONT,1NO, CURR.PATH: 1NO, F. CONT. RELAYS A. MOTOR CONT., 3RT2 SCREW TERMINAL | 6.22
3NC3430-6U | SITOR-FUSE-LINK FOR SEMICONDUCTOR PROTECTION 315A AR 1250V A.C. MBC=6XIN SIZE 3 WITH FLUSH-END C | 267.87
3RT2017-2BB42-0CC0 | CONTACTOR, AC-3, 5.5KW/400V, 1NC, DC 24V, COM. CAPABILITY 3-POLE, SZ S00 SPRING-LOADED TERMINAL | 41.46
3RT2017-2KB42-0LA0 | CONT. F. RAILW. A., AC-3, 5.5KW 400V, DC 24V, 0.7...1.25*US, W.SUPPRESSORDIODE INTEGRATED, 3-POLE | 59.06
3RA2317-8XB30-2AK6 | REV. COMB., AC3, 5.5KW/ 400V AC110V 50HZ/120V 60HZ 3-POLE, SZ S00 SPRING-LOADED TERMINAL ELECTR | 96.49
3RA2318-8XB30-2AB0 | REV. COMB., AC3, 7.5KW/ 400V AC24V, 50/60HZ, 3-POLE, SZ S00 SPRING-LOADED TERMINAL ELECTR. AND | 111.86
3RA2811-2CW10 | SOLID-STATE TIME RELAY ON-DELAY WITH SEMICONDUCTOR OUTPUT 24...240V AC/DC TIME RANGE 0.05...100S | 47.18
3RA2120-1HD24-0FB4 | FUSELESS LOAD FEEDER DIRECT START, 400V AC, SZ. S0, 5.5...8A, 5.5KW, 24 V DC WITH DIODE ASSEMBLY | 222.19
3RA2120-1JH24-0AP0 | LOAD FEEDER FUSE SW. DIRECT STARTING, AC 400V, MDL. S0, 7. . .10A, AC 230V SPRING-LOADED TERMINAL | 172.81
3RA2120-1KH24-0AP0 | LOAD FEEDER FUSE SW. DIRECT STARTING, AC 400V, MDL. S0, 9. . .12.5A, AC 230V SPRING-LOADED TERMIN | 172.81
3RA2315-8XB30-1BB4 | REV. COMB. AC3, 3KW/400V DC24V 3-POLE, SZ S00 SCREW TERMINAL ELECTR. AND MECH. INTERLOCK | 87.99
3RA2315-8XB30-2AB0 | REV. COMB. AC3, 3KW/400V AC24V, 50/60 HZ, 3-POLE, SZ S00 SPRING-LOADED TERMINAL ELECTR. AND MECH | 78.91
3RA2317-8XB30-1AP0 | REV. COMB., AC3, 5.5KW/ 400V AC230V, 50/60HZ, 3-POLE, SZ S00 SCREW TERMINAL ELECTR. AND MECH. I | 96.49
3RA2318-8XE30-2BB4 | REV. COMB. FOR 3RA27, AC3, 7.5KW/400V, DC24V 3-POLE, SZ S00 SPRING-LOADED TERMINAL ELECTR. AND | 170.88
3RA2220-1FH24-0AP0 | LOAD FEEDER FUSE SW. REVERSING OPERATION, AC 400V, MDL. S0, 3.5. . .5A, AC 230V SPRING-LOADED TER | 251.95
3RA2220-1HF24-0AP0 | LOAD FEEDER FUSE SW. REVERSING OPERATION, AC 400V, MDL. S0, 5.5. . .8A, AC 230V SPRING-LOADED TER | 218.4
3RM1101-1AA04 | MOTOR STARTER 3RM1 SIRIUS DIRECT STARTER SAFETY 500 V; 0,1 - 0,5 A; 24 V DC SCREW-TYPE CONNECTIO | 185.49
3NE1221-4 | PV-FUSE-LINK 100A 1000V D.C. GPV SIZE 1 FOR PHOTOVOLTAIC-APPLICATIONS | 109.49
3RR2242-2FA30 | MONITORING RELAY ATTACHABLE TO CONTACTOR 3RT2. SIZE S0 STANDARD, DIGITAL ADJUSTABLE APPARENT/ACTI | 188.01
3RA2921-1A | LINK MODULE, SCREW ELECTRICAL AND MECHANICAL, FOR 3RV2.21 AND 3RT2.2., AC OPERATION (MULTI-UNIT | 5.7
3RA2921-2GA00 | LINK MODULE, ELECTRICAL AND MECHANICAL, FOR 3RV2021 AND 3RW3.2, 3RW402 SPRING-LOADED TERMINALS | 13.4
3RA2926-1A | SAFETY MAIN CURRENT CONNECTOR FOR SERIES CONNECTION OF TWO 3RT202. CONTACTORS, SIZE S0 SCREW TERM | 11.31
3RA2933-2BB2 | WIRING KIT, SPRING-TYPE, ELECTRICAL AND MECHANICAL, INCL. MECH. INTERLOCK, F. STAR-DELTA (WYE-D.) | 46.72
3RM1101-2AA04 | MOTOR STARTER SIRIUS 3RM1 DIRECT STARTER SAFETY 500 V; 0,1 - 0,5 A; 24 V DC PUSH-IN TYPE CONNECT | 185.49
3RM1202-2AA04 | MOTOR STARTER SIRIUS 3RM1 REVERSING STARTER 500 V; 0,4-2,0 A; 24 V DC PUSH-IN CONNECTION SYSTEM | 175.36
3RM1301-3AA04 | MOTORSTARTER SIRIUS 3RM1 REVERSING STARTER SAFETY 500 V; 0.1-0.5 A; 24 V DC CONTROL CIRCUIT PUSH | 200.04
3RA2120-4BA27-0AP0 | LOAD FEEDER FUSELESS DIRECT START, AC 400V, SZ S0, 14. . .20A, AC 230V SCREW CONNECTION FOR RAIL | 196.88
3RH2122-1AV00 | CONTACTOR RELAY, 2NO+2NC, AC 400V, 50/60 HZ, SIZE S00, SCREW TERMINAL | 32.33
3RA2120-4DD27-0AP0 | LOAD FEEDER FUSELESS DIRECT START, AC 400V, SZ S0, 20. . .25A, AC 230V SCREW CONNECTION FOR BUSB | 256.37
3RA2120-1FA24-0BB4 | LOAD FEEDER FUSELESS DIRECT START, AC 400V, SZ S0, 3.5. . .5A, DC 24V SCREW CONNECTION FOR RAIL- | 161.42
3RA2435-8XF32-1AG2 | STAR-DELTA (WYE-D.) COMBINATION AC3:37KW/400V 110V AC 50/60HZ SIZE S2, SCREW CONNECTION ELECTR. | 566.54
3RA2436-8XF32-1NB3 | STAR-DELTA (WYE-D.) COMBINATION AC3:45KW/400V 20-33V AC/DC SIZE S2, SCREW CONNECTION ELECTR. AND | 760.65
3RK1395-6KS41-3AD5-ZE09 | SIRIUS MOTOR STARTER M200D TECHNOLOGY MODULE REVERSING STARTER MECHANICAL SWITCHING 3 400V AC/0, | 1374.61
3LD2565-2TD53-0AE2 | MAIN A. EMERGENCY OFF SWITCH 3P IU=63, P/AC-23A AT 400V=22KW RED ACTUATOR WITH SPECIAL CHARACTERI | 218.01
3RH2911-2FA04 | AUX.SWITCH BLOCK,FRONT,4NC, CURR.PATH: 1NC, 1NC, 1NC, 1NC, F. CONT. RELAYS A. MOTOR CONT., 3RT2 | 11.81
3RA2210-0DH15-2BB4 | FUSELESS LOAD FEEDER REVERSING OPERATION, 400 V AC, SZ S00 0.22 TO 0.32 A 3 KW, 24 V DC SPRING- | 210.8
3RA2210-0FS15-2BB4 | FUSELESS LOAD FEEDER REVERSING OPERATION, 400 V AC, SZ. S00 0.35...0.50 A 3 KW, 24 V DC SPRING- | 210.8
3RH2911-2HA30 | AUX.SWITCH BLOCK,FRONT,3NO, CURR.PATH: 1NO, 1NO, 1NO, F. CONT. RELAYS A. MOTOR CONT., 3RT2 SPRIN | 9.59
3RA2712-2BA00 | FUNCTION MODULE FOR AS-I, REVERSING START, SPRING-LOADED CONNECTION, MOUNTED ON CONTACTORS 3RT2 | 123.19
3RH2911-1HA02 | AUX.SWITCH BLOCK,FRONT,2NC, CURR.PATH: 1NC, 1NC, F. CONT. RELAYS A. MOTOR CONT., 3RT2 SCREW TERM | 7.05
3RH2911-1HA20-ZX95 | AUX. SWITCH BLOCK , 2NO COND. PATHS: 1NO, 1NO, F. CONT. RELAYS A. MOTOR CONT. 3RT2 SCREW TERMINA | 7.84
3RA2435-8XF32-1AL2 | STAR-DELTA (WYE-D.) COMBINATION AC3:37KW/400V 230V AC 50/60 HZ SIZE S2, SCREW CONNECTION ELECTR. | 566.54
3RA2437-8XE32-1NB3 | ST.-D. (WYE-D.) COM. W I/O-LINK AC3:55KW/400V 20-33V AC/DC SIZE S2, SCREW CONNECTION ELECTR. AND | 987.72
3RA2911-2AA00 | LINK MODULE, ELECTRICAL AND MECHANICAL, FOR 3RV2011 AND 3RT201., SPRING-LOADED TERMINALS | 5.4
3RA2317-8XB30-1BB4 | REV. COMB., AC3, 5.5KW/ 400V DC24V 3-POLE, SZ S00 SCREW TERMINAL ELECTR. AND MECH. INTERLOCK | 106.15
3RA2318-8XB30-2BW4 | REV. COMB., AC3, 7.5KW/ 400V DC48V 3-POLE, SZ S00 SPRING-LOADED TERMINAL ELECTR. AND MECH. INTE | 163.49
3RP2574-1NW30 | TIME RELAY, ELECTRONIC, WITH STAR-DELTA FUNCTION, 1 CONTACTOR DELAYED, 1 CONTACTOR NON-DELAYED, | 67.1
3RR2241-2FA30 | MONITORING RELAY ATTACHABLE TO CONTACTOR 3RT2. SIZE S00 STANDARD, DIGITAL ADJUSTABLE APPARENT/ACT | 170.28
3RA2934-2B | MECHANICAL INTERLOCK, ATTACHABLE ON THE SIDE FOR CONTACTORS S2 | 7.91
3RA2814-2FW10 | SOLID-STATE TIME-DELAY AUXILIARY SWITCH, OFF-DELAY WITH AUXILIARY VOLTAGE RELAY 1 NC + 1 NO 24. | 94.79
3RA2120-1FH24-0AP0 | LOAD FEEDER FUSE SW. DIRECT STARTING, AC 400V, MDL. S0, 3.5. . .5A, AC 230V SPRING-LOADED TERMINA | 163.96
3RA2120-1GD24-0BB4 | LOAD FEEDER FUSELESS DIRECT START, AC 400V, SZ S0, 4.5. . .6.3A, DC 24V SCREW CONNECTION FOR BUS | 200.04
3KD4032-0PE10-0 | SWITCH-DISCONNECTOR 315A, FRAME SIZE 3, 3-POLE FRONT OPERATING LEFT COMPLETE ASSEMBLY WITH DIREC | 312.82
3KD4632-0QE10-0 | SWITCH-DISCONNECTOR 630A, FRAME SIZE 4, 3-POLE FRONT OPERATING LEFT COMPLETE ASSEMBLY WITH DIREC | 649.34
3LD2130-2TY13-0AC1 | EMERGENCY MAIN CONTROL SWITCH IU=25 A BASE MOUNTING FOUR-HOLE MOUNTING SPECIAL VERSION | 75.25
3RA2921-2F | HYBRID LINK MODULE ELECTRICAL AND MECHANICAL FOR 3RV2.2 SCREW TERMINALS AND 3RT2.2 SPRING-LOADED | 7
3RA2923-1BB1 | WIRING KIT, SCREW ELECTRICAL AND MECHANICAL, COMPL. FOR LOAD FEEDERS, FUSELESS, SIZE S0, FOR STA | 49.17
3RA2923-3EA2 | WIRING MODULE FOR CONTACTOR ASSEMBLY S0 WITHOUT SPACE BETWEEN CONTACTORS | 7.05
3RA2932-1CA00 | MOUNTING RAIL ADAPTER, SIZE S2, FOR MECHANICAL MOUNTING OF CIRCUIT BREAKERS + SOFT ST. 3RV2 AND | 20.21
3RA2120-1KA24-0FB4 | FUSELESS LOAD FEEDER DIRECT START, 400V AC, SIZE S0, 9...12.5A, 5.5KW, 24 V DC WITH DIODE COMBIN | 188.65
3RA2120-4BD26-0AP0 | LOAD FEEDER FUSELESS DIRECT START, AC 400V, SZ S0, 14. . .20A, AC 230V SCREW TERMINAL FOR BUSBAR | 205.1
3RK1395-6LS71-3AD5-ZE09 | SIRIUS MOTOR STARTER M200D TECHNOLOGY MODULE REVERSING STARTER ELECTRONICAL SWITCHING 3 400V AC/ | 1578.37
3RA2327-8XB30-1AP6 | REV. COMB., AC3, 15KW/400V AC220V 50HZ/240V 60HZ 3-POLE, SZ S0 SCREW TERMINAL ELECTR. AND MECH. | 215.7
3RH2122-1AL00 | CONTACTOR RELAY, 2NO+2NC, AC125/127V 50/60HZ SIZE S00, SCREW TERMINAL | 32.33
3RH2122-1KF40 | COUPLING CONTACTOR RELAY, 2NO+2NC, DC 110V, 0.7..1.25*US, W/ INTEGRATED SUPPRESSOR DIODE, SIZE S0 | 38.35
3RA2337-8XB30-1NB3 | REVERSING COMB., AC3:30KW/400V, 20-33V AC/DC, 3-POLE, SIZE S2 SCREW TERMINAL ELECTR. AND MECH. I | 613.1
3RA2415-8XE31-1BB4 | STAR-DELTA COMB. WITH I/O-LINK AC3, 5,5KW/400V DC24V, 3-POLE SZ S00, SCREW TERMINAL ELECTR. AND | 329.26
3RA2417-8XH31-1BB4 | STAR-DELTA COMB. WITH ASI AC3, 11KW/400V DC24V, 3-POLE SZ S00, SCREW TERMINAL ELECTR. AND MECH. | 424.62
3KD3432-2NE10-0 | SWITCH-DISCONNECTOR 160A, FRAME SIZE 2, 3-POLE FRONT OPERATING LEFT COMPLETE ASSEMBLY WITH DIREC | 166.72
3KD4644-0QE40-0 | SWITCH-DISCONNECTOR 630A, FRAME SIZE 4, 4-POLE SIDE OPERATING RIGHT BASIC UNIT WITHOUT HANDLE F | 761.75
3KD4630-0QE20-0 | SWITCH-DISCONNECTOR 630A, FRAME SIZE 4, 3-POLE FRONT OPERATING CENTER BASIC UNIT WITHOUT HANDLE | 606.28
3RK1901-1DE12-1AA0 | AS-I DATA DECOUPL 1 X 4A SCREW AS-INTERFACE SINGLE DATA DECOUPLING UNIT, IP20, SLIMLINE S22.5 SC | 187.97
3RK1902-1DA00 | M12 SOCKET FOR PROFIBUS ANGLED, 5-POLE, B CODING SCREW CONNECTION NO TERMINATING RESISTOR INTEGR | 51.51
3RK1902-1NC10 | BUS CABLE, FOR PROFIBUS PREASSEMBLED BOTH SIDES 2 X M12 ANGLED 5-CORE, SHIELDED LENGTH 10M, B CO | 107.58
3RT1956-1CC02 | SURGE SUPPRESSOR./RC ELEMENT FOR CONTACTORS WITH SPRING-LOADED CONNECTION SIZE S6/S10/S12 FOR US | 25.93
3RA2324-8XB30-2AL2 | REV. COMB., AC3, 5.5KW/ 400V AC230V, 50/60HZ, 3-POLE, SZ S0 SPRING-LOADED TERMINAL ELECTR. AND | 111.86
3RA2325-8XB30-1AG2 | REV. COMB., AC3, 7.5KW/ 400V AC110V, 50/60HZ, 3-POLE, SZ S0 SCREW TERMINAL ELECTR. AND MECH. IN | 135.12
3RA2338-8XB30-1AG2 | REVERSING COMB., AC3:37KW/400V, 110V AC 50/60HZ, 3-POLE, SIZE S2 SCREW CONNECTION ELECTR. AND ME | 464.94
3RA2338-8XB30-1AK6 | REVERSING COMB., AC3:37KW/400V, 110V AC 50HZ/120V 60HZ, 3-POLE, SIZE S2 SCREW CONNECTION ELECTR. | 464.94
3RA2338-8XB30-1NB3 | REVERSING COMB., AC3:37KW/400V, 20-33V AC/DC, 3-POLE, SIZE S2 SCREW TERMINAL ELECTR. AND MECH. I | 641.45
3RA2415-8XF31-1AF0 | STAR-DELTA COMB. AC3, 5,5KW/400V AC110V, 50/60HZ, 3-POLE SZ S00, SCREW TERMINAL ELECTR. AND MECH | 250.35
3RT2017-1AQ01 | CONTACTOR, AC-3, 5.5KW/400V, 1NO, AC 380V, 50/60 HZ, 3-POLE, SZ S00 SCREW TERMINAL | 35.3
3RT2017-1AQ02 | CONTACTOR, AC-3, 5.5KW/400V, 1NC, AC 380V, 50/60 HZ, 3-POLE, SZ S00 SCREW TERMINAL | 35.3
3RT2017-1AT62 | CONTACTOR, AC-3, 5.5KW/400V, 1NC, AC 600V 60HZ 3-POLE, SZ S00 SCREW TERMINAL | 35.3
3RT2017-1BA41 | CONTACTOR, AC-3, 5.5KW/400V, 1NO, DC 12V, 3-POLE, SZ S00 SCREW TERMINAL | 41.64
3RT2017-1BB42 | CONTACTOR, AC-3, 5.5KW/400V, 1NC, DC 24V, 3-POLE, SZ S00 SCREW TERMINAL . | 37.58
4EP4180-0DB00 | OUTPUT CHOKE; PHASES:3; UN1(V):400; ITHMAX 1(A) / F1(HZ):42 /50; F TAKT(KHZ):7; I LN (A):37,8; LN | 2338.86
3RA2115-0FA16-2BB4 | LOAD FEEDER FUSELESS DIRECT START,AC 400V, SZ. S00, 0.35...0.5A, 4KW, 24 V DC SCREW CONNECTION | 120.27
3RT2015-1AB02-1AA0 | CONTACTOR, AC-3, 3KW/400V, 1NC, AC 24V, 50/60 HZ, 3-POLE, SZ S00 SCREW TERMINAL UPRIGHT MOUNTING | 27.16
3RT2015-1AH02 | CONTACTOR, AC-3, 3KW/400V, 1NC, AC 48V, 50/60 HZ, 3-POLE, SZ S00 SCREW TERMINAL | 24.75
3KD9103-5 | ACCESSORY FOR 3KD SIZE 1 AND 2 AUXILIARY SWITCH MODULE FOR MAX TWO AUXILIARY SWITCHES FOR 3KD FRA | 11.75
3NE1436-4E | PV-FUSE-LINK 630A 1000V D.C. GPV SIZE 3L FOR PHOTOVOLTAIC-APPLICATIONS | 315.45
3RT2017-2AP04 | CONTACTOR, AC-3, 5.5KW/400V, 2NO+2NC, AC 230V, 50/60 HZ, 3-POLE, SZ S00 SPRING-LOADED TERMINAL R | 46.61
3RH2911-2HA10 | AUX.SWITCH BLOCK,FRONT,1NO, CURR.PATH: 1NO, F. CONT. RELAYS A. MOTOR CONT., 3RT2 SPRING-LOADED T | 5.59
3RH2911-2HA22 | AUX.SWITCH BLOCK,FRONT,2NO+2NC, CURR.PATH: 1NC, 1NC, 1NO, 1NO, F. CONT. RELAYS A. MOTOR CONT., 3R | 11.81
3RH2911-2HA22-ZX95 | AUX.SWITCH BLOCK,FRONT,2NO+2NC, CURR.PATH: 1NC, 1NC, 1NO, 1NO, F. CONT. RELAYS A. MOTOR CONT., 3R | 13.16
3LD2215-0TK53 | EMERG. STOP SWITCH 3-POLE IU=32, P/AC-23A AT 400V=11.5KW FLOOR MOUNTING DIN RAIL/TWO-HOLE MOUNTIN | 78.07
3RA2110-1JS16-1BB4 | FUSELESS LOAD FEEDER DIRECT START, 400 V AC, SZ. S00 7.00...10.0 A 4 KW, 24 V DC SPRING-LOADED | 162.05
3RA2110-1KA17-1BB4 | LOAD FEEDER FUSELESS DIRECT START, AC 400V, SZ S00 9. . .12.5A, DC 24V SCREW CONNECTION FOR RAIL | 131.66
3RA2110-1KH17-1AP0 | LOAD FEEDER FUSELESS DIRECT START, AC 400V, SZ S00 9. . .12.5A, AC 230V SPRING-LOADED CONNECTION | 163.32
3RT2015-2BB41-0CC0 | CONTACTOR, AC-3, 3KW/400V, 1NO, DC 24V, COM. CAPABILITY 3-POLE, SZ S00 SPRING-LOADED TERMINAL | 32.75
3RA2815-1AW10 | SOLID-STATE TIME-DELAY AUXILIARY SWITCH, OFF-DELAY WITHOUT AUXILIARY VOLTAGE RELAY 1 CO CONTACT | 64.16
3RA2911-2GA00 | LINK MODULE, ELECTRICAL AND MECHANICAL, FOR 3RV2011 AND 3RW3.1, SPRING-LOADED TERMINALS | 12.85
3RA2924-2BB1 | WIRING KIT, SCREW ELECTRICAL AND MECHANICAL, INCL. MECH. INTERLOCK, FOR WYE-DELTA STARTER, SIZE S | 38.62
3RA2816-0EW20 | FUNCTION MODULE STAR-DELTA COMPRISING A BASIC MODULE AND 2 COUPLING MODULES WITH INTEGRATED CONN | 115.83
3RA2910-0 | SEALABLE COVER FOR SOLID-STATE TWO-WIRE RELAY AND SOLID-STATE TIME-DELAY AUXILIARY SWITCH BLOCKS | 3.97
3RA2923-1EB1 | WIRING KIT, SCREW ELECTRICAL AND MECHANICAL, COMPL. FOR LOAD FEEDERS, FUSELESS, FOR CIRCUIT BREA | 67
3KD9103-1 | ACCESSORY FOR 3KD SIZE 1 AND 2 AUXILIARY SWITCH, 1 CHANGE OVER WITH 50CM CONNECTING CABLES | 6.84
3KD9304-1 | ACCESSORY FOR 3KD FRAME SIZE 3 CABLE CONNECTION COVER SHORT VERSION CONTAINS 1 PC | 6.24
3KD9305-0 | ACCESSORY FOR 3KD FRAME SIZE 3 4TH CONTACT ELEMENT, SWITCHABLE FLAT TERMINAL | 78.05
3RT2017-1AF01 | CONTACTOR, AC-3, 5.5KW/400V, 1NO, AC110V, 50/60 HZ, 3-POLE, SZ S00 SCREW TERMINAL | 32.64
3RT2017-1AN62 | CONTACTOR, AC-3, 5.5KW/400V, 1NC, AC 200V 50HZ, 200...220V 60HZ 3-POLE, SZ S00 SCREW TERMINAL | 35.3
3RT2017-1BF41 | CONTACTOR, AC-3, 5.5KW/400V, 1NO, DC 110V 3-POLE, SZ S00 SCREW TERMINAL | 37.58
3RT2017-1FB44-3MA0 | CONTACTOR, AC-3, 5.5KW/400V, 2NO+2NC, DC 24V, W. INTEGRATED DIODE 3-POLE, SZ S00 SCREW TERMINAL | 59.06
3RT2017-2AP02-1AA0 | CONTACTOR, AC-3, 5.5KW/400V, 1NC, AC 230V, 50/60 HZ, 3-POLE, SZ S00 SPRING-LOADED TERMINAL UPRIG | 35.14
3RT2017-2BB42 | CONTACTOR, AC-3, 5.5KW/400V, 1NC, DC 24V, 3-POLE, SZ S00 SPRING-LOADED TERMINAL . | 37.58
3RA2120-4BE27-0BB4 | LOAD FEEDER FUSELESS DIRECT START, AC 400V, SZ S0, 14. . .20A, DC 24V SPRING-LOADED CONNECTION F | 249.42
3RA2120-4DA27-0AP0 | LOAD FEEDER FUSELESS DIRECT START, AC 400V, SZ S0, 20. . .25A, AC 230V SCREW CONNECTION FOR RAIL | 213.96
3RK3923-2AC00 | STARTER PACKAGE FOR MODULAR SAFETY SYSTEM 3RK3 CONTENT: CENTRAL MODUL MSS ASISAFE BASIC TERMINAL | 2181.02
3KD2230-2ME20-0 | SWITCH-DISCONNECTOR 32A, FRAME SIZE 1, 3-POLE FRONT OPERATING CENTER BASIC UNIT WITHOUT HANDLE | 59.32
3KD2830-0NE10-0 | SWITCH-DISCONNECTOR 80A, FRAME SIZE 2, 3-POLE FRONT OPERATING LEFT BASIC UNIT WITHOUT HANDLE FL | 69.93
3KD3242-2NE10-0 | SWITCH-DISCONNECTOR 125A, FRAME SIZE 2, 4-POLE FRONT OPERATING LEFT COMPLETE ASSEMBLY WITH DIREC | 192.94
3KD3640-0PE10-0 | SWITCH-DISCONNECTOR 200A, FRAME SIZE 3, 4-POLE FRONT OPERATING LEFT BASIC UNIT WITHOUT HANDLE F | 232.89
4EP4000-4US00 | OUTPUT CHOKE; PHASES:3; UN1(V):460; ITHMAX 1(A) / F1(HZ):25,5 /120; F TAKT(KHZ):3; I LN (A):23; | 1020.2
3RK1902-2NB50 | BUS CABLE FOR PROFINET PREASSEMBLED BOTH SIDES 4 CORE, SHIELDED PREASSEMBLED WITH 2X M12 D CODED | 88.75
3RH2911-2XA22-0MA0 | AUX.SWITCH BLOCK,FRONT,2NO+2NC, CURR.PATH: 1NO, 1NC, 1NC, 1NO, F. CONT. RELAYS A. MOTOR CONT., 3R | 11.81
3RH2911-4HA20 | AUX.SWITCH BLOCK,FRONT,2NO, CURR.PATH: 1NO, 1NO, F. CONT. RELAYS A. MOTOR CONT., 3RT2 RING CABLE | 8.41
3LD2130-2EQ13-0AC1 | MAIN/EMERG. STOP SWITCH 3-POLE IU=25, P/AC-23A AT 400V=9.5KW FLOOR MOUNTING KNOB RED/YELLOW (EMER | 70.29
3RA2110-1EA15-1AP0 | LOAD FEEDER FUSELESS DIRECT START, AC 400V, SZ S00 2.8. . .4A, AC 230V SCREW CONNECTION FOR RAIL | 107.61
3KD1642-2ME10-0 | SWITCH-DISCONNECTOR 16A, FRAME SIZE 1, 4-POLE FRONT OPERATING LEFT COMPLETE ASSEMBLY WITH DIRECT | 80.55
3KD2842-2NE10-0 | SWITCH-DISCONNECTOR 80A, FRAME SIZE 2, 4-POLE FRONT OPERATING LEFT COMPLETE ASSEMBLY WITH DIRECT | 127.39
3RH2140-2AV00 | CONTACTOR RELAY, 4NO, AC 400V, 50/60 HZ, SZ S00, SPRING-LOADED TERMINAL | 32.33
3RH2140-2BB40-ZX95 | CONTACTOR RELAY, 4NO, DC 24V, SZ S00, SPRING-LOADED TERMINAL, REUSABLE PACKAGE = 120 UNITS PACKA | 34.94
3RT2015-2BF48-3MA4 | CONTACTOR, AC-3, 3KW/400V, 1NC, DC 110V 3-POLE, SZ S00 SPRING-LOADED TERMINAL PERMANENT AUXILIAR | 45.98
3RT2015-2BW42 | CONTACTOR, AC-3, 3KW/400V, 1NC, DC 48V, 3-POLE, SZ S00 SPRING-LOADED TERMINAL | 28.98
3RT2015-2EP01 | CONTACTOR, AC-3, 3KW/400V, 1NO, AC 230V, 50/60 HZ, 3-POLE, SZ S00 SPRING-LOADED TERMINAL . | 35.8
3NC3336-1U | SITOR-FUSE-LINK FOR SEMICONDUCTOR PROTECTION 630A AR 1000V A.C. MBC=6XIN SIZE 3 WITH SLOTTED CON | 238.24
3NC3337-1U | SITOR-FUSE-LINK FOR SEMICONDUCTOR PROTECTION 710A AR 1000V A.C. MBC=6XIN SIZE 3 WITH SLOTTED CON | 238.24
3NC3338-6U | SITOR-FUSE-LINK FOR SEMICONDUCTOR PROTECTION 800A AR 1000V A.C. MBC=6XIN SIZE 3 WITH FLUSH-END C | 261.93
3RT2015-1AN24-3MA0 | CONTACTOR, AC-3, 3KW/400V, 2NO+2NC, AC 220V, 50/60 HZ, 3-POLE, SZ S00 SCREW TERMINAL PERMANENT A | 40.61
3RA2210-4AD18-2AP0 | LOAD FEEDER FUSELESS REVERSING DUTY, AC 400V, SZ S00, 11. . .16A, AC 230V SCREW CONNECTION FOR B | 263.98
3RA2210-4AD18-2BB4 | LOAD FEEDER FUSELESS REVERSING DUTY, AC 400V, SZ S00, 11. . .16A, DC 24V SCREW CONNECTION FOR BU | 329.81
3RH2122-1KG40-0LA4 | CONTACTOR RELAY FOR RAILWAY, 2NO+1NC, DC 125V, 0.7..1.25*US, W/ INTEGRATED SUPPRESSOR DIODE, SIZE | 65.41
3RA2115-1AA16-2BB4 | LOAD FEEDER FUSELESS DIRECT START,AC 400V, SZ. S00, 1.1...1.6A, 4KW, 24 V DC SCREW CONNECTION F | 127.24
3RT2015-1AB01-ZW97 | CONTACTOR, AC-3, 3KW/400V, 1NO, AC 24V, 50/60 HZ, 3-POLE, SZ S00 SCREW TERMINAL MULTI-UNIT PACKA | 27.6
3RA2711-2CA00 | FUNCTION MODULE FOR IO-LINK, STAR-DELTA START, SPRING-LOADED CONNECTION, MOUNTED ON CONTACTORS 3R | 174.87
3RA2811-1CW10 | SOLID-STATE TIME RELAY ON-DELAY WITH SEMICONDUCTOR OUTPUT 24...240V AC/DC, TIME RANGE 0.05...100 | 47.18
3RH2131-1AP00 | CONTACTOR RELAY, 3NO+1NC, AC 230V, 50/60 HZ, SIZE S00, SCREW TERMINAL | 29.43
3RH2131-1AU00 | CONTACTOR RELAY, 3NO+1NC, AC 240V, 50/60 HZ, SIZE S00, SCREW TERMINAL | 29.43
3RH2131-1BW40 | CONTACTOR RELAY, 3NO+1NC, DC 48V, SIZE S00, SCREW TERMINAL | 34.05
3RH2131-1MB40-0KT0 | COUPLING CONTACTOR RELAY, 3NO+1NC, DC 24V, 0.85..1.85*US, SIZE S00, SCREW TERMINAL | 34.05
3RA2423-8XF32-1BB4 | STAR-DELTA COMB. AC3, 11KW/400V DC24V, 3-POLE SZ S0, SCREW TERMINAL ELECTR. AND MECH. INTERLOCK | 406.45
3RA2425-8XH32-2BB4 | STAR-DELTA COMB. WITH ASI AC3, 15/18.5KW/400V DC24V, 3-POLE SZ S0, SPRING-LOADED TERMINAL ELECTR | 551.77
3RA2426-8XF32-1AG2 | STAR-DELTA COMB. AC3, 22KW/400V AC110V, 50/60HZ, 3-POLE SZ S0, SCREW TERMINAL ELECTR. AND MECH. | 439.4
3RR2141-1AW30 | MONITORING RELAY ATTACHABLE TO CONTACTOR 3RT2. SIZE S00 BASIC, ANALOG ADJUSTABLE APPARENT CURRENT | 94.96
3RH2431-1AP60 | CONTACTOR RELAY LATCHED, 3NO+1NC, AC 220/240V, 50/60HZ, SIZE S00, SCREW TERMINAL | 101.23
3RH2431-1BF40 | CONT. RELAY LATCHED, 3NO+1NC, 110V DC SIZE S00, SCREW TERMINAL | 106.14
3RK4324-3PR54-0BC0 | SIRIUS MCU MOTOR STARTER ENC. DEG. O. PROT.IP54 PLASTIC COMMUNICATION AS-INTERFACE ELECTROMECHAN | 1150.48
3RK1105-1BE04-1CA0 | ASISAFE BASIC SAFETY MONITOR 2 F-RO, 2 ENABLING CIRCUITS, IP20, WITH SCREW-TYPE TERMINALS (REMOV | 1377.49
3RK1395-6LS41-3AD5-ZE09 | SIRIUS MOTOR STARTER M200D TECHNOLOGY MODULE REVERSING STARTER MECHANICAL SWITCHING 3 400V AC/5, | 1417.67
3RA6880-3AB | 2 TERMINAL COVERS FOR 3-PHASE INFEED 50/70 MM2 3RA6813-8AB/AC | 28.13
3RH2353-1CF00-0KA0 | CONTACTOR RELAY, 5NO+3NC, 110V AC, 50/60 HZ, SCREW TERMINAL, SIZE S00 2 NO + 2 NC BASIC UNIT /DI | 58.28
3RH2362-2AF00 | CONTACTOR RELAY, 6NO+2NC, AC 110V, 50/60 HZ, SZ S00, SPRING-LOADED TERMINAL, REMOVABLE AUX. SWITC | 48.44
3RA2210-4AE18-2AP0 | LOAD FEEDER FUSELESS REVERSING DUTY, AC 400V, SZ S00, 11. . .16A, AC 230V SPRING-LOADED CONNECTIO | 207.01
3LD2748-0TK53 | MAIN/EMERG. STOP SWITCH 3-POLE IU=100, P/AC-23A AT 400V=37KW FLOOR MOUNTING DIN RAIL/TWO-HOLE MOU | 148.89
3LD2515-0TK53 | EMER. STOP SWITCH 3-POLE IU=63, P/AC-23A W. 400V=22KW FLOOR FIXING TOP-HAT RAILS/TWO-HOLE FIXING | 99.27
3LD2565-2TD51-0AE2 | MAIN SWITCH 3-POLE IU=63, P/AC-23A AT 400V=22KW RED ACTUATOR WITH SPECIAL CHARACTERISTICS | 218.01
3RH2911-2GA31-ZX95 | AUX.SWITCH BLOCK,FRONT,3NO+1NC, CURR.PATH: 1NO, 1NC, 1NO, 1NO, FOR CONTACTOR RELAYS, SZ S00, SPR | 13.16
3RH2911-2HA11 | AUX.SWITCH BLOCK,FRONT,1NO+1NC, CURR.PATH: 1NC, 1NO, F. CONT. RELAYS A. MOTOR CONT., 3RT2 SPRING | 7.05
3RH2911-2HA20-ZW97 | AUX.SWITCH BLOCK,FRONT,2NO, CURR.PATH: 1NO, 1NO, F. CONT. RELAYS A. MOTOR CONT., 3RT2 SPRING-LOA | 7.84
3RA2933-2C | WIRING KIT ELECTRICAL AND MECHANICAL, INCL. MECH. INTERLOCK, F. STAR-DELTA (WYE-D.) S2/S2/S0 | 46.72
3KD9108-6 | ACCESSORY FOR 3KD FRAME SIZE 2 PHASE BARRIER CONTAINS 6 PC | 21.65
3KD9108-8 | ACCESSORY FOR 3KD FRAME SIZE 2 PHASE BARRIER CONTAINS 8 PC | 28.85
3KD9205-0 | ACCESSORY FOR 3KD FRAME SIZE 2 4TH CONTACT ELEMENT, SWITCHABLE FLAT TERMINAL | 31.49
3RT2017-1AP01-ZW97 | CONTACTOR, AC-3, 5.5KW/400V, 1NO, AC 230V, 50/60 HZ, 3-POLE, SZ S00 SCREW TERMINAL MULTIUNIT PAC | 36.4
3RT2017-1AP61 | CONTACTOR, AC-3, 5.5KW/400V, 1NO, AC 220V 50HZ 240V 60 HZ, 3-POLE, SZ S00 SCREW TERMINAL | 32.64
3RT2017-1AV02 | CONTACTOR, AC-3, 5.5KW/400V, 1NC, AC 400V, 50/60 HZ, 3-POLE, SZ S00 SCREW TERMINAL | 35.3
3RT2017-1AV62 | CONTACTOR, AC-3, 5.5KW/400V, 1NC, AC 480V 60HZ 3-POLE, SZ S00 SCREW TERMINAL | 35.3
3RK1395-6LS71-3AD3-ZE07 | SIRIUS MOTOR STARTER M200D TECHNOLOGY MODULE REVERSING STARTER ELECTRONICAL SWITCHING 3 400V AC/ | 1363.13
3RK1400-0CE00-0TB3 | AS INTERFACE MODULE, 4 I/4 O, WITH SCREW CONNECTION, 4 X 1 INPUT, PNP 4 X OUTPUTS 45 MA, 24 V DC | 210.93
3RA2120-1GH24-0BB4 | LOAD FEEDER FUSE SW. DIRECT STARTING, AC 400V, MDL. S0, 4.5. . .6.3A, DC 24V SPRING-LOADED TERMIN | 205.1
3RA2120-4AA26-0AP0 | LOAD FEEDER FUSELESS DIRECT START, AC 400V, SZ S0, 11. . .16A, AC 230V SCREW CONNECTION FOR RAIL | 161.42
3RA2120-4AH26-0AP0 | LOAD FEEDER FUSELESS DIRECT START, AC 400V, SZ S0, 11. . .16A, AC 230V SPRING-LOADED CONNECTION | 206.38
3KD2840-0NE10-0 | SWITCH-DISCONNECTOR 80A, FRAME SIZE 2, 4-POLE FRONT OPERATING LEFT BASIC UNIT WITHOUT HANDLE FL | 86.79
3KD3030-2NE10-0 | SWITCH-DISCONNECTOR 100A, FRAME SIZE 2, 3-POLE FRONT OPERATING LEFT BASIC UNIT WITHOUT HANDLE B | 106.15
3KD3240-2NE10-0 | SWITCH-DISCONNECTOR 125A, FRAME SIZE 2, 4-POLE FRONT OPERATING LEFT BASIC UNIT WITHOUT HANDLE B | 162.96
3KD3242-0NE10-0 | SWITCH-DISCONNECTOR 125A, FRAME SIZE 2, 4-POLE FRONT OPERATING LEFT COMPLETE ASSEMBLY WITH DIREC | 177.95
3RK1901-1DG12-1AA0 | AS-I DATA DECOUPL 1 X 4A SPRING AS-INTERFACE SINGLE DATA DECOUPLING UNIT, IP20, SLIMLINE S22.5 S | 192.28
3RK1901-3MA00 | 5-POLE SCREW TERMINAL FOR AS-I MASTER CM 1243-2 AND AS-I DATA DECOUPLING UNIT DCM 1271 | 16.35
3RH2911-4NF02 | SOLID-STATE COMP. AUX. SW BL.FR 2NC, CURR.PATH: 1NC, 1NC, F. CONT. RELAYS A. MOTOR CONT., 3RT2 R | 32.22
3RH2916-1FA22 | AUX.SWITCH BLOCK,FRONT,2NO+2NC, CURR.PATH: 1NO, 1NC, 1NC, 1NO, F. CONT. RELAYS A. MOTOR CONT., 3R | 13
3RH2921-1DA02 | LATERAL AUX.SWITCH BLOCK,SIDE, 2NC, CURR.PATH: 1NC, 1NC, FOR MOTOR CONTACTORS, SZ S0 AND S2 SCRE | 10.63
3KD5244-0RE40-0 | SWITCH-DISCONNECTOR 1250A, FRAME SIZE 5, 4-POLE SIDE OPERATING RIGHT BASIC UNIT WITHOUT HANDLE | 2472.57
3KD5432-0RE10-0 | SWITCH-DISCONNECTOR 1600A, FRAME SIZE 5, 3-POLE FRONT OPERATING LEFT COMPLETE ASSEMBLY WITH DIRE | 2491.32
3KD5440-0RE20-0 | SWITCH-DISCONNECTOR 1600A, FRAME SIZE 5, 4-POLE FRONT OPERATING CENTER BASIC UNIT WITHOUT HANDLE | 3028.28
3KD9101-0 | ACCESSORY FOR 3KD FRAME SIZE 1 DIRECT HANDLE GREY FLAT VERSION LOCKABLE IN OFF WITH ONE PADLOCK | 14.88
3KD1640-2ME10-0 | SWITCH-DISCONNECTOR 16A, FRAME SIZE 1, 4-POLE FRONT OPERATING LEFT BASIC UNIT WITHOUT HANDLE BO | 64.31
3RA2115-1BA16-2BB4 | LOAD FEEDER FUSELESS DIRECT START,AC 400V, SZ. S00, 1.4...2A, 4KW, 24 V DC SCREW CONNECTION FO | 130.4
3RA2115-1CA16-2BB4 | LOAD FEEDER FUSELESS DIRECT START,AC 400V, SZ. S00, 1.8...2.5A, 4KW, 24 V DC SCREW CONNECTION F | 130.4
3RA2120-1HA24-0FB4 | FUSELESS LOAD FEEDER DIRECT START, 400V AC, SIZE S0, 5.5...8A, 5.5KW, 24 V DC WITH DIODE COMBINA | 181.68
3RA2316-8XB30-1AF0 | REV. COMB., AC3, 4KW/400V AC110V, 50/60 HZ, 3-POLE, SZ S00 SCREW TERMINAL ELECTR. AND MECH. INTE | 83.45
3RA2316-8XB30-2AH0 | REV. COMB., AC3, 4KW/400V AC48V, 50/60HZ, 3-POLE, SZ S00 SPRING-LOADED TERMINAL ELECTR. AND MECH | 83.45
3RA2220-1HH24-0AP0 | LOAD FEEDER FUSE SW. REVERSING OPERATION, AC 400V, MDL. S0, 5.5. . .8A, AC 230V SPRING-LOADED TER | 251.95
3RA2220-1KF24-0AP0 | LOAD FEEDER FUSE SW. REVERSING OPERATION, AC 400V, MDL. S0, 9. . .12.5A, AC 230V SPRING-LOADED TE | 225.35
3RA2220-1KF24-0BB4 | LOAD FEEDER FUSE SW. REVERSING OPERATION, AC 400V, MDL. S0, 9. . .12.5A, DC 24V SPRING-LOADED TER | 305.12
3RA2220-4AF26-0BB4 | LOAD FEEDER FUSELESS REVERSING DUTY, AC 400V, SZ S0, 11. . .16A, DC 24V SPRING-LOADED CONNECTION | 374.76
3RA2115-1GA16-2BB4-ZX95 | LOAD FEEDER FUSELESS DIRECT START,AC 400V, SZ. S00, 4.5...6.3A, 4KW, 24 V DC SCREW CONNECTION F | 130.4
3RA2912-2H | MECHANICAL CONNECTOR, INTERLOCKING AT THE SIDE FOR 3RT2.1 CONTACTOR CONSISTS OF 2 CONNECTORS AND | 2.5
3RM1101-3AA04 | MOTORSTARTER SIRIUS 3RM1 DIRECT STARTER SAFETY 500 V; 0.1-0.5 A; 24 V DC CONTROL CIRCUIT PUSH-IN | 185.49
3RM1107-3AA14 | MOTORSTARTER SIRIUS 3RM1 DIRECT STARTER SAFETY 500 V; 1.6-7.0 A; 110-230 V AC CONTROL CIRCUIT PU | 185.49
3RM1201-2AA04 | MOTOR STARTER SIRIUS 3RM1 REVERSING STARTER 500 V; 0,1-0,5 A; 24 V DC PUSH-IN CONNECTION SYSTEM | 175.36
3RM1201-3AA04 | MOTORSTARTER SIRIUS 3RM1 REVERSING STARTER 500 V; 0.1-0.5 A; 24 V DC CONTROL CIRCUIT PUSH-IN MA | 175.36
3RA2120-1GA24-0FB4 | FUSELESS LOAD FEEDER DIRECT START, 400V AC, SIZE S0, 4.5...6.3A, 5.5KW, 24 V DC WITH DIODE COMBI | 181.68
3RT2015-1AP01 | CONTACTOR, AC-3, 3KW/400V, 1NO, AC 230V, 50/60 HZ, 3-POLE, SZ S00 SCREW TERMINAL | 24.75
3RT2015-1AP04-3MA0 | CONTACTOR, AC-3, 3KW/400V, 2NO+2NC, AC 230V, 50/60 HZ, 3-POLE, SZ S00 SCREW TERMINAL PERMANENT A | 40.61
3RT2015-1BA41 | CONTACTOR, AC-3, 3KW/400V, 1NO, DC 12V, 3-POLE, SZ S00 SCREW TERMINAL | 32.93
3RA2210-0BA15-2AP0 | FUSELESS LOAD FEEDER REVERSING OPERATION, 400 V AC, SZ S00, 0.14...0.20 A, 230 V AC SCREW TERMINA | 144.34
3RA2210-0BD15-2BB4 | FUSELESS LOAD FEEDER REVERSING OPERATION, 400 V AC, SZ S00, 0.14 TO 0.20 A, 24 V DC SCREW TERMINA | 212.07
3RA2210-0BH15-2AP0 | LOAD FEEDER FUSELESS REVERSING DUTY, AC 400V, SZ S00, 0.14...0.2A, AC 230V SPRING-LOADED CONNECTI | 199.41
3RA2210-0DD15-2BB4 | FUSELESS LOAD FEEDER REVERSING OPERATION, 400 V AC, SZ S00 0.22 TO 0.32 A 3 KW, 24 V DC SCREW T | 212.07
3RA2815-1FW10 | SOLID-STATE TIME-DELAY AUXILIARY SWITCH, OFF-DELAY WITHOUT AUXILIARY VOLTAGE RELAY 1 NC + 1 NO | 70.42
3RA2831-2DG10 | SOLID-STATE TIME RELAY ON-DELAY WITH SEMICONDUCTOR OUTPUT 24...240V AC/DC TIME RANGE 0.05...100S | 51.78
3RA2831-2DH10 | SOLID-STATE TIME RELAY ON-DELAY WITH SEMICONDUCTOR OUTPUT 24...240V AC/DC TIME RANGE 0.05...100S | 51.78
3RA2832-2DG10 | SOLID-STATE TIME RELAY OFF-DELAY WITH AUXILIARY VOLTAGE AND SEMICONDUCTOR OUTPUT 24...240V AC/DC | 67
3RA2911-2FA00 | HYBRID LINK MODULE, ELECTRICAL AND MECHANICAL, FOR 3RV2.1 SCREW TERMINALS & 3RT2.1 SPRNG-LOADED T | 6.16
3RA2913-1DB2 | WIRING KIT, SPRING-LOADED ELECTRICAL AND MECHANICAL, COMPL. FOR LOAD FEEDERS, FUSELESS, SIZE S00, | 61.89
3RA2913-3DA2 | WIRING MODULE TOP FOR CONTACTOR ASSEMBLY S00 WITHOUT SPACE BETWEEN CONTACTORS | 7
3RA2921-1BA00 | LINK MODULE, SCREW ELECTRICAL AND MECHANICAL, FOR 3RV2.2 AND 3RT2.2, DC OPERATION OR 3RW3 SOFT S | 5.7
3KD9404-7 | ACCESSORY FOR 3KD FRAME SIZE 4 CABLE CONNECTION COVER SHORT VERSION CONTAINS 6 PC | 42.04
3RT2017-1AB01-ZX95 | CONTACTOR, AC-3, 5.5KW/400V, 1NO, AC 24V, 50/60 HZ, 3-POLE, SZ S00 SCREW TERMINAL REUSABLE PACKA | 36.4
3RT2017-1AB02-1AA0 | CONTACTOR, AC-3, 5.5KW/400V, 1NC, AC 24V, 50/60 HZ, 3-POLE, SZ S00 SCREW TERMINAL | 35.14
3RT2017-1WB42 | COUPLING RELAY, AC-3, 5.5KW/ 400V , 1NC, DC 24V, 0.85...1.85*US, W. PLUGGED-ON VARISTOR 3-POLE S | 42.28
3RT2017-2AH01 | CONTACTOR, AC-3, 5.5KW/400V, 1NO, AC 48V, 50/60 HZ, 3-POLE, SZ S00 SPRING-LOADED TERMINAL | 32.64
3RT2017-2AH02 | CONTACTOR, AC-3, 5.5KW/400V, 1NC, AC 48V, 50/60 HZ, 3-POLE, SZ S00 SPRING-LOADED TERMINAL | 32.64
3RT2017-2AP01 | CONTACTOR, AC-3, 5.5KW/400V, 1NO, AC 230V, 50/60 HZ, 3-POLE, SZ S00 SPRING-LOADED TERMINAL | 32.64
3RA2120-4DA27-0BB4 | LOAD FEEDER FUSELESS DIRECT START, AC 400V, SZ S0, 20. . .25A, DC 24V SCREW CONNECTION FOR RAIL- | 267.14
3RA2120-4DA27-0FB4 | FUSELESS LOAD FEEDER DIRECT START, 400V AC, SIZE S0, 20...25A, 15KW, 24 V DC WITH DIODE COMBINAT | 284.87
3RA2120-4EE27-0AP0 | LOAD FEEDER FUSELESS DIRECT START, AC 400V, SZ S0, 27...32A, AC 230V SPRING-LOADED CONNECTION FO | 240.56
3RA2120-4EE27-0BB4 | LOAD FEEDER FUSELESS DIRECT START, AC 400V, SZ S0, 27...32A, DC 24V SPRING-LOADED CONNECTION FOR | 289.92
3RA2220-4BD27-0AP0 | LOAD FEEDER FUSELESS REVERSING DUTY, AC 400V, SZ S0, 14. . .20A, AC 230V SCREW CONNECTION FOR BU | 395.01
3RA2220-4CD27-0BB4 | LOAD FEEDER FUSELESS REVERSING DUTY, AC 400V, SZ S0, 17. . .22A, DC 24V SCREW CONNECTION FOR BUS | 512.13
3RA2220-4EB27-0BB4 | LOAD FEEDER FUSELESS REVERSING DUTY, AC 400V, SZ. S0, 27...32A, DC 24V SCREW CONNECTION FOR RAIL | 507.69
3KD4230-0PE10-0 | SWITCH-DISCONNECTOR 400A, FRAME SIZE 3, 3-POLE FRONT OPERATING LEFT BASIC UNIT WITHOUT HANDLE F | 333.42
3KD4832-0QE10-0 | SWITCH-DISCONNECTOR 800A, FRAME SIZE 4, 3-POLE FRONT OPERATING LEFT COMPLETE ASSEMBLY WITH DIREC | 824.19
3KD4842-0QE10-0 | SWITCH-DISCONNECTOR 800A, FRAME SIZE 4, 4-POLE FRONT OPERATING LEFT COMPLETE ASSEMBLY WITH DIREC | 1023.99
3KD5030-0RE10-0 | SWITCH-DISCONNECTOR 1000A, FRAME SIZE 5, 3-POLE FRONT OPERATING LEFT BASIC UNIT WITHOUT HANDLE | 1379.91
3KD9501-1 | ACCESSORY FOR 3KD FRAME SIZE 5 DIRECT HANDLE GREY STANDARD VERSION LOCKABLE IN OFF WITH UP TO 3 | 60.78
3KD9508-8 | ACCESSORY FOR 3KD FRAME SIZE 5 PHASE BARRIER CONTAINS 8 PC | 55.07
3RA2210-0CA15-2BB4 | FUSELESS LOAD FEEDER REVERSING OPERATION, 400 V AC, SZ S00 0.18 TO 0.25A 3 KW, 24 V DC SCREW TE | 153.83
3RA2210-0DA15-2AP0 | FUSELESS LOAD FEEDER REVERSING OPERATION, 400 V AC, SZ S00 0.22 TO 0.32 A 3 KW, 230 V AC SCREW | 145.6
3RB1900-0BA00-0FH0 | PUSH-IN LUGS F. 3RB12 AND 3RB2906 SIZE S00...S3 | 5.87
3RA2220-4EH27-0AP0 | LOAD FEEDER FUSELESS REVERSING DUTY, AC 400V, SZ S0, 27...32A, AC 230V SPRING-LOADED CONNECTION | 442.49
3RA2220-4NB27-0AP0 | LOAD FEEDER FUSELESS REVERSING DUTY, AC 400V, SZ. S0, 23...28A, AC 230V SCREW CONNECTION FOR RAI | 403.24
3RH2911-2HA31 | AUX.SWITCH BLOCK,FRONT,3NO+1NC, CURR.PATH: 1NC, 1NO, 1NO, 1NO, F. CONT. RELAYS A. MOTOR CONT., 3R | 11.81
3RB3026-1PE0 | OVERLOAD RELAY 1...4 A FOR MOTOR PROTECTION SIZE S0, CLASS 10 CONTACTOR ASS. MAIN CIRCUIT: SPR.- | 83.29
3KD9101-2 | ACCESSORY FOR 3KD FRAME SIZE 1 DIRECT HANDLE RED/YELLOW STANDARD VERSION LOCKABLE IN OFF WITH UP | 14.88
3KD9105-2 | ACCESSORY FOR 3KD FRAME SIZE 1 4TH CONTACT ELEMENT, SWITCHABLE BOX TERMINAL | 16.04
3RH2140-1AM20 | CONTACTOR RELAY, 4NO, AC 208V 50/60 HZ, SIZE S00, SCREW TERMINAL | 32.33
3RB3036-2WX1 | OVERLOAD RELAY 20...80 A FOR MOTOR PROTECTION SIZE S2, CLASS 20E STAND-ALONE INSTALLATION MAIN C | 202.97
3RB3113-4NB0 | OVERLOAD RELAY 0.32...1.25 A FOR MOTOR PROTECTION SIZE S00. CLASS 5...30 CONTACTOR ASS. MAIN CIR | 139.26
3RH2140-2KB40 | COUPLING CONTACTOR RELAY, 4NO, DC 24V, 0.7...1.25*US, W/ INTEGRATED SUPPRESSOR DIODE, SZ S00, SPR | 38.35
3RH2140-2LF40 | COUPLING CONTACTOR RELAY RAIL, 4NO, DC 110V, 0.7...1.25*US, VARISTOR INTEGRATED, SZ S00, SPRING-L | 39.53
3RH2244-1AK60 | CONTACTOR RELAY, 4NO+4NC, AC110V 50HZ/120V 60HZ, SIZE S00, SCREW TERMINAL, PERMANENT AUX. SWITCH, | 48.07
3RT2015-2BB41-ZW97 | CONTACTOR, AC-3, 3KW/400V, 1NO, DC 24V, 3-POLE, SZ S00 SPRING-LOADED TERMINAL REUSABLE PACKAGING | 32.28
3RT2015-2BF41 | CONTACTOR, AC-3, 3KW/400V, 1NO, DC 110V 3-POLE, SZ S00 SPRING-LOADED TERMINAL | 28.98
3RT2015-2BG42 | CONTACTOR, AC-3, 3KW/400V, 1NC, DC 125V, 3-POLE, SZ S00 SPRING-LOADED TERMINAL | 32.93
3RT2015-2KB41 | COUPLING RELAY, AC-3, 3KW/400V, 1NO, DC 24V, 0.7...1.25*US, W. INTEGR. SUPPRESSORDIODE, SZ S00, S | 33.39
3RH2911-4HA03 | AUX.SWITCH BLOCK,FRONT,3NC, CURR.PATH: 1NC, 1NC, 1NC, F. CONT. RELAYS A. MOTOR CONT., 3RT2 RING | 11.52
3RT2017-1AB01-ZW97 | CONTACTOR, AC-3, 5.5KW/400V, 1NO, AC 24V, 50/60 HZ, 3-POLE, SZ S00 SCREW TERMINAL MULTI-UNIT PAC | 36.4
3RA2325-8XB30-2AC2 | REV. COMB., AC3, 7.5KW/ 400V AC24V, 50/60HZ, 3-POLE, SZ S0 SPRING-LOADED TERMINAL ELECTR. AND M | 135.12
3RA2325-8XE30-2BB4 | REV. COMB. FOR 3RA27, AC3, 7.5KW/400V, DC24V 3-POLE, SZ S0 SPRING-LOADED TERMINAL ELECTR. AND M | 211.76
3RA2326-8XB30-1AC2 | REV. COMB., AC3, 11KW/400V AC24V, 50/60HZ, 3-POLE, SZ S0 SCREW TERMINAL ELECTR. AND MECH. INTERL | 165.78
3RA2326-8XB30-1AK6 | REV. COMB., AC3, 11KW/400V AC110V 50HZ/120V 60HZ 3-POLE, SZ S0 SCREW TERMINAL ELECTR. AND MECH. | 161.24
3KD4640-0QE20-0 | SWITCH-DISCONNECTOR 630A, FRAME SIZE 4, 4-POLE FRONT OPERATING CENTER BASIC UNIT WITHOUT HANDLE | 761.75
3KD5242-0RE10-0 | SWITCH-DISCONNECTOR 1250A, FRAME SIZE 5, 4-POLE FRONT OPERATING LEFT COMPLETE ASSEMBLY WITH DIRE | 2516.28
3KD5434-0RE40-0 | SWITCH-DISCONNECTOR 1600A, FRAME SIZE 5, 3-POLE SIDE OPERATING RIGHT BASIC UNIT WITHOUT HANDLE | 2447.61
3KD5442-0RE10-0 | SWITCH-DISCONNECTOR 1600A, FRAME SIZE 5, 4-POLE FRONT OPERATING LEFT COMPLETE ASSEMBLY WITH DIRE | 3103.22
3RH2122-2KJ80-0LA0 | CONTACT.RELAY F. RAILW.,2NO+2NC DC 72V, 0.7...1.25*US, W.SUPPRESSORDIODE INTEGRATED, SIZE S00, S | 65.41
3RH2122-4AG60 | CONTACTOR RELAY, 2NO+2NC, AC 100V 50HZ, 100..110V 60HZ, SZ S00, RING CABLE LUG CONNECTION | 35.57
3RH2122-4BG40 | CONTACTOR RELAY, 2NO+2NC, DC 125V, SZ S00,RINGCABLE LUG CONNECTION RING CABLE LUG CONNECTION | 41.59
3RH2131-1BE40 | CONTACTOR RELAY, 3NO+1NC, DC 60V, SIZE S00, SCREW TERMINAL | 37.79
3RT2017-2CP04-3MA0 | CONTACTOR, AC-3, 5.5KW/400V, 2NO+2NC, AC 230V, 50/60 HZ, W. PLUGGED-ON VARISTOR 3-POLE, SZ S00 S | 55.41
3RT2017-2FF42 | CONTACTOR, AC-3, 5.5KW/400V, 1NC, DC 110V 3-POLE, SZ S00 SPRING-LOADED TERMINAL | 42.88
3RT2017-2GG22 | CONTACTOR, AC-3, 5.5KW/400V, 1NC, AC 110V, 50/60 HZ, 3-POLE, SZ S00 SPRING-LOADED TERMINAL . | 55.41
3KD4034-0PE40-0 | SWITCH-DISCONNECTOR 315A, FRAME SIZE 3, 3-POLE SIDE OPERATING RIGHT BASIC UNIT WITHOUT HANDLE F | 278.46
3KD4240-0PE20-0 | SWITCH-DISCONNECTOR 400A, FRAME SIZE 3, 4-POLE FRONT OPERATING CENTER BASIC UNIT WITHOUT HANDLE | 415.2
3KD4430-0QE10-0 | SWITCH-DISCONNECTOR 500A, FRAME SIZE 4, 3-POLE FRONT OPERATING LEFT BASIC UNIT WITHOUT HANDLE F | 481.42
3KD4442-0QE10-0 | SWITCH-DISCONNECTOR 500A, FRAME SIZE 4, 4-POLE FRONT OPERATING LEFT COMPLETE ASSEMBLY WITH DIREC | 649.34
3NJ4103-3BF01 | FUSE SWITCH DISCONNECTOR 3POLE SWITCHABLE, SIZE 00 I=160A, U=AC690V FLAT TERMINAL M8 FOR CABLE L | 150.69
3RA2110-0GE15-1BB4 | LOAD FEEDER FUSELESS DIRECT START, AC 400V, SZ S00 0.45. . .0.63A, DC 24V SPRING-LOADED CONNECTIO | 103.19
3RA2110-0JA15-1FB4 | FUSELESS LOAD FEEDER DIRECT START, 400V AC, SIZE S00, 0.7...1A, 4KW, 24 V DC WITH DIODE (INTEGRA | 112.69
3RB3026-1RE0 | OVERLOAD RELAY 0.1...0.4 A FOR MOTOR PROTECTION SIZE S0, CLASS 10 CONTACTOR ASS. MAIN CIRCUIT: S | 83.29
3RT2015-1VB41 | COUPLING RELAY, AC-3, 3KW/400V, 1NO, DC 24V, 0.85...1.85*US, W. INTEGRATED DIODE 3-POLE SZ S00, S | 34.23
3RA2210-0GE15-2BB4 | FUSELESS LOAD FEEDER REVERSING OPERATION, 400 V AC, SZ S00 0.45 TO 0.63 A, 3 KW, 24 V DC SPRING | 155.73
3RA2210-0HE15-2AP0 | FUSELESS LOAD FEEDER REVERSING OPERATION, 400 V AC, SZ S00, 0.55 TO 0.80 A, 3 KW, 230 V AC SPRI | 148.13
3RA2210-0HS15-2BB4 | FUSELESS LOAD FEEDER REVERSING OPERATION, 400 V AC, SZ. S00 0.55...0.80A 3 KW, 24 V DC SPRING-L | 215.23
3RT2017-1AP04-3MA0 | CONTACTOR, AC-3, 5.5KW/400V, 2NO+2NC, AC 230V, 50/60 HZ, 3-POLE, SZ S00 SCREW TERMINAL PERMANENT | 48.49
3RT2017-1BB41-ZX95 | CONTACTOR, AC-3, 5.5KW/400V, 1NO, DC 24V, 3-POLE, SZ S00 SCREW TERMINAL REUSABLE PACKAGING; PAC | 41.91
3RT2017-1BB42-ZX95 | CONTACTOR, AC-3, 5.5KW/400V, 1NC, DC 24V, 3-POLE, SZ S00 SCREW TERMINAL REUSABLE PACKAGING; PAC | 41.91
3RT2017-1BE41 | CONTACTOR, AC-3, 5.5KW/400V, 1NO, DC 60V, 3-POLE, SZ S00 SCREW TERMINAL | 41.64
3RB3113-4PE0 | OVERLOAD RELAY 1...4 A FOR MOTOR PROTECTION SIZE S00, CLASS 5...30 CONTACTOR ASS. MAIN CIRCUIT: | 139.26
3RB3123-4SB0 | OVERLOAD RELAY 3...12 A FOR MOTOR PROTECTION SIZE S0, CLASS 5...30 CONTACTOR ASS. MAIN CIRCUIT: | 150.66
3RA2336-8XB30-1AK6 | REVERSING COMB., AC3:22KW/400V, 110V AC 50HZ/120V 60HZ, 3-POLE, SIZE S2 SCREW CONNECTION ELECTR. | 315.63
3RA2337-8XB30-1AG2 | REVERSING COMB., AC3:30KW/400V, 110V AC 50/60HZ, 3-POLE, SIZE S2 SCREW CONNECTION ELECTR. AND ME | 424.05
3RA2415-8XF31-1AP6 | STAR-DELTA COMB. AC3, 5.5KW/400V AC220V 50HZ / 240V 60HZ,3-POLE SZ S00, SCREW TERMINAL ELECTR. A | 250.35
3RA2415-8XF31-1BB4 | STAR-DELTA COMB. AC3, 5,5KW/400V DC24V, 3-POLE SZ S00, SCREW TERMINAL ELECTR. AND MECH. INTERLOC | 263.42
3RH2122-1AU60 | CONTACTOR RELAY, 2NO+2NC, AC 277V, 60HZ, SIZE S00, SCREW TERMINAL | 32.33
3RH2122-1BB40-ZX95 | CONTACTOR RELAY, 2NO+2NC, DC 24V, SIZE S00, SCREW TERMINAL, REUSABLE PACKAGE = 72 UNITS | 34.94
3RH2122-1BD40 | CONTACTOR RELAY, 2NO+2NC, DC 42V, SIZE S00, SCREW TERMINAL | 37.79
3RH2122-1MB40-0KT0 | COUPLING CONTACTOR RELAY, 2NO+2NC, DC 24V, 0.85..1.85*US, SIZE S00, SCREW TERMINAL | 34.05
3RA2210-1AE15-2AP0 | LOAD FEEDER FUSELESS REVERSING DUTY, AC 400V, SZ S00, 1.1. . .1.6A, AC 230V SPRING-LOADED CONNECT | 152.55
3RA2210-1BD15-2BB4 | LOAD FEEDER FUSELESS REVERSING DUTY, AC 400V, SZ S00, 1.4. . .2A, DC 24V SCREW CONNECTION FOR BU | 223.46
3RA2210-1BE15-2AP0 | LOAD FEEDER FUSELESS REVERSING DUTY, AC 400V, SZ S00, 1.4. . .2A, AC 230V SPRING-LOADED CONNECTIO | 153.83
3RA2210-1DD15-2BB4 | LOAD FEEDER FUSELESS REVERSING DUTY, AC 400V, SZ S00, 2.2. . .3.2A, DC 24V SCREW CONNECTION FOR | 223.46
3RA2210-1EH15-2AP0 | LOAD FEEDER FUSELESS REVERSING DUTY, AC 400V, SZ S00, 2.8. . .4A, AC 230V SPRING-LOADED CONNECTIO | 210.8
3KD1630-2ME20-0 | SWITCH-DISCONNECTOR 16A, FRAME SIZE 1, 3-POLE FRONT OPERATING CENTER BASIC UNIT WITHOUT HANDLE | 51.13
3KD1640-2ME20-0 | SWITCH-DISCONNECTOR 16A, FRAME SIZE 1, 4-POLE FRONT OPERATING CENTER BASIC UNIT WITHOUT HANDLE | 64.31
3RA2110-0BD15-1BB4 | LOAD FEEDER FUSELESS DIRECT START, AC 400V, SZ S00 0.14. . .0.2A, DC 24V SCREW CONNECTION FOR BU | 136.1
3RA2110-0BE15-1AP0 | LOAD FEEDER FUSELESS DIRECT START, AC 400V, SZ S00 0.14. . .0.2A, AC 230V SPRING-LOADED CONNECTIO | 96.85
3RA2110-0BH15-1BB4 | LOAD FEEDER FUSELESS DIRECT START, AC 400V, SZ S00 0.14. . .0.2A, DC 24V SPRING-LOADED CONNECTION | 139.26
3RA2416-8XF31-2AP6 | STAR-DELTA COMB. AC3, 7.5KW/400V AC220V 50HZ/240V 60HZ,3-POLE SZ S00, SPRING-LOADED TERMINAL ELE | 266.23
3RA2425-8XE32-2BB4 | STAR-DELTA COMB. WITH I/O-LINK AC3, 15/18.5KW/400V DC24V, 3-POLE SZ S0, SPRING-LOADED TERMINAL E | 531.32
3RH2262-4AK60 | CONTACTOR RELAY, 6NO+2NC, AC 110V 50 HZ/120V 60 HZ, SIZE S00, RING CABLE LUG CONNECTION, PERMANE | 52.92
3RH2271-1AK60 | CONTACTOR RELAY, 7NO+1NC, AC110V 50HZ/120V 60HZ, SIZE S00, SCREW TERMINAL, PERMANENT AUX. SWITCH, | 48.7
3RB3036-1UD0 | OVERLOAD RELAY 12.5...50 A FOR MOTOR PROTECTION SIZE S2, CLASS 10E FOR MOUNTING ONTO CONTACTORS | 137.92
3RT2015-1VB42 | COUPLING RELAY, AC-3, 3KW/400V, 1NC, DC 24V, 0.85...1.85*US, W. INTEGRATED DIODE 3-POLE SZ S00, S | 34.23
3RT2015-2AP01 | CONTACTOR, AC-3, 3KW/400V, 1NO, AC 230V, 50/60 HZ, 3-POLE, SZ S00 SPRING-LOADED TERMINAL | 24.75
3RT2015-4AR62 | CONTACTOR, AC-3, 3KW/400V, 1NC, AC 400V 50HZ, 400...440V 60HZ 3-POLE, SZ S00 RING CABLE LUG CONNE | 34.12
3RT2016-1AG61 | CONTACTOR, AC-3, 4KW/400V, 1NO, AC 100V 50HZ, 100...110V 60HZ 3-POLE, SZ S00 SCREW TERMINAL | 29.25
3RH2911-2HA03 | AUX.SWITCH BLOCK,FRONT,3NC, CURR.PATH: 1NC, 1NC, 1NC, F. CONT. RELAYS A. MOTOR CONT., 3RT2 SPRIN | 9.59
3RH2911-2XA20-0MA0 | AUX.SWITCH BLOCK,FRONT,2NO, CURR.PATH: 1NO, 1NO, SPECIAL VARIANTS FOR 3RT2 SPRING-LOADED TERMINA | 7.05
3RT2017-1AK62 | CONTACTOR, AC-3, 5.5KW/400V, 1NC, AC110V 50HZ, 120V 60HZ 3-POLE, SZ S00 SCREW TERMINAL | 32.64
3RT2017-1AN61 | CONTACTOR, AC-3, 5.5KW/400V, 1NO, AC 200V 50HZ, 200...220V 60HZ 3-POLE, SZ S00 SCREW TERMINAL | 35.3
3RT2017-1QB42 | COUPLING RELAY, AC-3, 5.5KW/ 400V 1NC, DC 24V, 0.7...1.25*US, W. PLUGGED-ON VARISTOR, 3-POLE SZ | 42.28
3RB3123-4SE0 | OVERLOAD RELAY 3...12 A FOR MOTOR PROTECTION SIZE S0, CLASS 5...30 CONTACTOR ASS. MAIN CIRCUIT: | 150.66
3RA2324-8XB30-1AK6 | REV. COMB., AC3, 5.5KW/ 400V AC110V 50HZ/120V 60HZ 3-POLE, SZ S0 SCREW TERMINAL ELECTR. AND MEC | 107.3
3RA2326-8XB30-1AP6 | REV. COMB., AC3, 11KW/400V AC220V 50HZ/240V 60HZ 3-POLE, SZ S0 SCREW TERMINAL ELECTR. AND MECH. | 161.24
3RA2328-8XB30-1AG2 | REV. COMB., AC3, 18.5KW/ 400V AC110V, 50/60HZ, 3-POLE, SZ S0 SCREW TERMINAL ELECTR. AND MECH. I | 241.27
3KD3630-0PE20-0 | SWITCH-DISCONNECTOR 200A, FRAME SIZE 3, 3-POLE FRONT OPERATING CENTER BASIC UNIT WITHOUT HANDLE | 187.32
3KD3844-0PE40-0 | SWITCH-DISCONNECTOR 250A, FRAME SIZE 3, 4-POLE SIDE OPERATING RIGHT BASIC UNIT WITHOUT HANDLE F | 302.21
3LD2164-2TD51-0AE2 | MAIN SWITCH 3-POLE IU=25, P/AC-23A WITH 400V=9.5KW 1 N TERMINAL + 1 PE TERMINAL INSULATION-ENCLO | 83.22
3RA2324-8XB30-2BB4 | REV. COMB., AC3, 5.5KW/ 400V DC24V 3-POLE, SZ S0 SPRING-LOADED TERMINAL ELECTR. AND MECH. INTER | 179.94
3RH2122-1AN20 | CONTACTOR RELAY, 2NO+2NC, AC 220V, 50/60 HZ, SIZE S00, SCREW TERMINAL | 29.43
3RH2122-2AT60 | CONTACTOR RELAY, 2NO+2NC, AC 600V, 60 HZ, SZ S00, SPRING-LOADED TERMINAL | 32.33
3RH2122-2KJ80 | COUPLING CONTACTOR RELAY, 2NO+2NC DC 72V, 0.7...1.25*US, W. PLUGGED-ON SUPP.DIODE SZ S00, SPRING | 41.98
3RH2131-1BF40 | CONTACTOR RELAY, 3NO+1NC, DC 110V, SIZE S00, SCREW TERMINAL | 34.05
3RA2210-0JS15-2BB4 | FUSELESS LOAD FEEDER REVERSING OPERATION, 400 V AC, SZ. S00 0.70...1.00A 3 KW, 24 V DC SPRING-L | 215.23
3RA2210-1EH15-2BB4 | LOAD FEEDER FUSELESS REVERSING DUTY, AC 400V, SZ S00, 2.8. . .4A, DC 24V SPRING-LOADED CONNECTION | 222.83
3RT2017-2BB44-3MA0 | CONTACTOR, AC-3, 5.5KW/400V, 2NO+2NC, DC 24V, 3-POLE, SZ S00 SPRING-LOADED TERMINAL PERMANENT AU | 53.43
3KD2232-2ME10-0 | SWITCH-DISCONNECTOR 32A, FRAME SIZE 1, 3-POLE FRONT OPERATING LEFT COMPLETE ASSEMBLY WITH DIRECT | 75.56
3KD3040-2NE20-0 | SWITCH-DISCONNECTOR 100A, FRAME SIZE 2, 4-POLE FRONT OPERATING CENTER BASIC UNIT WITHOUT HANDLE | 133.64
3RA2110-0FD15-1AP0 | LOAD FEEDER FUSELESS DIRECT START, AC 400V, SZ S00 0.35. . .0.5A, AC 230V SCREW CONNECTION FOR B | 130.4
3RA2110-0GD15-1FB4 | FUSELESS LOAD FEEDER DIRECT START, 400V AC, SZ. S00, 0.45...0.63A, 3KW, 24 V DC WITH DIODE (INTE | 141.16
3KD4834-0QE40-0 | SWITCH-DISCONNECTOR 800A, FRAME SIZE 4, 3-POLE SIDE OPERATING RIGHT BASIC UNIT WITHOUT HANDLE F | 780.48
3RA2120-4EA27-0AP0 | LOAD FEEDER FUSELESS DIRECT START, AC 400V, SZ. S0, 27...32A, AC 230V SCREW CONNECTION FOR RAIL | 241.19
3RA2210-0BE15-2BB4 | FUSELESS LOAD FEEDER REVERSING OPERATION, 400 V AC, SZ S00, 0.14 TO 0.20 A, 24 V DC SPRING-LOADED | 153.83
3RA2110-1DA15-1BB4 | LOAD FEEDER FUSELESS DIRECT START, AC 400V, SZ S00 2.2. . .3.2A, DC 24V SCREW CONNECTION FOR RAI | 112.69
3RA2110-1KD17-1AP0 | LOAD FEEDER FUSELESS DIRECT START, AC 400V, SZ S00 9. . .12.5A, AC 230V SCREW CONNECTION FOR BUS | 159.52
3RA2325-8XB30-2BB4 | REV. COMB., AC3, 7.5KW/ 400V DC24V 3-POLE, SZ S0 SPRING-LOADED TERMINAL ELECTR. AND MECH. INTER | 207.75
3RA2328-8XB30-2AC2 | REV. COMB., AC3, 18.5KW/ 400V AC24V, 50/60HZ, 3-POLE, SZ S0 SPRING-LOADED TERMINAL ELECTR. AND | 241.27
3RA2336-8XB30-1AG2 | REVERSING COMB., AC3:22KW/400V, 110V AC 50/60HZ, 3-POLE, SIZE S2 SCREW CONNECTION ELECTR. AND ME | 315.63
3RA2337-8XE30-1NB3 | REVERSING COMB. F.3RA27, 30KW, 20-33V AC/DC, 3-POLE, SIZE S2 SCREW TERMINAL ELECTR. AND MECH. IN | 624.43
3RA2210-0CD15-2AP0 | FUSELESS LOAD FEEDER REVERSING OPERATION, 400 V AC, SZ S00 0.18 TO 0.25 A 3 KW, 230 V AC SCREW | 200.04
3RA2210-0DE15-2AP0 | FUSELESS LOAD FEEDER REVERSING OPERATION, 400 V AC, SZ S00 0.22 TO 0.32 A 3 KW, 230 V AC SPRING | 144.34
3RT2017-1AB02 | CONTACTOR, AC-3, 5.5KW/400V, 1NC, AC 24V, 50/60 HZ, 3-POLE, SZ S00 SCREW TERMINAL | 32.64
3RT2017-1AH01 | CONTACTOR, AC-3, 5.5KW/400V, 1NO, AC 48V, 50/60 HZ, 3-POLE, SZ S00 SCREW TERMINAL | 32.64
3RH2344-1DM40 | CONTACTOR RELAY, 4NO+4NC, 220V DC SCREW TERMINAL, SIZE S00 2 NO + 2 NC BASIC UNIT /DIN EN VARIS | 62.95
3RH2344-2AP00-0KA0 | CONTACTOR RELAY, 4NO+4NC, AC 230V, 50/60 HZ, SZ S00, SPRING-LOADED TERMINAL, REMOVABLE AUX. SWITC | 47.79
3RA2110-4AH18-1AP0 | LOAD FEEDER FUSELESS DIRECT START, AC 400V, SZ S00 11. . .16A, AC 230V SPRING-LOADED CONNECTION | 176.62
3RT2015-1AP01-ZW96 | CONTACTOR, AC-3, 3KW/400V, 1NO, AC 230V, 50/60 HZ, 3-POLE, SZ S00 SCREW TERMINAL MULTI UNIT PACK | 27.6
3RT2015-1AU01 | CONTACTOR, AC-3, 3KW/400V, 1NO, AC 240V, 50/60 HZ, 3-POLE, SZ S00 SCREW TERMINAL | 24.75
3RA2712-1AA00 | FUNCTION MODULE FOR AS-I, DIRECT START, SCREW CONNECTION, MOUNTED ON CONTACTORS 3RT2 S0 COMM. C | 65.28
3KD9405-0 | ACCESSORY FOR 3KD FRAME SIZE 4 4TH CONTACT ELEMENT, SWITCHABLE FLAT TERMINAL | 187.32
3RT2017-1VB42 | COUPLING RELAY, AC-3, 5.5KW/ 400V , 1NC, DC 24V, 0.85...1.85*US, W. INTEGRATED DIODE 3-POLE SZ S | 42.88
3RT2017-2AH01-ZX95 | CONTACTOR, AC-3, 5.5KW/400V, 1NO, AC 48V, 50/60 HZ, 3-POLE, SZ S00 SPRING-LOADED TERMINAL . | 36.4
3RH2911-2NF11 | SOLID-STATE COMP. AUX. SW BL.FR 1NO+1NC,CURR.PATH:1NO,-,-,1NC, F. CONT. RELAYS A. MOTOR CONT., 3R | 26.98
3RH2911-4HA01 | AUX.SWITCH BLOCK,FRONT,1NC, CURR.PATH: 1NC, F. CONT. RELAYS A. MOTOR CONT., 3RT2 RING CABLE LUG | 6.64
3RA2115-0GA16-2BB4 | LOAD FEEDER FUSELESS DIRECT START,AC 400V, SZ. S00, 0.45...0.63A, 4KW, 24 V DC SCREW CONNECTION | 120.27
3RA2110-1FA15-1BB4 | LOAD FEEDER FUSELESS DIRECT START, AC 400V, SZ S00 3.5. . .5A, DC 24V SCREW CONNECTION FOR RAIL- | 112.69
3RA2110-1GH15-1BB4 | LOAD FEEDER FUSELESS DIRECT START, AC 400V, SZ S00 4.5. . .6.3A, DC 24V SPRING-LOADED CONNECTION | 151.29
3RA2115-0JA16-2BB4-ZX95 | LOAD FEEDER FUSELESS DIRECT START,AC 400V, SZ. S00, 0.7...1A, 4KW, 24 V DC SCREW CONNECTION FOR | 123.45
3RB3016-1TB0 | OVERLOAD RELAY 4...16 A FOR MOTOR PROTECTION SIZE S00, CLASS 10 CONTACTOR ASS. MAIN CIRCUIT: SCR | 73.53
3RT2015-1JB42 | COUPLING RELAY, AC-3, 3KW/400V, 1NC, DC 24V, 0.7...1.25*US, W. INTEGRATED DIODE 3-POLE SZ S00, SC | 34.23
3RT2015-2AH01-ZX95 | CONTACTOR, AC-3, 3KW/400V, 1NO, AC 48V, 50/60 HZ, 3-POLE, SZ S00 SPRING-LOADED TERMINAL . | 27.6
3RA2110-0KS15-1BB4 | FUSELESS LOAD FEEDER DIRECT START, 400 V AC, SZ. S00 0.90...1.25 A 3 KW, 24 V DC SPRING-LOADED | 148.13
3RA2110-1BS15-1BB4 | FUSELESS LOAD FEEDER DIRECT START, AC 400V, SZ. S00 1.40...2.00A 3KW, DC 24V SPRING-LOADED TERM | 150.66
3RA2110-1EH15-1BB4 | LOAD FEEDER FUSELESS DIRECT START, AC 400V, SZ S00 2.8. . .4A, DC 24V SPRING-LOADED CONNECTION F | 151.29
3RA2326-8XB30-1BB4 | REV. COMB., AC3, 11KW/400V DC24V 3-POLE, SZ S0 SCREW TERMINAL ELECTR. AND MECH. INTERLOCK 2NO I | 237.87
3RA2326-8XE30-2BB4 | REV. COMB. FOR 3RA27, AC3, 11KW/400V, DC24V 3-POLE, SZ S0 SPRING-LOADED TERMINAL ELECTR. AND ME | 242.39
3RA2328-8XB30-1AK6 | REV. COMB., AC3, 18.5KW/ 400V AC110V 50HZ/120V 60HZ 3-POLE, SZ S0 SCREW TERMINAL ELECTR. AND ME | 236.15
3RA2416-8XF31-1AP0 | STAR-DELTA COMB. AC3, 7,5KW/400V AC230V, 50/60HZ, 3-POLE SZ S00, SCREW TERMINAL ELECTR. AND MECH | 266.23
3RA2110-1ED15-1AP0 | LOAD FEEDER FUSELESS DIRECT START, AC 400V, SZ S00 2.8. . .4A, AC 230V SCREW CONNECTION FOR BUSB | 140.53
3RT2017-2KB41 | CONT. F. RAILW. A., AC-3, 5.5KW 400V , 1NO, DC 24V, 0.7...1.25*US, W. PLUGGED-ON SUPP.DIODE 3-POL | 42.28
3LD2765-2TB53-0AB1 | MAIN/EMERG. STOP SWITCH 3-POLE IU=100, P/AC-23A AT 400V=37KW 1 N-TERMINAL + 1 PE-TERMINAL INSULAT | 270.31
3RA2210-0EA15-2BB4 | FUSELESS LOAD FEEDER REVERSING OPERATION, 400 V AC, SZ S00 0.28 TO 0.40 A 3 KW, 24 V DC SCREW T | 155.73
3RA2210-0GD15-2AP0 | FUSELESS LOAD FEEDER REVERSING OPERATION, 400 V AC, SZ S00 0.45 TO 0.63 A 3 KW, 230 V AC SCREW | 200.67
3RA2210-0KE15-2BB4 | LOAD FEEDER FUSELESS REVERSING DUTY, AC 400V, SZ S00, 0.9...1.25A, DC 24V SPRING-LOADED CONNECTI | 162.05
3RA2210-1AD15-2BB4 | LOAD FEEDER FUSELESS REVERSING DUTY, AC 400V, SZ S00, 1.1. . .1.6A, DC 24V SCREW CONNECTION FOR | 222.19
3RA2110-1HH15-1BB4 | LOAD FEEDER FUSELESS DIRECT START, AC 400V, SZ S00 5,5. . .8A, DC 24V SPRING-LOADED CONNECTION F | 151.29
3RA2425-8XF32-1AG2 | STAR-DELTA COMB. AC3, 15/18.5KW/400V AC110V, 50/60HZ, 3-POLE SZ S0, SCREW TERMINAL ELECTR. AND M | 358.22
3RH2122-1HB40 | COUPLING CONTACTOR RELAY, 2NO+2NC, DC 24V, 0.7...1.25*US, SIZE S00, SCREW TERMINAL | 34.05
3RH2122-1SB40 | COUPLING CONTACTOR RELAY, 2NO+2NC, DC 24V, 0.85..1.85*US, W/ INTEGRATED SUPPRESSOR DIODE, SIZE S0 | 38.35
3RB3016-1NE0 | OVERLOAD RELAY 0.32...1.25 A FOR MOTOR PROTECTION SIZE S00, CLASS 10 CONTACTOR ASS. MAIN CIRCUIT | 73.53
3RT2015-1QB42 | COUPLING RELAY, AC-3, 3KW/400V, 1NC, DC 24V, 0.7...1.25*US, W. PLUGGED-ON VARISTOR, 3-POLE SZ S0 | 33.39
3RT2015-2BB41-ZX95 | CONTACTOR, AC-3, 3KW/400V, 1NO, DC 24V, 3-POLE, SZ S00 SPRING-LOADED TERMINAL REUSABLE PACKAGING | 32.28
3RT2015-2EK61 | CONTACTOR, AC-3, 3KW/400V, 1 NO AC 110V 50 HZ, AC 120V 60 HZ, 3-POLE, SZ S00 SPRING-LOADED TERMIN | 35.8
3RA2110-1BD15-1FB4 | FUSELESS LOAD FEEDER DIRECT START, 400V AC, SZ. S00, 1.4...2A, 3KW, 24 V DC WITH DIODE (INTEGRAT | 152.55
3RT2325-2CK60 | 4NO CONTACTOR, AC1: 35A AC 110V 50HZ, 120V 60HZ 4-POLE, 4NO, SZ: S0, SPRING-LOADED TERMINAL 1NO+ | 61.33
3RT2327-1AC20 | 4NO CONTACTOR, AC1: 50A AC 24V 50/60HZ 4-POLE, 4NO, SZ: S0, SCREW TERMINAL 1NO+1NC INTEGR. | 101.08
3RT2337-1NP30 | 4NO CONTACTOR,AC1:110A 175-280V AC/DC,VARISTOR, 4-POLE, 4NO, SIZE S2, SCREW TERMINAL 1NO+1NC INT | 301.41
3RT2516-1BB40 | 2NO+2NC CONTACTOR, AC3: 4KW DC 24V 4-POLE, 2NO+2NC, SZ: S00, SCREW TERMINAL | 32.75
3RA2110-1FD15-1BB4 | LOAD FEEDER FUSELESS DIRECT START, AC 400V, SZ S00 3.5. . .5A, DC 24V SCREW CONNECTION FOR BUSBA | 146.87
3RA2110-1GD15-1AP0 | LOAD FEEDER FUSELESS DIRECT START, AC 400V, SZ S00 4.5. . .6.3A, AC 230V SCREW CONNECTION FOR BU | 140.53
3RA2110-4AD18-1BB4 | LOAD FEEDER FUSELESS DIRECT START, AC 400V, SZ S00 11. . .16A, DC 24V SCREW CONNECTION FOR BUSBA | 205.74
3RA2110-0JD15-1BB4 | LOAD FEEDER FUSELESS DIRECT START, AC 400V, SZ S00 0.7. . .1A, DC 24V SCREW CONNECTION FOR BUSBA | 139.9
3RA2110-0JH15-1AP0 | LOAD FEEDER FUSELESS DIRECT START, AC 400V, SZ S00 0.7. . .1A, AC 230V SPRING-LOADED CONNECTION | 139.26
3RA2110-1GD15-1BB4 | LOAD FEEDER FUSELESS DIRECT START, AC 400V, SZ S00 4.5. . .6.3A, DC 24V SCREW CONNECTION FOR BUS | 146.87
3RA2110-1HA15-1BB4 | LOAD FEEDER FUSELESS DIRECT START, AC 400V, SZ S00 5,5. . .8A, DC 24V SCREW CONNECTION FOR RAIL- | 112.69
3RA2110-1HE15-1BB4 | LOAD FEEDER FUSELESS DIRECT START, AC 400V, SZ S00 5,5. . .8A, DC 24V SPRING-LOADED CONNECTION F | 112.69
3RA2324-8XE30-1BB4 | REV. COMB. FOR 3RA27, AC3, 5.5KW/400V, DC24V 3-POLE, SZ S0 SCREW TERMINAL ELECTR. AND MECH. INT | 186.22
3RA2423-8XE32-1BB4 | STAR-DELTA COMB. WITH I/O-LINK AC3, 11KW/400V DC24V, 3-POLE SZ S0, SCREW TERMINAL ELECTR. AND ME | 472.86
3RA2423-8XF32-2AC2 | STAR-DELTA COMB. AC3, 11KW/400V AC24V, 50/60 HZ, 3-POLE, SZ S0, SPRING-LOADED TERMINAL ELECTR. A | 305.42
3RA2423-8XH32-1BB4 | STAR-DELTA COMB. WITH ASI AC3, 11KW/400V DC24V, 3-POLE SZ S0, SCREW TERMINAL ELECTR. AND MECH. I | 491.03
3RA2425-8XF32-2AC2-ZA01 | STAR-DELTA COMB. AC3, 15/18.5KW/400V AC24V, 50/60HZ, 3POLE, SZ S0, SPRING-LOADED TERMINAL ELECTR | 424.13
3RA2110-1JD16-1BB4 | LOAD FEEDER FUSELESS DIRECT START, AC 400V, SZ S00 7. . .10A, DC 24V SCREW CONNECTION FOR BUSBAR | 158.26
3RA2110-1KD17-1BB4 | LOAD FEEDER FUSELESS DIRECT START, AC 400V, SZ S00 9. . .12.5A, DC 24V SCREW CONNECTION FOR BUSB | 164.6
3RA2110-1KE17-1AP0 | LOAD FEEDER FUSELESS DIRECT START, AC 400V, SZ S00 9. . .12.5A, AC 230V SPRING-LOADED CONNECTION | 124.71
3RA2110-4AD18-1AP0 | LOAD FEEDER FUSELESS DIRECT START, AC 400V, SZ S00 11. . .16A, AC 230V SCREW CONNECTION FOR BUSB | 174.09
3RT2015-2AB02 | CONTACTOR, AC-3, 3KW/400V, 1NC, AC 24V, 50/60 HZ, 3-POLE, SZ S00 SPRING-LOADED TERMINAL | 24.75
3RT2015-2AF01 | CONTACTOR, AC-3, 3KW/400V, 1NO, AC110V, 50/60 HZ, 3-POLE, SZ S00 SPRING-LOADED TERMINAL | 24.75
3RT2015-2AN21 | CONTACTOR, AC-3, 3KW/400V, 1NO, AC 220V, 50/60 HZ, 3-POLE, SZ S00 SPRING-LOADED TERMINAL | 24.75
3RT2015-2AP04-3MA0 | CONTACTOR, AC-3, 3KW/400V, 2NO+2NC, AC 230V, 50/60 HZ, 3-POLE, SZ S00 SPRING-LOADED TERMINAL PER | 40.61
3RT2316-1BM40 | 4NO CONTACTOR, AC1: 18A DC 220V 4-POLE, 4NO, SZ: S00, SCREW TERMINAL | 35.22
3RT2317-2AH00 | 4NO CONTACTOR, AC1: 22A AC 48V 50/60HZ 4-POLE, 4NO, SZ: S00, SPRING-LOADED TERMINAL | 37.08
3RT2325-1AF00 | 4NO CONTACTOR, AC1: 35A AC 110V 50HZ 4-POLE, 4NO, SZ: S0, SCREW TERMINAL 1NO+1NC INTEGR. | 55.57
3RT2325-2AP60 | 4NO CONTACTOR, AC1: 35A DC 220V 50HZ, 240V 60HZ 4-POLE, 4NO, SZ: S0, SPRING-LOADED TERMINAL 1NO+ | 55.57
3RT2516-2AB00 | 2NO+2NC CONTACTOR, AC3: 4KW AC 24V 50HZ 4-POLE, 2NO+2NC, SZ: S00, SPRING-LOADED TERMINAL | 28.35
3RA2110-1EE15-1AP0 | LOAD FEEDER FUSELESS DIRECT START, AC 400V, SZ S00 2.8. . .4A, AC 230V SPRING-LOADED CONNECTION | 107.61
3NB2366-4KK17 | SITOR-FUSE-LINK SIZE 3L 3X PARALLEL 2400A 1250V DC 1500V DC (VSI) UTILISATION CATEGORY AR SLOTTE | 3768.99
3RT1956-1CB02 | SURGE SUPPRESSOR./RC ELEMENT FOR CONTACTORS WITH SPRING-LOADED CONNECTION SIZE S6/S10/S12 FOR US | 25.93
3RT1956-1CF02 | SURGE SUPPRESSOR./RC ELEMENT FOR CONTACTORS WITH SPRING-LOADED TECHNOLOGY SIZE S6/S10/S12 FOR US | 25.93
3RT2015-1AD02 | CONTACTOR, AC-3, 3KW/400V, 1NC, AC 42V, 50/60 HZ, 3-POLE, SZ S00 SCREW TERMINAL | 27.32
3RA2115-0JA16-2BB4 | LOAD FEEDER FUSELESS DIRECT START,AC 400V, SZ. S00, 0.7...1A, 4KW, 24 V DC SCREW CONNECTION FOR | 124.71
3RT2017-2BB42-ZX95 | CONTACTOR, AC-3, 5.5KW/400V, 1NC, DC 24V, 3-POLE, SZ S00 SPRING-LOADED TERMINAL REUSABLE PACKAGI | 41.91
3RT2017-2BE41 | CONTACTOR, AC-3, 5.5KW/400V, 1NO, DC 60V, 3-POLE, SZ S00 SPRING-LOADED TERMINAL | 41.64
3RA2327-8XB30-1AK6 | REV. COMB., AC3, 15KW/400V AC110V 50HZ/120V 60HZ 3-POLE, SZ S0 SCREW TERMINAL ELECTR. AND MECH. | 215.7
3RA2327-8XB30-1BB4 | REV. COMB., AC3, 15KW/400V DC24V 3-POLE, SZ S0 SCREW TERMINAL ELECTR. AND MECH. INTERLOCK 2NO I | 307.67
3RA2327-8XB30-2AL2 | REV. COMB., AC3, 15KW/400V AC230V, 50/60HZ, 3-POLE, SZ S0 SPRING-LOADED TERMINAL ELECTR. AND MEC | 220.28
3RA2210-0GS15-2BB4 | FUSELESS LOAD FEEDER REVERSING OPERATION, 400 V AC, SZ. S00 0.45...0.63 A 3 KW, 24 V DC SPRING- | 210.8
3RA2210-0CH15-2BB4 | FUSELESS LOAD FEEDER REVERSING OPERATION, 400 V AC, SZ S00 0.18 TO 0.25 A 3 KW, 24 V DC SPRING | 209.54
3RA2210-0JA03-0SB4 | LOAD FEEDER FUSELESS REVERSING DUTY, AC 400V, SZ S00, 0.7. . .1A, DC 24V SCREW TERMINAL FOR RAIL | 276.63
3RA2210-0JE15-2BB4 | LOAD FEEDER FUSELESS REVERSING DUTY, AC 400V, SZ S00, 0.7. . .1A, DC 24V SPRING-LOADED CONNECTION | 158.89
3RB3123-4VE0 | OVERLOAD RELAY 10...40 A FOR MOTOR PROTECTION SIZE S0, CLASS 5...30 CONTACTOR ASS. MAIN CIRCUIT: | 187.38
3RB3133-4UB0 | OVERLOAD RELAY 12.5...50 A FOR MOTOR PROTECTION SIZE S2, CLASS 5E...30E FOR MOUNTING ONTO CONTACT | 207.01
3RA2426-8XH32-1BB4 | STAR-DELTA COMB. WITH ASI AC3, 22KW/400V DC24V, 3-POLE SZ S0, SCREW TERMINAL ELECTR. AND MECH. I | 647.14
3RA2434-8XF32-1AC2 | STAR-DELTA (WYE-D.) COMBINATION AC3:22/30KW/400V 24V AC 50/60HZ SIZE S2, SCREW CONNECTION ELECTR | 539.28
3RA2435-8XE32-1NB3 | ST.-D. (WYE-D.) COM. W I/O-LINK AC3:37KW/400V 20-33V AC/DC SIZE S2, SCREW CONNECTION ELECTR. AND | 828.76
3RH2122-1WB40 | COUPLING CONTACTOR RELAY, 2NO+2NC, DC 24V, 0.85..1.85*US, W/ PLUGGED-ON VARISTOR, SIZE S00, SCREW | 38.35
3RH2122-2AB00 | CONTACTOR RELAY, 2NO+2NC, AC 24V, 50/60 HZ, SZ S00, SPRING-LOADED TERMINAL | 29.43
3RH2122-2AB00-ZW97 | CONTACTOR RELAY, 2NO+2NC, AC 24V, 50/60 HZ, SZ S00, SPRING-LOADED TERMINAL MULTI-UNIT PACKAGE PA | 30.19
3RH2122-2BB40 | CONTACTOR RELAY, 2NO+2NC, DC 24V, SZ S00, SPRING-LOADED TERMINAL | 34.05
3RT2015-2MB42-0KT0 | COUPLING RELAY, AC-3, 3KW/400V, 1NC, DC 24V, 0.85...1.85*US, 3-POLE, SZ S00 SPRING-LOADED TERMINA | 29.37
3RT2015-2QB41 | COUPLING RELAY, AC-3, 3KW/400V, 1NO, DC 24V, 0.7...1.25*US, W. PLUGGED-ON VARISTOR, 3-POLE SZ S0 | 33.39
3RT2015-4AG62 | CONTACTOR, AC-3, 3KW/400V, 1NC, AC 100V 50HZ, 100...110V 60HZ 3-POLE, SZ S00 RING CABLE LUG CONNE | 34.12
3RT2016-1AK21 | CONTACTOR, AC-3, 4KW/400V, 1NO, AC 120V, 50/60 HZ, 3-POLE, SZ S00 SCREW TERMINAL | 29.25
3RT2327-2BG40 | 4NO CONTACTOR, AC1: 50A DC 125V 4-POLE, 4NO, SZ: S0, SPRING-LOADED TERMINAL 1NO+1NC INTEGR. | 147.03
3RT2336-1AH20 | 4NO CONTACTOR,AC1:60A 48V AC 50/60HZ, 4-POLE, 4NO, SIZE S2, SCREW TERMINAL 1NO+1NC INTEGRATED | 144.97
3RT2336-1AM20 | 4NO CONTACTOR,AC1:60A 208V AC 50 / 60HZ, 4-POLE, 4NO, SIZE S2, SCREW TERMINAL 1NO+1NC INTEGRATED | 144.97
3RT2337-1AP00 | 4NO CONTACTOR,AC1:110A 230V AC 50HZ, 4-POLE, 4NO, SIZE S2, SCREW TERMINAL 1NO+1NC INTEGRATED | 205.68
3RA2110-1HD15-1BB4 | LOAD FEEDER FUSELESS DIRECT START, AC 400V, SZ S00 5,5. . .8A, DC 24V SCREW CONNECTION FOR BUSBA | 146.87
3RA2110-1HH15-1AP0 | LOAD FEEDER FUSELESS DIRECT START, AC 400V, SZ S00 5,5. . .8A, AC 230V SPRING-LOADED CONNECTION | 145.6
3RA2110-1HS15-1BB4 | FUSELESS LOAD FEEDER DIRECT START, 400 V AC, SZ. S00 5.50...8.00 A 3 KW, 24 V DC SPRING-LOADED | 150.66
3RT2017-2KG42 | CONT. F. RAILW. A., AC-3, 5.5KW 400V , 1NC, DC 125V, 0.7...1.25*US, W. INTEGRATED SUPPRESSOR DIOD | 46.34
3RH2131-1AK60 | CONTACTOR RELAY, 3NO+1NC, AC 110V 50HZ, 120V 60HZ, SIZE S00, SCREW TERMINAL | 29.43
3RH2131-1AN20 | CONTACTOR RELAY, 3NO+1NC, AC 220V, 50/60 HZ, SIZE S00, SCREW TERMINAL | 29.43
3RH2131-1AP60 | CONTACTOR RELAY, 3NO+1NC, AC 220V 50HZ, 240V 60HZ, SIZE S00, SCREW TERMINAL | 29.43
3RT2015-2HB42 | COUPLING RELAY, AC-3, 3KW/400V, 1NC, DC 24V, 0.7...1.25*US, 3-POLE, SZ S00 SPRING-LOADED TERMINAL | 29.37
3RT2015-4AK61 | CONTACTOR, AC-3, 3KW/400V, 1NO, AC110V 50HZ, 120V 60HZ 3-POLE, SZ S00 RING CABLE LUG CONNECTION | 30.95
3NB2345-4KK16 | SITOR-FUSE-LINK SIZE 3L 2X PARALLEL 800A 1250V DC 1500V DC (VSI) UTILISATION CATEGORY AR SLOTTED | 1540.79
3NB3358-1KK26 | SITOR-FUSE-LINK SIZE 3 2X PARALLEL 1700A 690V AC 700V AC (UL) UTILISATION CATEGORY AR SLOTTED BL | 960.02
3NC3340-6U | SITOR-FUSE-LINK FOR SEMICONDUCTOR PROTECTION 900A AR 1000V A.C. MBC=6XIN SIZE 3 WITH FLUSH-END C | 261.93
3RT2015-1AK61 | CONTACTOR, AC-3, 3KW/400V, 1NO, AC110V 50HZ, 120V 60HZ 3-POLE, SZ S00 SCREW TERMINAL | 24.75
3LD2265-5VD51-0AE2 | MAIN SWITCH 6-POLE IU=32, P/AC-23A AT 400V=11.5KW 1NO+1NC, 1 N TERMINAL INSULATION-ENCLOSED, IP65 | 163.96
3RA2316-8XB30-2AP0 | REV. COMB., AC3, 4KW/400V AC230V, 50/60HZ, 3-POLE, SZ S00 SPRING-LOADED TERMINAL ELECTR. AND MEC | 83.45
3RA2210-1DE15-2AP0 | LOAD FEEDER FUSELESS REVERSING DUTY, AC 400V, SZ S00, 2.2. . .3.2A, AC 230V SPRING-LOADED CONNECT | 153.83
3RA2210-1JD16-2AP0 | LOAD FEEDER FUSELESS REVERSING DUTY, AC 400V, SZ S00, 7. . .10A, AC 230V SCREW CONNECTION FOR BU | 225.35
3RA2210-1KD17-2BB4 | LOAD FEEDER FUSELESS REVERSING DUTY, AC 400V, SZ S00, 9. . .12.5A, DC 24V SCREW CONNECTION FOR B | 253.21
3NE1220-4 | PV-FUSE-LINK 80A 1000V D.C. GPV SIZE 1 FOR PHOTOVOLTAIC-APPLICATIONS | 104.47
3NE1224-0 | SITOR FUSE-LINK UTILIZ. CATEGORY GS, DIN 43620 160A , AC 690 V ,(SIZE 1) | 103.82
3RA2315-8XB30-2AH0 | REV. COMB. AC3, 3KW/400V AC48V, 50/60 HZ, 3-POLE, SZ S00 SPRING-LOADED TERMINAL ELECTR. AND MECH | 78.91
3RT2015-1AF02 | CONTACTOR, AC-3, 3KW/400V, 1NC, AC110V, 50/60 HZ, 3-POLE, SZ S00 SCREW TERMINAL | 24.75
3RT2015-1AM22 | CONTACTOR, AC-3, 3KW/400V, 1NC, AC 208V, 50/60 HZ, 3-POLE, SZ S00 SCREW TERMINAL | 27.32
3RT2015-1BB42 | CONTACTOR, AC-3, 3KW/400V, 1NC, DC 24V, 3-POLE, SZ S00 SCREW TERMINAL | 28.98
3RT2015-1CK64-3MA0 | CONTACTOR, AC-3, 3KW/400V, 2NO+2NC, AC 110V 50HZ 120V 60HZ, W. PLUGGED-ON VARISTOR 3POLE, SZ. S0 | 47.39
3RH2122-1KM40-0LA4 | CONTACTOR RELAY FOR RAILWAY, 2NC+1NC, DC 220V, 0.7..1.25*US, W/ INTEGRATED SUPPRESSOR DIODE, SIZE | 61.29
3RH2122-4KB40 | COUPLING CONTACTOR RELAY, 2NO+2NC, DC 24V, 0.7...1.25*US, W. SUPPRESSOR DIODE INTEGRATED, SZ S00 | 42.22
3RH2131-1AF00 | CONTACTOR RELAY, 3NO+1NC, AC 110V, 50/60 HZ, SIZE S00, SCREW TERMINAL | 29.43
3RH2131-1SB40 | COUPLING CONTACTOR RELAY, 3NO+1NC, DC 24V, 0.85..1.85*US, W/ INTEGRATED SUPPRESSOR DIODE, SIZE S0 | 38.35
3RH2131-2AK60 | CONTACTOR RELAY, 3NO+1NC, AC 110V 50HZ, 120V 60HZ, SZ S00, SPRING-LOADED TERMINAL | 29.43
3RT2016-1AK22 | CONTACTOR, AC-3, 4KW/400V, 1NC, AC 120V, 50/60 HZ, 3-POLE, SZ S00 SCREW TERMINAL | 29.25
3RA2417-8XF31-2BB4 | STAR-DELTA COMB. AC3, 11KW/400V DC24V, 3-POLE SZ S00, SPRING-LOADED TERMINAL ELECTR. AND MECH. I | 340.6
3RA2434-8XE32-1NB3 | ST.-D. (WYE-D.) COM. W I/O-LINK AC3:22/30KW/400V 20-33V AC/DC SIZE S2, SCREW CONNECTION ELECTR. | 777.73
3NH7460-4 | NH-FUSE-BASE SIZE 3L 630A 1000V FOR PHOTOVOLTAIC APPLICATION | 1096.26
3RP2527-2EW30 | TIME RELAY, ELECTRONIC, DELAYED, 1 CONTACTOR (SEMI-COND.), 2-WIRE, 4 TIME SET. RANGES 0.05...240 | 51.47
3RP2555-1AW30 | TIME RELAY, ELECTRONIC, FLASH. RELAY ASYMMETRICAL, 1 CO CONT., 15 TIME SET. RANGES 0.05S...100HR, | 124.08
3RH2440-1AF00 | CONTACTOR RELAY LATCHED, 4NO, AC 110V, 50/60HZ, SIZE S00, SCREW TERMINAL | 101.23
3RH2911-1FA22-ZW97 | AUX.SWITCH BLOCK,FRONT,2NO+2NC, CURR.PATH: 1NO, 1NC, 1NC, 1NO, F. CONT. RELAYS A. MOTOR CONT., 3R | 13.16
3RH2911-1GA31-ZW98 | AUX.SWITCH BLOCK,FRONT,3NO+1NC, CURR.PATH: 1NO, 1NC, 1NO, 1NO, FOR CONTACTOR RELAYS, SZ S00, SCR | 13.16
3RH2131-1AQ00 | CONTACTOR RELAY, 3NO+1NC, AC 380V, 50/60 HZ, SIZE S00, SCREW TERMINAL | 32.33
3RH2131-1BB40-ZX95 | CONTACTOR RELAY, 3NO+1NC, DC 24V, SIZE S00, SCREW TERMINAL, REUSABLE PACKAGE = 72 UNITS | 34.94
3RT2017-2QB42 | COUPLING RELAY, AC-3, 5.5KW/ 400V 1NC, DC 24V, 0.7...1.25*US, W. PLUGGED-ON VARISTOR, 3-POLE SZ | 42.28
3RT2017-2SB41 | COUPLING RELAY, AC-3, 5.5KW/ 400V 1NO, DC 24V, 0.85...1.85*US, W. INTEGRATED SUPPRESSOR DIODE, 3 | 42.28
3RT2017-2VB42 | COUPLING RELAY, AC-3, 5.5KW/ 400V , 1NC, DC 24V, 0.85...1.85*US, W. INTEGRATED DIODE 3-POLE SZ S | 42.88
3RT2017-2WB42 | COUPLING RELAY, AC-3, 5.5KW/ 400V , 1NC, DC 24V, 0.85...1.85*US, W. PLUGGED-ON VARISTOR 3-POLE S | 42.28
3NB3362-1KK27 | SITOR-FUSE-LINK SIZE 3 3X PARALLEL 1900A 690V AC 700V AC (UL) UTILISATION CATEGORY AR SLOTTED BL | 1153.21
3RH2422-1BC40 | CONTACTOR RELAY LATCHED, 2NO+2NC, DC 30V, SIZE S00, SCREW TERMINAL | 109.83
3RH2422-1HB40-0LA0 | LATCHED CONTACTOR RELAY FOR RAILWAY APPLICATIONS 2NO+1NC, DC24V, 0.7...1.25*US, WITHOUT COIL CIRC | 139.9
3RH2431-1BB40 | CONT. RELAY LATCHED, 3NO+1NC, 24V DC SIZE S00, SCREW TERMINAL | 106.14
3RA2315-8XB30-1AP0 | REV. COMB. AC3, 3KW/400V AC230V, 50/60 HZ, 3-POLE, SZ S00 SCREW TERMINAL ELECTR. AND MECH. INTER | 78.91
3RA2315-8XB30-1BW4 | REV. COMB. AC3, 3KW/400V DC48V 3-POLE, SZ S00 SCREW TERMINAL ELECTR. AND MECH. INTERLOCK | 87.99
3RA2315-8XB30-1FB4 | REV. COMB. AC3, 3KW/400V DC24V 3-POLE, SZ S00 SCREW TERMINAL ELECTR. AND MECH. INTERLOCK WITH I | 98.21
3RH2911-1GA40 | AUX.SWITCH BLOCK,FRONT,4NO, CURR.PATH: 1NO, 1NO, 1NO, 1NO, FOR CONTACTOR RELAYS, SZ S00, SCREW T | 11.81
3RH2911-1HA12-ZW98 | AUX.SWITCH BLOCK,FRONT,1NO+2NC, CURR.PATH: 1NC, 1NC, 1NO, F. CONT. RELAYS A. MOTOR CONT., 3RT2 S | 10.7
3NB3351-1KK26 | SITOR-FUSE-LINK SIZE 3 2X PARALLEL 1100A 690V AC 700V AC (UL) UTILISATION CATEGORY AR SLOTTED BL | 754.97
3NB3357-1KK26 | SITOR-FUSE-LINK SIZE 3 2X PARALLEL 1600A 690V AC 700V AC (UL) UTILISATION CATEGORY AR SLOTTED BL | 890.09
3RK4324-3ER54-1BC0 | SIRIUS MCU MOTOR STARTER ENC. DEG. O. PROT.IP54 PLASTIC COMMUNICATION AS-INTERFACE ELECTROMECHAN | 1186.69
3RK4324-3FR54-1BC0 | SIRIUS MCU MOTOR STARTER ENC. DEG. O. PROT.IP54 PLASTIC COMMUNICATION AS-INTERFACE ELECTROMECHAN | 1186.69
3RA2210-1BD15-2AP0 | LOAD FEEDER FUSELESS REVERSING DUTY, AC 400V, SZ S00, 1.4. . .2A, AC 230V SCREW CONNECTION FOR B | 212.07
3RA2210-1CD15-2AP0 | LOAD FEEDER FUSELESS REVERSING DUTY, AC 400V, SZ S00, 1.8. . .2.5A, AC 230V SCREW CONNECTION FOR | 212.07
3RA2210-1DD15-2AP0 | LOAD FEEDER FUSELESS REVERSING DUTY, AC 400V, SZ S00, 2.2. . .3.2A, AC 230V SCREW CONNECTION FOR | 212.07
3RA2210-1JS16-2BB4 | FUSELESS LOAD FEEDER REVERSING OPERATION, 400 V AC, SZ. S00 7.00...10.0 A 4 KW, 24 V DC SPRING- | 234.22
3RA2210-1KH17-2BB4 | LOAD FEEDER FUSELESS REVERSING DUTY, AC 400V, SZ S00, 9. . .12.5A, DC 24V SPRING-LOADED CONNECTIO | 252.58
3RA2210-4AE18-2BB4 | LOAD FEEDER FUSELESS REVERSING DUTY, AC 400V, SZ S00, 11. . .16A, DC 24V SPRING-LOADED CONNECTION | 267.14
3RA2215-1AA16-5BB4-ZX95 | LOAD FEEDER FUSELESS REVERSING OPERATION, AC 400V, SZ. S00, 1.1 ... 1.6A 24 V DC SCREW CONNECTIO | 212.07
3KD9506-7 | ACCESSORY FOR 3KD FRAME SIZE 5 N/PE TERMINAL WITH PERMANENT JUMPER FLAT TERMINAL | 347.76
3RA2317-8XB30-1BW4 | REV. COMB., AC3, 5.5KW/ 400V DC48V 3-POLE, SZ S00 SCREW TERMINAL ELECTR. AND MECH. INTERLOCK | 106.15
3RA2317-8XB30-2AP0 | REV. COMB., AC3, 5.5KW/ 400V AC230V, 50/60 HZ, 3-POLE, SZ S00 SPRING-LOADED TERMINAL ELECTR. AN | 96.49
3RA2317-8XB30-2BW4 | REV. COMB., AC3, 5.5KW/ 400V DC48V 3-POLE, SZ S00 SPRING-LOADED TERMINAL ELECTR. AND MECH. INTE | 106.15
3RT2526-1AF00 | 2NO+2NC CONTACTOR, AC3: 11KW AC 110V 50HZ 4-POLE, 2NO+2NC, SZ: S0, SCREW TERMINAL 1NO+1NC INTEGR | 80.06
3RT2017-2BF41 | CONTACTOR, AC-3, 5.5KW/400V, 1NO, DC 110V 3-POLE, SZ S00 SPRING-LOADED TERMINAL | 37.58
3RT2017-2BG41 | CONTACTOR, AC-3, 5.5KW/400V, 1NO, DC 125V, 3-POLE, SZ S00 SPRING-LOADED TERMINAL | 41.64
3RT2017-2FB44-3MA0 | CONTACTOR, AC-3, 5.5KW/400V, 2NO+2NC, DC 24V, W. INTEGRATED DIODE 3-POLE, SZ S00 SPRING-LOADED T | 59.06
3RH2122-2KF40 | COUPLING CONTACTOR RELAY, 2NO+2NC, DC 110V, 0.7..1.25*US, W/ INTEGRATED SUPPRESSOR DIODE, SZ S00, | 38.35
3RH2122-2KF40-1AA0 | COUPLING CONTACTOR RELAY, 2NO+2NC, DC 110V, 0.7..1.25*US, W/ INTEGRATED SUPPRESSOR DIODE, SZ S00, | 40.86
3RH2122-2LF40 | COUPLING CONTACTOR RELAY RAIL, 2NO+2NC, DC 110V, 0.7..1.25*US, VARISTOR INTEGRATED, SZ S00, SPRIN | 38.47
3RK4324-3BR54-1BC0 | SIRIUS MCU MOTOR STARTER ENC. DEG. O. PROT.IP54 PLASTIC COMMUNICATION AS-INTERFACE ELECTROMECHAN | 1186.69
3RK4324-3CR51-1BC0 | SIRIUS MCU MOTOR STARTER ENC. DEG. O. PROT.IP54 PLASTIC COMMUNICATION AS-INTERFACE ELECTROMECHAN | 1150.48
3RT2018-1AH01 | CONTACTOR, AC-3, 7.5KW/400V, 1NO, AC 48V, 50/60 HZ, 3-POLE, SZ S00 SCREW TERMINAL | 41.46
3RT2018-1AP02-ZX95 | CONTACTOR, AC-3, 7.5KW/400V, 1NC, AC 230V, 50/60 HZ, 3-POLE, SZ S00 SCREW TERMINAL REUSABLE PACK | 46.21
3RT2018-1AP04-3MA0 | CONTACTOR, AC-3, 7.5KW/400V, 2NO+2NC, AC 230V, 50/60 HZ, 3-POLE, SZ S00 SCREW TERMINAL PERMANENT | 57.34
3RT2018-1AP61 | CONTACTOR, AC-3, 7.5KW/400V, 1NO, AC 220V 50HZ 240V 60 HZ, 3-POLE, SZ S00 SCREW TERMINAL | 41.46
3RH2344-1DF40 | CONTACTOR RELAY, 4NO+4NC, 110V DC SCREW TERMINAL, SIZE S00 2 NO + 2 NC BASIC UNIT /DIN EN VARIS | 62.95
3RH2344-1DM40-0KA0 | AUXILIARY CONTACTOR, 4NO+40E, 220 V DC, SCREW-CONNECTION, S00 MODULE, SNAP-ON MOUNT. VARISTOR | 62.95
3NE3322 | SITOR FUSE-LINK 125A | 249.66
3NH7260-4 | NH-FUSE-BASE SIZE 1L 250A 1000V FOR PHOTOVOLTAIC APPLICATION | 740.41
3NH7261-4 | NH-FUSE-BASE SIZE 1XL 250A 1500V FOR PHOTOVOLTAIC APPLICATION | 919.77
3NH7361-4 | NH-FUSE-BASE SIZE 2XL 400A 1500V FOR PHOTOVOLTAIC APPLICATION | 1064.69
3RH2353-1DW40-0KA0 | CONTACTOR RELAY, 5NO+3NC,48V DC SCREW TERMINAL, SIZE S00, MOUNTED VARISTOR | 62.95
3RH2422-1BF40 | CONTACTOR RELAY LATCHED, 2NO+2NC, DC 110V, SIZE S00, SCREW TERMINAL | 106.14
3RH2431-1LW80-0LA0 | CONTACTOR RELAY LATCHED RAIL, 3NO, 32V DC, 0.7..1.25*US, WITH VARISTOR INTEGRATED, AND SERIES RES | 147.48
3RH2431-1UW80 | CONTACTOR RELAY LATCHED, 3NO+1NC,DC 32V,VARISTOR INTEGR. SIZE S00, SCREW TERMINAL | 137
3RK4324-3ER51-0BC0 | SIRIUS MCU MOTOR STARTER ENC. DEG. O. PROT.IP54 PLASTIC COMMUNICATION AS-INTERFACE ELECTROMECHAN | 1094.52
3RK4324-3ER54-0BC0 | SIRIUS MCU MOTOR STARTER ENC. DEG. O. PROT.IP54 PLASTIC COMMUNICATION AS-INTERFACE ELECTROMECHAN | 1150.48
3RK4324-3MR54-1BC0 | SIRIUS MCU MOTOR STARTER ENC. DEG. O. PROT.IP54 PLASTIC COMMUNICATION AS-INTERFACE ELECTROMECHAN | 1186.69
3RK4324-3NR51-0BC0 | SIRIUS MCU MOTOR STARTER ENC. DEG. O. PROT.IP54 PLASTIC COMMUNICATION AS-INTERFACE ELECTROMECHAN | 1094.52
3RK4324-3NR54-0BC0 | SIRIUS MCU MOTOR STARTER ENC. DEG. O. PROT.IP54 PLASTIC COMMUNICATION AS-INTERFACE ELECTROMECHAN | 1150.48
3KD9103-6 | ACCESSORY FOR 3KD SIZE 1 AND 2 AUXILIARY SWITCH MODULE FOR MAX TWO AUXILIARY SWITCHES WITH TEST F | 11.75
3KD9120-1 | ACCESSORY FOR 3KD SIZE 1 AND 2 MOUNTING BRACKET CONTAINS 4 PC | 7.07
3RT2018-2AB02-ZW96 | CONTACTOR, AC-3, 7.5KW/400V, 1NC, AC 24V 50/60HZ, 3-POLE, SZ S00, SPRING-LOADED TERMINAL MULTI-U | 46.21
3RT2517-2AB00 | 2NO+2NC CONTACTOR, AC3: 5.5KW AC 24V 50HZ 4-POLE, 2NO+2NC, SZ: S00, SPRING-LOADED TERMINAL | 35.14
3RT2517-2BF40 | 2NO+2NC CONTACTOR, AC3: 5.5KW DC 110V 4-POLE, 2NO+2NC, SZ: S00, SPRING-LOADED TERMINAL | 39.98
3RT2518-1AP00 | 2NO+2NC CONTACTOR, AC3: 7.5KW AC 230V 50HZ 4-POLE, 2NO+2NC, SZ: S00, SCREW TERMINAL | 44.58
3NB2350-4KK16 | SITOR-FUSE-LINK SIZE 3L 2X PARALLEL 1000A 1250V DC 1500V DC (VSI) UTILISATION CATEGORY AR SLOTTE | 1789.68
3RT2015-1AG62 | CONTACTOR, AC-3, 3KW/400V, 1NC, AC 100V 50HZ, 100...110V 60HZ 3-POLE, SZ S00 SCREW TERMINAL | 27.32
3RT2017-2AP01-1AA0 | CONTACTOR, AC-3, 5.5KW/400V, 1NO, AC 230V, 50/60 HZ, 3-POLE, SZ S00 SPRING-LOADED TERMINAL UPRIG | 35.14
3RT2017-2FF48-0KT1 | CONTACTOR, AC-3, 5.5KW/400V, 1NC, DC 110V 3-POLE, SZ S00 SPRING-LOADED TERMINAL . . | 67.55
3RT2017-2JB41-ZX95 | COUPLING RELAY, AC-3, 5.5KW/ 400V , 1NO, DC 24V, 0.7...1.25*US, W. INTEGRATED DIODE 3-POLE SZ S0 | 47.79
3RH2122-2LF40-1LA0 | CONTACTOR RELAY FOR RAILWAY, 2NO+1NC, DC 110V, 0,7..1,25*US, W/VARISTOR INTEGRATED, 3-POLE, SZ S0 | 66.64
3RH2122-4LB40-0LA0 | CONTACTOR RELAY FOR RAILWAY, 2NO+1NC, DC 24V, 0,7...1,25*US, VARISTOR INTEGRATED, SZ S00,RING CAB | 64.57
3RH2131-1VB40 | COUPLING CONTACTOR RELAY, 3NO+1NC, DC 24V, 0.85..1.85*US, W/ INTEGRATED DIODE, SIZE S00, SCREW TE | 39.4
3RH2131-2BG40 | CONTACTOR RELAY, 3NO+1NC, DC 125V, SZ S00, SPRING-LOADED TERMINAL | 37.79
3RF2330-2DA64 | SEMI-COND. CONTACTOR 3RF2,1-PH. AC51 30 A 40 DEG. C 48-460 V / 110 V DC SHORT CIRC. PROOF UP TO | 98.12
3RT2017-2QB41 | COUPLING RELAY, AC-3, 5.5KW/ 400V 1NO, DC 24V, 0.7...1.25*US, W. PLUGGED-ON VARISTOR, 3-POLE SZ | 42.28
3RT2017-4AR62 | CONTACTOR, AC-3, 5.5KW/400V, 1NC, AC 400V 50HZ, 400...440V 60HZ 3-POLE, SZ S00 RING CABLE LUG CO | 44.18
3RT2018-1AF01 | CONTACTOR, AC-3, 7.5KW/400V, 1NO, AC110V, 50/60 HZ, 3-POLE, SZ S00 SCREW TERMINAL | 41.46
3RT2018-1AR62 | CONTACTOR, AC-3, 7.5KW/400V, 1NC, AC 400V 50HZ, 400...440V 60HZ 3-POLE, SZ S00 SCREW TERMINAL | 44.07
3RT2018-1BB42-0CC0 | CONTACTOR, AC-3, 7.5KW/400V, 1NC, DC 24V, COM. CAPABILITY 3-POLE, SZ S00 SCREW TERMINAL | 70.42
3RA2115-0KA16-2BB4 | LOAD FEEDER FUSELESS DIRECT START,AC 400V, SZ. S00, 0.9...1.25A, 4KW, 24 V DC SCREW CONNECTION | 127.24
3RH2344-1CH00 | CONTACTOR RELAY, 4NO+4NC, 48V AC, 50/60 HZ, SCREW TERMINAL, SIZE S00 2 NO + 2 NC BASIC UNIT /DIN | 58.81
3RH2353-1CG60-0KA0 | CONTACTOR RELAY, 5NO+3NC, 100V AC, 50/60 HZ, SCREW TERMINAL, SIZE S00 2 NO + 2 NC BASIC UNIT /DI | 58.28
3RH2362-2BC40 | CONTACTOR RELAY, 6NO+2NC, DC 30V, SZ S00, SPRING-LOADED TERMINAL, REMOVABLE AUX. SWITCH | 56.58
3RH2353-1CP00-0KA0 | CONTACTOR RELAY, 5NO+3NC, 230V AC, 50/60 HZ, SCREW TERMINAL, SIZE S00 2 NO + 2 NC BASIC UNIT /DI | 58.28
3RH2353-1DE40-0KA0 | CONTACTOR RELAY, 5NO+3NC,60V DC SCREW TERMINAL, SIZE S00, MOUNTED VARISTOR | 62.95
3RH2440-1AU00 | CONTACTOR RELAY LATCHED, 4NO, AC 240V, 50/60HZ, SIZE S00, SCREW TERMINAL | 101.23
3RH2911-1FB11 | AUX.SWITCH BL 11U,1NO+1NC,FRONT CURR.PATH: 1NO, --, 1NC, --, F. CONT. RELAYS A. MOTOR CONT., 3RT | 14.1
3RK4324-3GR54-1BC0 | SIRIUS MCU MOTOR STARTER ENC. DEG. O. PROT.IP54 PLASTIC COMMUNICATION AS-INTERFACE ELECTROMECHAN | 1186.69
3RK4324-3LR51-1BC0 | SIRIUS MCU MOTOR STARTER ENC. DEG. O. PROT.IP54 PLASTIC COMMUNICATION AS-INTERFACE ELECTROMECHAN | 1150.48
3RA2110-1CA15-1BB4 | LOAD FEEDER FUSELESS DIRECT START, AC 400V, SZ S00 1.8. . .2.5A, DC 24V SCREW CONNECTION FOR RAI | 112.69
3RP2505-1BB30 | TIME RELAY, MULTI-FUNCTION, 2 CO CONTACTS, 27 FUNCTIONS, 15 TIME SET. RANGES, (1, 3, 10, 30, 100) | 108.24
3RF3410-1BD24 | SOLID-STATE CONTACTOR 3-PH 3RF3 AC53 7.4A 40 DEGREES C 48-480V / 110-230V AC REVERSE SWITCHING | 288.66
3RA2316-8XB30-1BB4 | REV. COMB., AC3, 4KW/400V DC24V 3-POLE, SZ S00 SCREW TERMINAL ELECTR. AND MECH. INTERLOCK | 93.12
3RA2210-1FE15-2BB4 | LOAD FEEDER FUSELESS REVERSING DUTY, AC 400V, SZ S00, 3.5. . .5A, DC 24V SPRING-LOADED CONNECTION | 163.96
3RA2210-1GS15-2BB4 | FUSELESS LOAD FEEDER REVERSING OPERATION, 400 V AC, SZ. S00 4.50...6.30 A 3 KW, 24 V DC SPRING- | 222.83
3RK4324-3GR54-0BC0 | SIRIUS MCU MOTOR STARTER ENC. DEG. O. PROT.IP54 PLASTIC COMMUNICATION AS-INTERFACE ELECTROMECHAN | 1150.48
3RK4324-3JR54-1BC0 | SIRIUS MCU MOTOR STARTER ENC. DEG. O. PROT.IP54 PLASTIC COMMUNICATION AS-INTERFACE ELECTROMECHAN | 1186.69
3RK4324-3MR54-0BC0 | SIRIUS MCU MOTOR STARTER ENC. DEG. O. PROT.IP54 PLASTIC COMMUNICATION AS-INTERFACE ELECTROMECHAN | 1150.48
3RA2316-8XB30-2AB0 | REV. COMB., AC3, 4KW/400V AC24V, 50/60HZ, 3-POLE, SZ S00 SPRING-LOADED TERMINAL ELECTR. AND MECH | 83.45
3RH2911-1HA31 | AUX.SWITCH BLOCK,FRONT,3NO+1NC, CURR.PATH: 1NC, 1NO, 1NO, 1NO, F. CONT. RELAYS A. MOTOR CONT., 3R | 11.81
3RH2911-1MA11 | AUX.SWITCH BLOCK,FRONT,1NO+1NC, CURR.PATH:1NO, 1NC, CONN.F.BE., F. CONT. RELAYS A. MOTOR CONT., 3 | 7.68
3RH2422-1AP60 | CONTACTOR RELAY LATCHED, 2NO+2NC, AC 220/240V, 50/60HZ, SIZE S00, SCREW TERMINAL | 101.23
3RH2422-1BG40 | CONTACTOR RELAY LATCHED, 2NO+2NC, DC 125V, SIZE S00, SCREW TERMINAL | 110.45
3RH2911-1GA31-ZX95 | AUX.SWITCH BLOCK,FRONT,3NO+1NC, CURR.PATH: 1NO, 1NC, 1NO, 1NO, FOR CONTACTOR RELAYS, SZ S00, SCR | 13.16
3RH2911-1HA22-ZX95 | AUX. SWITCH BLOCK , 2NO+2NC COND. PATHS: 1NC, 1NC, 1NO, 1NO, F. CONT. RELAYS A. MOTOR CONT. 3RT2 | 13.16
3RT2017-2AP61 | CONTACTOR, AC-3, 5.5KW/400V, 1NO, AC 220V 50HZ 240V 60 HZ, 3-POLE, SZ S00 SPRING-LOADED TERMINAL | 32.64
3RT2017-2BM41 | CONTACTOR, AC-3, 5.5KW/400V, 1NO, DC 220V 3-POLE, SZ S00 SPRING-LOADED TERMINAL | 37.58
3RA2316-8XE30-2BB4 | REV. COMB. FOR 3RA27, AC3, 4KW/400V, DC24V 3-POLE, SZ S00 SPRING-LOADED TERMINAL ELECTR. AND ME | 99.91
3RA2318-8XB30-1AP6 | REV. COMB., AC3, 7.5KW/400V AC220V 50HZ/240V 60HZ 3-POLE, SZ S00 SCREW TERMINAL ELECTR. AND MECH | 111.86
3RA2813-1AW10 | SOLID-STATE TIME-DELAY AUXILIARY SWITCH, ON-DELAY RELAY 1 CO CONTACT 24...240V AC/DC TIME RANGE | 57.91
3LD2566-5VD51-0AE2 | MAIN SWITCH 6 POLE IU=63, P/AC-23A AT 400V=22KW RED ACTUATOR WITH SPECIAL CHARACTERISTICS | 458.2
3RA2120-1JE24-0BB4 | LOAD FEEDER FUSE SW. DIRECT STARTING, AC 400V, MDL. S0, 7. . .10A, DC 24V SPRING-LOADED TERMINAL | 170.28
3RA2120-1KE24-0AP0 | LOAD FEEDER FUSE SW. DIRECT STARTING, AC 400V, MDL. S0, 9. . .12.5A, AC 230V SPRING-LOADED TERMIN | 130.4
3RA2315-8XB30-1BB4-ZW97 | REV. COMB., AC3, 3KW/400V 24 V DC 3-POLE, SZ S00 SCREW TERMINAL ELECTR. AND MECH. INTERLOCK REU | 98.12
3RA2315-8XE30-2BB4 | REV. COMB. FOR 3RA27, AC3, 3KW/400V, DC24V 3-POLE, SZ S00 SPRING-LOADED TERMINAL ELECTR. AND ME | 96.49
3RA2317-8XB11-5BB4 | REVERSING CONTACTOR COMBINATION AC-3, 5.5 KW/400 V, 3-POLE, SIZE S00, SOLDER PIN CONNECTION 24 V | 111.29
3RA2317-8XB30-2AB0 | REV. COMB., AC3, 5.5KW/ 400V AC24V, 50/60HZ, 3-POLE, SZ S00 SPRING-LOADED TERMINAL ELECTR. AND | 96.49
3RA2220-1FF24-0AP0 | LOAD FEEDER FUSE SW. REVERSING OPERATION, AC 400V, MDL. S0, 3.5. . .5A, AC 230V SPRING-LOADED TER | 218.4
3RA2220-1GD24-0BB4 | LOAD FEEDER FUSELESS REVERSING DUTY, AC 400V, SZ S0, 4.5. . .6.3A, DC 24V SCREW CONNECTION FOR B | 334.88
3NE1220-5E | PV-FUSE-LINK 80A 1500V D.C. GPV SIZE 1XL FOR PHOTOVOLTAIC-APPLICATIONS | 201.92
3NE1227-4D | PV-FUSE-LINK 250A 1000V D.C. GPV SIZE 1L FOR PHOTOVOLTAIC-APPLICATIONS | 186.85
3RR2241-2FW30 | MONITORING RELAY ATTACHABLE TO CONTACTOR 3RT2. SIZE S00 STANDARD, DIGITAL ADJUSTABLE APPARENT/ACT | 176.62
3RR2243-3FA30 | MONITORING RELAY ATTACHABLE TO CONTACTOR 3RT2. SIZE S2 STANDARD, DIGITAL ADJUSTABLE APPARENT/ACTI | 245.61
3RA2913-2AA1 | WIRING KIT, SCREW ELECTRICAL AND MECHANICAL, INCL. MECH. INTERLOCK, FOR REVERS. STARTERS, SIZE S0 | 21.88
3RA2921-2A | LINK MODULE, SPRING-LOADED ELECTRICAL AND MECHANICAL, FOR 3RV2.21 AND 3RT2.2., (MULTI-UNIT PACKAG | 5.7
3RA2933-2BB1 | WIRING KIT, SCREW, ELECTRICAL AND MECHANICAL, INCL. MECH. INTERLOCK, F. STAR-DELTA (WYE-D.) S2/S2 | 46.72
3RA2210-1HA15-2AP0 | LOAD FEEDER FUSELESS REVERSING DUTY, AC 400V, SZ S00, 5,5. . .8A, AC 230V SCREW CONNECTION FOR R | 155.73
3RA2210-1HS15-2BB4 | FUSELESS LOAD FEEDER REVERSING OPERATION, 400 V DC, SZ. S00 5.50...8.00 A 3 KW, 24 V DC SPRING- | 222.83
3RA2220-1GB24-0AP0 | LOAD FEEDER FUSELESS REVERSING DUTY, AC 400V, SZ S0, 4.5. . .6.3A, AC 230V SCREW CONNECTION FOR | 218.4
3KD9204-7 | ACCESSORY FOR 3KD FRAME SIZE 2 CABLE CONNECTION COVER SHORT VERSION CONTAINS 6 PC | 26.74
3KD9304-8 | ACCESSORY FOR 3KD FRAME SIZE 3 CABLE CONNECTION COVER STANDARD LENGTH CONTAINS 8 PC | 51.86
3KD9506-0 | ACCESSORY FOR 3KD FRAME SIZE 5 NEUTRAL TERMINAL WITH REMOVABLE JUMPER FLAT TERMINAL | 384.62
3RA2317-8XE30-2BB4 | REV. COMB. FOR 3RA27, AC3, 5.5KW/400V, DC24V 3-POLE, SZ S00 SPRING-LOADED TERMINAL ELECTR. AND | 112.41
3RT2518-2AB00 | 2NO+2NC CONTACTOR, AC3: 7.5KW AC 24V 50HZ 4-POLE, 2NO+2NC, SZ: S00, SPRING-LOADED TERMINAL | 43.39
3RT2526-2AK60 | 2NO+2NC CONTACTOR, AC3: 11KW DC 110V 50HZ, 120V 60HZ 4-POLE, 2NO+2NC, SZ: S0, SPRING-LOADED TERMI | 80.06
3RT2916-1BB00-ZX90 | SURGE SUPPRESSOR, VARISTOR, AC 24...48V, DC 24...70V, F. CONT. RELAYS A. MOTOR CONT. SZ S00, MU | 7.84
3RT2916-2BE01 | BREAKING DELAY DEVICE, DC 24V F. CONT. RELAYS A. MOTOR CONT. 3RT2 | 89.69
3RT2924-5AG61 | MAGNET COIL F. CONTACTORS 7,5KW AC 100V, 50/60HZ, 110V, 60HZ FOR MOTOR CONTACTORS SZ S0, SCREW TE | 16
3KD3040-2NE10-0 | SWITCH-DISCONNECTOR 100A, FRAME SIZE 2, 4-POLE FRONT OPERATING LEFT BASIC UNIT WITHOUT HANDLE B | 133.64
3KD3230-2NE10-0 | SWITCH-DISCONNECTOR 125A, FRAME SIZE 2, 3-POLE FRONT OPERATING LEFT BASIC UNIT WITHOUT HANDLE B | 130.5
3RA2220-1GB24-0BB4 | LOAD FEEDER FUSELESS REVERSING DUTY, AC 400V, SZ S0, 4.5. . .6.3A, DC 24V SCREW CONNECTION FOR R | 295
3RA2220-1JH24-0BB4 | LOAD FEEDER FUSE SW. REVERSING OPERATION, AC 400V, MDL. S0, 7. . .10A, DC 24V SPRING-LOADED TERMI | 339.3
3NE1222-4 | PV-FUSE-LINK 125A 1000V D.C. GPV SIZE 1 FOR PHOTOVOLTAIC-APPLICATIONS | 111.5
3RH2911-1AA10 | AUX.SWITCH BLOCK,FRONT,1NO, CURR.PATH: 1NO, CONN. F. ABOVE, F. CONT. RELAYS A. MOTOR CONT., 3RT2 | 5.53
3RH2911-1FA40 | AUX.SWITCH BLOCK,FRONT,4NO, CURR.PATH: 1NO, 1NO, 1NO, 1NO, F. CONT. RELAYS A. MOTOR CONT., 3RT2 | 11.81
3RT2018-2BW42 | CONTACTOR, AC-3, 7.5KW/400V, 1NC, DC 48V, 3-POLE, SZ S00 SPRING-LOADED TERMINAL | 66.43
3RT2018-2LJ82-0LA0 | CONT. F. RAILW. A., AC-3, 7.5KW 400V, DC 72V, 0,7...1,25*US, VARISTOR INTEGRATED, 3-POLE, SZ S00 | 78.91
3RT2023-1BD40 | CONTACTOR, AC-3, 4KW/400V, 1NO+1NC, DC 42V, 3-POLE, SZ S0 SCREW TERMINAL | 66.43
3RT2023-1NF30 | CONTACTOR, AC-3, 4KW/400V, 1NO+1NC, AC(50-60HZ)/DC ACTUAT. AC/DC 95...130V, 3-POLE, SZ S0 SCREW T | 73.79
3RT2023-4XJ40-0LA2 | CONT. F. RAILW. A., AC-3, 4KW/400V, 1NO+1NC, W.SOLID-STATE OPERATING MECHANI DC 72V, 0,7...1,25*U | 110.14
3RK7137-6SA00-0BC1 | SIMATIC ET 200SP, COMMUNICATION MODULE CM AS-I MASTER ST ACCOR. AS-INTERFACE SPEC. V3.0 | 891.06
3RM1002-3AA04 | MOTORSTARTER SIRIUS 3RM1 DIRECT STARTER 500 V; 0.4-2.0 A; 24 V DC CONTROL CIRCUIT PUSH-IN MAIN | 160.16
3RM1007-3AA14 | MOTORSTARTER SIRIUS 3RM1 DIRECT STARTER 500 V; 1.6-7.0 A; 110-230 V AC CONTROL CIRCUIT PUSH-IN | 160.16
3RA2327-8XB30-2AG2 | REV. COMB., AC3, 15KW/400V AC110V, 50/60HZ, 3-POLE, SZ S0 SPRING-LOADED TERMINAL ELECTR. AND MEC | 220.28
3RA2327-8XE30-2BB4 | REV. COMB. FOR 3RA27, AC3, 15KW/400V, DC24V 3-POLE, SZ S0 SPRING-LOADED TERMINAL ELECTR. AND ME | 315.08
3KD5034-0RE40-0 | SWITCH-DISCONNECTOR 1000A, FRAME SIZE 5, 3-POLE SIDE OPERATING RIGHT BASIC UNIT WITHOUT HANDLE | 1379.91
3RT2015-1AP02 | CONTACTOR, AC-3, 3KW/400V, 1NC, AC 230V, 50/60 HZ, 3-POLE, SZ S00 SCREW TERMINAL | 24.75
3RT2015-1BA42 | CONTACTOR, AC-3, 3KW/400V, 1NC, DC 12V, 3-POLE, SZ S00 SCREW TERMINAL | 32.93
3RA2210-1ES15-2BB4 | FUSELESS LOAD FEEDER REVERSING OPERATION, 400 V AC, SZ. S00 2.80...4.00A 3 KW, 24 V DC SPRING-L | 222.83
3RA2210-1FH15-2BB4 | LOAD FEEDER FUSELESS REVERSING DUTY, AC 400V, SZ S00, 3.5. . .5A, DC 24V SPRING-LOADED CONNECTION | 222.83
3RA2210-1GE15-2AP0 | LOAD FEEDER FUSELESS REVERSING DUTY, AC 400V, SZ S00, 4.5. . .6.3A, AC 230V SPRING-LOADED CONNECT | 153.83
3KD9301-2 | ACCESSORY FOR 3KD FRAME SIZE 3 DIRECT HANDLE RED/YELLOW STANDARD VERSION LOCKABLE IN OFF WITH UP | 35.54
3KD9304-5 | ACCESSORY FOR 3KD FRAME SIZE 3 CABLE CONNECTION COVER SHORT VERSION CONTAINS 8 PC | 36.84
3RA2318-8XB30-2AK6 | REV. COMB., AC3, 7.5KW/ 400V AC110V 50HZ/120V 60HZ 3-POLE, SZ S00 SPRING-LOADED TERMINAL ELECTR | 111.86
3RA2324-8XB30-1BB4 | REV. COMB., AC3, 5.5KW/ 400V DC24V 3-POLE, SZ S0 SCREW TERMINAL ELECTR. AND MECH. INTERLOCK 2N | 179.94
3RA2325-8XB30-1AC2 | REV. COMB., AC3, 7.5KW/ 400V AC24V, 50/60HZ, 3-POLE, SZ S0 SCREW TERMINAL ELECTR. AND MECH. INT | 135.12
3RA2325-8XB30-1AP6 | REV. COMB.,AC3, 7.5KW/400V AC220V 50HZ/240V 60HZ 3-POLE, SZ S0 SCREW TERMINAL ELECTR. AND MECH. | 135.12
3RT2916-1CB00-ZX90 | SURGE SUPPRESSOR, RC COUPLING, AC 24...48V, DC 24...70V, F. CONT. RELAYS A. MOTOR CONT. SZ S00, | 7.84
3RT2916-1CE00 | SURGE SUPPRESSOR, RC COUPLING, AC 240...400V, F. CONT. RELAYS A. MOTOR CONT. SZ S00, | 7.05
3RT2916-1DG00 | SURGE SUPPRESSOR, SUPPRESSION DIODE DC 12...250V, F. CONT. RELAYS A. MOTOR CONT. SZ S00, | 7.05
3RT2916-1GA00 | ADDITIONAL LOAD MODULE, AC 50/60HZ, 180...255V F. CONT. RELAYS A. MOTOR CONT. SZ S00, | 6.71
3KD2630-2ME10-0 | SWITCH-DISCONNECTOR 63A, FRAME SIZE 1, 3-POLE FRONT OPERATING LEFT BASIC UNIT WITHOUT HANDLE BO | 63.04
3KD2840-2NE10-0 | SWITCH-DISCONNECTOR 80A, FRAME SIZE 2, 4-POLE FRONT OPERATING LEFT BASIC UNIT WITHOUT HANDLE BO | 98.63
3NE1224-4 | PV-FUSE-LINK 160A 1000V D.C. GPV SIZE 1 FOR PHOTOVOLTAIC-APPLICATIONS | 118.52
3NE1327-5E | PV-FUSE-LINK 250A 1500V D.C. GPV SIZE 2XL FOR PHOTOVOLTAIC-APPLICATIONS | 275.24
3NE1332-4F | PV-FUSE-LINK 400A 1000V D.C. GPV SIZE 2L FOR PHOTOVOLTAIC-APPLICATIONS WITH SLOTTED CONTACTS 150M | 283.28
3RP2525-2AW30 | TIME RELAY, ELECTRONIC, DELAYED, 1 CO CONT., 15 TIME SET. RANGES, 0.05S...100HR, 12...240V AC/DC | 67.1
3RA2426-8XE32-1BB4 | STAR-DELTA COMB. WITH I/O-LINK AC3, 22KW/400V DC24V, 3-POLE SZ S0, SCREW TERMINAL ELECTR. AND ME | 630.12
3RT2023-2AN20 | CONTACTOR, AC-3, 4KW/400V, 1NO+1NC, AC 220V 50/60HZ, 3-POLE, SZ S0 SPRING-LOADED TERMINAL | 29.2
3RT2023-2AN24 | CONTACTOR, AC-3, 4KW/400V, 2NO+2NC, AC 220V 50/60HZ, 3-POLE, SZ S0 SPRING-LOADED TERMINAL REMOVA | 40.79
3RT2023-2AP04 | CONTACTOR, AC-3, 4KW/400V, 2NO+2NC, AC 230V 50HZ, 3-POLE, SZ S0 SPRING-LOADED TERMINAL REMOVABLE | 40.79
3RK7136-6SC00-0BC1 | SIMATIC ET 200SP SAFETY COMMUNICATION MODULE F-CM AS-I SAFETY ST FOR AS-INTERFACE | 642.82
3RA2328-8XB30-2AK6 | REV. COMB., AC3, 18.5KW/ 400V AC110V 50HZ/120V 60HZ 3-POLE, SZ S0 SPRING-LOADED TERMINAL ELECTR | 236.15
3RA2328-8XB30-2BB4 | REV. COMB., AC3, 18.5KW/ 400V DC24V 3-POLE, SZ S0 SPRING-LOADED TERMINAL ELECTR. AND MECH. INTE | 334.36
3RA2416-8XE31-1BB4 | STAR-DELTA COMB. WITH I/O-LINK AC3, 7.5KW/400V DC24V, 3-POLE SZ S00, SCREW TERMINAL ELECTR. AND | 346.29
3RA2416-8XF31-1AF0 | STAR-DELTA COMB. AC3, 7,5KW/400V AC110V, 50/60HZ, 3-POLE SZ S00, SCREW TERMINAL ELECTR. AND MECH | 266.23
3RT2015-1AP02-1AA0 | CONTACTOR, AC-3, 3KW/400V, 1NC, AC 230V, 50/60 HZ, 3-POLE, SZ S00 SCREW TERMINAL VERTICAL MOUNTI | 27.16
3RT2015-1AP02-ZW96 | CONTACTOR, AC-3, 3KW/400V, 1NC, AC 230V, 50/60 HZ, 3-POLE, SZ S00 SCREW TERMINAL MULTI - UNIT PA | 27.6
3RT2015-1AT61 | CONTACTOR, AC-3, 3KW/400V, 1NO, AC 600V, 60 HZ, 3-POLE, SIZE S00 SCREW TERMINAL | 27.32
3RT2526-1AK60 | 2NO+2NC CONTACTOR, AC3: 11KW DC 110V 50HZ, 120V 60HZ 4-POLE, 2NO+2NC, SZ: S0, SCREW TERMINAL 1NO | 80.06
3RT2526-1BB40 | 2NO+2NC CONTACTOR, AC3: 11KW DC 24V 4-POLE, 2NO+2NC, SZ: S0, SCREW TERMINAL 1NO+1NC INTEGR. | 117.53
3RT2526-1BM40 | 2NO+2NC CONTACTOR, AC3: 11KW DC 220V 4-POLE, 2NO+2NC, SZ: S0, SCREW TERMINAL 1NO+1NC INTEGR. | 117.53
3RT2018-2AK61 | CONTACTOR, AC-3, 7.5KW/400V, 1NO, AC110V 50HZ, 120V 60HZ 3-POLE, SZ S00 SPRING-LOADED TERMINAL | 41.46
3RT2018-2AP01 | CONTACTOR, AC-3, 7.5KW/400V, 1NO, AC 230V, 50/60 HZ, 3-POLE, SZ S00 SPRING-LOADED TERMINAL | 41.46
3RT2018-2AP01-ZX95 | CONTACTOR, AC-3, 7.5KW/400V, 1NO, AC 230V, 50/60 HZ, 3-POLE, SZ S00 SPRING-LOADED TERMINAL REUSA | 46.21
3KD3630-0NE10-0 | SWITCH-DISCONNECTOR 200A, FRAME SIZE 2, 3-POLE FRONT OPERATING LEFT BASIC UNIT WITHOUT HANDLE F | 150.48
3KD3642-0NE10-0 | SWITCH-DISCONNECTOR 200A, FRAME SIZE 3, 4-POLE FRONT OPERATING LEFT COMPLETE ASSEMBLY WITH DIREC | 216.65
3RA2210-1HH15-2AP0 | LOAD FEEDER FUSELESS REVERSING DUTY, AC 400V, SZ S00, 5,5. . .8A, AC 230V SPRING-LOADED CONNECTIO | 210.8
3RA2210-1KA17-2AP0 | LOAD FEEDER FUSELESS REVERSING DUTY, AC 400V, SZ S00, 9. . .12.5A, AC 230V SCREW CONNECTION FOR | 182.94
3LD2264-2TD51-0AE2 | MAIN SWITCH, 3-POLE IU=32, P/AC-23A AT 400V=11.5KW 1 N TERMINAL + 1 PE TERMINAL INSULATION-ENCLO | 99.27
3RH2911-1GA31 | AUX.SWITCH BLOCK,FRONT,3NO+1NC, CURR.PATH: 1NO, 1NC, 1NO, 1NO, FOR CONTACTOR RELAYS, SZ S00, SCR | 11.81
3RH2911-1HA12 | AUX.SWITCH BLOCK,FRONT,1NO+2NC, CURR.PATH: 1NC, 1NC, 1NO, F. CONT. RELAYS A. MOTOR CONT., 3RT2 S | 9.59
3RH2911-1HA12-ZX95 | AUX.SWITCH BLOCK,FRONT,1NO+2NC, CURR.PATH: 1NC, 1NC, 1NO, F. CONT. RELAYS A. MOTOR CONT., 3RT2 S | 10.7
3RT2018-4AG62 | CONTACTOR, AC-3, 7.5KW/400V, 1NC, AC 100V 50HZ, 100...110V 60HZ 3-POLE, SZ S00 RING CABLE LUG CO | 55.14
3RT2018-4AK62 | CONTACTOR, AC-3, 7.5KW/400V, 1NC, AC110V 50HZ, 120V 60HZ 3-POLE, SZ S00 RING CABLE LUG CONNECTIO | 51.85
3RT2023-1AP00 | CONTACTOR, AC-3, 4KW/400V, 1NO+1NC, AC 230V 50HZ, 3-POLE, SZ S0 SCREW TERMINAL | 29.2
3RT2023-1AP04-ZX95 | CONTACTOR, AC-3, 4KW/400V, 2NO+2NC, AC 230V 50HZ, 3-POLE, SZ S0 SCREW TERMINAL REMOVABLE AUX. SW | 45.46
3RM1202-1AA04 | MOTOR STARTER SIRIUS 3RM1 REVERSING STARTER 500 V; 0,4-2,0 A; 24 V DC SCREW-TYPE CONNECTION SYST | 175.36
3RA2326-8XB30-2AG2 | REV. COMB., AC3, 11KW/400V AC110V, 50/60HZ, 3-POLE, SZ S0 SPRING-LOADED TERMINAL ELECTR. AND MEC | 165.78
3RA2437-8XF32-1AG2 | STAR-DELTA (WYE-D.) COMBINATION AC3:55KW/400V 110V AC 50/60HZ SIZE S2, SCREW CONNECTION ELECTR. | 692.56
3RA2437-8XH32-1NB3 | STAR-DELTA (WYE-D.) COM. W AS-I AC3:55KW/400V 20-33V AC/DC SIZE S2, SCREW CONNECTION ELECTR. AND | 1010.46
3RA2711-0EE06 | MODULE CONNECTOR, 9CM, FOR FUNCTION MODULES 3RA27 14POLE | 13.19
3RM1207-1AA04 | MOTOR STARTER SIRIUS 3RM1 REVERSING STARTER 500 V; 1,6-7,0 A; 24 V DC SCREW-TYPE CONNECTION SYST | 175.36
3RM1301-1AA04 | MOTOR STARTER SIRIUS 3RM1 REVERSING STARTER SAFETY 500 V; 0,1 - 0,5 A; 24 V DC SCREW-TYPE CONNEC | 200.04
3RM1307-2AA14 | MOTOR STARTER SIRIUS 3RM1 REVERSING STARTER SAFETY 500 V; 1,6-7,0 A; 110-230 V AC PUSH-IN-TYPE C | 200.04
3RT2024-1AF00 | CONTACTOR, AC-3, 5.5KW/400V, 1NO+1NC, AC110V 50HZ, 3-POLE, SZ S0 SCREW TERMINAL | 34.46
3RT2024-1BJ80 | CONTACTOR, AC-3, 5.5KW/400V, 1NO+1NC, DC 72V, 3-POLE, SZ S0 SCREW TERMINAL | 70.99
3RT2024-1BM40 | CONTACTOR, AC-3, 5.5KW/400V, 1NO+1NC, DC 220V, 3-POLE, SZ S0 SCREW TERMINAL | 67.55
3RT2024-1BP40 | CONTACTOR, AC-3, 5.5KW/400V, 1NO+1NC, DC 230V, 3-POLE, SZ S0 SCREW TERMINAL | 70.99
3RT2024-2AB00 | CONTACTOR, AC-3, 5.5KW/400V, 1NO+1NC, AC 24V 50HZ, 3-POLE, SZ S0 SPRING-LOADED TERMINAL | 34.46
3RR2143-3AA30 | MONITORING RELAY ATTACHABLE TO CONTACTOR 3RT2, SIZE S00 BASIC, ANALOG ADJUSTMENT APPARENT CURRENT | 139.9
3RT2015-1AV62 | CONTACTOR, AC-3, 3KW/400V, 1NC, AC 480V 60HZ, 3-POLE, SZ S00 SCREW TERMINAL | 30.45
3RA2913-2AA2 | WIRING KIT, SPRING-LOADED ELECTRICAL AND MECHANICAL, INCL. MECH. INTERLOCK, FOR REVERS. STARTERS, | 21.88
3NC3341-6U | SITOR-FUSE-LINK FOR SEMICONDUCTOR PROTECTION 1000A AR 1000V A.C. MBC=6XIN SIZE 3 WITH FLUSH-END | 276.15
3NC3342-6U | SITOR-FUSE-LINK FOR SEMICONDUCTOR PROTECTION 1100A AR 800V A.C. MBC=6XIN SIZE 3 WITH FLUSH-END C | 276.15
3NC3432-6U | SITOR-FUSE-LINK FOR SEMICONDUCTOR PROTECTION 400A AR 1250V A.C. MBC=6XIN SIZE 3 WITH FLUSH-END C | 267.87
3NE1221-5E | PV-FUSE-LINK 100A 1500V D.C. GPV SIZE 1XL FOR PHOTOVOLTAIC-APPLICATIONS | 206.96
3NE1225-5E | PV-FUSE-LINK 200A 1500V D.C. GPV SIZE 1XL FOR PHOTOVOLTAIC-APPLICATIONS | 252.14
3RT2024-1AP00-ZW96 | CONTACTOR, AC-3, 5.5KW/400V, 1NO+1NC, AC 230V 50HZ, 3-POLE, SZ S0 SCREW TERMINAL MULTI-UNIT PACK | 38.43
3RT2024-1AP00-ZX95 | CONTACTOR, AC-3, 5.5KW/400V, 1NO+1NC, AC 230V 50HZ, 3-POLE, SZ S0 SCREW TERMINAL REUSABLE PACKAG | 38.43
3RT2024-1AP04-ZX95 | CONTACTOR, AC-3, 5.5KW/400V, 2NO+2NC, AC 230V 50HZ, 3-POLE, SZ S0 SCREW TERMINAL REMOVABLE AUX. | 51.41
3RT2024-1AR60 | CONTACTOR, AC-3, 5.5KW/400V, 1NO+1NC, AC 400V 50HZ, 400...440V 60HZ, 3-POLE, SZ S0 SCREW TERMINAL | 37.08
3RB3016-2SE0 | OVERLOAD RELAY 3...12 A FOR MOTOR PROTECTION SIZE S00, CLASS 20 CONTACTOR ASS. MAIN CIRCUIT: SPR | 86.51
3RA2923-2AA2 | WIRING KIT, SPRING-LOADED ELECTRICAL AND MECHANICAL, INCL. MECH. INTERLOCK, FOR REVERSING STARTER | 27.5
3NJ6933-1DA01 | ACCESSORIES FOR SWITCH DISCONN. WITH FUSES IN-LINE TYPE,CAN BE PLUGGED IN, NH1, TERMINAL COVER F | 52.25
3RK2400-1BQ20-1AA3 | AS-INTERFACE COMP. MODULE K45, A/B SLAVE, DIG., 2A/2E, IP 67, 2 INPUTS, 2 OUTPUTS 4 X M12 SOCK. W | 245.37
3RK3121-1AC00 | SIRIUS, CENTRAL UNIT 3RK3 ASISAFE BASIC FOR MODULAR SAFETY SYSTEM 3RK3 1/2F-DI,6DI,1F-RO,1F-DO, 2 | 1145.04
3RP2540-1BB30 | TIMING RELAY, ELECTRONIC, OFF-DELAY, WITHOUT CONTROL SIGNAL OR NON-VOLATILE TIMING RELAY DEFINIT | 129.14
3RP2540-2AB30 | TIMING RELAY, ELECTRONIC, OFF-DELAY, WITHOUT CONTROL SIGNAL OR NON-VOLATILE RELAY DEFINITE PASSI | 110.14
3RP2576-2NM20 | TIME RELAY, ELECTRONIC, WITH STAR-DELTA FUNCTION, 1 CONTACTOR DELAYED, 1 CONTACTOR NON-DELAYED, | 76.59
3KD9201-0 | ACCESSORY FOR 3KD FRAME SIZE 2 DIRECT HANDLE GREY FLAT VERSION LOCKABLE IN OFF WITH ONE PADLOCK | 27.66
3KD9201-1 | ACCESSORY FOR 3KD FRAME SIZE 2 DIRECT HANDLE GREY STANDARD VERSION LOCKABLE IN OFF WITH UP TO 3 | 27.66
3KD9201-2 | ACCESSORY FOR 3KD FRAME SIZE 2 DIRECT HANDLE RED/YELLOW STANDARD VERSION LOCKABLE IN OFF WITH UP | 27.66
3RA2220-4AB26-0BB4 | LOAD FEEDER FUSELESS REVERSING DUTY, AC 400V, SZ S0, 11. . .16A, DC 24V SCREW CONNECTION FOR RAI | 374.76
3RA2220-4AD26-0AP0 | LOAD FEEDER FUSELESS REVERSING DUTY, AC 400V, SZ S0, 11. . .16A, AC 230V SCREW CONNECTION FOR BU | 325.38
3RA2220-4AH26-0AP0 | LOAD FEEDER FUSELESS REVERSING DUTY, AC 400V, SZ S0, 11. . .16A, AC 230V SPRING-LOADED CONNECTION | 326.65
3RA2220-4BH27-0AP0 | LOAD FEEDER FUSELESS REVERSING DUTY, AC 400V, SZ S0, 14. . .20A, AC 230V SPRING-LOADED CONNECTION | 396.92
3RH2422-1AK60 | CONTACTOR RELAY LATCHED, 2NO+2NC, AC 110/120V, 50/60HZ, SIZE S00, SCREW TERMINAL | 101.23
3RH2422-1AN20 | CONTACTOR RELAY LATCHED, 2NO+2NC, AC 220V, 50/60HZ, SIZE S00, SCREW TERMINAL | 101.23
3RH2422-1AP00 | CONTACTOR RELAY LATCHED, 2NO+2NC, AC 230V, 50/60HZ, SIZE S00, SCREW TERMINAL | 101.23
3VA1063-4ED36-0AH0 | CIRCUIT BREAKER 3VA1 IEC FRAME 100 BREAKING CAPACITY CLASS S ICU=36KA @ 415 V 3-POLE, LINE PROT | 300.12
3RT2026-1AB00-1AA0 | CONTACTOR, AC-3, 11KW/400V, 1NO+1NC, AC 24V 50HZ, 3-POLE, SZ S0 SCREW TERMINAL | 68.68
3RT2026-1AC24 | CONTACTOR, AC-3, 11KW/400V, 2NO+2NC, AC 24V 50/60HZ, 3-POLE, SZ S0 SCREW TERMINAL REMOVABLE AUX. | 72.67
3RA2435-8XF32-1NB3 | STAR-DELTA (WYE-D.) COMBINATION AC3:37KW/400V 20-33V AC/DC SIZE S2, SCREW CONNECTION ELECTR. AND | 755.01
3RA2712-2AA00 | FUNCTION MODULE FOR AS-I, DIRECT START, SPRING-LOADED CONNECTION, MOUNTED ON CONTACTORS 3RT2 S0 | 65.28
3RA2832-1DH10 | SOLID-STATE TIME RELAY OFF-DELAY WITH AUXILIARY VOLTAGE AND SEMICONDUCTOR OUTPUT 24...240V AC/DC | 71.28
3NE1332-4D | PV-FUSE-LINK 400A 1000V D.C. GPV SIZE 2L FOR PHOTOVOLTAIC-APPLICATIONS | 257.15
3RP2512-2AW30 | TIME RELAY, ELECTRONIC, DELAYED, 1 CO CONT., 1 TIME RANGE, 1.5S...30S, 12...240V AC/DC AT AC 50 | 51.47
3RK2100-1CQ20-0AA3 | AS-I COMPACT MODULE K45, IP67, A/B-SLAVE (SPEC 3.0), DIGITAL, 4DO, PNP, 4 X OUTPUT OUTPUT SUPPLY | 245.37
3RT2024-1AH00 | CONTACTOR, AC-3, 5.5KW/400V, 1NO+1NC, AC 48V 50HZ, 3-POLE, SZ S0 SCREW TERMINAL | 34.46
3RT2024-1AL24 | CONTACTOR, AC-3, 5.5KW/400V, 2NO+2NC, AC 230V 50/60HZ, 3-POLE, SZ S0 SCREW TERMINAL REMOVABLE AU | 46.09
3RT2024-1AV60 | CONTACTOR, AC-3, 5.5KW/400V, 1NO+1NC, AC 480V 60HZ, 3-POLE, SZ S0 SCREW TERMINAL | 37.08
3RT2024-1BF40 | CONTACTOR, AC-3, 5.5KW/400V, 1NO+1NC, DC 110V, 3-POLE, SZ S0 SCREW TERMINAL | 67.55
3RP2527-1EW30 | TIME RELAY, ELECTRONIC, DELAYED, 1 CONTACTOR (SEMI-COND.), 2-WIRE, 4 TIME SET. RANGES 0.05...240 | 51.47
3RP2574-2NM20 | TIME RELAY, ELECTRONIC, WITH STAR-DELTA FUNCTION, 1 CONTACTOR DELAYED, 1 CONTACTOR NON-DELAYED, | 76.59
3RR2142-2AW30 | MONITORING RELAY ATTACHABLE TO CONTACTOR 3RT2. SIZE S0 BASIC, ANALOG ADJUSTABLE APPARENT CURRENT | 109.51
3RB3016-1TE0 | OVERLOAD RELAY 4...16 A FOR MOTOR PROTECTION SIZE S00, CLASS 10 CONTACTOR ASS. MAIN CIRCUIT: SPR | 73.53
3RA2110-1DH15-1BB4 | LOAD FEEDER FUSELESS DIRECT START, AC 400V, SZ S00 2.2. . .3.2A, DC 24V SPRING-LOADED CONNECTION | 151.29
3RA2110-1FA15-1AP0 | LOAD FEEDER FUSELESS DIRECT START, AC 400V, SZ S00 3.5. . .5A, AC 230V SCREW CONNECTION FOR RAIL | 107.61
3RA2220-4BD26-0AP0 | LOAD FEEDER FUSELESS REVERSING DUTY, AC 400V, SZ S0, 14. . .20A, AC 230V SCREW TERMINAL FOR BUSB | 329.18
3RR2243-1FA30 | MONITORING RELAY ATTACHABLE TO CONTACTOR 3RT2. SIZE S2 STANDARD, DIGITAL ADJUSTABLE APPARENT/ACTI | 245.61
3KD9103-7 | ACCESSORY FOR 3KD SIZE 1 AND 2 AUXILIARY SWITCH MODULE FOR MAX TWO AUXILIARY SWITCHES LEADING CON | 11.75
3KD9301-1 | ACCESSORY FOR 3KD FRAME SIZE 3 DIRECT HANDLE GREY STANDARD VERSION LOCKABLE IN OFF WITH UP TO 3 | 35.54
3KD9306-0 | ACCESSORY FOR 3KD FRAME SIZE 3 NEUTRAL TERMINAL WITH REMOVABLE JUMPER FLAT TERMINAL | 52.01
3RT2015-1FB41-ZW96 | CONTACTOR, AC-3, 3KW/400V, 1NO, DC 24V, W. INTEGRATED DIODE 3-POLE, SZ S00 SCREW TERMINAL . | 38.17
3RH2911-1HA13 | AUX.SWITCH BLOCK,FRONT,1NO+3NC, CURR.PATH: 1NC, 1NC, 1NC, 1NO, F. CONT. RELAYS A. MOTOR CONT., 3R | 11.81
3RH2911-1LA11 | AUX.SWITCH BLOCK,FRONT,1NO+1NC, CURR.PATH:1NO, 1NC, CONN.F.AB., F. CONT. RELAYS A. MOTOR CONT., 3 | 7.68
3RA2220-1HB24-0BB4 | LOAD FEEDER FUSELESS REVERSING DUTY, AC 400V, SZ S0, 5,5. . .8A, DC 24V SCREW CONNECTION FOR RAI | 295
3RA2220-1JF24-0BB4 | LOAD FEEDER FUSE SW. REVERSING OPERATION, AC 400V, MDL. S0, 7. . .10A, DC 24V SPRING-LOADED TERMI | 305.12
3RA2220-4DH27-0BB4 | LOAD FEEDER FUSELESS REVERSING DUTY, AC 400V, SZ S0, 20. . .25A, DC 24V SPRING-LOADED CONNECTION | 523.53
3RA2220-4BD26-0BB4 | LOAD FEEDER FUSELESS REVERSING DUTY, AC 400V, SZ S0, 14. . .20A, DC 24V SCREW TERMINAL FOR BUSBA | 418.44
3RH2344-1DF40-0KA0 | AUXILIARY CONTACTOR, 4NO+40E, 110 V DC, SCREW-CONNECTION, S00 MODULE, SNAP-ON MOUNT. VARISTOR | 62.95
3RH2344-1DW40 | CONTACTOR RELAY, 4NO+4NC, 48V DC SCREW TERMINAL, SIZE S00 2 NO + 2 NC BASIC UNIT /DIN EN VARIST | 62.95
3RT2025-2KF40 | COUPLING RELAY, AC-3, 7.5KW/400V, 1NO+1NC, DC 110V, W. PLUGGED-IN VARISTOR 3-POLE, SZ S0 SPRING- | 89.69
3RM1301-2AA04 | MOTOR STARTER SIRIUS 3RM1 REVERSING STARTER SAFETY 500 V; 0,1 - 0,5 A; 24 V DC PUSH-IN-TYPE CONN | 200.04
3RM1307-3AA14 | MOTORSTARTER SIRIUS 3RM1 REVERSING STARTER SAFETY 500 V; 1.6-7.0 A; 110-230 V AC CONTROL CIRCUIT | 200.04
3RA2120-4CD27-0AP0 | LOAD FEEDER FUSELESS DIRECT START, AC 400V, SZ S0, 17. . .22A, AC 230V SCREW CONNECTION FOR BUSB | 243.72
3RK1405-0SD00-0BA0 | ASISAFE MODULE, IP00, DIGITAL, 2F-DI + 4DI/4DO, DOUBLE SLAVE FOR FORTRESS 2XSAFE INPUT CAT.1/2 O | 190.83
3RH2122-1AK20 | CONTACTOR RELAY, 2NO+2NC, AC120V 50/60HZ SIZE S00, SCREW TERMINAL | 32.33
3RH2122-1BJ80 | CONTACTOR RELAY, 2NO+2NC, DC 72V, SIZE S00, SCREW TERMINAL | 37.79
3RA2436-8XE32-1NB3 | ST.-D. (WYE-D.) COM. W I/O-LINK AC3:45KW/400V 20-33V AC/DC SIZE S2, SCREW CONNECTION ELECTR. AND | 845.81
3RA2812-1DW10 | SOLID-STATE TIME RELAY OFF-DELAY WITH AUXILIARY VOLTAGE AND SEMICONDUCTOR OUTPUT 24...240V AC/DC | 62.46
3RH2911-1YA21-0MA0 | AUX.SWITCH BLOCK,FRONT,2NO+1NC, CURR.PATH: 1NC, 1NO, 1NO, SPECIAL VARIANTS FOR 3RT2 SCREW TERMIN | 9.59
3RH2911-2FB22 | AUX.SWITCH BL 11U,2NO+2NC,FRONT CURR.PATH: 1NO, 1NC, 1NC, 1NO, F. CONT. RELAYS A. MOTOR CONT., 3R | 21.08
3RA2210-0DE15-2BB4 | FUSELESS LOAD FEEDER REVERSING OPERATION, 400 V AC, SZ S00 0.22 TO 0.32 A 3 KW, 24 V DC SPRING- | 153.83
3RA2210-0EA15-2AP0 | FUSELESS LOAD FEEDER REVERSING OPERATION, 400 V AC, SZ S00 0.28 TO 0.40 A 3 KW, 230 V AC SCREW | 145.6
3RA2712-1BA00 | FUNCTION MODULE FOR AS-I, REVERSING START, SCREW CONNECTION, MOUNTED ON CONTACTORS 3RT2 S0 COMM | 137.37
3RA2813-2AW10 | SOLID-STATE TIME-DELAY AUXILIARY SWITCH, ON-DELAY RELAY 1 CO CONTACT 24...240V AC/DC TIME RANGE | 57.91
3RA2923-1DB1 | WIRING KIT, SCREW ELECTRICAL AND MECHANICAL, COMPL. FOR LOAD FEEDERS, FUSELESS, SIZE S0, FOR 60M | 67
3RA2932-2D | MECHANICAL CONNECTOR, FOR 3-POLE CONTACTORS S2/S2, 10MM DISTANCE, FOR 10 COMBINATIONS, (2 CONNEC | 2.38
3RA2908-1A | SCREW DRIVER SIRIUS PARTIAL ISOLATION, TITANIUM GRAY DIMENSIONS 3.0X0.5X100 FOR OPERATING SPRING | 10
3KD9103-3 | ACCESSORY FOR 3KD SIZE 1 AND 2 AUXILIARY SWITCH, 1 CHANGE OVER SOLID-STATE COMPATIBLE WITH 50CM C | 9.3
3KD9205-2 | ACCESSORY FOR 3KD FRAME SIZE 2 4TH CONTACT ELEMENT, SWITCHABLE BOX TERMINAL | 32.27
3KD9304-7 | ACCESSORY FOR 3KD FRAME SIZE 3 CABLE CONNECTION COVER SHORT VERSION CONTAINS 6 PC | 29.56
3RT2017-1AK64-3MA0 | CONTACTOR, AC-3, 5.5KW/400V, 2NO+2NC AC110V 50HZ/120V 60HZ 3-POLE, SZ S00 SCREW TERMINAL PERMANE | 48.49
3RT2017-1FB41 | CONTACTOR, AC-3, 5.5KW/400V, 1NO, DC 24V, W. INTEGRATED DIODE 3-POLE, SZ S00 SCREW TERMINAL | 42.88
3RT2017-1MB42-0KT0 | COUPLING RELAY, AC-3, 5.5KW/ 400V , 1NC, DC 24V, 0.85...1.85*US, 3-POLE, SZ S00 SCREW TERMINAL | 37.58
3RT2017-2AP01-ZW96 | CONTACTOR, AC-3, 5.5KW/400V, 1NO, AC 230V, 50/60 HZ, 3-POLE, SZ S00 SPRING-LOADED TERMINAL MULTI | 36.4
3RT2017-2AP62 | CONTACTOR, AC-3, 5.5KW/400V, 1NC, AC 220V 50HZ 240V 60 HZ, 3-POLE, SZ S00 SPRING-LOADED TERMINAL | 32.64
3RA2120-4BE26-0AP0 | LOAD FEEDER FUSELESS DIRECT START, AC 400V, SZ S0, 14. . .20A, AC 230V SPRING-LOADED TERMINAL FO | 163.32
3RA2120-4CE27-0BB4 | LOAD FEEDER FUSELESS DIRECT START, AC 400V, SZ S0, 17. . .22A, DC 24V SPRING-LOADED CONNECTION F | 254.48
3RK3131-1AC10 | SIRIUS, CENTRAL UNIT 3RK3 ADVANCED FOR MODULAR SAFETY SYSTEM 3RK3 4/8 F-DI, 1F-RO, 1 F-DO, 24VDC | 1707.51
3KD2640-2ME20-0 | SWITCH-DISCONNECTOR 63A, FRAME SIZE 1, 4-POLE FRONT OPERATING CENTER BASIC UNIT WITHOUT HANDLE | 79.93
3KD3630-0NE20-0 | SWITCH-DISCONNECTOR 200A, FRAME SIZE 2, 3-POLE FRONT OPERATING CENTER BASIC UNIT WITHOUT HANDLE | 150.48
3KD3830-0PE20-0 | SWITCH-DISCONNECTOR 250A, FRAME SIZE 3, 3-POLE FRONT OPERATING CENTER BASIC UNIT WITHOUT HANDLE | 242.26
3RR2143-3AW30 | MONITORING RELAY ATTACHABLE TO CONTACTOR 3RT2, SIZE S00 BASIC, ANALOG ADJUSTMENT APPARENT CURRENT | 153.83
3RR2241-1FA30 | MONITORING RELAY ATTACHABLE TO CONTACTOR 3RT2. SIZE S00 STANDARD, DIGITAL ADJUSTABLE APPARENT/ACT | 170.28
3RA2110-1JA16-1BB4 | LOAD FEEDER FUSELESS DIRECT START, AC 400V, SZ S00 7. . .10A, DC 24V SCREW CONNECTION FOR RAIL-M | 123.45
3RA2110-1JE16-1BB4 | LOAD FEEDER FUSELESS DIRECT START, AC 400V, SZ S00 7. . .10A, DC 24V SPRING-LOADED CONNECTION FO | 122.81
3RA2115-0EA16-2BB4-ZX95 | LOAD FEEDER FUSELESS DIRECT START,AC 400V, SZ. S00, 0.28...0.4A, 4KW, 24 V DC SCREW CONNECTION | 119.01
3RH1921-2CA10-ZW97 | AUXILIARY SWITCH BLOCK, 1 NO, DIN EN50005, CAGE CLAMP CONNECTION, FOR CONTACTORS FOR SWITCHING M | 4.26
3KD9308-8 | ACCESSORY FOR 3KD FRAME SIZE 3 PHASE BARRIER CONTAINS 8 PC | 31.28
3RB3026-1NE0 | OVERLOAD RELAY 0.32...1.25 A FOR MOTOR PROTECTION SIZE S0, CLASS 10 CONTACTOR ASS. MAIN CIRCUIT: | 83.29
3RB3026-1VB0 | OVERLOAD RELAY 10...40 A FOR MOTOR PROTECTION SIZE S0, CLASS 10 CONTACTOR ASS. MAIN CIRCUIT: SCR | 122.98
3RT2015-1CP04-3MA0 | CONTACTOR, AC-3, 3KW/400V, 2NO+2NC, AC 230V, 50/60 HZ, W. PLUGGED-ON VARISTOR 3-POLE, SZ S00 SCR | 47.39
3RH2911-1MA20 | AUX.SWITCH BLOCK,FRONT,2NO, CURR.PATH:1NO, 1NO, CONN.F.BE., F. CONT. RELAYS A. MOTOR CONT., 3RT2 | 7.68
3RA2220-4ED27-0BB4 | LOAD FEEDER FUSELESS REVERSING DUTY, AC 400V, SZ. S0, 27...32A, DC 24V SCREW CONNECTION FOR BUSB | 551.37
3RA2220-4EF27-0BB4 | LOAD FEEDER FUSELESS REVERSING DUTY, AC 400V, SZ. S0, 27...32A, DC 24V SPRING-LOADED CONNECTION | 507.69
3RA2220-4CH27-0BB4 | LOAD FEEDER FUSELESS REVERSING DUTY, AC 400V, SZ S0, 17. . .22A, DC 24V SPRING-LOADED CONNECTION | 510.85
3RT2025-2BF40 | CONTACTOR, AC-3, 7.5KW/400V, 1NO+1NC, DC 110V, 3-POLE, SZ S0 SPRING-LOADED TERMINAL | 81.75
3RH2131-1HB40 | COUPLING CONTACTOR RELAY, 3NO+1NC, DC 24V, 0.7...1.25*US, SIZE S00, SCREW TERMINAL | 34.94
3RH2131-2AB00 | CONTACTOR RELAY, 3NO+1NC, AC 24V, 50/60 HZ, SZ S00, SPRING-LOADED TERMINAL | 29.43
3RH2131-2AF00 | CONTACTOR RELAY, 3NO+1NC, AC 110V, 50/60 HZ, SZ S00, SPRING-LOADED TERMINAL | 29.43
3RH2131-2AP00 | CONTACTOR RELAY, 3NO+1NC, AC 230V, 50/60 HZ, SZ S00, SPRING-LOADED TERMINAL | 29.43
3RH2140-2AP00 | CONTACTOR RELAY, 4NO, AC 230V, 50/60 HZ, SZ S00, SPRING-LOADED TERMINAL | 29.43
3RH2140-2AP00-ZW97 | CONTACTOR RELAY, 4NO, AC 230V, 50/60 HZ, SZ S00, SPRING-LOADED TERMINAL, MULTI-UNIT PACKAGE = 32 | 30.19
3RH2140-2BE40 | CONTACTOR RELAY, 4NO, DC 60V, SZ S00, SPRING-LOADED TERMINAL | 37.79
3RH2140-2BM40 | CONTACTOR RELAY, 4NO, DC 220V, SZ S00, SPRING-LOADED TERMINAL | 34.05
3RA2120-1KA24-0BB4 | LOAD FEEDER FUSELESS DIRECT START, AC 400V, SZ. S0, 9. . .12,5A, DC 24V SCREW CONNECTION FOR RAI | 170.28
3RA2120-4AD26-0FB4 | LOAD FEEDER FUSELESS DIRECT START, 400V AC, SZ S0, 11. . .16A, 24V DC, 11KW, SCREW CONNECTION FO | 264.61
3LD2264-2ES51-0AD6 | MAIN CONTROL SWITCH IN ISO ENCLOSURE SPECIAL VERSION | 139.13
3LD2264-2TV51 | MASTER SWITCH 3-POLE IU=32 P/AC-23A W. 400V=11.5KW 1 NEUTRAL N CAPACITIVE 1 PE TERMINAL INSULATI | 92.17
3RT2926-1BD00-ZX90 | SURGE SUPPRESSOR, VARISTOR, AC 127...240V, DC 150...250V, FOR MOTOR CONTACTORS SZ S0, MULTI-UNI | 9.56
3RT2926-1QT00 | LED BLOCK FOR INDICATING CONTACTOR FUNCTION, AC/DC 24...240V, POLARIZED FOR MOTOR CONTACTORS SZ | 6.66
3RT2926-5AL21 | MAGNET COIL F. CONTACTOR 18,5KW AC 230V, 50/60HZ FOR MOTOR CONTACTORS SZ S0, SCREW TERMINAL, | 13.4
3RT2926-5AM21 | MAGNET COIL F. CONTACTOR 18,5KW AC 208V, 50/60HZ FOR MOTOR CONTACTORS SZ S0, SCREW TERMINAL | 16
3RH2140-2AP00-1AA0 | CONTACTOR RELAY, 4NO, AC 230V, 50/60 HZ, SZ S00, SPRING-LOADED TERMINAL VERTICAL MOUNTING POSITIO | 32.22
3RT2026-1AH20 | CONTACTOR, AC-3, 11KW/400V, 1NO+1NC, AC 48V 50/60HZ, 3-POLE, SZ S0 SCREW TERMINAL | 63.58
3RT2026-1AL20-ZW96 | CONTACTOR, AC-3, 11KW/400V, 1NO+1NC, AC 230V 50/60HZ, 3-POLE, SZ S0 SCREW TERMINAL MULTI-UNIT-PA | 68.36
3RH2131-2FB40 | CONTACTOR RELAY, 3NO+1NC, DC 24V, W/ INTEGRATED DIODE, SZ S00, SPRING-LOADED TERMINAL | 39.4
3RH2131-2KF40 | COUPLING CONTACTOR RELAY, 3NO+1NC, DC 110V, 0.7..1.25*US, W/ INTEGRATED SUPPRESSOR DIODE, SZ S00, | 38.35
3RH2140-1AB00 | CONTACTOR RELAY, 4NO, AC 24V, 50/60 HZ, SIZE S00, SCREW TERMINAL | 29.43
3RH2140-1AV60 | CONTACTOR RELAY, 4NO, AC 480V 60 HZ, SIZE S00, SCREW TERMINAL | 32.33
3RH2140-1AK60 | CONTACTOR RELAY, 4NO, AC 110V 50HZ, 120V 60HZ, SIZE S00, SCREW TERMINAL | 29.43
3RH2140-1AL00 | CONTACTOR RELAY, 4NO, AC 125/127V 50/60 HZ, SIZE S00, SCREW TERMINAL | 32.33
3RH2140-1AP00-ZW97 | CONTACTOR RELAY, 4NO, AC 230V, 50/60 HZ, SIZE S00, SCREW TERMINAL, MULTI-UNIT PACKAGE PACKAGE = | 30.19
3RH2140-1AU00 | CONTACTOR RELAY, 4NO, AC 240V, 50/60 HZ, SIZE S00, SCREW TERMINAL | 29.43
3RH2262-1BB40 | CONTACTOR RELAY, 6NO+2NC, DC 24V, SIZE S00, SCREW TERMINAL, PERMANENT AUX. SWITCH, FOR SUVA APPL | 52.27
3RA2120-1GA24-0BB4 | LOAD FEEDER FUSELESS DIRECT START, AC 400V, SZ S0, 4.5. . .6.3A, DC 24V SCREW CONNECTION FOR RAI | 161.42
3RA2120-1GH24-0AP0 | LOAD FEEDER FUSE SW. DIRECT STARTING, AC 400V, MDL. S0, 4.5. . .6.3A, AC 230V SPRING-LOADED TERMI | 163.96
3RH2911-1XA31-0MA0 | AUX.SWITCH BLOCK,FRONT,3NO+1NC, CURR.PATH: 1NO, 1NC, 1NO, 1NO, SPECIAL VARIANTS FOR 3RT2 SCREW T | 11.81
3RH2911-1XA40-0MA0 | AUX.SWITCH BLOCK,FRONT,4NO, CURR.PATH: 1NO, 1NO, 1NO, 1NO, SPECIAL VARIANTS FOR 3RT2 SCREW TERMI | 11.81
3RH2911-2DE11 | SOLID-STATE COMP. AUX. SW BL. SIDE, CURR.PATH: 1NO,1 NC, FOR MOTOR CONTACTORS, SZ S00, SPRING-LO | 26.27
3RH2911-2FC22 | AUX.SWITCH BL 22U,2NO+2NC,FRONT CURR.PATH: 1NO, 1NO, 1NC, 1NC, F. CONT. RELAYS A. MOTOR CONT., 3R | 18.86
3RH2431-1BG40 | CONTACTOR RELAY LATCHED, 3NO+1NC, DC 125V, SIZE S00, SCREW TERMINAL | 110.45
3RH2440-1AK60 | CONTACTOR RELAY LATCHED, 4NO, AC 110V 50HZ 120V 60HZ, SIZE S00, SCREW TERMINAL | 101.23
3LD2223-7UL01-0AD8 | CHANGE-OVER SWITCH 3-POLE IU=32, P/AC-23A W. 400V=11.5KW FRONT MOUNTING FOUR-HOLE MOUNTING HANDL | 226.88
3RA2425-8XF32-2AL2 | STAR-DELTA COMB. AC3, 15/18.5KW/400V AC230V, 50/60HZ, 3-POLE SZ S0, SPRING-LOADED TERMINAL ELECT | 399.45
3RA2425-8XH32-1BB4 | STAR-DELTA COMB. WITH ASI AC3, 15/18.5KW/400V DC24V, 3-POLE SZ S0, SCREW TERMINAL ELECTR. AND ME | 551.77
3RT2026-1BG40 | CONTACTOR, AC-3, 11KW/400V, 1NO+1NC, DC 125V, 3-POLE, SZ S0 SCREW TERMINAL | 101.08
3RT2026-1BW44 | CONTACTOR, AC-3, 11KW/400V, 2NO+2NC, DC 48V, 3-POLE, SZ S0 SCREW TERMINAL REMOVABLE AUX. SWITCH | 108.42
3RT2936-1CC00 | SURGE SUPPRESSOR, RC ELEMENT, 48...127V AC, 70...150V DC, FOR CONTACTORS SIZE S2 | 14.02
3RT2936-1JK00 | SURGE SUPPRESSOR, VARISTOR WITH LED, 48...127V AC, 24...70V DC, FOR CONTACTORS SIZE S2 | 11.25
3RT1075-6PF35 | CONTACTOR, 200KW/400V/AC-3 AC(40...60HZ)/DC OPERATION UC 96-127V AUXILIARY CONTACTS 1NO+1NC 3-PO | 1723.12
3RT1076-6AF36-0UA0 | CONTACTOR, 250KW/400V/AC-3 AC(40...60HZ)/DC OPERATION UC 110-127V AUXILIARY CONTACTS 2NO+2NC 3-P | 1947.39
3RH2262-4BG40 | CONTACTOR RELAY, 6NO+2NC, DC 125V, SIZE S00, RING CABLE LUG CONNECTION, PERMANENT AUX. SWITCH, | 64.57
3RH2344-1CL00 | CONTACTOR RELAY, 4NO+4NC, 125V AC, 50/60 HZ, SCREW TERMINAL, SIZE S00 2 NO + 2 NC BASIC UNIT /DI | 61.7
3RH2344-1CN20-0KA0 | CONTACTOR RELAY, 4NO+4NC, 220V AC, 50/60HZ, SCREW TERMINAL, SIZE S00 2 NO + 2 NC BASIC UNIT /DIN | 58.28
3RA2120-4CA26-0AL2 | LOAD FEEDER FUSELESS DIRECT START, AC 400V, SZ S0, 17. . .22A, AC 230V SCREW CONNECTION FOR RAIL | 189.28
3RA2120-4CD27-0BB4 | LOAD FEEDER FUSELESS DIRECT START, AC 400V, SZ S0, 17. . .22A, DC 24V SCREW CONNECTION FOR BUSBA | 299.42
3RT2025-4AK60 | CONTACTOR, AC-3, 7.5KW/400V, 1NO+1NC, AC110V 50HZ, 120V 60HZ 3-POLE, SZ S0 RING CABLE LUG CONNEC | 57.23
3RT2026-1AN10 | CONTACTOR, AC-3, 11KW/400V, 1NO+1NC, AC 220V 60HZ, 3-POLE, SZ S0 SCREW TERMINAL | 63.58
3RT2026-1BB40-ZW97 | CONTACTOR, AC-3, 11KW/400V, 1NO+1NC, DC 24V, 3-POLE, SZ S0 SCREW TERMINAL MULTI UNIT PACKAGING | 108.24
3RH2140-1KB40 | COUPLING CONTACTOR RELAY, 4NO, DC 24V, 0.7...1.25*US, W/ INTEGRATED SUPPRESSOR DIODE, SIZE S00, S | 38.35
3RH2140-1VB40 | COUPLING CONTACTOR RELAY, 4NO, DC 24V, 0.85...1.85*US, W/ INTEGRATED DIODE, SIZE S00, SCREW TERMI | 39.4
3RH2131-2AP60 | CONTACTOR RELAY, 3NO+1NC, AC 220V 50HZ, 240V 60HZ, SZ S00, SPRING-LOADED TERMINAL | 29.43
3RH2131-2LF40-0LA0 | CONTACTOR RELAY FOR RAILWAY, 3NO, DC 110V, 0,7..1,25*US, VARISTOR INTEGRATED, SZ S00, SPRING-LOAD | 58.64
3RH2140-1BE40 | CONTACTOR RELAY, 4NO, DC 60V, SIZE S00, SCREW TERMINAL | 37.79
3RH2140-4BG40 | CONTACTOR RELAY, 4NO, DC 125V, SZ S00,RINGCABLE LUG CONNECTION RING CABLE LUG CONNECTION | 41.59
3RH2262-1AP60 | CONTACTOR RELAY, 6NO+2NC, AC 220V 50HZ / 240V 60HZ, SIZE S00, SCREW TERMINAL, PERMANENT AUX. SWIT | 48.07
3RA2120-1HA24-0BB4 | LOAD FEEDER FUSELESS DIRECT START, AC 400V, SZ S0, 5,5. . .8A, DC 24V SCREW CONNECTION FOR RAIL- | 161.42
3RA2120-1HE24-0AP0 | LOAD FEEDER FUSE SW. DIRECT STARTING, AC 400V, MDL. S0, 5.5. . .8A, AC 230V SPRING-LOADED TERMINA | 122.81
3RA2120-1JA24-0AP0 | LOAD FEEDER FUSELESS DIRECT START, AC 400V, SZ. S0, 7. . .10A, AC 230V SCREW CONNECTION FOR RAIL | 131.66
3RH2911-1XA04-0MA0 | AUX.SWITCH BLOCK,FRONT,4NC, CURR.PATH: 1NC, 1NC, 1NC, 1NC, F. CONT. RELAYS A. MOTOR CONT., 3RT2 | 11.81
3RH2911-2GA22-ZW96 | AUX.SWITCH BLOCK,FRONT,2NO+2NC, CURR.PATH: 1NO, 1NC, 1NC, 1NO, FOR CONTACTOR RELAYS, SZ S00, SPR | 13.16
3LD2265-7UL01-0AE5 | CHANGEOVER SWITCH 3-POLE IU=32, P/AC-23A WITH 400V =11.5KW INSULATION-ENCLOSED, IP65 | 324.36
3RA2416-8XH31-1BB4 | STAR-DELTA COMB. WITH ASI AC3, 7.5KW/400V DC24V, 3-POLE SZ S00, SCREW TERMINAL ELECTR. AND MECH. | 366.18
3RT1476-6AP36-0AE0 | CONTACTOR, 3-POLE, 690A/AC-1 AC(40...60HZ)/DC OPERATION UC 220-240V AUX. CONTACT: 1NO+1NC, LEFT, | 1580.9
3RT2924-5AH21 | MAGNET COIL F. CONTACTORS 7,5KW AC 48V, 50/60HZ FOR MOTOR CONTACTORS SZ S0, SCREW TERMINAL | 16
3RT2924-5AR11 | MAGNET COIL F. CONTACTORS 7,5KW AC 440 V, 60 HZ FOR MOTOR CONTACTORS SZ S0, SCREW TERMINAL | 16
3RT2926-5AU01 | MAGNET COIL F. CONTACTOR 18,5KW AC 240V, 50HZ FOR MOTOR CONTACTORS SZ S0, SCREW TERMINAL, | 13.4
3RT2936-1BB00-ZX90 | SURGE SUPPRESSOR, VARISTOR, 24...48V AC, 24...70V DC, FOR CONTACTORS SIZE S2 | 9.63
3RH2140-1WB40 | COUPLING CONTACTOR RELAY, 4NO, DC 24V, 0.85...1.85*US, W/ PLUGGED-ON VARISTOR, SIZE S00, SCREW TE | 38.35
3RH2140-2AD00 | CONTACTOR RELAY, 4NO, AC 42V, 50/60 HZ, SZ S00, SPRING-LOADED TERMINAL | 32.33
3RH2244-4AW20 | CONTACTOR RELAY, 4NO+4NC, AC 480V 50/60 HZ, SZ S00,RINGCABLE LUG CONNECTION PERMANENT AUX. SWITCH | 58.75
3RH2262-4AP60 | CONTACTOR RELAY, 6NO+2NC, AC 220V 50HZ / 240V 60HZ, SZ S00,RINGCABLE LUG CONNECTION PERMANENT AUX | 52.92
3RA2120-4BA27-0FB4 | FUSELESS LOAD FEEDER DIRECT START, 400V AC, SIZE S0, 14...20A, 15KW, 24 V DC WITH DIODE COMBINAT | 269.03
3RA2120-4BH27-0BB4 | LOAD FEEDER FUSELESS DIRECT START, AC 400V, SZ S0, 14. . .20A, DC 24V SPRING-LOADED CONNECTION F | 295
3RA2120-4CH27-0BB4 | LOAD FEEDER FUSELESS DIRECT START, AC 400V, SZ S0, 17. . .22A, DC 24V SPRING-LOADED CONNECTION F | 301.33
3RA2110-0EE15-1BB4 | LOAD FEEDER FUSELESS DIRECT START, AC 400V, SZ S00 0.28. . .0.4A, DC 24V SPRING-LOADED CONNECTION | 102.56
3RA2115-1BA16-2BB4-ZX95 | LOAD FEEDER FUSELESS DIRECT START,AC 400V, SZ. S00, 1.4...2A, 4KW, 24 V DC SCREW CONNECTION FO | 130.4
3KD5040-0RE10-0 | SWITCH-DISCONNECTOR 1000A, FRAME SIZE 5, 4-POLE FRONT OPERATING LEFT BASIC UNIT WITHOUT HANDLE | 1723.31
3RK1902-1NB30 | BUS CABLE, FOR PROFIBUS PREASSEMBLED BOTH SIDES 2 X M12 ANGLED 2-CORE, SHIELDED LENGTH 3,0M, B C | 60.52
3RK1902-3GC10 | ENERGY CABLE 7/8 FOR 24V SWITCHED AND UNSWITCHED PREASSEMBLED WITH 1X7/8 ONE SIDE, ANGLED, 1,5MM2 | 147.92
3RA2110-0BA15-1FB4 | FUSELESS LOAD FEEDER DIRECT START, 400V AC, SIZE S00, 0.14... 0.2A, 4KW, 24 V DC WITH DIODE (INT | 108.88
3RH2911-2XA22-0MA0-ZW97 | AUX.SWITCH BLOCK,FRONT,2NO+2NC, CURR.PATH: 1NO, 1NC, 1NC, 1NO, F. CONT. RELAYS A. MOTOR CONT., 3R | 13.16
3RH2911-4HA22 | AUX.SWITCH BLOCK,FRONT,2NO+2NC, CURR.PATH: 1NC, 1NC, 1NO, 1NO, F. CONT. RELAYS A. MOTOR CONT., 3R | 14.12
3RB3016-2RB0 | OVERLOAD RELAY 0.1...0.4 A FOR MOTOR PROTECTION SIZE S00, CLASS 20 CONTACTOR ASS. MAIN CIRCUIT: | 86.51
3KD9401-2 | ACCESSORY FOR 3KD FRAME SIZE 4 DIRECT HANDLE RED/YELLOW STANDARD VERSION LOCKABLE IN OFF WITH UP | 42.14
3KD9505-0 | ACCESSORY FOR 3KD FRAME SIZE 5 4TH CONTACT ELEMENT, SWITCHABLE FLAT TERMINAL | 578.19
3RA2110-1DH15-1AP0 | LOAD FEEDER FUSELESS DIRECT START, AC 400V, SZ S00 2.2. . .3.2A, AC 230V SPRING-LOADED CONNECTION | 145.6
3KD2830-0NE20-0 | SWITCH-DISCONNECTOR 80A, FRAME SIZE 2, 3-POLE FRONT OPERATING CENTER BASIC UNIT WITHOUT HANDLE | 69.93
3RH2140-1AN20 | CONTACTOR RELAY, 4NO, AC 220V, 50/60 HZ, SIZE S00, SCREW TERMINAL | 29.43
3RH2140-2BA40 | CONTACTOR RELAY, 4NO, DC 12V, SZ S00, SPRING-LOADED TERMINAL | 37.79
3RH2262-4BN40 | CONTACTOR RELAY, 6NO+2NC, DC 250V, SIZE S00, RING CABLE LUG CONNECTION, PERMANENT AUX. SWITCH, | 64.57
3RB3026-2VE0 | OVERLOAD RELAY 10...40 A FOR MOTOR PROTECTION SIZE S0, CLASS 20 CONTACTOR ASS. MAIN CIRCUIT: SPR | 139.88
3RT2015-2AF04 | CONTACTOR, AC-3, 3KW/400V, 2NO+2NC, AC 110V, 50/60 HZ, 3-POLE, SZ S00 SPRING-LOADED TERMINAL REM | 38.78
3RT2015-2AP02-1AA0 | CONTACTOR, AC-3, 3KW/400V, 1NC, AC 230V, 50/60 HZ, 3-POLE, SZ S00 SPRING-LOADED TERMINAL UPRIGHT | 27.16
3RT2015-2UB41 | CONTACTOR, AC-3, 3KW/400V, 1NO, DC 24V, 0.85...1.85*US, W. INTEGRATED VARISTOR 3-POLE SZ S00, SPR | 33.52
3RT2016-1AB02 | CONTACTOR, AC-3, 4KW/400V, 1NC, AC 24V, 50/60 HZ, 3-POLE, SZ S00 SCREW TERMINAL | 26.48
3RH2911-2GA40-ZX95 | AUX.SWITCH BLOCK,FRONT,4NO, CURR.PATH: 1NO, 1NO, 1NO, 1NO, FOR CONTACTOR RELAYS, SZ S00, SPRING- | 13.16
3RH2911-2HA20 | AUX.SWITCH BLOCK,FRONT,2NO, CURR.PATH: 1NO, 1NO, F. CONT. RELAYS A. MOTOR CONT., 3RT2 SPRING-LOA | 7.05
3RT2017-1AM22 | CONTACTOR, AC-3, 5.5KW/400V, 1NC, AC 208V, 50/60 HZ, 3-POLE, SZ S00 SCREW TERMINAL | 35.3
3RT2017-1AP01-ZX95 | CONTACTOR, AC-3, 5.5KW/400V, 1NO, AC 230V, 50/60 HZ, 3-POLE, SZ S00 SCREW TERMINAL REUSABLE PACK | 36.4
3RT2017-1BP41 | CONTACTOR, AC-3, 5.5KW/400V, 1NO, DC 230V, 3-POLE, SZ S00 SCREW TERMINAL | 41.64
3LD2716-0TK53 | MAIN/EMERG. STOP SWITCH 3-POLE IU=100, P/AC-23A AT 400V=37KW FLOOR MOUNTING DIN RAIL/TWO-HOLE MOU | 148.89
3RA2326-8XE30-1BB4 | REV. COMB. FOR 3RA27, AC3, 11KW/400V, DC24V 3-POLE, SZ S0 SCREW TERMINAL ELECTR. AND MECH. INTE | 242.39
3RA2328-8XB30-1AL2 | REV. COMB., AC3, 18.5KW/ 400V AC230V, 50/60HZ, 3-POLE, SZ S0 SCREW TERMINAL ELECTR. AND MECH. I | 241.27
3KD3430-2NE20-0 | SWITCH-DISCONNECTOR 160A, FRAME SIZE 2, 3-POLE FRONT OPERATING CENTER BASIC UNIT WITHOUT HANDLE | 137.37
3KD3640-0NE10-0 | SWITCH-DISCONNECTOR 200A, FRAME SIZE 3, 4-POLE FRONT OPERATING LEFT BASIC UNIT WITHOUT HANDLE F | 187.95
3KD4040-0PE10-0 | SWITCH-DISCONNECTOR 315A, FRAME SIZE 3, 4-POLE FRONT OPERATING LEFT BASIC UNIT WITHOUT HANDLE F | 347.76
3LD2148-0TK53 | EMERG. STOP SWITCH 3-POLE IU=25, P/AC-23A AT 400V=9.5KW FLOOR MOUNTING DIN RAIL/TWO-HOLE MOUNTING | 70.09
3RA2324-8XB30-1AG2 | REV. COMB., AC3, 5.5KW/ 400V AC110V, 50/60HZ, 3-POLE, SZ S0 SCREW TERMINAL ELECTR. AND MECH. IN | 111.86
3RH2140-2JB40 | COUPLING CONTACTOR RELAY, 4NO, DC 24V, 0.7...1.25*US, W/ INTEGRATED DIODE, SZ S00, SPRING-LOADED | 39.4
3RH2140-2LB40 | COUPLING CONTACTOR RELAY RAIL, 4NO, DC 24V, 0,7...1,25*US, VARISTOR INTEGRATED, SZ S00, SPRING-LO | 39.53
3RH2140-4AN60 | CONTACTOR RELAY, 4NO, AC 200V 50HZ, 200..220V 60HZ, SZ S00,RINGCABLE LUG CONNECTION RING CABLE LU | 35.57
3RH2244-2AP00-ZX95 | CONTACTOR RELAY, 4NO+4NC, AC 230V, 50/60 HZ, SZ S00, SPRING-LOADED TERMINAL, PERMANENT AUX. SWITC | 49.32
3RA2110-0BD15-1AP0 | LOAD FEEDER FUSELESS DIRECT START, AC 400V, SZ S00 0.14. . .0.2A, AC 230V SCREW CONNECTION FOR B | 130.4
3RA2110-0DE15-1BB4 | LOAD FEEDER FUSELESS DIRECT START, AC 400V, SZ S00 0.22. . .0.32A, DC 24V SPRING-LOADED CONNECTIO | 102.56
3RA2110-0DH15-1AP0 | LOAD FEEDER FUSELESS DIRECT START, AC 400V, SZ S00 0.22. . .0.32A, AC 230V SPRING-LOADED CONNECTI | 136.1
3RR2443-1AA40 | CURRENT MONITORING RELAY MOUNTABLE ON CONT. 3RT2, SZ. S2, APPARENT/ACTIVE CURR. MONIT. 8 - 80A, 2 | 346.27
3RR2443-3AA40 | CURRENT MONITORING RELAY MOUNTABLE ON CONT. 3RT2, SZ. S2, APPARENT/ACTIVE CURR. MONIT. 8 - 80A, 2 | 346.27
3RA2426-8XF32-2AL2 | STAR-DELTA COMB. AC3, 22KW/400V AC230V, 50/60HZ, 3-POLE SZ S0, SPRING-LOADED TERMINAL ELECTR. AN | 439.4
3RA2115-1DA16-2BB4 | LOAD FEEDER FUSELESS DIRECT START,AC 400V, SZ. S00, 2.2...3.2A, 4KW, 24 V DC SCREW CONNECTION F | 130.4
3RU2126-1HC0 | OVERLOAD RELAY 5.5...8.0 A FOR MOTOR PROTECTION SZ S0, CLASS 10, F. MOUNTING ONTO CONTACTOR MAIN | 49.93
3RU2126-1HJ0 | OVERLOAD RELAY 5.5...8.0 A FOR MOTOR PROTECTION SZ S0, CLASS 10, F. MOUNTING ONTO CONTACTOR MAIN | 57.42
3RT2026-2NP30 | CONTACTOR, AC-3, 11KW/400V, 1NO+1NC, AC(50-60HZ)/DC ACTUAT. AC/DC 200...280V, 3-POLE, SZ S0 SPRIN | 112.41
3RT2026-2XF40-0LA2 | CONT. F. RAILW. A., AC-3, 11KW/400V, 1NO+1NC, . DC 110V, 0,7...1,25*US, M. VARISTOR INTEGRATED, | 129.46
3RT2026-4AN60 | CONTACTOR, AC-3, 11KW/400V, 1NO+1NC, AC 200V 50HZ, 200...220V 60HZ, 3-POLE, SZ S0 RING CABLE LUG | 79.14
3RT2026-4KB40 | COUPLING RELAY, AC-3, 11KW/400V, 1NO+1NC, DC 24V, W. PLUGGED-IN VARISTOR DC 0,7...1,25 US, 3-POL | 131.03
3RA1963-3E | CONNECTOR FOR YD-STARTER SIZE S10-S10-S6 | 259.45
3RA2110-0BD15-1FB4 | FUSELESS LOAD FEEDER DIRECT START, 400V AC, SZ. S00, 0.14...0.2A, 3KW, 24 V DC WITH DIODE (INTEG | 140.53
3RA2110-0GE15-1AP0 | LOAD FEEDER FUSELESS DIRECT START, AC 400V, SZ S00 0.45. . .0.63A, AC 230V SPRING-LOADED CONNECTI | 98.12
3RA2110-0GH15-1BB4 | LOAD FEEDER FUSELESS DIRECT START, AC 400V, SZ S00 0.45. . .0.63A, DC 24V SPRING-LOADED CONNECTIO | 139.9
3RA2110-0JA15-1BB4 | LOAD FEEDER FUSELESS DIRECT START, AC 400V, SZ S00 0.7. . .1A, DC 24V SCREW CONNECTION FOR RAIL- | 106.98
3RA2110-0JH15-1BB4 | LOAD FEEDER FUSELESS DIRECT START, AC 400V, SZ S00 0.7. . .1A, DC 24V SPRING-LOADED CONNECTION F | 143.71
3RA2923-2BB1 | WIRING KIT, SCREW ELECTRICAL AND MECHANICAL, INCL. MECH. INTERLOCK, FOR WYE-DELTA STARTER, SIZE S | 38.62
3RA2923-2BB2 | WIRING KIT, SPRING-LOADED ELECTRICAL AND MECHANICAL, INCL. MECH. INTERLOCK, FOR WYE-DELTA STARTER | 38.62
3RA2933-2AA1 | WIRING KIT, SCREW, ELECTRICAL AND MECHANICAL, INCL. MECH. INTERLOCK, FOR REVERSING STARTER S2 | 31.08
3RA2327-8XE30-1BB4 | REV. COMB. FOR 3RA27, AC3, 15KW/400V, DC24V 3-POLE, SZ S0 SCREW TERMINAL ELECTR. AND MECH. INTE | 315.08
3RA2328-8XB30-1AC2 | REV. COMB., AC3, 18.5KW/ 400V AC24V, 50/60HZ, 3-POLE, SZ S0 SCREW TERMINAL ELECTR. AND MECH. IN | 241.27
3RA2328-8XB30-2AL2 | REV. COMB., AC3, 18.5KW/ 400V AC230V, 50/60HZ, 3-POLE, SZ S0 SPRING-LOADED TERMINAL ELECTR. AND | 241.27
3RA2337-8XB30-1AL2 | REVERSING COMB., AC3:30KW/400V, 230V AC 50/60HZ, 3-POLE, SIZE S2 SCREW CONNECTION ELECTR. AND ME | 424.05
3RK1902-2HB30 | BUS CABLE FOR PROFINET PREASSEMBLED ONE SIDE 4 CORE, SHIELDED PREASSEMBLED WITH 1X M12 D CODED | 52.7
3NC3434-1U | SITOR-FUSE-LINK FOR SEMICONDUCTOR PROTECTION 500A AR 1250V A.C. MBC=6XIN SIZE 3 WITH SLOTTED CON | 261.93
3RU2126-1KJ0 | OVERLOAD RELAY 9.0...12.5 A FOR MOTOR PROTECTION BGR S0, CLASS 10 FOR MOUNTING ONTO CONTACTORS M | 57.42
3RU2126-4CC0 | OVERLOAD RELAY 17...22 A FOR MOTOR PROTECTION SZ S0, CLASS 10, F. MOUNTING ONTO CONTACTOR MAIN C | 49.93
3RT2026-2BM40 | CONTACTOR, AC-3, 11KW/400V, 1NO+1NC, DC 220V, 3-POLE, SZ S0 SPRING-LOADED TERMINAL | 97.09
3RT2026-2FB40 | CONTACTOR, AC-3, 11KW/400V, 1NO+1NC, DC 24V, W.INTEGR.DIODE 3-POLE, SZ S0 SPRING-LOADED TERMINAL | 111.86
3RH2911-1MA02 | AUX.SWITCH BLOCK,FRONT,2NC, CURR.PATH:1NO, 1NO, CONN.F.BE., F. CONT. RELAYS A. MOTOR CONT., 3RT2 | 7.68
3RK1901-1MX02 | AS-INTERFACE ACCESSORIES EXTENSION PLUG DOUBLING THE CABLE LENGTH TO 200 M PER AS-INTERFACE SEGM | 167.89
3RA2110-0BS15-1BB4 | FUSELESS LOAD FEEDER DIRECT START, 400 V AC, SZ. S00 0.14...0.20 A 3 KW, 24 V DC SPRING-LOADED | 139.26
3RA2110-0CD15-1BB4 | LOAD FEEDER FUSELESS DIRECT START, AC 400V, SZ S00 0.18. . .0.25A, DC 24V SCREW CONNECTION FOR B | 136.1
3RA2110-0FE15-1AP0 | LOAD FEEDER FUSELESS DIRECT START, AC 400V, SZ S00 0.35. . .0.5A, AC 230V SPRING-LOADED CONNECTIO | 98.12
3RA2120-1KA24-0AP0 | LOAD FEEDER FUSELESS DIRECT START, AC 400V, SZ. S0, 9. . .12,5A, AC 230V SCREW CONNECTION FOR RA | 131.66
3RA2120-4AH26-0BB4 | LOAD FEEDER FUSELESS DIRECT START, AC 400V, SZ S0, 11. . .16A, DC 24V SPRING-LOADED CONNECTION F | 250.05
3RA2316-8XE30-1BB4 | REV. COMB. FOR 3RA27, AC3, 4KW/400V, DC24V 3-POLE, SZ S00 SCREW TERMINAL ELECTR. AND MECH. INTE | 99.91
3RA2326-8XB30-2AK6 | REV. COMB., AC3, 11KW/400V AC110V 50HZ/120V 60HZ 3-POLE, SZ S0 SPRING-LOADED TERMINAL ELECTR. AN | 161.24
3RA2327-8XB30-2BB4 | REV. COMB., AC3, 15KW/400V DC24V 3-POLE, SZ S0 SPRING-LOADED TERMINAL ELECTR. AND MECH. INTERLOC | 307.67
3RA2415-8XH31-1BB4 | STAR-DELTA COMB. WITH ASI AC3, 5,5KW/400V DC24V, 3-POLE SZ S00, SCREW TERMINAL ELECTR. AND MECH. | 346.86
3RT2027-1AK60-0UA0 | CONTACTOR, 10HP 460/575V, 1NO+1NC, AC110V 50HZ, 120V 60HZ 3-POLE, SZ S0 SCREW TERMINAL | 91.97
3RT2027-1AN20 | CONTACTOR, AC-3, 15KW/400V, 1NO+1NC, AC 220V 50/60HZ, 3-POLE, SZ S0 SCREW TERMINAL | 87.99
3RT2027-1NP30 | CONTACTOR, AC-3, 15KW/400V, 1NO+1NC, AC(50-60HZ)/DC ACTUAT. AC/DC 200...280V, 3-POLE, SZ S0 SCREW | 154.42
3RA2110-1AH15-1BB4 | LOAD FEEDER FUSELESS DIRECT START, AC 400V, SZ S00 1.1. . .1.6A, DC 24V SPRING-LOADED CONNECTION | 148.13
3RT2316-2AP00 | 4NO CONTACTOR, AC1: 18A AC 230V 50/60HZ 4-POLE, 4NO, SZ: S00, SPRING-LOADED TERMINAL | 30.66
3LD2524-7UL01-0AD8 | CHANGEOVER SWITCH 3-POLE IU=63, P/AC-23A AT 400V=22KW FRONT MOUNTING FOUR-HOLE MOUNTING KNOB BLA | 334.12
3RK1902-2NC10 | BUS CABLE FOR PROFINET PREASSEMBLED BOTH SIDES 4 CORE, SHIELDED PREASSEMBLED WITH 2X M12 D CODED | 119.27
3RK1902-3GB30 | ENERGY CABLE 7/8 FOR 24V SWITCHED AND UNSWITCHED PREASSEMBLED WITH 1X7/8 ONE SIDE ANGLED, 1,5MM2 | 84.06
3RA2210-0DD15-2AP0 | FUSELESS LOAD FEEDER REVERSING OPERATION, 400 V AC, SZ S00 0.22 TO 0.32 A 3 KW, 230 V AC SCREW | 200.67
3RA2110-0CE15-1AP0 | LOAD FEEDER FUSELESS DIRECT START, AC 400V, SZ S00 0.18. . .0.25A, AC 230V SPRING-LOADED CONNECTI | 96.85
3RT2017-1AH02 | CONTACTOR, AC-3, 5.5KW/400V, 1NC, AC 48V, 50/60 HZ, 3-POLE, SZ S00 SCREW TERMINAL | 32.64
3RT2017-1AR61 | CONTACTOR, 3AC, 5.5KW/400V, 1NO, AC400V, 50HZ, 400...440V 60HZ 3-POLE, SZ S00 SCREW TERMINAL | 35.3
3RA2120-4BH26-0AP0 | LOAD FEEDER FUSELESS DIRECT START, AC 400V, SZ S0, 14. . .20A, AC 230V SPRING-LOADED TERMINAL FO | 208.27
3RA2120-4BH27-0AV0 | LOAD FEEDER FUSELESS DIRECT START, AC 400V, SZ S0, 14. . .20A, AC 400V SPRING-LOADED CONNECTION | 250.05
3RH2911-1AA01 | AUX.SWITCH BLOCK,FRONT,1NC, CURR.PATH: 1NC, CONN. F. ABOVE, F. CONT. RELAYS A. MOTOR CONT., 3RT2 | 5.53
3RA2120-4DD27-0BB4 | LOAD FEEDER FUSELESS DIRECT START, AC 400V, SZ S0, 20. . .25A, DC 24V SCREW CONNECTION FOR BUSBA | 311.46
3RA2120-4DD27-0FB4 | FUSELESS LOAD FEEDER DIRECT START, 400V AC, SZ. S0, 20...25A, 15KW, 24 V DC WITH DIODE ASSEMBLY | 331.07
3RA2120-4DH27-0AP0 | LOAD FEEDER FUSELESS DIRECT START, AC 400V, SZ S0, 20. . .25A, AC 230V SPRING-LOADED CONNECTION | 260.18
3RT2026-1NP30 | CONTACTOR, AC-3, 11KW/400V, 1NO+1NC, AC(50-60HZ)/DC ACTUAT. AC/DC 200...280V, 3-POLE, SZ S0 SCREW | 112.41
3RT2026-2AB04 | CONTACTOR, AC-3, 11KW/400V, 2NO+2NC, AC 24V 50HZ, 3-POLE, SZ S0 SPRING-LOADED TERMINAL REMOVABLE | 72.67
3RT2026-2AG24 | CONTACTOR, AC-3, 11KW/400V, 2NO+2NC, AC110V 50/60HZ, 3-POLE, SZ S0 SPRING-LOADED TERMINAL REMOVA | 72.67
3RT2026-2AH00 | CONTACTOR, AC-3, 11KW/400V, 1NO+1NC, AC 48V 50HZ, 3-POLE, SZ S0 SPRING-LOADED TERMINAL | 61.33
3RH2911-2GA04 | AUX.SWITCH BLOCK,FRONT,4NC, CURR.PATH: 1NC, 1NC, 1NC, 1NC, FOR CONTACTOR RELAYS, SZ S00, SPRING- | 11.81
3RH2911-2GA22 | AUX.SWITCH BLOCK,FRONT,2NO+2NC, CURR.PATH: 1NO, 1NC, 1NC, 1NO, FOR CONTACTOR RELAYS, SZ S00, SPR | 11.81
3RK1400-0CE00-1TB3 | AS INTERFACE MODULE, 4 I/4 O, WITH SCREW CONNECTION, 4 X 1 INPUT NAMUR, 4 X 1 OUTPUTS 45 MA, 24 V | 131.86
3RK1405-1KC01-0BA2 | AS INTERFACE SAFETY AT WORK PCB MODULE STANDARD IP00 F-2DI/1DO LOCK | 215.23
3RA2120-1FH24-0BB4 | LOAD FEEDER FUSE SW. DIRECT STARTING, AC 400V, MDL. S0, 3.5. . .5A, DC 24V SPRING-LOADED TERMINAL | 205.1
3RA2120-1HH24-0AP0 | LOAD FEEDER FUSE SW. DIRECT STARTING, AC 400V, MDL. S0, 5.5. . .8A, AC 230V SPRING-LOADED TERMINA | 163.96
3RA2120-1JD24-0FB4 | FUSELESS LOAD FEEDER DIRECT START, 400V AC, SZ. S0, 7...10A, 5.5KW, 24 V DC WITH DIODE ASSEMBLY | 228.53
3RA2120-1JE24-0AP0 | LOAD FEEDER FUSE SW. DIRECT STARTING, AC 400V, MDL. S0, 7. . .10A, AC 230V SPRING-LOADED TERMINAL | 130.4
3RA2318-8XB30-2BB4 | REV. COMB., AC3, 7.5KW/ 400V DC24V 3-POLE, SZ S00 SPRING-LOADED TERMINAL ELECTR. AND MECH. INTE | 163.49
3RA2324-8XB30-2AG2 | REV. COMB., AC3, 5.5KW/ 400V AC110V, 50/60HZ, 3-POLE, SZ S0 SPRING-LOADED TERMINAL ELECTR. AND | 111.86
3RA2324-8XE30-2BB4 | REV. COMB. FOR 3RA27, AC3, 5.5KW/400V, DC24V 3-POLE, SZ S0 SPRING-LOADED TERMINAL ELECTR. AND M | 186.22
3RA2325-8XB30-2AG2 | REV. COMB., AC3, 7.5KW/ 400V AC110V, 50/60HZ, 3-POLE, SZ S0 SPRING-LOADED TERMINAL ELECTR. AND | 135.12
3RT2027-1AR60 | CONTACTOR, AC-3, 15KW/400V, 1NO+1NC, AC 400V 50HZ, 400...440V 60HZ, 3-POLE, SZ S0 SCREW TERMINAL | 90.86
3RT2027-1AV60 | CONTACTOR, AC-3, 15KW/400V, 1NO+1NC, AC 480V 60HZ, 3-POLE, SZ S0 SCREW TERMINAL | 90.86
3RT2027-1CL24-3MA0 | CONTACTOR, AC-3, 15KW/400V, 2NO+2NC, AC 230V 50/60HZ, W. PLUGGED-IN VARISTOR 3-POLE, SZ S0 SCREW | 108.99
3RA2110-0KH15-1AP0 | LOAD FEEDER FUSELESS DIRECT START, AC 400V, SZ S00 0.9. . .1.25A, AC 230V SPRING-LOADED CONNECTIO | 143.07
3RA2110-1AD15-1BB4 | LOAD FEEDER FUSELESS DIRECT START, AC 400V, SZ S00 1.1. . .1.6A, DC 24V SCREW CONNECTION FOR BUS | 143.07
3RH2344-1CF00-0KA0 | CONTACTOR RELAY, 4NO+4NC, 110V AC, 50/60HZ, SCREW TERMINAL, SIZE S00 2 NO + 2 NC BASIC UNIT /DIN | 58.28
3RH2344-1CK20 | CONTACTOR RELAY, 4NO+4NC, 120V AC, 50/60 HZ, SCREW TERMINAL, SIZE S00 2 NO + 2 NC BASIC UNIT /DI | 61.7
3RK1902-3GB50 | ENERGY CABLE 7/8 FOR 24V SWITCHED AND UNSWITCHED PREASSEMBLED WITH 1X7/8 ONE SIDE ANGLED, 1,5MM2 | 100.47
3RK1902-3NB50 | ENERGY CABLE 7/8 FOR 24V SWITCHED AND UNSWITCHED PREASSEMBLED WITH 2X7/8 BOTH SIDES ANGLED, 1,5MM | 133.27
3RA2210-0BE15-2AP0 | FUSELESS LOAD FEEDER REVERSING OPERATION, 400 V AC, SZ S00, 0.14 TO 0.20 A, 230 V AC SPRING-LOAD | 144.34
3RA2110-0EA15-1BB4 | LOAD FEEDER FUSELESS DIRECT START, AC 400V, SZ S00 0.28. . .0.4A, DC 24V SCREW CONNECTION FOR RA | 103.19
3RH2122-1BB40-ZW97 | CONTACTOR RELAY, 2NO+2NC, DC 24V, SIZE S00, SCREW TERMINAL, MULTI-UNIT PACKAGE = 40 UNITS | 34.94
3RA2110-0DA15-1AP0 | LOAD FEEDER FUSELESS DIRECT START, AC 400V, SZ S00 0.22. . .0.32A, AC 230V SCREW CONNECTION FOR | 98.12
3RA2110-0DS15-1BB4 | FUSELESS LOAD FEEDER DIRECT START, 400 V AC, SZ. S00 0.22...0.32 A 3 KW, 24 V DC SPRING-LOADED | 139.26
3RT2017-1AV01 | CONTACTOR, AC-3, 5.5KW/400V, 1NO, AC 400V, 50/60 HZ, 3-POLE, SZ S00 SCREW TERMINAL | 35.3
3RK1901-1DG22-1AA0 | AS-I DATA DECOUPL 2 X 4A SPRING AS-INTERFACE DUAL DATA DECOUPLING UNIT, IP20, SLIMLINE S22.5 SPR | 248.24
3RK1902-1GC10 | BUS CABLE FOR PROFIBUS PREASSEMBLED ONE SIDE 1XM12 ANGLED, MALE 2-CORE, SHIELDED LENGTH 10M | 81.11
3RT2317-2AB00 | 4NO CONTACTOR, AC1: 22A AC 24V 50/60HZ 4-POLE, 4NO, SZ: S00, SPRING-LOADED TERMINAL | 37.08
3RT2317-2AF00 | 4NO CONTACTOR, AC1: 22A AC 110V 50/60HZ 4-POLE, 4NO, SZ: S00, SPRING-LOADED TERMINAL | 32.93
3RT2317-2AK60 | 4NO CONTACTOR, AC1: 22A DC 110V 50HZ, 120V 60HZ 4-POLE, 4NO, SZ: S00, SPRING-LOADED TERMINAL | 37.08
3RT2317-2AM20 | 4NO CONTACTOR, AC1: 22A AC 208V 50/60HZ 4-POLE, 4NO, SZ: S00, SPRING-LOADED TERMINAL | 37.08
3RT2017-1AB01 | CONTACTOR, AC-3, 5.5KW/400V, 1NO, AC 24V, 50/60 HZ, 3-POLE, SZ S00 SCREW TERMINAL | 32.64
3RT2017-1AD02 | CONTACTOR, AC-3, 5.5KW/400V, 1NC, AC 42V, 50/60 HZ, 3-POLE, SZ S00 SCREW TERMINAL | 35.3
3RT2017-1AF02 | CONTACTOR, AC-3, 5.5KW/400V, 1NC, AC110V, 50/60 HZ, 3-POLE, SZ S00 SCREW TERMINAL | 32.64
3RT2017-1AK61 | CONTACTOR, AC-3, 5.5KW/400V, 1NO, AC110V 50HZ, 120V 60HZ 3-POLE, SZ S00 SCREW TERMINAL | 32.64
3RT2017-1AM21 | CONTACTOR, AC-3, 5.5KW/400V, 1NO, AC 208V, 50/60 HZ, 3-POLE, SZ S00 SCREW TERMINAL | 35.3
3RS1540-2HB80 | TEMPERATURE MONITORING RELAY FOR IO-LINK THERMOCOUPLER J,K,T,E,N,R,S,B 2 LIMIT VALUES -99 DEGR. | 421.6
3RH2911-2GA22-ZW98 | AUX.SWITCH BLOCK,FRONT,2NO+2NC, CURR.PATH: 1NO, 1NC, 1NC, 1NO, FOR CONTACTOR RELAYS, SZ S00, SPR | 13.16
3RH2911-2XA04-0MA0 | AUX.SWITCH BLOCK,FRONT,4NC, CURR.PATH: 1NC, 1NC, 1NC, 1NC, F. CONT. RELAYS A. MOTOR CONT., 3RT2 | 11.81
3RP2513-1AW30 | TIME RELAY, ELECTRONIC, DELAYED, 1 CO CONT., 1 TIME SET. RANGE, 5S...100S, 12...240V AC/DC AT A | 51.47
3RP2525-2BW30 | TIME RELAY, ELECTRONIC, DELAYED, 2 CO CONT., 15 TIME SET. RANGES, 0.05S...100HR, 12...240V AC/DC | 96.85
3RP2535-1AW30 | TIME RELAY, OFF-DELAYED W. CONTROL SIGNAL, 1 CO CONT., 15 TIME SET. RANGES, 0.05 S...100 HR, 12. | 88.62
3RP2540-2BB30 | TIMING RELAY, ELECTRONIC, OFF-DELAY, WITHOUT CONTROL SIGNAL OR NON-VOLATILE RELAY DEFINITE PASSI | 129.14
3RT2336-1AN20 | 4NO CONTACTOR,AC1:60A 220V AC 50/60HZ, 4-POLE, 4NO, SIZE S2, SCREW TERMINAL 1NO+1NC INTEGRATED | 141.68
3RT2336-1AP00-4AA0 | 4NO CONTACTOR,AC3:22KW 230V AC 50HZ, 4-POLE, 4NO, SIZE S2, SCREW TERMINAL 1NO+1NC INTEGRATED | 149.33
3RT2337-1AN20 | 4NO CONTACTOR,AC1:110A 220V AC 50/60HZ, 4-POLE, 4NO, SIZE S2, SCREW TERMINAL 1NO+1NC INTEGRATED | 205.68
3RT2516-1AP00 | 2NO+2NC CONTACTOR, AC3: 4KW AC 230V 50HZ 4-POLE, 2NO+2NC, SZ: S00, SCREW TERMINAL | 28.35
3RT2517-1BG40 | 2NO+2NC CONTACTOR, AC3: 5.5KW DC 125V 4-POLE, 2NO+2NC, SZ: S00, SCREW TERMINAL | 44
3RB3980-0A | MECHANICAL RESET FOR 3RB30/3RB31 SIZE S00...S2 | 3.92
3RB3980-0B | CABLE RELEASE FOR RESET 0.4M FOR 3RB30/3RB31 SIZE S00...S2 | 38.35
3RT2017-1BB41-0CC0 | CONTACTOR, AC-3, 5.5KW/400V, 1NO, DC 24V, COM. CAPABILITY 3-POLE, SZ S00 SCREW TERMINAL | 41.46
3RT2017-1BF42 | CONTACTOR, AC-3, 5.5KW/400V, 1NC, DC 110V 3-POLE, SZ S00 SCREW TERMINAL | 37.58
3RT2017-1BW41 | CONTACTOR, AC-3, 5.5KW/400V, 1NO, DC 48V, 3-POLE, SZ S00 SCREW TERMINAL | 37.58
3RT2017-1BW42 | CONTACTOR, AC-3, 5.5KW/400V, 1NC, DC 48V, 3-POLE, SZ S00 SCREW TERMINAL | 37.58
3RT2015-1KB41 | COUPLING RELAY, AC-3, 3KW/400V, 1NO, DC 24V, 0.7...1.25*US, W. INTEGR. SUPPRESSORDIODE, SZ S00, S | 33.39
3RA2120-4ED27-0FB4 | FUSELESS LOAD FEEDER DIRECT START, 400V AC, SZ. S0, 27...32A, 15KW, 24 V DC WITH DIODE ASSEMBLY | 358.3
3RH2911-1FB22 | AUX.SWITCH BL 11U,2NO+2NC,FRONT CURR.PATH: 1NO, 1NC, 1NC, 1NO, F. CONT. RELAYS A. MOTOR CONT., 3R | 21.08
3RH2344-1CU00-0KA0 | CONTACTOR RELAY, 4NO+4NC, 240V AC, 50/60HZ, SCREW TERMINAL, SIZE S00 2 NO + 2 NC BASIC UNIT /DIN | 58.28
3RB3026-2SB0-ZX95 | OVERLOAD RELAY 3...12 A FOR MOTOR PROTECTION SIZE S0, CLASS 20 CONTACTOR ASS. MAIN CIRCUIT: SCRE | 104.45
3RB3036-1UW1 | OVERLOAD RELAY 12.5...50 A FOR MOTOR PROTECTION SIZE S2, CLASS 10E STAND-ALONE INSTALLATION MAIN | 137.92
3RA2110-0ES15-1BB4 | FUSELESS LOAD FEEDER DIRECT START, 400 V AC, SZ. S00 0.28...0.40 A 3 KW, 24 V DC SPRING-LOADED | 139.26
3RA2110-0FH15-1BB4 | LOAD FEEDER FUSELESS DIRECT START, AC 400V, SZ S00 0.35. . .0.5A, DC 24V SPRING-LOADED CONNECTION | 139.9
3RA2110-0GA15-1FB4 | FUSELESS LOAD FEEDER DIRECT START, 400V AC, SIZE S00, 0.45...0.63A, 4KW, 24 V DC WITH DIODE (IN | 109.51
3RA2110-0GD15-1AP0 | LOAD FEEDER FUSELESS DIRECT START, AC 400V, SZ S00 0.45. . .0.63A, AC 230V SCREW CONNECTION FOR | 131.66
3RA2210-0GA15-2AP0 | FUSELESS LOAD FEEDER REVERSING OPERATION, 400 V AC, SZ S00 0.45 TO 0.63 A, 3 KW, 230 V AC SCREW | 145.6
3RA2210-0HD15-2BB4 | FUSELESS LOAD FEEDER REVERSING OPERATION, 400 V AC, SZ S00, 0.55 TO 0.80 A, 3 KW, 24 V DC SCREW | 217.14
3RA2210-0HE15-2BB4 | FUSELESS LOAD FEEDER REVERSING OPERATION, 400 V AC, SZ S00, 0.55 TO 0.80 A, 3 KW, 24 V DC SPRIN | 158.89
3RA2210-0HH15-2BB4 | FUSELESS LOAD FEEDER REVERSING OPERATION, 400 V AC, SZ S00, 0.55 TO 0.80 A, 3 KW, 24 V DC SPRIN | 215.23
3RA2210-0CE15-2AP0 | FUSELESS LOAD FEEDER REVERSING OPERATION, 400 V AC, SZ S00 0.18 TO 0.25 A, 3KW, 230 V AC SPRING | 144.34
3RA2210-0EH15-2BB4 | FUSELESS LOAD FEEDER REVERSING OPERATION, 400 V AC, SZ S00 0.28 TO 0.40 A 3 KW, 24 V DC SPRING- | 210.8
3RA2210-0FD15-2AP0 | FUSELESS LOAD FEEDER REVERSING OPERATION, 400 V AC, SZ S00 0.35 TO 0.50 A, 3 KW, 230 V AC SCREW | 200.67
3RH2911-1HA10 | AUX.SWITCH BLOCK,FRONT,1NO, CURR.PATH: 1NO, F. CONT. RELAYS A. MOTOR CONT., 3RT2 SCREW TERMINAL | 5.59
3RH2911-1HA10-ZX95 | AUX.SWITCH BLOCK,FRONT,1NO, CURR.PATH: 1NO, F. CONT. RELAYS A. MOTOR CONT., 3RT2 SCREW TERMINAL | 6.22
3RH2911-1HA11-ZX95 | AUX. SWITCH BLOCK , 1NO+1NC COND. PATHS: 1NC, 1NO F. CONT. RELAYS A. MOTOR CONT. 3RT2 SCREW TERM | 7.84
3RH2911-1HA12-ZW97 | AUX.SWITCH BLOCK,FRONT,1NO+2NC, CURR.PATH: 1NC, 1NC, 1NO, F. CONT. RELAYS A. MOTOR CONT., 3RT2 S | 10.7
3RH2911-1HA22-ZW98 | AUX. SWITCH BLOCK , 2NO+2NC COND. PATHS: 1NC, 1NC, 1NO, 1NO, F. CONT. RELAYS A. MOTOR CONT. 3RT2 | 13.16
3RT2325-2AF00 | 4NO CONTACTOR, AC1: 35A AC 110V 50HZ 4-POLE, 4NO, SZ: S0, SPRING-LOADED TERMINAL 1NO+1NC INTEGR. | 51.21
3RT2326-1AF00 | 4NO CONTACTOR, AC1: 40A AC 110V 50HZ 4-POLE, 4NO, SZ: S0, SCREW TERMINAL 1NO+1NC INTEGR. | 73.24
3RT2326-1AP60 | 4NO CONTACTOR, AC1: 40A DC 220V 50HZ, 240V 60HZ 4-POLE, 4NO, SZ: S0, SCREW TERMINAL 1NO+1NC INTE | 73.24
3RT2326-2AC20 | 4NO CONTACTOR, AC1: 40A AC 24V 50/60HZ 4-POLE, 4NO, SZ: S0, SPRING-LOADED TERMINAL 1NO+1NC INTEG | 73.24
3RT2518-1BW40 | 2NO+2NC CONTACTOR, AC3: 7.5KW DC 48V 4-POLE, 2NO+2NC, SZ: S00, SCREW TERMINAL | 69.87
3RT2518-2BM40 | 2NO+2NC CONTACTOR, AC3: 7.5KW DC 220V 4-POLE, 2NO+2NC, SZ: S00, SPRING-LOADED TERMINAL | 48.99
3RT2526-1AC20 | 2NO+2NC CONTACTOR, AC3: 11KW AC 24V 50/60HZ 4-POLE, 2NO+2NC, SZ: S0, SCREW TERMINAL 1NO+1NC INTE | 80.06
3RU2126-4EB0 | OVERLOAD RELAY 27...32 A FOR MOTOR PROTECTION SZ S0, CLASS 10, F. MOUNTING ONTO CONTACTOR MAIN C | 76.53
3RU2136-4BB0 | OVERLOAD RELAY 14...20 A FOR MOTOR PROTECTION SIZE S2, CLASS 10 FOR MOUNTING ONTO CONTACTORS MAI | 60.73
3RT2017-2AB01-1AA0 | CONTACTOR, AC-3, 5.5KW/400V, 1NC, AC 24V, 50/60 HZ, 3-POLE, SZ S00 SPRING FORCE TERMINAL | 35.14
3RH2122-1AG60 | CONTACTOR RELAY, 2NO+2NC, AC100V 50HZ, 100...110V 60HZ SIZE S00, SCREW TERMINAL | 32.33
3RH2122-2AP00 | CONTACTOR RELAY, 2NO+2NC, AC 230V, 50/60 HZ, SZ S00, SPRING-LOADED TERMINAL | 29.43
3RH2122-2KB40-0LA0 | CONTACTOR RELAY FOR RAILWAY, 2NO+1NC, DC 24V, 0.7...1.25*US, W/ INTEGRATED SUPPRESSOR DIODE, SZ S | 58.64
3RA2210-0JA15-2BB4 | LOAD FEEDER FUSELESS REVERSING DUTY, AC 400V, SZ S00, 0.7. . .1A, DC 24V SCREW CONNECTION FOR RA | 160.16
3RA2210-0KD15-2AP0 | LOAD FEEDER FUSELESS REVERSING DUTY, AC 400V, SZ S00, 0.9...1.25A, AC 230V SCREW CONNECTION FOR | 208.27
3RT2017-2BB42-ZW96 | CONTACTOR, AC-3, 5.5KW/400V, 1NC, DC 24V, 3-POLE, SZ S00 SPRING-LOADED TERMINAL MULTI UNIT PACKA | 41.91
3RT2017-2BW42 | CONTACTOR, AC-3, 5.5KW/400V, 1NC, DC 48V, 3-POLE, SZ S00 SPRING-LOADED TERMINAL | 37.58
3KD3032-2NE10-0 | SWITCH-DISCONNECTOR 100A, FRAME SIZE 2, 3-POLE FRONT OPERATING LEFT COMPLETE ASSEMBLY WITH DIREC | 136.74
3KD3632-0PE10-0 | SWITCH-DISCONNECTOR 200A, FRAME SIZE 3, 3-POLE FRONT OPERATING LEFT COMPLETE ASSEMBLY WITH DIREC | 222.89
3RA2110-0EA15-1AP0 | LOAD FEEDER FUSELESS DIRECT START, AC 400V, SZ S00 0.28. . .0.4A, AC 230V SCREW CONNECTION FOR R | 98.12
3RA2110-0GA15-1AP0 | LOAD FEEDER FUSELESS DIRECT START, AC 400V, SZ S00 0.45. . .0.63A, AC 230V SCREW CONNECTION FOR | 100.01
3RA2415-8XF31-2AB0 | STAR-DELTA COMB. AC3, 5,5KW/400V AC24V, 50/60HZ, 3-POLE, SZ S00, SPRING-LOADED TERMINAL ELECTR. | 250.35
3RA2416-8XF31-1AB0 | STAR-DELTA COMB. AC3,7,5KW/400V AC24V, 50/60HZ, 3-POLE, SZ S00, SCREW TERMINAL ELECTR. AND MECH. | 266.23
3RA2110-1EA15-1FB4 | FUSELESS LOAD FEEDER DIRECT START, 400V AC, SIZE S00, 2.8...4A, 4KW, 24 V DC WITH DIODE (INTEGRA | 119.01
3RA2110-1FH15-1AP0 | LOAD FEEDER FUSELESS DIRECT START, AC 400V, SZ S00 3.5. . .5A, AC 230V SPRING-LOADED CONNECTION | 145.6
3RA2325-8XB30-1BG4 | REV. COMB., AC3, 7.5KW/ 400V DC125V 3-POLE, SZ S0 SCREW TERMINAL ELECTR. AND MECH. INTERLOCK 2 | 210.06
3RA2326-8XB30-2AC2 | REV. COMB., AC3, 11KW/400V AC24V, 50/60HZ, 3-POLE, SZ S0 SPRING-LOADED TERMINAL ELECTR. AND MECH | 165.78
3RA2415-8XH31-2BB4 | STAR-DELTA COMB. WITH ASI AC3, 5,5KW/400V DC24V, 3-POLE SZ S00, SPRING-LOADED TERMINAL ELECTR. A | 346.86
3RA2416-8XF31-2AB0 | STAR-DELTA COMB. AC3, 7,5KW/400V AC24V, 50/60HZ, 3-POLE, SZ S00, SPRING-LOADED TERMINAL ELECTR. | 266.23
3RT2017-2HB42 | COUPLING RELAY, AC-3, 5.5KW/ 400V , 1NC, DC 24V, 0.7...1.25*US, 3-POLE, SZ S00 SPRING-LOADED TER | 37.58
3RT2017-2KF42-1LA0 | CONT. F. RAILW. A., AC-3, 5.5KW 400V, DC 110V, 0,7...1,25*US, W.SUPPRESSORDIODE INTEGRATED, 3-POL | 61.33
3RA2210-0DS15-2BB4 | FUSELESS LOAD FEEDER REVERSING OPERATION, 400 V AC, SZ. S00 0.22...0.32A 3 KW, 24 V DC SPRING-L | 210.8
3RA2210-0EH15-2AP0 | FUSELESS LOAD FEEDER REVERSING OPERATION, 400 V AC, SZ S00 0.28 TO 0.40 A 3 KW, 230 V AC SPRING | 200.04
3RA2210-0KH15-2AP0 | LOAD FEEDER FUSELESS REVERSING DUTY, AC 400V, SZ S00, 0.9...1.25A, AC 230V SPRING-LOADED CONNECTI | 207.64
3RA2210-1BA15-2AP0 | LOAD FEEDER FUSELESS REVERSING DUTY, AC 400V, SZ S00, 1.4. . .2A, AC 230V SCREW CONNECTION FOR R | 155.73
3RA2110-1AD15-1AP0 | LOAD FEEDER FUSELESS DIRECT START, AC 400V, SZ S00 1.1. . .1.6A, AC 230V SCREW CONNECTION FOR BU | 138.63
3RA2425-8XF32-2BB4 | STAR-DELTA COMB. AC3, 15/18.5KW/400V DC24V, 3-POLE SZ S0, SPRING-LOADED TERMINAL ELECTR. AND MEC | 463.24
3RA2426-8XF32-2AC2 | STAR-DELTA COMB. AC3, 22KW/400V AC24V, 50/60HZ, 3-POLE, SZ S0, SPRING-LOADED TERMINAL ELECTR. AN | 439.4
3RH2122-1BM40 | CONTACTOR RELAY, 2NO+2NC, DC 220V, SIZE S00, SCREW TERMINAL | 34.05
3RH2122-1KF40-0LA4 | CONTACTOR RELAY FOR RAILWAY, 2NO+1NC, DC 110V, 0.7..1.25*US, W/ INTEGRATED SUPPRESSOR DIODE, SIZE | 61.29
3RB3016-1NB0 | OVERLOAD RELAY 0.32...1.25 A FOR MOTOR PROTECTION SIZE S00, CLASS 10 CONTACTOR ASS. MAIN CIRCUIT | 73.53
3RH2911-1FA04 | AUX.SWITCH BLOCK,FRONT,4NC, CURR.PATH: 1NC, 1NC, 1NC, 1NC, F. CONT. RELAYS A. MOTOR CONT., 3RT2 | 11.81
3RA2110-0KE15-1BB4 | LOAD FEEDER FUSELESS DIRECT START, AC 400V, SZ S00 0.9. . .1.25A, DC 24V SPRING-LOADED CONNECTION | 109.51
3RT2316-2AP60 | 4NO CONTACTOR, AC1: 18A DC 220V 50HZ, 240V 60HZ 4-POLE, 4NO, SZ: S00, SPRING-LOADED TERMINAL | 30.66
3RH2344-1CP00 | CONTACTOR RELAY, 4NO+4NC, 230V AC, 50/60 HZ, SCREW TERMINAL, SIZE S00 2 NO + 2 NC BASIC UNIT /DI | 58.81
3RA2210-0FA15-2AP0 | FUSELESS LOAD FEEDER REVERSING OPERATION, 400 V AC, SZ S00 0.35 TO 0.50 A 3 KW, 230 V AC SCREW | 145.6
3RA2210-0JD15-2BB4 | LOAD FEEDER FUSELESS REVERSING DUTY, AC 400V, SZ S00, 0.7. . .1A, DC 24V SCREW CONNECTION FOR BU | 217.14
3RA2210-0KA15-2BB4 | LOAD FEEDER FUSELESS REVERSING DUTY, AC 400V, SZ S00, 0.9...1.25A, DC 24V SCREW CONNECTION FOR | 162.05
3RT2017-1AP02 | CONTACTOR, AC-3, 5.5KW/400V, 1NC, AC 230V, 50/60 HZ, 3-POLE, SZ S00 SCREW TERMINAL | 32.64
3RS1441-1HB50 | TEMPERATURE MONITORING RELAY FOR IO-LINK PT100/1000, KTY83/84, NTC 1 TO 3 SENSORS, 2 LIMIT VALUE | 645.69
3RS1540-1HB80 | TEMPERATURE MONITORING RELAY FOR IO-LINK THERMOCOUPLER J,K,T,E,N,R,S,B 2 LIMIT VALUES -99 DEGR. | 407.68
3RH2911-1GA04 | AUX.SWITCH BLOCK,FRONT,4NC, CURR.PATH: 1NC, 1NC, 1NC, 1NC, FOR CONTACTOR RELAYS, SZ S00, SCREW T | 11.81
3RH2911-1HA01 | AUX.SWITCH BLOCK,FRONT,1NC, CURR.PATH: 1NC, F. CONT. RELAYS A. MOTOR CONT., 3RT2 SCREW TERMINAL | 5.59
3RH2911-1NF11 | SOLID-STATE COMP. AUX. SW BL.FR 1NO+1NC, CURR.PATH:1NO,-,-,1NC, F. CONT. RELAYS A. MOTOR CONT., 3 | 26.98
3RH2911-2FB11 | AUX.SWITCH BL 11U,1NO+1NC,FRONT CURR.PATH: 1NO, --, 1NC, --, F. CONT. RELAYS A. MOTOR CONT., 3RT2 | 14.1
3RT2317-1BG40 | 4NO CONTACTOR, AC1: 22A DC 125V 4-POLE, 4NO, SZ: S00, SCREW TERMINAL | 46.09
3RT2325-1BF40 | 4NO CONTACTOR, AC1: 35A DC 110V 4-POLE, 4NO, SZ: S0, SCREW TERMINAL 1NO+1NC INTEGR. | 91.97
3RT2327-1AH20 | 4NO CONTACTOR, AC1: 50A AC 48V 50/60HZ 4-POLE, 4NO, SZ: S0, SCREW TERMINAL 1NO+1NC INTEGR. | 102.77
3RT2327-2AF00 | 4NO CONTACTOR, AC1: 50A AC 110V 50HZ 4-POLE, 4NO, SZ: S0, SPRING-LOADED TERMINAL 1NO+1NC INTEGR. | 102.77
3RT2517-1BJ80 | 2NO+2NC CONTACTOR, AC3: 5.5KW DC 72V 4-POLE, 2NO+2NC, SZ: S00, SCREW TERMINAL | 43.13
3RB3036-2WD0 | OVERLOAD RELAY 20...80 A FOR MOTOR PROTECTION SIZE S2, CLASS 20E FOR MOUNTING ONTO CONTACTORS MA | 202.97
3RB3123-4NB0 | OVERLOAD RELAY 0.32...1.25 A FOR MOTOR PROTECTION SIZE S0, CLASS 5...30 CONTACTOR ASS. MAIN CIRC | 150.66
3RU2136-4DB0 | OVERLOAD RELAY 18...25 A FOR MOTOR PROTECTION SIZE S2, CLASS 10 FOR MOUNTING ONTO CONTACTORS MAI | 60.73
3RU2136-4FD1 | OVERLOAD RELAY 28...40 A FOR MOTOR PROTECTION SIZE S2, CLASS 10 STAND-ALONE INSTALLATION MAIN CI | 104.27
3RT2017-1BB41 | CONTACTOR, AC-3, 5.5KW/400V, 1NO, DC 24V, 3-POLE, SZ S00 SCREW TERMINAL . | 37.58
3RT2017-1CK64-3MA0 | CONTACTOR, AC-3, 5.5KW/400V, 2NO+2NC, AC 110V 50HZ 120V 60HZ, W. PLUGGED-ON VARISTOR 3POLE, SZ. | 55.41
3RT2017-1KB41 | COUPLING RELAY, AC-3, 5.5KW/ 400V , 1NO, DC 24V, 0.7...1.25*US, W. INTEGRA. SUPPRESSOR DIODE, SZ | 42.28
3RB3026-1SB0 | OVERLOAD RELAY 3...12 A FOR MOTOR PROTECTION SIZE S0, CLASS 10 CONTACTOR ASS. MAIN CIRCUIT: SCRE | 83.29
3RT2015-1JB41 | COUPLING RELAY, AC-3, 3KW/400V, 1NO, DC 24V, 0.7...1.25*US, W. INTEGRATED DIODE 3-POLE SZ S00, SC | 34.23
3RT2017-1JB41 | COUPLING RELAY, AC-3, 5.5KW/ 400V , 1NO, DC 24V, 0.7...1.25*US, W. INTEGRATED DIODE 3-POLE SZ S0 | 42.88
3RT2017-1VB41 | COUPLING RELAY, AC-3, 5.5KW/ 400V , 1NO, DC 24V, 0.85...1.85*US, W. INTEGRATED DIODE 3-POLE SZ S | 42.88
3RT2017-2JB42-ZW96 | COUPLING RELAY, AC-3, 5.5KW/ 400V , 1NC, DC 24V, 0.7...1.25*US, W. INTEGRATED DIODE 3-POLE SZ S0 | 47.79
3RB3016-2PE0 | OVERLOAD RELAY 1...4 A FOR MOTOR PROTECTION SIZE S00, CLASS 20 CONTACTOR ASS. MAIN CIRCUIT: SPR. | 86.51
3RT2015-2CP04-3MA0 | CONTACTOR, AC-3, 3KW/400V, 2NO+2NC, AC 230V, 50/60 HZ, W. PLUGGED-ON VARISTOR 3-POLE, SZ S00 SPR | 47.39
3RA2110-1BA15-1AP0 | LOAD FEEDER FUSELESS DIRECT START, AC 400V, SZ S00 1.4. . .2A, AC 230V SCREW CONNECTION FOR RAIL | 107.61
3RT2316-1BF40 | 4NO CONTACTOR, AC1: 18A DC 110V 4-POLE, 4NO, SZ: S00, SCREW TERMINAL | 35.22
3RT2325-2BB40 | 4NO CONTACTOR, AC1: 35A DC 24V 4-POLE, 4NO, SZ: S0, SPRING-LOADED TERMINAL 1NO+1NC INTEGR. | 91.97
3RT2326-2AB00 | 4NO CONTACTOR, AC1: 40A AC 24V 50HZ 4-POLE, 4NO, SZ: S0, SPRING-LOADED TERMINAL 1NO+1NC INTEGR. | 73.24
3RT2516-1AD00 | 2NO+2NC CONTACTOR, AC3: 4KW AC 42V 50HZ 4-POLE, 2NO+2NC, SZ: S00, SCREW TERMINAL | 31
3RA2110-1EH15-1AP0 | LOAD FEEDER FUSELESS DIRECT START, AC 400V, SZ S00 2.8. . .4A, AC 230V SPRING-LOADED CONNECTION | 145.6
3RA2110-1FS15-1BB4 | FUSELESS LOAD FEEDER DIRECT START, 400 V AC, SZ. S00 3.50...5.00 A 3 KW, 24 V DC SPRING-LOADED | 150.66
3RA2110-1GS15-1BB4 | FUSELESS LOAD FEEDER DIRECT START, AC 400V, SZ. S00 4.50...6.30 A 3 KW, 24 V DC SPRING-LOADED T | 150.66
3RA2110-1KS17-1BB4 | FUSELESS LOAD FEEDER DIRECT START, 400 V AC, SZ. S00 9.00...12.5 A 5.5 KW, 24 V DC SPRING-LOADE | 170.92
3RA2110-4AE18-1AP0 | LOAD FEEDER FUSELESS DIRECT START, AC 400V, SZ S00 11. . .16A, AC 230V SPRING-LOADED CONNECTION | 138
3RT2015-1AP01-ZX95 | CONTACTOR, AC-3, 3KW/400V, 1NO, AC 230V, 50/60 HZ, 3-POLE, SZ S00 SCREW TERMINAL REUSABLE PACKAG | 27.6
3RT2017-2AH02-ZX95 | CONTACTOR, AC-3, 5.5KW/400V, 1NC, AC 48V, 50/60 HZ, 3-POLE, SZ S00 SPRING-LOADED TERMINAL . | 36.4
3RT2017-2BB42-1AA0 | CONTACTOR, AC-3, 5.5KW/400V, 1NC, DC 24V, 3-POLE, SZ S00 SPRING-LOADED TERMINAL . | 40.05
3RT2017-2KF41 | CONT. F. RAILW. A., AC-3, 5.5KW 400V , 1NO, DC 110V, 0.7...1.25*US, W.SUPPRESSORDIODE INTEGRATED, | 42.48
3RH2122-4BB40-ZX95 | CONTACTOR RELAY, 2NO+2NC, DC 24V, SZ S00,RINGCABLE LUG CONNECTION REUSABLE PACKAGE = 132 UNITS | 39.25
3RH2131-1AD00 | CONTACTOR RELAY, 3NO+1NC, AC 42V, 50/60 HZ, SIZE S00, SCREW TERMINAL | 32.33
3RH2131-2BA40 | CONTACTOR RELAY, 3NO+1NC, DC 12V, SZ S00, SPRING-LOADED TERMINAL | 37.79
3RT2017-4LB42 | COUPLING CONTACTOR RAIL, AC3:5.5KW,DC24V,0,7...1,25*US, 1NC, VARISTOR INTEGRATED, 3-POLE, SZ S00 | 53.17
3RT2018-1AB02 | CONTACTOR, AC-3, 7.5KW/400V, 1NC, AC 24V 50/60HZ, 3-POLE, SZ S00 SCREW TERMINAL | 41.46
3RT2018-1BB41-ZW96 | CONTACTOR, AC-3, 7.5KW/400V, 1NO, DC 24V, 3-POLE, SZ S00 SCREW TERMINAL MULTI UNIT PACKAGE PACK | 74.06
3RT2018-1BB44-3MA0 | CONTACTOR, AC-3, 7.5KW/400V, 2NO+2NC, DC 24V, 3-POLE, SZ S00 SCREW TERMINAL PERMANENT AUX. SWITC | 82.91
3RH2344-1CH00-0KA0 | CONTACTOR RELAY, 4NO+4NC, 48V AC, 50/60HZ, SCREW TERMINAL, SIZE S00 2 NO + 2 NC BASIC UNIT /DIN | 58.28
3RH2353-1CN20-0KA0 | CONTACTOR RELAY, 5NO+3NC, 220V AC, 50/60 HZ, SCREW TERMINAL, SIZE S00 2 NO + 2 NC BASIC UNIT /DI | 58.28
3RH2353-1CL00-0KA0 | CONTACTOR RELAY, 5NO+3NC, 125/127 V AC, 50/60 HZ, SCREW TERMINAL, SIZE S00 2 NO + 2 NC BASIC UNI | 59.87
3RH2353-1DB40-0KA0 | CONTACTOR RELAY, 5NO+3NC,24V DC SCREW TERMINAL, SIZE S00, MOUNTED VARISTOR | 62.95
3RH2911-1AA01-ZX90 | AUX.SWITCH BLOCK,FRONT,1NC, CURR.PATH: 1NC, CONN. F. ABOVE, F. CONT. RELAYS A. MOTOR CONT., 3RT2 | 6.14
3RH2911-1FC22 | AUX.SWITCH BL 22U,2NO+2NC,FRONT CURR.PATH: 1NO, 1NO, 1NC, 1NC, F. CONT. RELAYS A. MOTOR CONT., 3R | 18.86
3NC3343-1U | SITOR-FUSE-LINK FOR SEMICONDUCTOR PROTECTION 1250A AR 800V A.C. MBC=6XIN SIZE 3 WITH SLOTTED CON | 286.83
3RH2924-1GP11 | COUPLING LINK FOR DIRECT COIL CONNECTION, DC 24V, 1NO, FOR MOTOR CONTACTORS, SZ S0 AND S2 SCREW | 46.14
3RK4324-3KR51-0BC0 | SIRIUS MCU MOTOR STARTER ENC. DEG. O. PROT.IP54 PLASTIC COMMUNICATION AS-INTERFACE ELECTROMECHAN | 1094.52
3RT2015-1SB41 | COUPLING RELAY, AC-3, 3KW/400V, 1NO, DC 24V, 0,85...1,85*US, W. INTEGR. SUPPRESSORDIODE, 3-POLE | 33.39
3RT2017-2AD02 | CONTACTOR, AC-3, 5.5KW/400V, 1NC, AC 42V, 50/60 HZ, 3-POLE, SZ S00 SPRING-LOADED TERMINAL | 35.3
3RT2017-2AF02 | CONTACTOR, AC-3, 5.5KW/400V, 1NC, AC110V, 50/60 HZ, 3-POLE, SZ S00 SPRING-LOADED TERMINAL | 32.64
3RT2017-2AK61 | CONTACTOR, AC-3, 5.5KW/400V, 1NO, AC110V 50HZ, 120V 60HZ 3-POLE, SZ S00 SPRING-LOADED TERMINAL | 32.64
3RT2017-2AP04-3MA0 | CONTACTOR, AC-3, 5.5KW/400V, 2NO+2NC, AC 230V, 50/60 HZ, 3-POLE, SZ S00 SPRING-LOADED TERMINAL P | 48.49
3RA2120-1HA24-0AP0 | LOAD FEEDER FUSELESS DIRECT START, AC 400V, SZ S0, 5,5. . .8A, AC 230V SCREW CONNECTION FOR RAIL | 122.81
3RA2120-1HH24-0BB4 | LOAD FEEDER FUSE SW. DIRECT STARTING, AC 400V, MDL. S0, 5.5. . .8A, DC 24V SPRING-LOADED TERMINAL | 205.1
3RU2136-4HB1 | OVERLOAD RELAY 40... 50 A FOR MOTOR PROTECTION SIZE S2, CLASS 10 STAND-ALONE INSTALLATION MAIN C | 135.75
3RU2136-4HD0 | OVERLOAD RELAY 40... 50 A FOR MOTOR PROTECTION SIZE S2, CLASS 10 FOR MOUNTING ONTO CONTACTORS MA | 116.62
3RT2325-2AG20 | 4NO CONTACTOR, AC1: 35A AC 110V 50/60HZ 4-POLE, 4NO, SZ: S0, SPRING-LOADED TERMINAL 1NO+1NC INTE | 55.57
3RT2326-2AF00 | 4NO CONTACTOR, AC1: 40A AC 110V 50HZ 4-POLE, 4NO, SZ: S0, SPRING-LOADED TERMINAL 1NO+1NC INTEGR. | 74.39
3RT2326-2BB40 | 4NO CONTACTOR, AC1: 40A DC 24V 4-POLE, 4NO, SZ: S0, SPRING-LOADED TERMINAL 1NO+1NC INTEGR. | 108.99
3RT2326-2XB40-0LA2 | 4NO CONT. F. RAILWAY AC-1: 40 A, 4-POLE . DC 24V, 0,7...1,25*US, W. VARISTOR INTEGRATED, 4-POLE | 137.37
3RA2110-1FD15-1AP0 | LOAD FEEDER FUSELESS DIRECT START, AC 400V, SZ S00 3.5. . .5A, AC 230V SCREW CONNECTION FOR BUSB | 140.53
3RA2110-1FE15-1AP0 | LOAD FEEDER FUSELESS DIRECT START, AC 400V, SZ S00 3.5. . .5A, AC 230V SPRING-LOADED CONNECTION | 107.61
3RA2120-1JD24-0AP0 | LOAD FEEDER FUSELESS DIRECT START, AC 400V, SZ. S0, 7. . .10A, AC 230V SCREW CONNECTION FOR BUSB | 167.76
3RA2120-1JH24-0BB4 | LOAD FEEDER FUSE SW. DIRECT STARTING, AC 400V, MDL. S0, 7. . .10A, DC 24V SPRING-LOADED TERMINAL | 212.07
3LD2548-0TK53-0AB3 | EMERG. STOP SWITCH 3-POLE IU=63, P/AC-23A AT 400V=22KW FLOOR MOUNTING DIN RAIL/TWO-HOLE MOUNTING | 111.66
3RT2015-2WB42 | COUPLING RELAY, AC-3, 3KW/400V, 1NC, DC 24V, 0.85...1.85*US, W. PLUGGED-ON VARISTOR 3-POLE SZ S00 | 33.39
3RT2015-4AN62 | CONTACTOR, AC-3, 3KW/400V, 1NC, AC 200V 50HZ, 200...220V 60HZ 3-POLE, SZ S00 RING CABLE LUG CONNE | 34.12
3RT2015-4AP61 | CONTACTOR, AC-3, 3KW/400V, 1NO, AC 220V 50HZ / 240V 60HZ 3POLE, SZ. S00 RING CABLE LUG CONNECTION | 30.95
3RT2016-1AH01 | CONTACTOR, AC-3, 4KW/400V, 1NO, AC 48V, 50/60 HZ, 3-POLE, SZ S00 SCREW TERMINAL | 26.48
3RV2011-0DA40 | CIRCUIT-BREAKER SZ S00, FOR MOTOR PROTECTION, CLASS 10, A-REL. 0.22...0.32A, N-RELEASE4.2A RING | 56.97
3RV2011-0FA15-ZX95 | CIRCUIT-BREAKER SZ S00, FOR MOTOR PROTECTION, CLASS 10, A-REL. 0.35...0.5A, N-RELEASE6.5A SCREW | 64.57
3RV2011-0GA10-ZW97 | CIRCUIT-BREAKER SZ S00, FOR MOTOR PROTECTION, CLASS 10, A-REL.0.45...0.63A,N-REL.8.2A SCREW CONNE | 51.28
3RV2011-0HA20-ZW97 | CIRCUIT-BREAKER SZ S00, FOR MOTOR PROTECTION, CLASS 10, A-REL.0.55...0.8A, N-REL.10A, SPRING-L. C | 54.57
3RT2516-1AF00 | 2NO+2NC CONTACTOR, AC3: 4KW AC 110V 50HZ 4-POLE, 2NO+2NC, SZ: S00, SCREW TERMINAL | 28.35
3RT2516-1AH00 | 2NO+2NC CONTACTOR, AC3: 4KW AC 48V 50HZ 4-POLE, 2NO+2NC, SZ: S00, SCREW TERMINAL | 28.35
3RT2516-1BE40 | 2NO+2NC CONTACTOR, AC3: 4KW DC 60V 4-POLE, 2NO+2NC, SZ: S00, SCREW TERMINAL | 36.81
3RT2516-2AK60 | 2NO+2NC CONTACTOR, AC3: 4KW DC 110V 50HZ, 120V 60HZ 4-POLE, 2NO+2NC, SZ: S00, SPRING-LOADED TERMI | 28.35
3RT2516-2AP60 | 2NO+2NC CONTACTOR, AC3: 4KW DC 220V 50HZ, 240V 60HZ 4-POLE, 2NO+2NC, SZ: S00, SPRING-LOADED TERMI | 28.35
3RP2576-1NM20 | TIME RELAY, ELECTRONIC, WITH STAR-DELTA FUNCTION, 1 CONTACTOR DELAYED, 1 CONTACTOR NON-DELAYED, | 76.59
3RA2120-1FD24-0AP0 | LOAD FEEDER FUSELESS DIRECT START, AC 400V, SZ S0, 3.5. . .5A, AC 230V SCREW CONNECTION FOR BUSB | 159.52
3RA2120-1GD24-0FB4 | FUSELESS LOAD FEEDER DIRECT STARTING, 400V AC, SZ. S0, 4.5...6.3A, 5.5KW, 24 V DC WITH DIODE ASS | 222.19
3RT2325-1AP00 | 4NO CONTACTOR, AC1: 35A AC 230V 50HZ 4-POLE, 4NO, SZ: S0, SCREW TERMINAL 1NO+1NC INTEGR. | 55.57
3RT2325-2AB00 | 4NO CONTACTOR, AC1: 35A AC 24V 50HZ 4-POLE, 4NO, SZ: S0, SPRING-LOADED TERMINAL 1NO+1NC INTEGR. | 55.57
3RT2327-1AF00 | 4NO CONTACTOR, AC1: 50A AC 110V 50HZ 4-POLE, 4NO, SZ: S0, SCREW TERMINAL 1NO+1NC INTEGR. | 101.08
3RA2417-8XF31-1AF0 | STAR-DELTA COMB. AC3, 11KW/400V AC110V, 50/60HZ, 3-POLE SZ S00, SCREW TERMINAL ELECTR. AND MECH. | 285.55
3RA2110-1BH15-1AP0 | LOAD FEEDER FUSELESS DIRECT START, AC 400V, SZ S00 1.4. . .2A, AC 230V SPRING-LOADED CONNECTION | 145.6
3RA2110-1DE15-1BB4 | LOAD FEEDER FUSELESS DIRECT START, AC 400V, SZ S00 2.2. . .3.2A, DC 24V SPRING-LOADED CONNECTION | 112.69
3RA2120-1KD24-0FB4 | FUSELESS LOAD FEEDER DIRECT START, 400V AC, SZ. S0, 9...12.5A, 5.5KW, 24 V DC WITH DIODE ASSEMBL | 228.53
3RT2015-1WB42 | COUPLING RELAY, AC-3, 3KW/400V, 1NC, DC 24V, 0.85...1.85*US, W. PLUGGED-ON VARISTOR 3-POLE SZ S00 | 33.39
3RT2015-2AK64-3MA0 | CONTACTOR, AC-3, 3KW/400V, 2NO+2NC AC110V 50HZ/120V 60HZ 3-POLE, SZ S00 SPRING-LOADED TERMINAL P | 40.61
3RT2015-2CK64-3MA0 | CONTACTOR, AC-3, 3KW/400V, 2NO+2NC, AC 110V 50HZ 120V 60HZ, W. PLUGGED-ON VARISTOR 3POLE, SZ. S0 | 47.39
3RT2015-2HB41 | COUPLING RELAY, AC-3, 3KW/400V, 1NO, DC 24V, 0.7...1.25*US, 3-POLE, SZ S00 SPRING-LOADED TERMINAL | 29.37
3RV2011-0AA10 | CIRCUIT-BREAKER SZ S00, FOR MOTOR PROTECTION, CLASS 10, A-RELEASE 0.11...0.16A, N-RELEASE2.1A SC | 42.64
3RV2011-0DA10 | CIRCUIT-BREAKER SZ S00, FOR MOTOR PROTECTION, CLASS 10, A-REL. 0.22...0.32A, N-RELEASE4.2A SCREW | 43
3RT2027-2BB40-0CC0 | CONTACTOR, AC-3, 15KW/400V, 1NO+1NC, DC 24V, COM. CAPABILITY, 3-POLE, SZ S0 SPRING-LOADED TERMIN | 137.37
3RT2336-1AU00 | 4NO CONTACTOR,AC1:60A 240V AC 50HZ, 4-POLE, 4NO, SIZE S2, SCREW TERMINAL 1NO+1NC INTEGRATED | 141.68
3RT2337-1AL20 | 4NO CONTACTOR,AC1:110A 230V AC 50/60HZ, 4-POLE, 4NO, SIZE S2, SCREW TERMINAL 1NO+1NC INTEGRATED | 205.68
3RT2516-2BM40 | 2NO+2NC CONTACTOR, AC3: 4KW DC 220V 4-POLE, 2NO+2NC, SZ: S00, SPRING-LOADED TERMINAL | 32.14
3RT2017-2LB42-0LA0 | CONT. F. RAILW. A., AC-3, 5.5KW 400V, DC 24V, 0,7...1,25*US, VARISTOR INTEGRATED, 3-POLE, SZ S00 | 59.06
3RA2110-1KA17-1AP0 | LOAD FEEDER FUSELESS DIRECT START, AC 400V, SZ S00 9. . .12.5A, AC 230V SCREW CONNECTION FOR RAI | 125.34
3RT2015-2AP61 | CONTACTOR, AC-3, 3KW/400V, 1NO, AC 220V 50HZ 240V 60 HZ, 3-POLE, SZ S00 SPRING-LOADED TERMINAL | 24.75
3RT2015-2BM42 | CONTACTOR, AC-3, 3KW/400V, 1NC, DC 220V 3-POLE, SZ S00 SPRING-LOADED TERMINAL | 28.98
3RH2122-1BB40 | CONTACTOR RELAY, 2NO+2NC, DC 24V, SIZE S00, SCREW TERMINAL | 34.05
3RH2122-1JB40 | COUPLING CONTACTOR RELAY, 2NO+2NC, DC 24V, 0.7...1.25*US, W/ INTEGRATED DIODE, SIZE S00, SCREW TE | 39.4
3RH2122-1RB40-ZX95 | CONTACTOR RELAY, 2NO+2NC, . SIZE S00, SCREW TERMINAL, REUSABLE PACKAGE = 72 UNITS | 47.29
3RH2122-2FW40 | CONTACTOR RELAY, 2NO+2NC, DC 48V, W/ INTEGRATED DIODE, SZ S00, SPRING-LOADED TERMINAL | 39.4
3RH2122-2MB40-0KT0 | COUPLING CONTACTOR RELAY, 2NO+2NC, DC 24V, 0.85..1.85*US, SZ S00, SPRING-LOADED TERMINAL | 34.05
3LD2816-0TK53 | MASTER/EMER. STOP SWITCH 3-POLE IU=125, P/AC-23A W. 400V=45KW FLOOR FIXING TOP-HAT RAILS/TWO-HOLE | 204.72
3RA2120-4CE27-0AP0 | LOAD FEEDER FUSELESS DIRECT START, AC 400V, SZ S0, 17. . .22A, AC 230V SPRING-LOADED CONNECTION | 202.57
3RB3016-1PB0 | OVERLOAD RELAY 1...4 A FOR MOTOR PROTECTION SIZE S00, CLASS 10 CONTACTOR ASS. MAIN CIRCUIT: SCRE | 73.53
3RB3016-1RB0 | OVERLOAD RELAY 0.1...0.4 A FOR MOTOR PROTECTION SIZE S00, CLASS 10 CONTACTOR ASS. MAIN CIRCUIT: | 73.53
3RB3016-1RE0 | OVERLOAD RELAY 0.1...0.4 A FOR MOTOR PROTECTION SIZE S00, CLASS 10 CONTACTOR ASS. MAIN CIRCUIT: | 73.53
3RT2017-1BB42-ZW96 | CONTACTOR, AC-3, 5.5KW/400V, 1NC, DC 24V, 3-POLE, SZ S00 SCREW TERMINAL MULTI UNIT PACKAGING PA | 41.91
3RT2017-1BE42 | CONTACTOR, AC-3, 5.5KW/400V, 1NC, DC 60V, 3-POLE, SZ S00 SCREW TERMINAL | 41.64
3RT2017-1BG42 | CONTACTOR, AC-3, 5.5KW/400V, 1NC, DC 125V, 3-POLE, SZ S00 SCREW TERMINAL | 41.64
3RT2017-1CP04-3MA0 | CONTACTOR, AC-3, 5.5KW/400V, 2NO+2NC, AC 230V, 50/60 HZ, W. PLUGGED-ON VARISTOR 3-POLE, SZ S00 S | 55.41
3RR2441-1AA40 | CURRENT MONITORING RELAY MOUNTABLE ON CONT. 3RT2, SZ. S00, APPARENT/ACTIVE CURR. MONIT.1.6 - 16A, | 218.4
3RR2441-2AA40 | CURRENT MONITORING RELAY MOUNTABLE ON CONT. 3RT2, SZ. S00, APPARENT/ACTIVE CURR. MONIT. 1.6 - 16A | 218.4
3RR2442-1AA40 | CURRENT MONITORING RELAY MOUNTABLE ON CONT. 3RT2, SZ. S0, APPARENT/ACTIVE CURR. MONIT. 4 - 40A, 2 | 248.79
3RF3410-2BB06 | SOLID-STATE CONTACTOR 3-PH 3RF3 AC53 9.2A 40 DEGREES C 48-600V / 24V DC 2-PH. CONTROLLED INSTAN | 174.09
3RF3412-1BB06 | SOLID-STATE CONTACTOR 3-PH 3RF3 AC53 12.5A 40 DEGREES C 48-600V / 24V DC 2-PH. CONTROLLED INSTA | 190.54
3RF3416-1BB04 | SOLID-STATE CONTACTOR 3-PH 3RF3 AC53 16A 40 DEGREES C 48-480V / 24V DC 2-PH. CONTROLLED INSTANT | 177.89
3RT2325-1AB00 | 4NO CONTACTOR, AC1: 35A AC 24V 50HZ 4-POLE, 4NO, SZ: S0, SCREW TERMINAL 1NO+1NC INTEGR. | 55.57
3RT2015-2AV01 | CONTACTOR, AC-3, 3KW/400V, 1NO, AC 400V, 50/60 HZ, 3-POLE, SZ S00 SPRING-LOADED TERMINAL | 27.32
3RT2015-2BB42 | CONTACTOR, AC-3, 3KW/400V, 1NC, DC 24V, 3-POLE, SZ S00 SPRING-LOADED TERMINAL | 28.98
3RT2015-2BB42-ZW96 | CONTACTOR, AC-3, 3KW/400V, 1NC, DC 24V, 3-POLE, SZ S00 SPRING-LOADED TERMINAL MULTI - UNIT PACKA | 32.28
3RT2015-2BE41 | CONTACTOR, AC-3, 3KW/400V, 1NO, DC 60V, 3-POLE, SZ S00 SPRING-LOADED TERMINAL | 32.93
3RT2327-1BG40 | 4NO CONTACTOR, AC1: 50A DC 125V 4-POLE, 4NO, SZ: S0, SCREW TERMINAL 1NO+1NC INTEGR. | 151.57
3RT2327-1BM40 | 4NO CONTACTOR, AC1: 50A DC 220V 4-POLE, 4NO, SZ: S0, SCREW TERMINAL 1NO+1NC INTEGR. | 147.03
3RT2327-2AC20 | 4NO CONTACTOR, AC1: 50A AC 24V 50/60HZ 4-POLE, 4NO, SZ: S0, SPRING-LOADED TERMINAL 1NO+1NC INTEG | 106.15
3RT2327-2BM40 | 4NO CONTACTOR, AC1: 50A DC 220V 4-POLE, 4NO, SZ: S0, SPRING-LOADED TERMINAL 1NO+1NC INTEGR. | 143.64
3RT2015-2BW41 | CONTACTOR, AC-3, 3KW/400V, 1NO, DC 48V, 3-POLE, SZ S00 SPRING-LOADED TERMINAL | 28.98
3RH2122-1AD00 | CONTACTOR RELAY, 2NO+2NC, AC 42V, 50/60 HZ, SIZE S00, SCREW TERMINAL | 32.33
3RH2122-1AF00 | CONTACTOR RELAY, 2NO+2NC, AC 110V, 50/60 HZ, SIZE S00, SCREW TERMINAL | 29.43
3RH2122-1BA40 | CONTACTOR RELAY, 2NO+2NC, DC 12V, SIZE S00, SCREW TERMINAL | 37.79
3RK1400-1DQ04-0AA3 | AS INTERF. COMPACT MODULEL IP67 DIGITAL, 4I/4O 4 X 1 INPUT, MAX. 200 MA, PNP 4 X 1 OUTPUT, 1 A, 2 | 308.5
3RT2027-2KF40 | COUPLING RELAY, AC-3, 15KW/400V, 1NO+1NC, DC 110V, W. PLUGGED-IN VARISTOR 3-POLE, SZ S0 SPRING-L | 140.79
3RT2027-2NP30-ZX95 | CONTACTOR, AC-3, 15KW/400V, 1NO+1NC, AC(50-60HZ)/DC ACTUAT. AC/DC 200...280V, 3-POLE, SZ S0 SPRIN | 172.18
3RT2027-2XG40-0LA2 | CONT. F. RAILW. A., AC-3, 15KW/400V, 1S+1OE, . DC 125V, 0,7...1,25*US, W. VARISTOR INTEGRATED, 3 | 179.94
3RT2028-1AD00 | CONTACTOR, AC-3, 18.5KW/400V, 1NO+1NC, AC 42V 50HZ, 3-POLE, SZ S0 SCREW TERMINAL | 101.62
3RT2035-1AP64 | CONTACTOR,AC3:18.5KW/400V, 1NO+1NC,220VAC 50HZ/240V 60HZ, 3-POLE, SIZE S2, SCREW TERMINAL | 108.86
3RT2035-1AR64 | CONTACTOR,AC3:18.5KW/400V, 1NO+1NC,400VAC50HZ/400.440V60HZ 3-POLE, SIZE S2, SCREW TERMINAL | 113.77
3RA2110-1KE17-1BB4 | LOAD FEEDER FUSELESS DIRECT START, AC 400V, SZ S00 9. . .12.5A, DC 24V SPRING-LOADED CONNECTION | 130.4
3KD9404-1 | ACCESSORY FOR 3KD FRAME SIZE 4 CABLE CONNECTION COVER SHORT VERSION CONTAINS 1 PC | 8.95
3KD9501-2 | ACCESSORY FOR 3KD FRAME SIZE 5 DIRECT HANDLE RED/YELLOW STANDARD VERSION LOCKABLE IN OFF WITH UP | 60.78
3RT2015-2AH01 | CONTACTOR, AC-3, 3KW/400V, 1NO, AC 48V, 50/60 HZ, 3-POLE, SZ S00 SPRING-LOADED TERMINAL | 24.75
3RT2015-2AK61-ZW97 | CONTACTOR, AC-3, 3KW/400V, 1NO, AC110V 50HZ, 120V 60HZ 3-POLE, SZ S00 SPRING-LOADED TERMINAL MIL | 27.6
3RT2015-2AK61-ZX95 | CONTACTOR, AC-3, 3KW/400V, 1NO, AC110V 50HZ, 120V 60HZ 3-POLE, SZ S00 SPRING-LOADED TERMINAL REU | 27.6
3RT2015-2AK62 | CONTACTOR, AC-3, 3KW/400V, 1NC, AC110V 50HZ, 120V 60HZ 3-POLE, SZ S00 SPRING-LOADED TERMINAL | 24.75
3RH2122-2AN20 | CONTACTOR RELAY, 2NO+2NC, AC 220V, 50/60 HZ, SZ S00, SPRING-LOADED TERMINAL | 29.43
3RH2122-2AP00-1AA0 | CONTACTOR RELAY, 2NO+2NC, AC 230V, 50/60 HZ, SZ S00, SPRING-LOADED TERMINAL UPRIGHT MOUNTING POSI | 32.22
3RH2122-2BM40 | CONTACTOR RELAY, 2NO+2NC, DC 220V, SZ S00, SPRING-LOADED TERMINAL | 34.05
3RA2120-1KH24-0BB4 | LOAD FEEDER FUSE SW. DIRECT STARTING, AC 400V, MDL. S0, 9. . .12.5A, DC 24V SPRING-LOADED TERMINA | 212.07
3RA2120-4CD27-0FB4 | FUSELESS LOAD FEEDER DIRECT START, AC 400V, SZ. S0, 17...22A, 15KW, 24 V DC WITH DIODE ASSEMBLY | 318.41
3RT2028-1AU00 | CONTACTOR, AC-3, 18.5KW/400V, 1NO+1NC, AC 240V 50HZ, 3-POLE, SZ S0 SCREW TERMINAL | 98.21
3RT2028-2AB04 | CONTACTOR, AC-3, 18.5KW/400V, 2NO+2NC, AC 24V 50HZ, 3-POLE, SZ S0 SPRING-LOADED TERMINAL REMOVAB | 110.12
3RT2028-2AL24 | CONTACTOR, AC-3, 18.5KW/400V, 2NO+2NC, AC 230V 50/60HZ, 3-POLE, SZ S0 SPRING-LOADED TERMINAL REM | 110.12
3RT2028-2BG40 | CONTACTOR, AC-3, 18.5KW/400V, 1NO+1NC, DC 125V, 3-POLE, SZ S0 SPRING-LOADED TERMINAL | 149.3
3RT2017-2SB42 | COUPLING RELAY, AC-3, 5.5KW/ 400V 1NC, DC 24V, 0.85...1.85*US, W. INTEGRATED SUPPRESSOR DIODE, 3 | 42.28
3RT2017-4BB41 | CONTACTOR, AC-3, 5.5KW/400V, 1NO, DC 24V, 3-POLE, SZ S00 RING CABLE LUG CONNECTION . | 47.03
3RT2018-1AG62 | CONTACTOR, AC-3, 7.5KW/400V, 1NC, AC 100V 50HZ, 100...110V 60HZ 3-POLE, SZ S00 SCREW TERMINAL | 44.07
3RT2018-1AN22 | CONTACTOR, AC-3, 7.5KW/400V, 1NC, AC 220V, 50/60 HZ, 3-POLE, SZ S00 SCREW TERMINAL | 41.46
3RA2417-8XF31-1BB4 | STAR-DELTA COMB. AC3, 11KW/400V DC24V, 3-POLE SZ S00, SCREW TERMINAL ELECTR. AND MECH. INTERLOCK | 340.6
3RA2210-0BH15-2BB4 | FUSELESS LOAD FEEDER REVERSING OPERATION, 400 V AC, SZ S00 0.14 TO 0.20A 3 KW, 24 V DC SPRING-L | 209.54
3RV2915-5B | 3-PHASE INFEED TERMINAL, FOR 3-PHASE BUSBAR, SZ S0 UND S00, CONNECTION FROM BELOW | 11.88
3RV2935-5E | 3-PHASE INFEED TERMINAL FOR 3-PHASE BUSBARS, FOR SELF-PROTECTED COMBINATION MOTOR CONTROLLER (TYP | 22.48
3RV2938-1A | DISCONNECTOR MODULE FOR CIRCUIT BREAKER SZ. S2 | 57.34
3RK4324-3BR51-0BC0 | SIRIUS MCU MOTOR STARTER ENC. DEG. O. PROT.IP54 PLASTIC COMMUNICATION AS-INTERFACE ELECTROMECHAN | 1094.52
3RK4324-3BR51-1BC0 | SIRIUS MCU MOTOR STARTER ENC. DEG. O. PROT.IP54 PLASTIC COMMUNICATION AS-INTERFACE ELECTROMECHAN | 1150.48
3RK4324-3CR54-1BC0 | SIRIUS MCU MOTOR STARTER ENC. DEG. O. PROT.IP54 PLASTIC COMMUNICATION AS-INTERFACE ELECTROMECHAN | 1186.69
3RT2018-2BE42 | CONTACTOR, AC-3, 7.5KW/400V, 1NC, DC 60V, 3-POLE, SZ S00 SPRING-LOADED TERMINAL | 70.42
3RT2018-2BW41 | CONTACTOR, AC-3, 7.5KW/400V, 1NO, DC 48V, 3-POLE, SZ S00 SPRING-LOADED TERMINAL | 66.43
3RT2018-2CP04-3MA0 | CONTACTOR, AC-3, 7.5KW/400V, 2NO+2NC, AC 230V, 50/60 HZ, W. PLUGGED-ON VARISTOR 3-POLE, SZ S00 S | 64.16
3RT2023-2AL24 | CONTACTOR, AC-3, 4KW/400V, 2NO+2NC, AC 230V 50/60HZ, 3-POLE, SZ S0 SPRING-LOADED TERMINAL REMOVA | 40.79
3RK4324-3NR54-1BC0 | SIRIUS MCU MOTOR STARTER ENC. DEG. O. PROT.IP54 PLASTIC COMMUNICATION AS-INTERFACE ELECTROMECHAN | 1186.69
3RP2505-2AB30 | TIME RELAY, MULTI-FUNCTION, 1 CO CONT., 13 FUNCTIONS, 15 TIME SET. RANGES, (1, 3, 10, 30, 100), ( | 96.22
3RT2517-1AB00 | 2NO+2NC CONTACTOR, AC3: 5.5KW AC 24V 50HZ 4-POLE, 2NO+2NC, SZ: S00, SCREW TERMINAL | 35.14
3RA2315-8XB30-2AP0 | REV. COMB. AC3, 3KW/400V AC230V, 50/60 HZ, 3-POLE, SZ S00 SPRING-LOADED TERMINAL ELECTR. AND MEC | 78.91
3RA2316-8XB30-1TP3 | REV. COMBIN., AC3, 4KW/400V AC 230V, 50/60 HZ, 3-POLE, SZ S00 SCREW TERMINAL ELECTR. AND MECH. I | 135.12
3RA2210-1EA15-2BB4 | LOAD FEEDER FUSELESS REVERSING DUTY, AC 400V, SZ S00, 2.8. . .4A, DC 24V SCREW CONNECTION FOR RA | 163.96
3RA2210-1GA15-2AP0 | LOAD FEEDER FUSELESS REVERSING DUTY, AC 400V, SZ S00, 4.5. . .6.3A, AC 230V SCREW CONNECTION FOR | 155.73
3RA2210-1HH15-2BB4 | LOAD FEEDER FUSELESS REVERSING DUTY, AC 400V, SZ S00, 5,5. . .8A, DC 24V SPRING-LOADED CONNECTION | 222.83
3RA2210-1JA16-2BB4 | LOAD FEEDER FUSELESS REVERSING DUTY, AC 400V, SZ S00, 7. . .10A, DC 24V SCREW CONNECTION FOR RAI | 177.89
3RA2220-1FD24-0AP0 | LOAD FEEDER FUSELESS REVERSING DUTY, AC 400V, SZ S0, 3.5. . .5A, AC 230V SCREW CONNECTION FOR BU | 250.69
3KD9204-1 | ACCESSORY FOR 3KD FRAME SIZE 2 CABLE CONNECTION COVER SHORT VERSION CONTAINS 1 PC | 5.45
3KD9206-7 | ACCESSORY FOR 3KD FRAME SIZE 2 N/PE TERMINAL WITH PERMANENT JUMPER FLAT TERMINAL | 18.8
3KD9304-6 | ACCESSORY FOR 3KD FRAME SIZE 3 CABLE CONNECTION COVER STANDARD LENGTH CONTAINS 6 PC | 42.04
3KD9408-6 | ACCESSORY FOR 3KD FRAME SIZE 4 PHASE BARRIER CONTAINS 6 PC | 31.04
3RA2317-8XE30-1BB4 | REV. COMB. FOR 3RA27, AC3, 5.5KW/400V, DC24V 3-POLE, SZ S00 SCREW TERMINAL ELECTR. AND MECH. IN | 112.41
3RA2318-8XB30-2AF0 | REV. COMB., AC3, 7.5KW/ 400V AC110V, 50/60HZ, 3-POLE, SZ S00 SPRING-LOADED TERMINAL ELECTR. AND | 111.86
3RT2518-2AP00 | 2NO+2NC CONTACTOR, AC3: 7.5KW AC 230V 50HZ 4-POLE, 2NO+2NC, SZ: S00, SPRING-LOADED TERMINAL | 44.58
3RT2526-2AC20 | 2NO+2NC CONTACTOR, AC3: 11KW AC 24V 50/60HZ 4-POLE, 2NO+2NC, SZ: S0, SPRING-LOADED TERMINAL 1NO+ | 81.75
3RT2526-2NF30-ZX95 | 2NO+2NC CONTACTOR, AC3: 11KW UC 95 .... 130 V 4-POLE, 2NO+2NC, SZ: S0, SPRING-LOADED TERMINAL 1N | 176.62
3RT2924-5AF01 | MAGNET COIL F. CONTACTORS 7,5KW AC 110V, 50HZ FOR MOTOR CONTACTORS SZ S0, SCREW TERMINAL, | 13.4
3RT2018-2AF01 | CONTACTOR, AC-3, 7.5KW/400V, 1NO, AC110V, 50/60 HZ, 3-POLE, SZ S00 SPRING-LOADED TERMINAL | 41.46
3KD3042-0NE10-0 | SWITCH-DISCONNECTOR 100A, FRAME SIZE 2, 4-POLE FRONT OPERATING LEFT COMPLETE ASSEMBLY WITH DIREC | 148.62
3KD3432-0NE10-0 | SWITCH-DISCONNECTOR 160A, FRAME SIZE 2, 3-POLE FRONT OPERATING LEFT COMPLETE ASSEMBLY WITH DIREC | 150.48
3RA2210-1KD17-2AP0 | LOAD FEEDER FUSELESS REVERSING DUTY, AC 400V, SZ S00, 9. . .12.5A, AC 230V SCREW CONNECTION FOR | 241.19
3RA2220-1HD24-0BB4 | LOAD FEEDER FUSELESS REVERSING DUTY, AC 400V, SZ S0, 5,5. . .8A, DC 24V SCREW CONNECTION FOR BUS | 334.88
3RK1902-3DA00 | 24 V SOCKET - 7/8" ANGLED 5-POLE MAX. 1.5 MM2 WITH SCREW TERMINALS CABLE DIAMETER 6...8.7 MM OP | 44.23
3RH2911-1DA11 | LATERAL AUX.SWITCH BLOCK,SIDE, 1NO+1NC, CURR.PATH: 1NC, 1NO, FOR MOTOR CONTACTORS, SZ S00, SCREW | 10.63
3RH2911-1FA40-ZX95 | AUX.SWITCH BLOCK,FRONT,4NO, CURR.PATH: 1NO, 1NO, 1NO, 1NO, F. CONT. RELAYS A. MOTOR CONT., 3RT2 | 13.16
3LD2165-5VD51-0AE2 | MAIN SWITCH 6-POLE IU=25, P/AC-23A WITH 400V=9.5KW 1NO+1NC, 1 N + PE-TERMINAL INSULATION-ENCLOSED | 135.6
3RT2018-2AP62 | CONTACTOR, AC-3, 7.5KW/400V, 1NC, AC 220V 50HZ 240V 60 HZ, 3-POLE, SZ S00 SPRING-LOADED TERMINAL | 41.46
3RT2018-2FB44-3MA0 | CONTACTOR, AC-3, 7.5KW/400V, 2NO+2NC, DC 24V, W. INTEGRATED DIODE 3-POLE, SZ S00 SPRING-LOADED T | 87.99
3RA2120-4ED27-0BB4 | LOAD FEEDER FUSELESS DIRECT START, AC 400V, SZ. S0, 27...32A, DC 24V SCREW CONNECTION FOR BUSBAR | 336.78
3RT2027-2BW40 | CONTACTOR, AC-3, 15KW/400V, 1NO+1NC, DC 48V, 3-POLE, SZ S0 SPRING-LOADED TERMINAL | 132.28
3RT2028-1AG24 | CONTACTOR, AC-3, 18.5KW/400V, 2NO+2NC, AC 110V 50/60HZ, 3-POLE, SZ S0 SCREW TERMINAL REMOVABLE A | 110.12
3RT2028-1AN60 | CONTACTOR, AC-3, 18.5KW/400V, 1NO+1NC, AC 200V 50HZ, 200...220V 60HZ, 3-POLE, SZ S0 SCREW TERMINA | 101.62
3RT2028-4BB40 | CONTACTOR, AC-3, 18.5KW/400V, 1NO+1NC, DC 24V, 3-POLE, SZ S0 RING CABLE LUG CONNECTION | 180.41
3RT2035-1AP60 | CONTACTOR,AC3:18.5KW/400V, 1NO+1NC,220VAC 50HZ/240V 60HZ, 3-POLE, SIZE S2, SCREW TERMINAL | 99.56
3RT2017-2LF41 | COUPLING CONTACTOR RAIL, AC3:5.5KW,DC110V,0,7...1,25*US, 1NO, VARISTOR INTEGRATED, 3-POLE, SZ S00 | 42.48
3RT2017-2MB41-0KT0 | COUPLING RELAY, AC-3, 5.5KW/ 400V , 1NO, DC 24V, 0.85...1.85*US, 3-POLE, SZ S00 SPRING-LOADED TE | 37.58
3RT2018-1AP01-ZX95 | CONTACTOR, AC-3, 7.5KW/400V, 1NO, AC 230V, 50/60 HZ, 3-POLE, SZ S00 SCREW TERMINAL REUSABLE PACK | 46.21
3RT2018-1FB47 | CONTACTOR, AC-3, 7.5KW/400V, 1NO INTEGR,2NO+2NC FRONT CONNEC DC 24V, W. INTEGRATED DIODE 3-POLE, | 89.69
3RA2423-8XF32-1AL2 | STAR-DELTA COMB. AC3, 11KW/400V AC230V, 50/60HZ, 3-POLE SZ S0, SCREW TERMINAL ELECTR. AND MECH. | 305.42
3RA2425-8XE32-1BB4 | STAR-DELTA COMB. WITH I/O-LINK AC3, 15/18.5KW/400V DC24V, 3-POLE SZ S0, SCREW TERMINAL ELECTR. A | 531.32
3NB3355-1KK26 | SITOR-FUSE-LINK SIZE 3 2X PARALLEL 1400A 690V AC 700V AC (UL) UTILISATION CATEGORY AR SLOTTED BL | 836.77
3RA2210-0DA15-2BB4 | FUSELESS LOAD FEEDER REVERSING OPERATION, 400 V AC, SZ S00 0.22 TO 0.32 A 3 KW, 24 V DC SCREW T | 155.73
3RA2210-0FH15-2BB4 | FUSELESS LOAD FEEDER REVERSING OPERATION, 400 V AC, SZ S00 0.35 TO 0.50 A, 3 KW, 24 V DC SPRING | 210.8
3RV2902-2DP0 | VOLTAGE RELEASE, AC 210...240V, 50/60HZ,100% ED, AC 190...330V,50/60HZ, 5SEC ED, DC 190...330V, 5 | 24.93
3RK4324-3FR51-0BC0 | SIRIUS MCU MOTOR STARTER ENC. DEG. O. PROT.IP54 PLASTIC COMMUNICATION AS-INTERFACE ELECTROMECHAN | 1094.52
3RK4324-3HR54-1BC0 | SIRIUS MCU MOTOR STARTER ENC. DEG. O. PROT.IP54 PLASTIC COMMUNICATION AS-INTERFACE ELECTROMECHAN | 1186.69
3RT1056-6AF36-0UA0 | CONTACTOR, 100HP 460/575V AC(40...60HZ)/DC OPERATION UC 110...127V AUXILIARY CONTACTS 2NO+2NC 3- | 568.91
3RT2018-4AB01 | CONTACTOR, AC-3, 7.5KW/400V, 1NO, AC 24V, 50/60 HZ, 3-POLE, SZ S00 RING CABLE LUG CONNECTION | 51.85
3RT2023-1FB40 | CONTACTOR, AC-3, 4KW/400V, 1NO+1NC, DC 24V, W. INSERTED DIODE ASSEMBLY 3-POLE, SZ S0 SCREW TERMI | 77.21
3RT2023-2AG20-ZX95 | CONTACTOR, AC-3, 4KW/400V, 1NO+1NC, AC 110V 50/60HZ, 3-POLE, SZ S0 SPRING-LOADED TERMINAL REUSAB | 32.54
3RH2353-1DG40-0KA0 | CONTACTOR RELAY,5NO+3NC,125V DC SCREW TERMINAL, SIZE S00, MOUNTED VARISTOR | 62.95
3RH2422-1BJ80 | CONTACTOR RELAY LATCHED, 2NO+2NC, DC 72V, SIZE S00, SCREW TERMINAL | 110.45
3KD3840-0PE10-0 | SWITCH-DISCONNECTOR 250A, FRAME SIZE 3, 4-POLE FRONT OPERATING LEFT BASIC UNIT WITHOUT HANDLE F | 302.21
3KD4240-0PE10-0 | SWITCH-DISCONNECTOR 400A, FRAME SIZE 3, 4-POLE FRONT OPERATING LEFT BASIC UNIT WITHOUT HANDLE F | 415.2
3RH2122-4AR60 | CONTACTOR RELAY, 2NO+2NC, AC 400V 50HZ, 400..440V 60HZ, SZ S00,RINGCABLE LUG CONNECTION RING CABL | 35.57
3RH2131-1BB40 | CONTACTOR RELAY, 3NO+1NC, DC 24V, SIZE S00, SCREW TERMINAL | 34.05
3RH2911-2GA31 | AUX.SWITCH BLOCK,FRONT,3NO+1NC, CURR.PATH: 1NO, 1NC, 1NO, 1NO, FOR CONTACTOR RELAYS, SZ S00, SPR | 11.81
3RH2916-1XA22-0MA0 | AUX.SWITCH BLOCK,FRONT,2NO+2NC, CURR.PATH: 1NO, 1NC, 1NC, 1NO, SPECIAL VARIANTS FOR 3RT2 SCREW T | 13
3RV2011-0JA15 | CIRCUIT-BREAKER SZ S00, FOR MOTOR PROTECTION, CLASS 10, A-REL. 0.7...1A, N-RELEASE 13A, SCREW CON | 57.84
3RT2035-1NB30-0CC0 | CONTACTOR,AC3:18.5KW/400V, 1NO+1NC, 20-33VAC/DC, COM.CAP. WITH VARISTOR, 3-POLE, SIZE S2, SCREW | 161.91
3RV2901-4A | LATERAL AUXILIARY SWITCH 1NO+1NC, RING CABLE LUG CONNECTION FOR CIRCUIT-BREAKERS, SZ S00/S0 | 10.32
3RV2902-1AV0 | UNDERVOLTAGE RELEASE, AC 400V/50HZ, AC 440V/60HZ W. SCREW CONNECTION; FOR CIRCUIT-BREAKERS, SZ S | 24.93
3RA2425-8XF32-1BB4 | STAR-DELTA COMB. AC3, 15/18.5KW/400V DC24V, 3-POLE SZ S0, SCREW TERMINAL ELECTR. AND MECH. INTER | 463.24
3RA2426-8XH32-2BB4 | STAR-DELTA COMB. WITH ASI AC3, 22KW/400V DC24V, 3-POLE SZ S0, SPRING-LOADED TERMINAL ELECTR. AND | 647.14
3NB2355-4KK16 | SITOR-FUSE-LINK SIZE 3L 2X PARALLEL 1400A 1250V DC 1500V DC (VSI) UTILISATION CATEGORY AR SLOTTE | 2275.62
3RK4324-3KR54-0BC0 | SIRIUS MCU MOTOR STARTER ENC. DEG. O. PROT.IP54 PLASTIC COMMUNICATION AS-INTERFACE ELECTROMECHAN | 1150.48
3RK4324-3PR51-0BC0 | SIRIUS MCU MOTOR STARTER ENC. DEG. O. PROT.IP54 PLASTIC COMMUNICATION AS-INTERFACE ELECTROMECHAN | 1094.52
3RK4324-3PR54-1BC0 | SIRIUS MCU MOTOR STARTER ENC. DEG. O. PROT.IP54 PLASTIC COMMUNICATION AS-INTERFACE ELECTROMECHAN | 1186.69
3RT2023-1AL20 | CONTACTOR, AC-3, 4KW/400V, 1NO+1NC, AC 230V 50/60HZ, 3-POLE, SZ S0 SCREW TERMINAL | 29.2
3RT2023-1AL24 | CONTACTOR, AC-3, 4KW/400V, 2NO+2NC, AC 230V 50/60HZ, 3-POLE, SZ S0 SCREW TERMINAL REMOVABLE AUX. | 40.79
3RT2023-1AP04 | CONTACTOR, AC-3, 4KW/400V, 2NO+2NC, AC 230V 50HZ, 3-POLE, SZ S0 SCREW TERMINAL REMOVABLE AUX. SW | 41.73
3RT2023-1BB44-3MA0 | CONTACTOR, AC-3, 4KW/400V, 2NO+2NC, DC 24V, 3-POLE, SZ S0 SCREW TERMINAL PERMANENT AUX. SWITCH | 75.51
3RH2431-1BM40 | CONT. RELAY LATCHED, 3NO+1NC, 220V DC SIZE S00, SCREW TERMINAL | 106.14
3RH2440-1BB40 | CONTACTOR RELAY LATCHED, 4NO, DC 24V, SIZE S00, SCREW TERMINAL | 106.14
3RH2440-1BF40 | CONTACTOR RELAY LATCHED, 4NO, DC 110V, SIZE S00, SCREW TERMINAL | 106.14
3RH2911-1DA02 | LATERAL AUX.SWITCH BLOCK,SIDE, 2NC, CURR.PATH: 1NC, 1NC, FOR MOTOR CONTACTORS, SZ S00, SCREW TER | 10.63
3RH2911-1FA22-0MA0 | AUX.SWITCH BLOCK,FRONT,2NO+2NC, CURR.PATH: 1NO, 1NO, 1NC, 1NC, F. CONT. RELAYS A. MOTOR CONT., 3R | 11.81
3RH2122-4LV80-0LA0 | CONTACTOR RELAY FOR RAILWAY, 2NO+1NC, DC 34V, 0,7...1,25*US, VARISTOR INTEGRATED, SZ S00,RING CAB | 72.17
3RH2131-1AN00 | CONTACTOR RELAY, 3NO+1NC, AC 220V 50 HZ, SIZE S00, SCREW TERMINAL | 32.33
3RH2131-1AV00 | CONTACTOR RELAY, 3NO+1NC, AC 400V, 50/60 HZ, SIZE S00, SCREW TERMINAL | 32.33
3RH2131-1AV60 | CONTACTOR RELAY, 3NO+1NC, AC 480V 60 HZ, SIZE S00, SCREW TERMINAL | 32.33
3RH2122-1BN40 | CONTACTOR RELAY, 2NO+2NC, DC 250V, SIZE S00, SCREW TERMINAL, | 37.79
3RH2122-1BP40 | CONTACTOR RELAY, 2NO+2NC, DC 230V, SIZE S00, SCREW TERMINAL | 37.79
3RT2016-4AP01 | CONTACTOR, AC-3, 4KW/400V, 1NO, AC 230V, 50/60 HZ, 3-POLE, SZ S00 RING TERMINAL LUG CONNECTIONS | 33.11
3RT2016-4BB42 | CONTACTOR, AC-3, 4KW/400V, 1NC, DC 24V, 3-POLE, SZ S00 RING CABLE LUG CONNECTION | 38.69
3RT2017-1AB01-1AA0 | CONTACTOR, AC-3, 5.5KW/400V, 1NC, AC 24V, 50/60 HZ, 3-POLE, SZ S00 SCREW TERMINAL | 35.14
3RT2017-1AN21 | CONTACTOR, AC-3, 5.5KW/400V, 1NO, AC 220V, 50/60 HZ, 3-POLE, SZ S00 SCREW TERMINAL | 32.64
3RA2210-0JA15-2AP0 | LOAD FEEDER FUSELESS REVERSING DUTY, AC 400V, SZ S00, 0.7. . .1A, AC 230V SCREW CONNECTION FOR R | 148.76
3RA2210-1BE15-2BB4 | LOAD FEEDER FUSELESS REVERSING DUTY, AC 400V, SZ S00, 1.4. . .2A, DC 24V SPRING-LOADED CONNECTION | 163.96
3RA2210-1CE15-2BB4 | LOAD FEEDER FUSELESS REVERSING DUTY, AC 400V, SZ S00, 1.8. . .2.5A, DC 24V SPRING-LOADED CONNECTI | 163.96
3RA2210-1FD15-2AP0 | LOAD FEEDER FUSELESS REVERSING DUTY, AC 400V, SZ S00, 3.5. . .5A, AC 230V SCREW CONNECTION FOR B | 212.07
3RT2916-1BF00 | SURGE SUPPRESSOR, VARISTOR, AC 400...600V, F. CONT. RELAYS A. MOTOR CONT. SZ S00, | 7.05
3KD4440-0QE10-0 | SWITCH-DISCONNECTOR 500A, FRAME SIZE 4, 4-POLE FRONT OPERATING LEFT BASIC UNIT WITHOUT HANDLE F | 603.77
3KD4440-0QE20-0 | SWITCH-DISCONNECTOR 500A, FRAME SIZE 4, 4-POLE FRONT OPERATING CENTER BASIC UNIT WITHOUT HANDLE | 603.77
3KD4444-0QE40-0 | SWITCH-DISCONNECTOR 500A, FRAME SIZE 4, 4-POLE SIDE OPERATING RIGHT BASIC UNIT WITHOUT HANDLE F | 603.77
3KD5032-0RE10-0 | SWITCH-DISCONNECTOR 1000A, FRAME SIZE 5, 3-POLE FRONT OPERATING LEFT COMPLETE ASSEMBLY WITH DIRE | 1436.08
3RH2911-2HA20-ZX95 | AUX.SWITCH BLOCK,FRONT,2NO, CURR.PATH: 1NO, 1NO, F. CONT. RELAYS A. MOTOR CONT., 3RT2 SPRING-LOA | 7.84
3RH2911-2HA21 | AUX.SWITCH BLOCK,FRONT,2NO+1NC, CURR.PATH: 1NC, 1NO, 1NO, F. CONT. RELAYS A. MOTOR CONT., 3RT2 S | 9.59
3RH2911-2HA22-ZW96 | AUX.SWITCH BLOCK,FRONT,2NO+2NC, CURR.PATH: 1NC, 1NC, 1NO, 1NO, F. CONT. RELAYS A. MOTOR CONT., 3R | 13.16
3RH2911-4HA11 | AUX.SWITCH BLOCK,FRONT,1NO+1NC, CURR.PATH: 1NC, 1NO, F. CONT. RELAYS A. MOTOR CONT., 3RT2 RING C | 8.41
3RH2911-4NF11 | SOLID-STATE COMP. AUX. SW BL.FR 1NO+1NC, CURR.PATH: 1NO, 1NC, F. CONT. RELAYS A. MOTOR CONT., 3RT | 32.22
3RV2011-1AA20 | CIRCUIT-BREAKER SZ S00, FOR MOTOR PROTECTION, CLASS 10, A-REL.1.1...1.6A, N-RELEASE 21A, SPRING- | 48.85
3RV2011-1AA40 | CIRCUIT-BREAKER SZ S00, FOR MOTOR PROTECTION, CLASS 10, A-REL.1.1...1.6A, N-RELEASE 21A, RING CA | 64.57
3RV2011-1BA10-ZW97 | CIRCUIT BREAKER SZ S00, FOR MOTOR PROTECTION, CLASS 10, A-REL. 1.4...2A, N-REL. 26A, SCREW CONNEC | 60.27
3RV2011-1BA15-ZX95 | CIRCUIT-BREAKER SZ S00, FOR MOTOR PROTECTION, CLASS 10, A-REL. 1.4...2A, N-RELEASE 26A, SCREW CON | 74.06
3RH2122-2BB40-ZX95 | CONTACTOR RELAY, 2NO+2NC, DC 24V, SZ S00, SPRING-LOADED TERMINAL, REUSABLE PACKAGE = 120 UNITS | 34.94
3RH2122-2BF40 | CONTACTOR RELAY, 2NO+2NC, DC 110V, SZ S00, SPRING-LOADED TERMINAL | 34.05
3RH2122-2FB40 | CONTACTOR RELAY, 2NO+2NC, DC 24V, W/ INTEGRATED DIODE, SZ S00, SPRING-LOADED TERMINAL | 39.4
3RH2122-2GG20 | CONTACTOR RELAY, 2NO+2NC, AC 110V, 50/60 HZ, W/ FULL-WAVE RECTIFIER, SZ S00, SPRING-LOADED TERMIN | 39.53
3RT2024-1AG24 | CONTACTOR, AC-3, 5.5KW/400V, 2NO+2NC, AC110V 50/60HZ, 3-POLE, SZ S0 SCREW TERMINAL REMOVABLE AUX | 46.09
3RT2517-1AH00 | 2NO+2NC CONTACTOR, AC3: 5.5KW AC 48V 50/60HZ 4-POLE, 2NO+2NC, SZ: S00, SCREW TERMINAL | 35.14
3RT2518-1AB00 | 2NO+2NC CONTACTOR, AC3: 7.5KW AC 24V 50HZ 4-POLE, 2NO+2NC, SZ: S00, SCREW TERMINAL | 44.58
3RT2526-1BP40 | 2NO+2NC CONTACTOR, AC3: 11KW DC 230V 4-POLE, 2NO+2NC, SZ: S0, SCREW TERMINAL 1NO+1NC INTEGR. | 121.5
3RT2924-5AP61 | MAGNET COIL F. CONTACTORS 7,5KW AC 220V, 50HZ/240V, 60HZ FOR MOTOR CONTACTORS SZ S0, SCREW TERMIN | 13.4
3RT2924-5AR61 | MAGNET COIL F. CONTACTORS 7,5KW AC 400V, 50/60HZ, 440V, 60HZ FOR MOTOR CONTACTORS SZ S0, SCREW TE | 16
3RT2924-5AV61 | MAGNET COIL F. CONTACTORS 7.5KW 480 VAC, 60HZ FOR MOTOR CONTACTORS SZ S0, SCREW TERMINAL | 16
3LD2164-2TD53-0AE2 | EMERG. STOP SWITCH 3-POLE IU=25, P/AC-23A AT 400V=9.5KW RED ACTUATOR WITH SPECIAL CHARACTERISTIC | 121.42
3RT2037-1AF04 | CONTACTOR,AC3:30KW/400V, 2NO+2NC, 110V AC 50HZ, 3-POLE, SIZE S2, SCREW TERMINAL | 189.83
3RT2037-1AG60 | CONTACTOR,AC3:30KW/400V, 1NO+1NC,100VAC50HZ/100.110V60HZ 3-POLE, SIZE S2, SCREW TERMINAL | 181.06
3RT2037-1AK64 | CONTACTOR,AC3:30KW/400V, 1NO+1NC,110VAC 50HZ/120V 60HZ, 3-POLE, SIZE S2, SCREW TERMINAL | 189.83
3RT2018-1AP62 | CONTACTOR, AC-3, 7.5KW/400V, 1NC, AC 220V 50HZ 240V 60 HZ, 3-POLE, SZ S00 SCREW TERMINAL | 41.46
3RT2018-1AU01 | CONTACTOR, AC-3, 7.5KW/400V, 1NO, AC 240V, 50/60 HZ, 3-POLE, SZ S00 SCREW TERMINAL | 41.46
3RT2018-1AU62 | CONTACTOR, AC-3, 7.5KW/400V, 1NC, AC 277V 60HZ 3-POLE, SZ S00 SCREW TERMINAL | 44.07
3RT2018-1AV62 | CONTACTOR, AC-3, 7.5KW/400V, 1NC, AC 480V 60HZ 3-POLE, SZ S00 SCREW TERMINAL | 44.07
3RV2011-1AA15 | CIRCUIT-BREAKER SZ S00, FOR MOTOR PROTECTION, CLASS 10, A-REL.1.1...1.6A, N-RELEASE 21A, SCREW C | 60.53
3RV2011-1BA20-ZW96 | CIRCUIT-BREAKER SZ S00, FOR MOTOR PROTECTION, CLASS 10, A-REL. 1.4...2A, N-RELEASE 26A, SPRING-L. | 60.27
3RV2011-1DA10-ZX95 | CIRCUIT-BREAKER SZ S00, FOR MOTOR PROTECTION, CLASS 10, A-REL.2.2...3.2A, N-REL. 42A, SCREW CONNE | 60.27
3RH2122-1BE40 | CONTACTOR RELAY, 2NO+2NC, DC 60V, SIZE S00, SCREW TERMINAL | 37.79
3RH2122-2AD00 | CONTACTOR RELAY, 2NO+2NC, AC 42V, 50/60 HZ, SZ S00, SPRING-LOADED TERMINAL | 32.33
3RH2122-2AP00-ZX95 | CONTACTOR RELAY, 2NO+2NC, AC 230V, 50/60 HZ, SZ S00, SPRING-LOADED TERMINAL, REUSABLE PACKAGE = 1 | 30.19
3RH2122-2LB40-2LA0 | CONTACTOR RELAY FOR RAILWAY, 2NO+1NC, DC 24V, 0,7...1,25*US, VARISTOR INTEGRATED, SZ S00, SPRING- | 61.34
3RT2017-1AP01 | CONTACTOR, AC-3, 5.5KW/400V, 1NO, AC 230V, 50/60 HZ, 3-POLE, SZ S00 SCREW TERMINAL | 32.64
3RT2017-1AU01 | CONTACTOR, AC-3, 5.5KW/400V, 1NO, AC 240V, 50/60 HZ, 3-POLE, SZ S00 SCREW TERMINAL | 32.64
3RA2210-0FH15-2AP0 | FUSELESS LOAD FEEDER REVERSING OPERATION, 400 V AC, SZ S00 0.35 TO 0.50 A 3 KW, 230 V AC SPRING | 200.04
3RT2023-2AP00 | CONTACTOR, AC-3, 4KW/400V, 1NO+1NC, AC 230V 50HZ, 3-POLE, SZ S0 SPRING-LOADED TERMINAL | 29.2
3RT2023-4XB40-0LA2 | CONT. F. RAILW. A., AC-3, 4KW/400V, 1NO+1NC, W.SOLID-STATE OPERATING MECHANI DC 24V, 0,7...1,25*U | 106.35
3RT2526-2NF30 | 2NO+2NC CONTACTOR, AC3: 11KW UC 95 .... 130 V 4-POLE, 2NO+2NC, SZ: S0, SPRING-LOADED TERMINAL 1N | 152.72
3RT2535-1AK60 | 2NO+2NC CONTACTOR,AC3:18.5KW 110V AC 50 HZ / 120 V 60 HZ, 4-POLE, 2NO+2NC, SIZE S2, SCREW TERMINA | 125.83
3RT2916-1BD00 | SURGE SUPPRESSOR, VARISTOR, AC 127...240V, DC 150...250V, F. CONT. RELAYS A. MOTOR CONT. SZ S00, | 7.05
3RT2924-5AD01 | MAGNET COIL F. CONTACTORS 7,5KW AC 42V, 50HZ FOR MOTOR CONTACTORS SZ S0, SCREW TERMINAL, | 16
3RV2011-1EA20-ZX95 | CIRCUIT-BREAKER SZ S00, FOR MOTOR PROTECTION, CLASS 10, A-REL. 2.8...4A, N-REL. 52A, SPRING-L. CO | 60.27
3RV2011-1FA20-ZW96 | CIRCUIT-BREAKER SZ S00, FOR MOTOR PROTECTION, CLASS 10, A-REL. 3.5...5A, N-REL. 65A, SPRING-L. CO | 60.27
3RT2017-4AR61 | CONTACTOR, AC-3, 5.5KW/400V, 1NO, AC 400V 50HZ, 400...440V 60HZ 3-POLE, SZ S00 RING CABLE LUG CO | 44.18
3RT2018-1AN21 | CONTACTOR, AC-3, 7.5KW/400V, 1NO, AC 220V, 50/60 HZ, 3-POLE, SZ S00 SCREW TERMINAL | 41.46
3RT2018-1BM41 | CONTACTOR, AC-3, 7.5KW/400V, 1NO, DC 220V 3-POLE, SZ S00 SCREW TERMINAL | 66.43
3RT2018-2AB01 | CONTACTOR, AC-3, 7.5KW/400V, 1NO, AC 24V 50/60HZ, 3-POLE, SZ S00 SPRING-LOADED TERMINAL | 41.46
3RA2210-4AA18-2BB4 | LOAD FEEDER FUSELESS REVERSING DUTY, AC 400V, SZ S00, 11. . .16A, DC 24V SCREW CONNECTION FOR RA | 269.03
3RA2220-1FD24-0BB4 | LOAD FEEDER FUSELESS REVERSING DUTY, AC 400V, SZ S0, 3.5. . .5A, DC 24V SCREW CONNECTION FOR BUS | 334.88
3RH2911-4HA31 | AUX.SWITCH BLOCK,FRONT,3NO+1NC, CURR.PATH: 1NC, 1NO, 1NO, 1NO, F. CONT. RELAYS A. MOTOR CONT., 3R | 14.12
3RH2921-2DE11 | SOLID-STATE COMP. AUX. SWI. BL. SIDE, CURR.PATH: 1NO, 1NC, FOR MOTOR CONTACTORS, SZ S0 AND S2 SP | 26.27
3RT2015-4AK62 | CONTACTOR, AC-3, 3KW/400V, 1NC, AC110V 50HZ, 120V 60HZ 3-POLE, SZ S00 RING CABLE LUG CONNECTION | 30.95
3RT2016-1AF01 | CONTACTOR, AC-3, 4KW/400V, 1NO, AC110V, 50/60 HZ, 3-POLE, SZ S00 SCREW TERMINAL | 26.48
3RK4324-3DR54-0BC0 | SIRIUS MCU MOTOR STARTER ENC. DEG. O. PROT.IP54 PLASTIC COMMUNICATION AS-INTERFACE ELECTROMECHAN | 1150.48
3RT2037-1AP00 | CONTACTOR,AC3:30KW/400V, 1NO+1NC, 230V AC 50HZ, 3-POLE, SIZE S2, SCREW TERMINAL | 178.87
3RT2036-1AL24 | CONTACTOR,AC3:22KW/400V, 2NO+2NC, 230V AC 50/60HZ, 3-POLE, SIZE S2, SCREW TERMINAL | 136.75
3RT2036-1NB30 | CONTACTOR,AC3:22KW/400V, 1NO+1NC, 20-33V AC/DC, WITH VARISTOR, 3-POLE, SIZE S2, SCREW TERMINAL | 197.48
3RT2023-1BM40 | CONTACTOR, AC-3, 4KW/400V, 1NO+1NC, DC 220V, 3-POLE, SZ S0 SCREW TERMINAL | 62.46
3RT2023-2AK60 | CONTACTOR, AC-3, 4KW/400V, 1NO+1NC, AC110V 50HZ, 120V 60HZ 3-POLE, SZ S0 SPRING-LOADED TERMINAL | 29.2
3RT2023-4AN60-ZX95 | CONTACTOR, AC-3, 4KW/400V, 1NO+1NC, AC 200V 50HZ, 200...220V 60HZ, 3-POLE, SZ S0 RING CABLE LUG C | 39.82
3RT2024-1AC20-1AA0 | CONTACTOR, AC-3, 5.5KW/400V, 1NO+1NC, AC 24V 50/60HZ, 3-POLE, SZ S0 SCREW TERMINAL VERTICAL MOUN | 41.98
3RM1002-2AA04 | MOTOR STARTER SIRIUS 3RM1 DIRECT STARTER 500 V; 0,4-2,0 A; 24 V DC PUSH-IN CONNECTION SYSTEM | 160.16
3RM1002-3AA14 | MOTORSTARTER SIRIUS 3RM1 DIRECT STARTER 500 V; 0.4-2.0 A; 110-230 V AC CONTROL CIRCUIT PUSH-IN | 160.16
3RM1307-1AA04 | MOTOR STARTER SIRIUS 3RM1 REVERSING STARTER SAFETY 500 V; 1,6 - 7,0 A; 24 V DC SCREW-TYPE CONNEC | 200.04
3NB3350-1KK26 | SITOR-FUSE-LINK SIZE 3 2X PARALLEL 1000A 690V AC 700V AC (UL) UTILISATION CATEGORY AR SLOTTED BL | 749.04
3KD4640-0QE10-0 | SWITCH-DISCONNECTOR 630A, FRAME SIZE 4, 4-POLE FRONT OPERATING LEFT BASIC UNIT WITHOUT HANDLE F | 761.75
3KD5430-0RE10-0 | SWITCH-DISCONNECTOR 1600A, FRAME SIZE 5, 3-POLE FRONT OPERATING LEFT BASIC UNIT WITHOUT HANDLE | 2447.61
3KD3644-0PE40-0 | SWITCH-DISCONNECTOR 200A, FRAME SIZE 3, 4-POLE SIDE OPERATING RIGHT BASIC UNIT WITHOUT HANDLE F | 232.89
3RT2015-1BB41-ZX95 | CONTACTOR, AC-3, 3KW/400V, 1NO, DC 24V, 3-POLE, SZ S00 SCREW TERMINAL REUSABLE PACKAGING; PACKA | 32.28
3RA2436-8XF32-1AG2 | STAR-DELTA (WYE-D.) COMBINATION AC3:45KW/400V 110V AC 50/60HZ SIZE S2, SCREW CONNECTION ELECTR. | 579.02
3RA2711-0EE08 | MODULE CONNECTOR, 33,5CM, FOR FUNCTION MODULES 3RA27 14POLE | 15.56
3RA2815-2FW10 | SOLID-STATE TIME-DELAY AUXILIARY SWITCH, OFF-DELAY WITHOUT AUXILIARY VOLTAGE RELAY 1 NC + 1 NO | 70.42
3RA2832-2DH10 | SOLID-STATE TIME RELAY OFF-DELAY WITH AUXILIARY VOLTAGE AND SEMICONDUCTOR OUTPUT 24...240V AC/DC | 67
3RP2505-2BW30 | TIME RELAY, MULTI-FUNCTION, 2 CO CONTACTS, 27 FUNCTIONS, 15 TIME SET. RANGES (1, 3, 10, 30, 100) | 133.58
3RM1202-3AA14 | MOTORSTARTER SIRIUS 3RM1 REVERSING STARTER 500 V; 0.4-2.0 A; 110-230 V AC CONTROL CIRCUIT PUSH-I | 175.36
3RT2024-1AK64 | CONTACTOR, AC-3, 5.5KW/400V, 2NO+2NC, AC 110V 50HZ 120V 60HZ, 3-POLE, SZ S0 SCREW TERMINAL REMO | 46.09
3RT2024-1AN24 | CONTACTOR, AC-3, 5.5KW/400V, 2NO+2NC, AC 220V 50/60HZ, 3-POLE, SZ S0 SCREW TERMINAL REMOVABLE AU | 46.09
3RT2024-1AU20 | CONTACTOR, AC-3, 5.5KW/400V, 1NO+1NC, AC 380V 50/60HZ, 3-POLE, SZ S0 SCREW TERMINAL | 37.08
3RT2024-1BB44-3MA0 | CONTACTOR, AC-3, 5.5KW/400V, 2NO+2NC, DC 24V, 3-POLE, SZ S0 SCREW TERMINAL PERMANENT AUX. SWITCH | 80.63
3RT2024-2AL20-ZX95 | CONTACTOR, AC-3, 5.5KW/400V, 1NO+1NC, AC 230V 50/60HZ, 3POLE, SZ. S0 SPRING-LOADED TERMINAL MULT | 38.43
3RP2535-2AW30 | TIME RELAY, OFF-DELAYED W. CONTROL SIGNAL 1 CO CONT., 15 TIME SET. RANGES, 0.05 S...100 H, 12... | 88.62
3RP2576-1NW30 | TIME RELAY, ELECTRONIC, WITH STAR-DELTA FUNCTION, 1 CONTACTOR DELAYED, 1 CONTACTOR NON-DELAYED, | 67.1
3RB3016-1SE0 | OVERLOAD RELAY 3...12 A FOR MOTOR PROTECTION SIZE S00, CLASS 10 CONTACTOR ASS. MAIN CIRCUIT: SPR | 73.53
3RB3016-2SB0-ZW96 | OVERLOAD RELAY 3...12 A FOR MOTOR PROTECTION SIZE S00, CLASS 20 CONTACTOR ASS. MAIN CIRCUIT: SCR | 91.16
3LD2210-0TK00-0AB6 | MAIN CONTROL SWITCH 3-POLE IU=32;P/AC23-A AT 400V=11,5KW P/AC23-B BEI 400V=15KW FLOOR MOUNTING R | 58.77
3RA2110-1DS15-1BB4 | FUSELESS LOAD FEEDER DIRECT START, 400 V AC, SZ. S00 2.20...3.20A 3 KW, 24 V DC SPRING-LOADED T | 150.66
3RA2110-1GE15-1BB4 | LOAD FEEDER FUSELESS DIRECT START, AC 400V, SZ S00 4.5. . .6.3A, DC 24V SPRING-LOADED CONNECTION | 112.69
3RP2540-1AW30 | TIMING RELAY, ELECTRONIC, OFF-DELAY, WITHOUT CONTROL SIGNAL OR NON-VOLATILE RELAY DEFINITE PASSI | 123.45
3RT2916-1LM00 | SURGE SUPPRESSOR, SUPPRESSION DIODE WITH LED, DC 24...70V, F. CONT. RELAYS A. MOTOR CONT. SZ S00 | 9.32
3RT2916-1LM00-ZX90 | SURGE SUPPRESSOR, SUPPRESSION DIODE WITH LED, DC 24...70V, F. CONT. RELAYS A. MOTOR CONT. SZ S00 | 10.39
3RT2916-2BL01 | BREAKING DELAY DEVICE, UC 220/230V, F. CONT. RELAYS A. MOTOR CONT. 3RT2 | 89.69
3RV2011-1JA10-ZW97 | CIRCUIT-BREAKER SZ S00, FOR MOTOR PROTECTION, CLASS 10, A-REL. 7...10A, N-REL. 130A, SCREW CONNEC | 67.73
3RU2116-0AB0 | OVERLOAD RELAY 0.11...0.16 A FOR MOTOR PROTECTION SZ S00, CLASS 10, F. MOUNTING ONTO CONTACTOR M | 46.45
3RU2116-0CB1 | OVERLOAD RELAY 0.18...0.25 A FOR MOTOR PROTECTION SZ S00, CLASS 10, STAND-ALONE INSTALLATION MAI | 59.32
3RU2116-0EB1 | OVERLOAD RELAY 0.28...0.40 A FOR MOTOR PROTECTION SZ S00, CLASS 10, STAND-ALONE INSTALLATION MAI | 59.32
3RT1054-1AP30 | CONTACTOR, 55KW/400V/AC-3, AC(40...60HZ)/DC OPERATION UC 220...240V W/O AUXILIARY CONTACTS 3-POL | 365.41
3RT1054-1PP35 | CONTACTOR, 55KW/400V/AC-3 AC(40...60HZ)/DC OPERATION UC 200...277V AUXIL. CONTACTS 1NO+1NC 3-POL | 590.78
3RT2017-4AN62 | CONTACTOR, AC-3, 5.5KW/400V, 1NC, AC 200V 50HZ, 200...220V 60HZ 3-POLE, SZ S00 RING CABLE LUG CO | 44.18
3RT2018-2AB01-1AA0 | CONTACTOR, AC-3, 7.5KW/400V, 1NO, AC 24V 50/60HZ, 3-POLE, SZ S00 SPRING-LOADED TERMINAL VERTICAL | 43.95
3RT2018-2AB01-ZW96 | CONTACTOR 1NO, AC 24V 50/60HZ, 3-POLE, SZ S00, SPRING-LOADED TERMINAL MULTI UNIT PACKAGING PACK | 46.21
3RT2018-2AP02-ZX95 | CONTACTOR, AC-3, 7.5KW/400V, 1NC, AC 230V, 50/60 HZ, 3-POLE, SZ S00 SPRING-LOADED TERMINAL REUSA | 46.21
3RA2210-1KA17-2BB4 | LOAD FEEDER FUSELESS REVERSING DUTY, AC 400V, SZ S00, 9. . .12.5A, DC 24V SCREW CONNECTION FOR R | 195.62
3RT2037-1CL24-3MA0 | CONTACTOR,AC3:30KW/400V, 2NO+2NC, 230V AC 50/60HZ, WITH PLUGGED-IN VARISTOR, 3-POLE, SIZE S2, SC | 199.67
3RT2037-1NB34-3MA0 | CONTACTOR,AC3:30KW/400V, 2NO+2NC, 20-33V AC/DC, WITH VARISTOR, 3-POLE, SIZE S2, SCREW TERMINAL, | 282.27
3RT2037-3AN20 | CONTACTOR,AC3:30KW/400V, 1NO+1NC, 220V AC 50/60HZ, 3-POLE, SIZE S2, SPRING-TYPE TERMINAL | 178.87
3RT2035-1NF30 | CONTACTOR,AC3:18.5KW/400V, 1NO+1NC, 84 - 155V AC/DC, WITH VARISTOR, 3-POLE, SIZE S2, SCREW TERMI | 152.05
3RT2926-1CD00 | SURGE SUPPRESSOR, RC COUPLING, AC 127...240V, DC 150...250V, FOR MOTOR CONTACTORS SZ S0, | 10.84
3RT2926-1ER00-ZX90 | SURGE SUPPRESSOR, DIODE COMBINATION, DC 24 V, FOR MOTOR CONTACTORS SZ S0, MULTI-UNIT PACKAGING | 12.53
3RT2926-1JK00-ZX90 | SURGE SUPPRESSOR, VARISTOR WITH LED, AC 48...127V, DC 24...70V, FOR MOTOR CONTACTORS SZ S0, MUL | 12.41
3RT2926-4BA32 | PARALLEL CONNECTION WITHOUT TERMINAL, 3-POLE FOR 3RT202., SPRING-LOADED TERMINAL | 2.72
3RT2926-4PA01 | COMBINATION SCREW SET 100 PCS F. CONT. RELAYS A. MOTOR CONT. SZ S0 SZ S0, M4 MAIN CURRENT PATH | 0.78
3RP2560-1SW30 | TIME RELAY, ELECTRONIC, WITH STAR-DELTA FUNCTION, 1...20S, TRACK. TI. 30...600S, 3 CONTACTORS, W. | 119.64
3RP2576-2NW30 | TIME RELAY, ELECTRONIC, WITH STAR-DELTA FUNCTION, 1 CONTACTOR DELAYED, 1 CONTACTOR NON-DELAYED, | 67.1
3RR2142-1AA30 | MONITORING RELAY ATTACHABLE TO CONTACTOR 3RT2. SIZE S0 BASIC, ANALOG ADJUSTABLE APPARENT CURRENT | 100.66
3RA2115-1CA16-2BB4-ZX95 | LOAD FEEDER FUSELESS DIRECT START,AC 400V, SZ. S00, 1.8...2.5A, 4KW, 24 V DC SCREW CONNECTION F | 130.4
3RA2210-1FH15-2AP0 | LOAD FEEDER FUSELESS REVERSING DUTY, AC 400V, SZ S00, 3.5. . .5A, AC 230V SPRING-LOADED CONNECTIO | 210.8
3RA2210-1GH15-2BB4 | LOAD FEEDER FUSELESS REVERSING DUTY, AC 400V, SZ S00, 4.5. . .6.3A, DC 24V SPRING-LOADED CONNECTI | 222.83
3RA2210-1HE15-2BB4 | LOAD FEEDER FUSELESS REVERSING DUTY, AC 400V, SZ S00, 5,5. . .8A, DC 24V SPRING-LOADED CONNECTION | 163.96
3RA2210-1CH15-2AP0 | LOAD FEEDER FUSELESS REVERSING DUTY, AC 400V, SZ S00, 1.8. . .2.5A, AC 230V SPRING-LOADED CONNECT | 210.8
3RH2911-4FB11 | AUX.SWITCH BL 11U,1NO+1NC,FRONT CURR.PATH: 1NO, --, 1NC, --, F. CONT. RELAYS A. MOTOR CONT., 3RT2 | 16.84
3RH2911-4FB22 | AUX.SWITCH BL 11U,2NO+2NC,FRONT CURR.PATH: 1NO, 1NC, 1NC, 1NO, F. CONT. RELAYS A. MOTOR CONT., 3R | 25.2
3RH2911-4GA13 | AUX.SWITCH BLOCK,FRONT,1NO+3NC, CURR.PATH: 1NO, 1NC, 1NC, 1NC, FOR CONTACTOR RELAYS, SZ S00, RIN | 14.12
3RH2911-4HA02 | AUX.SWITCH BLOCK,FRONT,2NC, CURR.PATH: 1NC, 1NC, F. CONT. RELAYS A. MOTOR CONT., 3RT2 RING CABLE | 8.41
3RK4324-3AR51-0BC0 | SIRIUS MCU MOTOR STARTER ENC. DEG. O. PROT.IP54 PLASTIC COMMUNICATION AS-INTERFACE ELECTROMECHAN | 1094.52
3RK4324-3AR51-1BC0 | SIRIUS MCU MOTOR STARTER ENC. DEG. O. PROT.IP54 PLASTIC COMMUNICATION AS-INTERFACE ELECTROMECHAN | 1150.48
3RT2036-1NP30 | CONTACTOR,AC3:22KW/400V, 1NO+1NC, 175-280V AC/DC, WITH VARISTOR, 3-POLE, SIZE S2, SCREW TERMINAL | 197.48
3RF3405-2BB24 | SOLID-STATE CONTACTOR 3-PH 3RF3 AC53 5.2A 40 DEGREES C 48-480V / 110-230V AC 2-PH. CONTROLLED I | 138.63
3RF3412-1BB26 | SOLID-STATE CONTACTOR 3-PH 3RF3 AC53 12.5A 40 DEGREES C 48-600V / 110-230V AC 2-PH. CONTROLLED | 196.25
3RF3412-2BB04 | SOLID-STATE CONTACTOR 3-PH 3RF3 AC53 12.5A 40 DEGREES C 48-480V / 24V DC 2-PH. CONTROLLED INSTA | 162.68
3RF3412-2BB06 | SOLID-STATE CONTACTOR 3-PH 3RF3 AC53 12.5A 40 DEGREES C 48-600V / 24V DC 2-PH. CONTROLLED INSTA | 190.54
3NC3337-6U | SITOR-FUSE-LINK FOR SEMICONDUCTOR PROTECTION 710A AR 1000V A.C. MBC=6XIN SIZE 3 WITH FLUSH-END C | 246.52
3NC3434-6U | SITOR-FUSE-LINK FOR SEMICONDUCTOR PROTECTION 500A AR 1250V A.C. MBC=6XIN SIZE 3 WITH FLUSH-END C | 267.87
3NC3436-1U | SITOR-FUSE-LINK FOR SEMICONDUCTOR PROTECTION 630A AR 1250V A.C. MBC=6XIN SIZE 3 WITH SLOTTED CON | 267.87
3RT2017-1QB41 | COUPLING RELAY, AC-3, 5.5KW/ 400V 1NO, DC 24V, 0.7...1.25*US, W. PLUGGED-ON VARISTOR, 3-POLE SZ | 42.28
3RT2017-2AH01-ZW96 | CONTACTOR, AC-3, 5.5KW/400V, 1NO, AC 48V, 50/60 HZ, 3-POLE, SZ S00 SPRING-LOADED TERMINAL . | 36.4
3RT2017-2AP02 | CONTACTOR, AC-3, 5.5KW/400V, 1NC, AC 230V, 50/60 HZ, 3-POLE, SZ S00 SPRING-LOADED TERMINAL | 32.64
3RT2017-2AP02-ZX95 | CONTACTOR, AC-3, 5.5KW/400V, 1NC, AC 230V, 50/60 HZ, 3-POLE, SZ S00 SPRING-LOADED TERMINAL REUSA | 36.4
3RT2017-2BB41 | CONTACTOR, AC-3, 5.5KW/400V, 1NO, DC 24V, 3-POLE, SZ S00 SPRING-LOADED TERMINAL . | 37.58
3RA2210-0KD15-2BB4 | LOAD FEEDER FUSELESS REVERSING DUTY, AC 400V, SZ S00, 0.9...1.25A, DC 24V SCREW CONNECTION FOR | 222.19
3RA2210-0KE15-2AP0 | LOAD FEEDER FUSELESS REVERSING DUTY, AC 400V, SZ S00, 0.9...1.25A, AC 230V SPRING-LOADED CONNECTI | 152.55
3RA2210-1CA15-2AP0 | LOAD FEEDER FUSELESS REVERSING DUTY, AC 400V, SZ S00, 1.8. . .2.5A, AC 230V SCREW CONNECTION FOR | 155.73
3RA2210-1CD15-2BB4 | LOAD FEEDER FUSELESS REVERSING DUTY, AC 400V, SZ S00, 1.8. . .2.5A, DC 24V SCREW CONNECTION FOR | 223.46
3RH2122-1BW40 | CONTACTOR RELAY, 2NO+2NC, DC 48V, SIZE S00, SCREW TERMINAL | 34.05
3RH2122-1KB40 | COUPLING CONTACTOR RELAY, 2NO+2NC, DC 24V, 0.7...1.25*US, W/ INTEGRATED SUPPRESSOR DIODE, SIZE S0 | 38.35
3RH2122-2AF00 | CONTACTOR RELAY, 2NO+2NC, AC 110V, 50/60 HZ, SZ S00, SPRING-LOADED TERMINAL | 29.43
3RH2131-2VB40 | COUPLING CONTACTOR RELAY, 3NO+1NC, DC 24V, 0.85..1.85*US, W/ INTEGRATED DIODE, SZ S00, SPRING-LOA | 39.4
3RH2131-4BB40 | CONTACTOR RELAY, 3NO+1NC, DC 24V, SZ S00,RINGCABLE LUG CONNECTION RING CABLE LUG CONNECTION | 37.53
3RU2116-1EB0 | OVERLOAD RELAY 2.8...4.0 A FOR MOTOR PROTECTION SZ S00, CLASS 10, F. MOUNTING ONTO CONTACTOR MAI | 46.45
3RT2926-4RA12 | COIL CONNECTION MODULE FOR MOTOR CONTACTORS SZ S0, CONNECTION F. TOP SPRING-LOADED TERMINAL | 3.84
3RT2926-4RB11 | COIL CONNECTION MODULE FOR MOTOR CONTACTORS SZ S0+S2, CONNECTION F. BOTTOM SCREW TERMINAL | 3.84
3RA2210-1JE16-2AP0 | LOAD FEEDER FUSELESS REVERSING DUTY, AC 400V, SZ S00, 7. . .10A, AC 230V SPRING-LOADED CONNECTION | 166.49
3RH2122-2VB40 | COUPLING CONTACTOR RELAY, 2NO+2NC, DC 24V, 0.85..1.85*US, W/ INTEGRATED DIODE, SZ S00, SPRING-LOA | 39.4
3RH2131-1AN60 | CONTACTOR RELAY, 3NO+1NC, AC 200V 50/60 HZ, AC220V 60 HZ SIZE S00, SCREW TERMINAL | 32.33
3RH2131-1AR60 | CONTACTOR RELAY, 3NO+1NC, AC 400V 50/60 HZ, AC440V 60 HZ SIZE S00, SCREW TERMINAL | 32.33
3RH2131-1BF40-1AA0 | CONTACTOR RELAY, 3NO+1NC, DC 110V, SIZE S00, SCREW TERMINAL HORIZONTAL MOUNTING | 36.53
3RU2116-0GC1 | OVERLOAD RELAY 0.45...0.63 A FOR MOTOR PROTECTION SZ S00, CLASS 10, STAND-ALONE INSTALLATION MAI | 59.32
3RU2116-0JJ0 | OVERLOAD RELAY 0.70...1.0 A FOR MOTOR PROTECTION SZ S00, CLASS 10, F. MOUNTING ONTO CONTACTOR MA | 53.5
3RU2116-1AC0 | OVERLOAD RELAY 1.1...1.6 A FOR MOTOR PROTECTION SZ S00, CLASS 10, F. MOUNTING ONTO CONTACTOR MAI | 46.45
3RU2116-1BB0-ZX95 | OVERLOAD RELAY 1.4...2.0 A FOR MOTOR PROTECTION SZ S00, CLASS 10, F. MOUNTING ONTO CONTACTOR MAI | 47.66
3RT2024-1AK64-3MA0 | CONTACTOR, AC-3, 5.5KW/400V, 2NO+2NC AC110V 50HZ/120V 60HZ 3-POLE, SZ S0 SCREW TERMINAL PERMANEN | 47.81
3RT2024-1AL24-3MA0 | CONTACTOR, AC-3, 5.5KW/400V, 2NO+2NC, AC 230V 50/60HZ, 3-POLE, SZ S0 SCREW TERMINAL PERMANENT AU | 47.81
3RT2017-2AN21 | CONTACTOR, AC-3, 5.5KW/400V, 1NO, AC 220V, 50/60 HZ, 3-POLE, SZ S00 SPRING-LOADED TERMINAL | 32.64
3RT2017-2AV02 | CONTACTOR, AC-3, 5.5KW/400V, 1NC, AC 400V, 50/60 HZ, 3-POLE, SZ S00 SPRING-LOADED TERMINAL | 35.3
3RT2017-2BB41-0CC0 | CONTACTOR, AC-3, 5.5KW/400V, 1NO, DC 24V, COM. CAPABILITY 3-POLE, SZ S00 SPRING-LOADED TERMINAL | 41.46
3RT2017-2FW42 | CONTACTOR, AC-3, 5.5KW/400V, 1NC, DC 48V 3-POLE, SZ S00 SPRING-LOADED TERMINAL | 42.88
3RT2017-2JB41 | COUPLING RELAY, AC-3, 5.5KW/ 400V , 1NO, DC 24V, 0.7...1.25*US, W. INTEGRATED DIODE 3-POLE SZ S0 | 42.88
3RA2115-1GA16-2BB4 | LOAD FEEDER FUSELESS DIRECT START,AC 400V, SZ. S00, 4.5...6.3A, 4KW, 24 V DC SCREW CONNECTION F | 130.4
3RB3026-2PB0 | OVERLOAD RELAY 1...4 A FOR MOTOR PROTECTION SIZE S0, CLASS 20 CONTACTOR ASS. MAIN CIRCUIT: SCREW | 98.23
3RT2015-1QB41 | COUPLING RELAY, AC-3, 3KW/400V, 1NO, DC 24V, 0.7...1.25*US, W. PLUGGED-ON VARISTOR, 3-POLE SZ S0 | 33.39
3RT2015-2AB01 | CONTACTOR, AC-3, 3KW/400V, 1NO, AC 24V, 50/60 HZ, 3-POLE, SZ S00 SPRING-LOADED TERMINAL | 24.75
3RT2015-2AB01-1AA0 | CONTACTOR, AC-3, 3KW/400V, 1NO, AC 24V, 50/60 HZ, 3-POLE, SZ S00 SPRING-LOADED TERMINAL VERTICAL | 27.16
3RH2911-4FA04 | AUX.SWITCH BLOCK,FRONT,4NC, CURR.PATH: 1NC, 1NC, 1NC, 1NC, F. CONT. RELAYS A. MOTOR CONT., 3RT2 | 14.12
3RH2911-4FC22 | AUX.SWITCH BL 22U,2NO+2NC,FRONT CURR.PATH: 1NO, 1NO, 1NC, 1NC, F. CONT. RELAYS A. MOTOR CONT., 3R | 22.54
3RH2911-4GA31 | AUX.SWITCH BLOCK,FRONT,3NO+1NC, CURR.PATH: 1NO, 1NC, 1NO, 1NO, FOR CONTACTOR RELAYS, SZ S00, RIN | 14.12
3RH2911-4GA40 | AUX.SWITCH BLOCK,FRONT,4NO, CURR.PATH: 1NO, 1NO, 1NO, 1NO, FOR CONTACTOR RELAYS, SZ S00, RING CA | 14.12
3RU2116-1EB0-ZX95 | OVERLOAD RELAY 2.8...4.0 A FOR MOTOR PROTECTION SZ S00, CLASS 10, F. MOUNTING ONTO CONTACTOR MAI | 47.66
3RV2021-4AA10-ZX95 | CIRCUIT-BREAKER SZ S0, FOR MOTOR PROTECTION, CLASS 10, A-REL. 11...16A, N-REL. 208A, SCREW CONNEC | 73.43
3RV2021-4BA15-ZW97 | CIRCUIT-BREAKER SZ S0, FOR MOTOR PROTECTION, CLASS 10, A-REL. 14...20A, N-REL. 260A, SCREW CONNEC | 86.72
3RV2021-4CA20 | CIRCUIT-BREAKER SZ S0, FOR MOTOR PROTECTION, CLASS 10, A-RELEASE 17...22A, N-RELEASE 286A, SPRIN | 65.88
3RT2026-1AL24 | CONTACTOR, AC-3, 11KW/400V, 2NO+2NC, AC 230V 50/60HZ, 3-POLE, SZ S0 SCREW TERMINAL REMOVABLE AUX | 72.67
3RT2026-1AM20 | CONTACTOR, AC-3, 11KW/400V, 1NO+1NC, AC 208V 50/60HZ, 3-POLE, SZ S0 SCREW TERMINAL | 63.58
3RF3412-2BB26 | SOLID-STATE CONTACTOR 3-PH 3RF3 AC53 12.5A 40 DEGREES C 48-600V / 110-230V AC 2-PH. CONTROLLED | 196.25
3RP2525-1BB30 | TIME RELAY, ELECTRONIC, DELAYED, 2 CO CONT., 15 TIME SET. RANGES, 0.05S...100HR, 24V AC/DC AT A | 72.8
3RP2540-2BW30 | TIMING RELAY, ELECTRONIC, OFF-DELAY, WITHOUT CONTROL SIGNAL OR NON-VOLATILE RELAY DEFINITE PASSI | 144.34
3RA2115-1DA16-2BB4-ZX95 | LOAD FEEDER FUSELESS DIRECT START,AC 400V, SZ. S00, 2.2...3.2A, 4KW, 24 V DC SCREW CONNECTION F | 130.4
3RT2017-1BB44-3MA0 | CONTACTOR, AC-3, 5.5KW/400V, 2NO+2NC, DC 24V, 3-POLE, SZ S00 SCREW TERMINAL PERMANENT AUX. SWITC | 53.43
3RT2017-2BF42 | CONTACTOR, AC-3, 5.5KW/400V, 1NC, DC 110V 3-POLE, SZ S00 SPRING-LOADED TERMINAL | 37.58
3RB3016-1SB0 | OVERLOAD RELAY 3...12 A FOR MOTOR PROTECTION SIZE S00, CLASS 10 CONTACTOR ASS. MAIN CIRCUIT: SCR | 73.53
3RB3026-2NE0 | OVERLOAD RELAY 0.32...1.25 A FOR MOTOR PROTECTION SIZE S0, CLASS 20 CONTACTOR ASS. MAIN CIRCUIT: | 98.23
3RA2210-1DH15-2BB4 | LOAD FEEDER FUSELESS REVERSING DUTY, AC 400V, SZ S00, 2.2. . .3.2A, DC 24V SPRING-LOADED CONNECTI | 222.83
3RA2210-1ED15-2BB4 | LOAD FEEDER FUSELESS REVERSING DUTY, AC 400V, SZ S00, 2.8. . .4A, DC 24V SCREW CONNECTION FOR BU | 223.46
3RH2122-2KB40 | COUPLING CONTACTOR RELAY, 2NO+2NC, DC 24V, 0.7...1.25*US, W/ INTEGRATED SUPPRESSOR DIODE, SZ S00, | 38.35
3RH2131-1KF40 | COUPLING CONTACTOR RELAY, 3NO+1NC, DC 110V, 0.7..1.25*US, W/ INTEGRATED SUPPRESSOR DIODE, SIZE S0 | 38.35
3RH2131-2BW40 | CONTACTOR RELAY, 3NO+1NC, DC 48V, SZ S00, SPRING-LOADED TERMINAL | 34.05
3RH2131-2MB40-0KT0 | COUPLING CONTACTOR RELAY, 3NO+1NC, DC 24V, 0.85..1.85*US, SZ S00, SPRING-LOADED TERMINAL | 34.05
3RU2116-1CB1-ZX95 | OVERLOAD RELAY 1.8...2.5 A FOR MOTOR PROTECTION SZ S00, CLASS 10, STAND-ALONE INSTALLATION MAIN | 60.84
3RU2116-1DC1 | OVERLOAD RELAY 2.2...3.2 A FOR MOTOR PROTECTION SZ S00, CLASS 10, STAND-ALONE INSTALLATION MAIN | 59.32
3RT2926-5AH01 | MAGNET COIL F. CONTACTOR 18,5KW AC 48V, 50HZ FOR MOTOR CONTACTORS SZ S0, SCREW TERMINAL, | 13.4
3RT2926-5AV01 | MAGNET COIL F. CONTACTOR 18,5KW AC 400V, 50HZ FOR MOTOR CONTACTORS SZ S0, SCREW TERMINAL, | 16
3RT1066-6AF36-3PA0 | CONTACTOR, 160KW/400V/AC-3 AC(40...60HZ)/DC OPERATION UC 110-127V AUXILIARY CONTACTS 2NO+2NC 3-P | 1099.51
3RT2024-1AP00-ZW97 | CONTACTOR, AC-3, 5.5KW/400V, 1NO+1NC, AC 230V 50HZ, 3-POLE, SZ S0 SCREW TERMINAL MULTI-UNIT PACK | 38.43
3RT2024-1BB40-ZX95 | CONTACTOR, AC-3, 5.5KW/400V, 1NO+1NC, DC 24V, 3-POLE, SZ S0 SCREW TERMINAL REUSABLE PACKAGING; | 75.33
3RT2017-2AH02-ZW96 | CONTACTOR, AC-3, 5.5KW/400V, 1NC, AC 48V, 50/60 HZ, 3-POLE, SZ S00 SPRING-LOADED TERMINAL . | 36.4
3RT2017-2KB42 | CONT. F. RAILW. A., AC-3, 5.5KW 400V , 1NC, DC 24V, 0.7...1.25*US, W. PLUGGED-ON SUPP.DIODE 3-POL | 42.28
3RA2120-1FA24-0FB4 | FUSELESS LOAD FEEDER DIRECT START, 400V AC, SIZE S0, 3.5...5A, 5.5KW, 24 V DC WITH DIODE COMBINA | 181.68
3RR2242-1FW30 | MONITORING RELAY ATTACHABLE TO CONTACTOR 3RT2. SIZE S0 STANDARD, DIGITAL ADJUSTABLE APPARENT/ACTI | 199.41
3RT2015-2AB01-ZX95 | CONTACTOR, AC-3, 3KW/400V, 1NO, AC 24V, 50/60 HZ, 3-POLE, SZ S00 SPRING-LOADED TERMINAL | 27.6
3RT2015-2AF02 | CONTACTOR, AC-3, 3KW/400V, 1NC, AC110V, 50/60 HZ, 3-POLE, SZ S00 SPRING-LOADED TERMINAL | 24.75
3RH2911-2HA01 | AUX.SWITCH BLOCK,FRONT,1NC, CURR.PATH: 1NC, F. CONT. RELAYS A. MOTOR CONT., 3RT2 SPRING-LOADED T | 5.59
3RH2911-4DA11 | LATERAL AUX.SWITCH BLOCK,SIDE, 1NO+1NC, CURR.PATH: 1NC, 1NO, FOR MOTOR CONTACTORS, SZ S00, RING | 12.66
3RU2116-1GB0-ZX95 | OVERLOAD RELAY 4.5...6.3 A FOR MOTOR PROTECTION SZ S00, CLASS 10, F. MOUNTING ONTO CONTACTOR MAI | 47.66
3RV2011-1JA40 | CIRCUIT-BREAKER SZ S00, FOR MOTOR PROTECTION, CLASS 10, A-RELEASE 7...10A, N-RELEASE 130A, RING | 75.96
3RR2241-1FW30 | MONITORING RELAY ATTACHABLE TO CONTACTOR 3RT2. SIZE S00 STANDARD, DIGITAL ADJUSTABLE APPARENT/ACT | 176.62
3RR2243-3FW30 | MONITORING RELAY ATTACHABLE TO CONTACTOR 3RT2. SIZE S2 STANDARD, DIGITAL ADJUSTABLE APPARENT/ACTI | 259.55
3KD9308-6 | ACCESSORY FOR 3KD FRAME SIZE 3 PHASE BARRIER CONTAINS 6 PC | 23.29
3RT2015-1FB41 | CONTACTOR, AC-3, 3KW/400V, 1NO, DC 24V, W. INTEGRATED DIODE 3-POLE, SZ S00 SCREW TERMINAL | 34.23
3RT2015-1FB41-ZX95 | CONTACTOR, AC-3, 3KW/400V, 1NO, DC 24V, W. INTEGRATED DIODE 3-POLE, SZ S00 SCREW TERMINAL . | 38.17
3RH2911-1HA20-ZW98 | AUX. SWITCH BLOCK , 2NO COND. PATHS: 1NO, 1NO, F. CONT. RELAYS A. MOTOR CONT. 3RT2 SCREW TERMINA | 7.84
3RA2220-1JB24-0BB4 | LOAD FEEDER FUSELESS REVERSING DUTY, AC 400V, SZ. S0, 7. . .10A, DC 24V SCREW CONNECTION FOR RAI | 305.12
3RA2220-1KD24-0AP0 | LOAD FEEDER FUSELESS REVERSING DUTY, AC 400V, SZ. S0, 9. . .12.5A, AC 230V SCREW CONNECTION FOR | 258.27
3RA2220-4DB27-0BB4 | LOAD FEEDER FUSELESS REVERSING DUTY, AC 400V, SZ S0, 20. . .25A, DC 24V SCREW CONNECTION FOR RAI | 481.11
3RA2220-4NB27-0BB4 | LOAD FEEDER FUSELESS REVERSING DUTY, AC 400V, SZ. S0, 23...28A, DC 24V SCREW CONNECTION FOR RAIL | 507.69
3RA2220-4CB27-0AP0 | LOAD FEEDER FUSELESS REVERSING DUTY, AC 400V, SZ S0, 17. . .22A, AC 230V SCREW CONNECTION FOR RA | 363.36
3RA2115-0KA16-2BB4-ZX95 | LOAD FEEDER FUSELESS DIRECT START,AC 400V, SZ. S00, 0.9...1.25A, 4KW, 24 V DC SCREW CONNECTION | 127.24
3RH2344-1DG40-0KA0 | AUXILIARY CONTACTOR, 4NO+40E, 125 V DC, SCREW-CONNECTION, S00 MODULE, SNAP-ON MOUNT. VARISTOR | 62.95
3RH2422-1AB00 | CONTACTOR RELAY LATCHED, 2NO+2NC, AC 24V, 50/60HZ, SIZE S00, SCREW TERMINAL | 101.23
3RT2025-2FB44-3MA0 | CONTACTOR, AC-3, 7.5KW/400V, 2NO+2NC, DC 24V, W. PLUGGED-IN DIODE ASSEMBLIES 3-POLE, SZ S0 SPRIN | 106.74
3RT2025-2XB40-0LA2 | CONT. F. RAILW. A., AC-3, 7.5KW/400V, 1NO+1NC, . DC 24V, 0,7...1,25*US, W. VARISTOR INTEGRATED, | 110.12
3RT2026-1AV04 | CONTACTOR, AC-3, 11KW/400V, 2NO+2NC, AC 400V 50HZ, 3-POLE, SZ S0 SCREW TERMINAL REMOVABLE AUX. S | 74.96
3RT2026-1BD40 | CONTACTOR, AC-3, 11KW/400V, 1NO+1NC, DC 42V, 3-POLE, SZ S0 SCREW TERMINAL | 101.08
3RH2140-1BN40 | CONTACTOR RELAY, 4NO, DC 250V, SIZE S00, SCREW TERMINAL | 37.79
3RH2140-1SB40 | COUPLING CONTACTOR RELAY, 4NO, DC 24V, 0.85...1.85*US, W/ INTEGRATED SUPPRESSOR DIODE, SIZE S00, | 38.35
3RH2131-2KF40-0LA0 | CONTACTOR RELAY FOR RAILWAY, 3NO, DC 110V, 0.7..1.25*US, W/ INTEGRATED SUPPRESSOR DIODE, SZ S00, | 58.64
3RH2131-4AR60 | CONTACTOR RELAY, 3NO+1NC, AC 400V 50HZ, 400..440V 60HZ, SZ S00,RINGCABLE LUG CONNECTION RING CABL | 35.57
3RH2140-1BM40 | CONTACTOR RELAY, 4NO, DC 220V, SIZE S00, SCREW TERMINAL | 34.05
3RH2140-2AK60 | CONTACTOR RELAY, 4NO, AC 110V 50HZ, 120V 60HZ, SZ S00, SPRING-LOADED TERMINAL | 29.43
3RH2140-2FB40 | CONTACTOR RELAY, 4NO, DC 24V, W/ INTEGRATED DIODE, SZ S00, SPRING-LOADED TERMINAL | 39.4
3RH2244-4BW40 | CONTACTOR RELAY, 4NO+4NC, DC 48V, SZ S00,RINGCABLE LUG CONNECTION PERMANENT AUX. SWITCH, FOR SUV | 60.14
3RA2120-1HD24-0BB4 | LOAD FEEDER FUSELESS DIRECT START, AC 400V, SZ S0, 5,5. . .8A, DC 24V SCREW CONNECTION FOR BUSBA | 200.04
3RA2120-1HE24-0BB4 | LOAD FEEDER FUSE SW. DIRECT STARTING, AC 400V, MDL. S0, 5.5. . .8A, DC 24V SPRING-LOADED TERMINAL | 161.42
3RH2911-1NF02 | SOLID-STATE COMP. AUX. SW BL.FR 2NC, CURR.PATH: 1NC,--,--,1NC, F. CONT. RELAYS A. MOTOR CONT., 3R | 26.98
3RH2911-1XA22-0MA0 | AUX.SWITCH BLOCK,FRONT,2NO+2NC, CURR.PATH: 1NO, 1NC,1NC,1NO, SPECIAL VARIANTS FOR 3RT2 SCREW TER | 11.81
3RH2911-2GA13-ZW97 | AUX.SWITCH BLOCK,FRONT,1NO+3NC, CURR.PATH: 1NO, 1NC, 1NC, 1NC, FOR CONTACTOR RELAYS, SZ S00, SPR | 13.16
3RA2416-8XF31-1AP6 | STAR-DELTA COMB. AC3, 7.5KW/400V AC220V 50HZ/240V 60HZ,3-POLE SZ S00, SCREW TERMINAL ELECTR. AND | 266.23
3RT2926-5AD21 | MAGNET COIL F. CONTACTOR 18,5KW AC 42V, 50/60HZ FOR MOTOR CONTACTORS SZ S0, SCREW TERMINAL | 16
3RT2024-1BF44 | CONTACTOR, AC-3, 5.5KW/400V, 2NO+2NC, DC 110V, 3-POLE, SZ S0 SCREW TERMINAL REMOVABLE AUX. SWITC | 78.91
3RT2024-2AC20-1AA0 | CONTACTOR, AC-3, 5.5KW/400V, 1NO+1NC, AC 24V 50/60HZ, 3-POLE, SZ S0 SPRING-LOADED TERMINAL | 41.98
3RT2024-2AH00 | CONTACTOR, AC-3, 5.5KW/400V, 1NO+1NC, AC 48V 50HZ, 3-POLE, SZ S0 SPRING-LOADED TERMINAL | 34.46
3LD2265-7UL01-0AD8 | CHANGEOVER SWITCH 3-POLE IU=32, P/AC-23A WITH 400V =11.5KW INSULATION-ENCLOSED, IP65 | 336.78
3RT2015-2BB42-ZX95 | CONTACTOR, AC-3, 3KW/400V, 1NC, DC 24V, 3-POLE, SZ S00 SPRING-LOADED TERMINAL REUSABLE PACKAGING | 32.28
3RT2015-2WB41 | COUPLING RELAY, AC-3, 3KW/400V, 1NO, DC 24V, 0.85...1.85*US, W. PLUGGED-ON VARISTOR 3-POLE SZ S00 | 33.39
3RT2015-4AR61 | CONTACTOR, AC-3, 3KW/400V, 1NO, AC 400V 50HZ, 400...440V 60HZ 3-POLE, SZ S00 RING CABLE LUG CONNE | 34.12
3RT2016-1AD02 | CONTACTOR, AC-3, 4KW/400V, 1NC, AC 42V, 50/60 HZ, 3-POLE, SZ S00 SCREW TERMINAL | 29.25
3RV2011-1KA15-ZW96 | CIRCUIT-BREAKER SZ S00, FOR MOTOR PROTECTION, CLASS 10, A-RELEASE 9..12.5A, N-RELEASE 163A, SCRE | 81.67
3RV2011-1KA20-ZX95 | CIRCUIT-BREAKER SZ S00, FOR MOTOR PROTECTION, CLASS 10, A-REL. 9..12.5A, N-REL. 163A, SPRING-L. C | 67.73
3RV2021-0KA10 | CIRCUIT-BREAKER SZ S0, FOR MOTOR PROTECTION, CLASS 10, A-REL. 0.9...1.25A, N-REL. 16A SCREW CONNE | 50.89
3RV2021-0KA20 | CIRCUIT-BREAKER SZ S0, FOR MOTOR PROTECTION, CLASS 10, A-REL. 0.9...1.25A, N-REL. 16A SPRING-L. C | 50.89
3RT2025-2BF44 | CONTACTOR, AC-3, 7.5KW/400V, 2NO+2NC, DC 110V, 3-POLE, SZ S0 SPRING-LOADED TERMINAL REMOVABLE AU | 93.12
3RT2025-2CK64-3MA0 | CONTACTOR, AC-3, 7.5KW/400V, 2NO+2NC, AC 110V 50HZ 120V 60HZ, W. PLUGGED-IN VARISTOR 3POLE, SZ. | 67
3RH2140-1BF40 | CONTACTOR RELAY, 4NO, DC 110V, SIZE S00, SCREW TERMINAL | 34.05
3RH2140-1JB40 | COUPLING CONTACTOR RELAY, 4NO, DC 24V, 0.7...1.25*US, W/ INTEGRATED DIODE, SIZE S00, SCREW TERMIN | 39.4
3RV2021-4EA10 | CIRCUIT-BREAKER SZ S0, FOR MOTOR PROTECTION, CLASS 10, A-RELEASE 27...32A, N-RELEASE 400A, SCREW | 95.33
3RV2021-4EA10-ZW97 | CIRCUIT-BREAKER SZ S0, FOR MOTOR PROTECTION, CLASS 10, A-RELEASE 27...32A, N-RELEASE 400A, SCREW | 112.69
3RV2021-4EA15-0BA0 | SPECIAL TYPE CIRCUIT BREAKER SIZE S0, FOR MOTOR PROTECTION, CLASS 10, A-RELEASE 27...32A, SHORT- | 129.62
3RV2021-4FA10-ZW96 | CIRCUIT-BREAKER SZ S0, FOR MOTOR PROTECTION, CLASS 10, A-RELEASE 34...40A, N-RELEASE 480A, SCREW | 146.87
3RR2242-2FW30 | MONITORING RELAY ATTACHABLE TO CONTACTOR 3RT2. SIZE S0 STANDARD, DIGITAL ADJUSTABLE APPARENT/ACTI | 199.41
3RR2442-2AA40 | CURRENT MONITORING RELAY MOUNTABLE ON CONT. 3RT2, SZ. S0, APPARENT/ACTIVE CURR. MONIT. 4 - 40A, 2 | 248.79
3RH2911-4NF20 | SOLID-STATE COMP. AUX. SW BL.FR 2NO, CURR.PATH: 1NO, 1NO, F. CONT. RELAYS A. MOTOR CONT., 3RT2 R | 32.22
3RH2921-2DA20 | LATERAL AUX.SWITCH BLOCK,SIDE, 2NO, CURR.PATH: 1NO, 1NO, FOR MOTOR CONTACTORS, SZ S0 AND S2 SPRI | 10.63
3RA2210-4AA18-2AP0 | LOAD FEEDER FUSELESS REVERSING DUTY, AC 400V, SZ S00, 11. . .16A, AC 230V SCREW CONNECTION FOR R | 207.01
3RA2215-1AA16-2BB4 | LOAD FEEDER FUSELESS REVERSING OPERATION, AC 400V, SZ. S00, 1.1...1.6A, 24 V DC SCREW CONNECTIO | 182.94
3RA2215-1AA16-2BB4-ZX95 | LOAD FEEDER FUSELESS REVERSING OPERATION, AC 400V, SZ. S00, 1.1...1.6A, 24 V DC SCREW CONNECTIO | 182.94
3RA2215-1AA16-5BB4 | LOAD FEEDER FUSELESS REVERSING OPERATION, AC 400V, SZ. S00, 1.1 ... 1.6A 24 V DC SCREW CONNECTIO | 217.77
3RK2100-1CQ00-0AA3 | AS-I COMPACT MODULE K60, IP67, A/B-SLAVE (SPEC 3.0), DIGITAL, 4DO, PNP, 4 X OUTPUT OUTPUT SUPPLY | 274.06
3RK1301-0BB10-0AB4 | DS1E-X FOR ET200S HIGH FEATURE DIRECT STARTER SETTING RANGE 2.4...8A MECHANICAL SWITCHING ELECTR | 893.93
3RT1476-6PP35 | CONTACTOR, 690A/AC-1 AC(40...60HZ)/DC OPERATION UC 200-277V AUXILIARY CONTACTS 1NO+1NC 3-POLE, S | 1898.18
3RT2924-5AN21 | MAGNET COIL F. CONTACTORS 7,5KW AC 220V, 50/60HZ FOR MOTOR CONTACTORS SZ S0, SCREW TERMINAL, | 13.4
3RT2926-5AW61 | MAGNET COIL F. CONTACTOR 18,5KW AC 347V, 60HZ FOR MOTOR CONTACTORS SZ S0, SCREW TERMINAL, | 16
3RT2936-1BC00 | SURGE SUPPRESSOR, VARISTOR, 48...127V AC, 70...150V DC, FOR CONTACTORS SIZE S2 | 9.06
3RH2140-2AB00 | CONTACTOR RELAY, 4NO, AC 24V, 50/60 HZ, SZ S00, SPRING-LOADED TERMINAL | 29.43
3RH2244-4AK60 | CONTACTOR RELAY, 4NO+4NC, AC 110 V 50 HZ / 120 V 60 HZ, SZ S00,RINGCABLE LUG CONNECTION PERMANENT | 52.92
3RH2262-2AP60 | CONTACTOR RELAY, 6NO+2NC, AC 220V 50HZ / 240V 60HZ, SZ S00, SPRING-LOADED TERMINAL, PERMANENT AUX | 48.07
3RA2120-4BA26-0BB4 | LOAD FEEDER FUSELESS DIRECT START, AC 400V, SZ S0, 14. . .20A, DC 24V SCREW TERMINAL FOR RAIL-MO | 208.9
3RA2120-4BD26-0BB4 | LOAD FEEDER FUSELESS DIRECT START, AC 400V, SZ S0, 14. . .20A, DC 24V SCREW TERMINAL FOR BUSBAR | 250.69
3RA2120-4ED27-0AP0 | LOAD FEEDER FUSELESS DIRECT START, AC 400V, SZ. S0, 27...32A, AC 230V SCREW CONNECTION FOR BUSBA | 282.97
3RA2426-8XE32-2BB4 | STAR-DELTA COMB. WITH I/O-LINK AC3, 22KW/400V DC24V, 3-POLE SZ S0, SPRING-LOADED TERMINAL ELECTR | 630.12
3NC3432-1U | SITOR-FUSE-LINK FOR SEMICONDUCTOR PROTECTION 400A AR 1250V A.C. MBC=6XIN SIZE 3 WITH SLOTTED CON | 261.93
3NC3436-6U | SITOR-FUSE-LINK FOR SEMICONDUCTOR PROTECTION 630A AR 1250V A.C. MBC=6XIN SIZE 3 WITH FLUSH-END C | 271.43
3RU2126-4CB0-ZX95 | OVERLOAD RELAY 17...22 A FOR MOTOR PROTECTION SZ S0, CLASS 10, F. MOUNTING ONTO CONTACTOR MAIN C | 51.21
3RU2126-4DB0-ZX95 | OVERLOAD RELAY 20...25 A FOR MOTOR PROTECTION SZ S0, CLASS 10, F. MOUNTING ONTO CONTACTOR MAIN C | 51.21
3RT2026-2BF44 | CONTACTOR, AC-3, 11KW/400V, 2NO+2NC, DC 110V, 3-POLE, SZ S0 SPRING-LOADED TERMINAL REMOVABLE AUX | 108.42
3RT2026-2BW40 | CONTACTOR, AC-3, 11KW/400V, 1NO+1NC, DC 48V, 3-POLE, SZ S0 SPRING-LOADED TERMINAL | 97.09
3RT2026-2KB40 | COUPLING RELAY, AC-3, 11KW/400V, 1NO+1NC, DC 24V, W. PLUGGED-IN VARISTOR 3-POLE, SZ S0 SPRING-LO | 105.04
3RH2911-1HA21 | AUX.SWITCH BLOCK,FRONT,2NO+1NC, CURR.PATH: 1NC, 1NO, 1NO, F. CONT. RELAYS A. MOTOR CONT., 3RT2 S | 9.59
3RA2110-0CA15-1FB4 | FUSELESS LOAD FEEDER DIRECT START, 400V AC, SIZE S00, 0.18... 0.25A, 4KW, 24 V DC WITH DIODE (IN | 108.88
3RA2110-0FA15-1BB4 | LOAD FEEDER FUSELESS DIRECT START, AC 400V, SZ S00 0.35. . .0.5A, DC 24V SCREW CONNECTION FOR RA | 103.19
3RA2110-0FE15-1BB4 | LOAD FEEDER FUSELESS DIRECT START, AC 400V, SZ S00 0.35. . .0.5A, DC 24V SPRING-LOADED CONNECTION | 102.56
3RA2110-0KD15-1AP0 | LOAD FEEDER FUSELESS DIRECT START, AC 400V, SZ S00 0.9. . .1.25A, AC 230V SCREW CONNECTION FOR B | 138.63
3RA2115-1EA16-5BB4 | LOAD FEEDER FUSELESS DIRECT START,AC 400V, SZ. S00, 2.8 ... 4A 24 V DC SCREW CONNECTION FOR MOU | 147.5
3RA2120-1KD24-0BB4 | LOAD FEEDER FUSELESS DIRECT START, AC 400V, SZ. S0, 9. . .12.5A, DC 24V SCREW CONNECTION FOR BUS | 208.27
3RA2120-4BE27-0AP0 | LOAD FEEDER FUSELESS DIRECT START, AC 400V, SZ S0, 14. . .20A, AC 230V SPRING-LOADED CONNECTION | 196.25
3RA2317-8XB30-1AK6 | REV. COMB., AC3, 5.5KW/ 400V AC110V 50HZ/120V 60HZ 3-POLE, SZ S00 SCREW TERMINAL ELECTR. AND ME | 96.49
3RA2318-8XB30-1BB4 | REV. COMB., AC3, 7.5KW/ 400V DC24V 3-POLE, SZ S00 SCREW TERMINAL ELECTR. AND MECH. INTERLOCK | 163.49
3RT2027-1AD00 | CONTACTOR, AC-3, 15KW/400V, 1NO+1NC, AC 42V 50HZ, 3POLE, SZ. S0 SCREW TERMINAL | 90.86
3RT2027-1AL20-ZX95 | CONTACTOR, AC-3, 15 KW/400 V, 1 NO+1 NC, 230 V AC 50/60 HZ, 3-POLE, S. S0 SCREW TERMINAL REUSAB | 98.12
3RT2027-2AB00 | CONTACTOR, AC-3, 15KW/400V, 1NO+1NC, AC 24V 50HZ, 3-POLE, SZ S0 SPRING-LOADED TERMINAL | 87.99
3RV2021-1EA20 | CIRCUIT-BREAKER SZ S0, FOR MOTOR PROTECTION, CLASS 10, A-REL. 2.8...4A, N-REL. 52A SPRING-L. CONN | 53.24
3RV2021-1GA20 | CIRCUIT-BREAKER SZ S0, FOR MOTOR PROTECTION, CLASS 10, A-REL. 4.5...6.3A, N-REL. 82A SPRING-L. CO | 53.24
3RT2025-4KB40 | COUPLING RELAY, AC-3, 7.5KW/400V, 1NO+1NC, DC 24V, W. PLUGGED-IN VARISTOR 3-POLE, SZ S0 RING CAB | 112.05
3RT2026-1AK60 | CONTACTOR, AC-3, 11KW/400V, 1NO+1NC, AC110V 50HZ, 120V 60HZ 3-POLE, SZ S0 SCREW TERMINAL | 61.33
3RT2026-1AP04 | CONTACTOR, AC-3, 11KW/400V, 2NO+2NC, AC 230V 50HZ, 3-POLE, SZ S0 SCREW TERMINAL REMOVABLE AUX. S | 72.67
3RH2140-1AK20 | CONTACTOR RELAY, 4NO, AC 120V, 50/60 HZ, SIZE S00, SCREW TERMINAL | 32.33
3RT2037-3XB44-0LA2 | RAIL-CONTACTOR, AC-3, 30KW/400V, 2NO+2NC, 24VDC, 0.7...1.25*US, WITH VARISTOR, 3-POLE, SIZE S2, | 384.55
3RT2038-3AC20 | CONTACTOR,AC3:37KW/400V, 1NO+1NC, 24V AC 50/60HZ, 3-POLE, SIZE S2, SPRING-TYPE TERMINAL | 199.12
3RT2038-3NF30 | CONTACTOR,AC3:37KW/400V, 1NO+1NC, 83-155V AC/DC, WITH VARISTOR, 3-POLE, SIZE S2, SPRING-TYPE TE | 284.44
3RH2911-1HA11-ZW98 | AUX. SWITCH BLOCK , 1NO+1NC COND. PATHS: 1NC, 1NO F. CONT. RELAYS A. MOTOR CONT. 3RT2 SCREW TERM | 7.84
3RH2911-2DA11 | LATERAL AUX.SWITCH BLOCK,SIDE, 1NO+1NC, CURR.PATH: 1NC, 1NO, FOR MOTOR CONTACTORS, SZ S00, SPRIN | 10.63
3RT2016-1AG62 | CONTACTOR, AC-3, 4KW/400V, 1NC, AC 100V 50HZ, 100...110V 60HZ 3-POLE, SZ S00 SCREW TERMINAL | 29.25
3RT1456-6PP35 | CONTACTOR, 275A/AC-1, AC(40...60HZ)/DC OPERATION UC 200...277V AUXIL. CONTACTS 1NO+1NC 3-POLE, S | 634.56
3RT1476-6PF35 | CONTACTOR, 690A/AC-1 AC(40...60HZ)/DC OPERATION UC 96-127V AUXILIARY CONTACTS 1NO+1NC 3-POLE, SI | 1898.18
3RU2126-4BC1 | OVERLOAD RELAY 14...20 A FOR MOTOR PROTECTION SZ S0, CLASS 10, STAND-ALONE INSTALLATION MAIN CIR | 63.56
3RA2210-1KH17-2AP0 | LOAD FEEDER FUSELESS REVERSING DUTY, AC 400V, SZ S00, 9. . .12.5A, AC 230V SPRING-LOADED CONNECTI | 240.56
3RA2220-1GF24-0BB4 | LOAD FEEDER FUSE SW. REVERSING OPERATION, AC 400V, MDL. S0, 4.5. . .6.3A, DC 24V SPRING-LOADED TE | 295
3RA2220-4AF26-0AP0 | LOAD FEEDER FUSELESS REVERSING DUTY, AC 400V, SZ S0, 11. . .16A, AC 230V SPRING-LOADED CONNECTION | 289.92
3RK1301-0AB10-0AB4 | DS1E-X FOR ET200S HIGH FEATURE DIRECT STARTER SETTING RANGE 0.3...3A MECHANICAL SWITCHING ELECTR | 820.76
3RU2116-1JJ0 | OVERLOAD RELAY 7.0...10 A FOR MOTOR PROTECTION SZ S00, CLASS 10, F. MOUNTING ONTO CONTACTOR MAIN | 53.5
3RU2116-4AJ0 | OVERLOAD RELAY 11...16 A FOR MOTOR PROTECTION SZ S00, CLASS 10, F. MOUNTING ONTO CONTACTOR MAIN | 53.5
3RU2126-1DC0 | OVERLOAD RELAY 2.2...3.2 A FOR MOTOR PROTECTION SZ S0, CLASS 10, F. MOUNTING ONTO CONTACTOR MAIN | 49.93
3RU2126-4PB0 | OVERLOAD RELAY 30...36 A FOR MOTOR PROTECTION SZ S0, CLASS 10, F. MOUNTING ONTO CONTACTOR MAIN C | 76.53
3RU2136-4EB0 | OVERLOAD RELAY 22...32 A FOR MOTOR PROTECTION SIZE S2, CLASS 10 FOR MOUNTING ONTO CONTACTORS MAI | 84.53
3RA2120-1GE24-0BB4 | LOAD FEEDER FUSE SW. DIRECT STARTING, AC 400V, MDL. S0, 4.5. . .6.3A, DC 24V SPRING-LOADED TERMIN | 161.42
3RA2120-4AD26-0AP0 | LOAD FEEDER FUSELESS DIRECT START, AC 400V, SZ S0, 11. . .16A, AC 230V SCREW CONNECTION FOR BUSB | 200.04
3RV2311-0EC10 | CIRCUIT-BREAKER SZ S00, FOR STARTER COMBINATION, RATED CURRENT 0.4A, N-RELEASE 5.2A, SCREW CONNE | 47.78
3RK1301-0CB20-0AB4 | DSS1E-X FOR ET200S HIGH FEATURE DIRECT SOFT STARTER SETTING RANGE 2.4...16A ELECTRONIC SWITCHING | 1449.22
3RM1207-3AA04 | MOTORSTARTER SIRIUS 3RM1 REVERSING STARTER 500 V; 1.6-7.0 A; 24 V DC CONTROL CIRCUIT PUSH-IN MA | 175.36
3RM1301-3AA14 | MOTORSTARTER SIRIUS 3RM1 REVERSING STARTER SAFETY 500 V; 0.1-0.5 A; 110-230 V AC CONTROL CIRCUIT | 200.04
3RT2026-2BB44-ZX95 | CONTACTOR, AC-3, 11KW/400V, 2NO+2NC, DC 24V, 3-POLE, SZ S0 SPRING-LOADED TERMINAL REMOVABLE AUX. | 120.9
3RT2026-1AP00 | CONTACTOR, AC-3, 11KW/400V, 1NO+1NC, AC 230V 50HZ, 3-POLE, SZ S0 SCREW TERMINAL | 61.33
3RT2026-1AP00-1AA0 | CONTACTOR, AC-3, 11KW/400V, 1NO+1NC, AC 230V 50HZ, 3-POLE, SZ S0 SCREW TERMINAL . | 68.68
3RK1902-2HC10 | BUS CABLE FOR PROFINET PREASSEMBLED ONE SIDE 4 CORE, SHIELDED PREASSEMBLED WITH 1XM12 D CODED L | 89.15
3RT2038-1AH00 | CONTACTOR,AC3:37KW/400V, 1NO+1NC, 48V AC 50HZ, 3-POLE, SIZE S2, SCREW TERMINAL | 199.12
3RT2038-1AN20 | CONTACTOR,AC3:37KW/400V, 1NO+1NC, 220V AC 50/60HZ, 3-POLE, SIZE S2, SCREW TERMINAL | 199.12
3RT2038-1AV00 | CONTACTOR,AC3:37KW/400V, 1NO+1NC, 400V AC 50HZ, 3-POLE, SIZE S2, SCREW TERMINAL | 201.3
3RT2038-1NB30-0CC0 | CONTACTOR,AC3:37KW/400V, 1NO+1NC, 20-33VAC/DC, COM.CAP. WITH VARISTOR, 3-POLE, SIZE S2, SCREW TE | 292.13
3RH2911-1HA02-ZW96 | AUX. SWITCH BLOCK , 2NC COND. PATHS: 1NC, 1NC, F. CONT. RELAYS A. MOTOR CONT. 3RT2 SCREW TERMINA | 7.84
3RH2911-1HA02-ZW98 | AUX. SWITCH BLOCK , 2NC COND. PATHS: 1NC, 1NC, F. CONT. RELAYS A. MOTOR CONT. 3RT2 SCREW TERMINA | 7.84
3RK4324-3CR51-0BC0 | SIRIUS MCU MOTOR STARTER ENC. DEG. O. PROT.IP54 PLASTIC COMMUNICATION AS-INTERFACE ELECTROMECHAN | 1094.52
3RU2126-1GC0 | OVERLOAD RELAY 4.5...6.3 A FOR MOTOR PROTECTION SZ S0, CLASS 10, F. MOUNTING ONTO CONTACTOR MAIN | 49.93
3RU2126-1JC0 | OVERLOAD RELAY 7.0...10 A FOR MOTOR PROTECTION SZ S0, CLASS 10, F. MOUNTING ONTO CONTACTOR MAIN | 49.93
3RU2126-4BC0 | OVERLOAD RELAY 14...20 A FOR MOTOR PROTECTION SZ S0, CLASS 10, F. MOUNTING ONTO CONTACTOR MAIN C | 49.93
3RA2220-4BB26-0BB4 | LOAD FEEDER FUSELESS REVERSING DUTY, AC 400V, SZ S0, 14. . .20A, DC 24V SCREW TERMINAL FOR RAIL- | 379.82
3RH2911-2GA13 | AUX.SWITCH BLOCK,FRONT,1NO+3NC, CURR.PATH: 1NO, 1NC, 1NC, 1NC, FOR CONTACTOR RELAYS, SZ S00, SPR | 11.81
3RU2116-1HJ0 | OVERLOAD RELAY 5.5...8.0 A FOR MOTOR PROTECTION SZ S00, CLASS 10, F. MOUNTING ONTO CONTACTOR MAI | 53.5
3RU2116-1JB0-ZX95 | OVERLOAD RELAY 7.0...10 A FOR MOTOR PROTECTION SZ S00, CLASS 10, F. MOUNTING ONTO CONTACTOR MAIN | 47.66
3RU2136-4HD1 | OVERLOAD RELAY 40... 50 A FOR MOTOR PROTECTION SIZE S2, CLASS 10 STAND-ALONE INSTALLATION MAIN C | 135.75
3RU2900-1B | CABLE RELEASE WITH HOLDER FOR 3RU2 SIZE S00...S2 | 38.35
3RU2926-3AC01 | STAND-ALONE INSTALLATION SUPPORT FOR 3RU21/3RB30/3RB31 SZ S0, STAND-ALONE INSTALLATION MAIN CIR | 11.25
3RA2120-4AD26-0BB4 | LOAD FEEDER FUSELESS DIRECT START, AC 400V, SZ S0, 11. . .16A, DC 24V SCREW CONNECTION FOR BUSBA | 248.16
3RA2120-4AE26-0BB4 | LOAD FEEDER FUSELESS DIRECT START, AC 400V, SZ S0, 11. . .16A, DC 24V SPRING-LOADED CONNECTION F | 205.74
3RA2120-4BA27-0BB4 | LOAD FEEDER FUSELESS DIRECT START, AC 400V, SZ S0, 14. . .20A, DC 24V SCREW CONNECTION FOR RAIL- | 249.42
3RA2120-4BD27-0FB4 | FUSELESS LOAD FEEDER DIRECT START, 400V AC, SZ. S0, 14...20A, 15KW, 24 V DC WITH DIODE ASSEMBLY | 313.36
3RA2120-4CA27-0FB4 | FUSELESS LOAD FEEDER DIRECT START, 400V AC, SIZE S0, 17...22A, 15KW, 24 V DC WITH DIODE COMBINAT | 272.84
3RV2021-4PA15 | CIRCUIT-BREAKER SZ S0, FOR MOTOR PROTECTION, CLASS 10, A-RELEASE 30...36A, N-RELEASE 432A, SCREW | 125.89
3RV2023-4DA10 | CIRCUIT-BREAKER SZ S0, FOR MOTOR PROTECTION, CLASS 10, A-RELEASE 20...25A, N-RELEASE 325A, SCREW | 74.99
3RV2111-1JA10 | CIRCUIT-BREAKER SZ S00, FOR MOTOR PROTECTION, CLASS 10, W. OVERLOAD RELAY FUNCTION A-RELEASE 7... | 92.14
3RV2111-4AA10 | CIRCUIT-BREAKER SZ S00, FOR MOTOR PROTECTION, CLASS 10, W. OVERLOAD RELAY FUNCTION A-RELEASE 11.. | 92.14
3RM1302-1AA04 | MOTOR STARTER SIRIUS 3RM1 REVERSING STARTER SAFETY 500 V; 0,4 - 2,0 A; 24 V DC SCREW-TYPE CONNEC | 200.04
3RM1910-6AA | ACCESSORY FOR SIRIUS 3RM1 CAP FOR BUSBARS | 1.43
3RT2026-1FB48-0ME2-ZX95 | CONTACTOR, AC-3, 11KW/400V, 3NO+3NC WITH 3RH2911-1XA22-0MA0 W.INSERTED DIODE COMB. 24 V DC, 3-PO | 135.47
3RU2126-1DJ0 | OVERLOAD RELAY 2.2...3.2 A FOR MOTOR PROTECTION SZ S0, CLASS 10, F. MOUNTING ONTO CONTACTOR MAIN | 57.42
3RU2126-4FC0 | OVERLOAD RELAY 34...40 A FOR MOTOR PROTECTION SZ S0, CLASS 10, F. MOUNTING ONTO CONTACTOR MAIN C | 76.53
3RA2220-4BB27-0AP0 | LOAD FEEDER FUSELESS REVERSING DUTY, AC 400V, SZ S0, 14. . .20A, AC 230V SCREW CONNECTION FOR RA | 358.3
3RA2120-1FE24-0AP0 | LOAD FEEDER FUSE SW. DIRECT STARTING, AC 400V, MDL. S0, 3.5. . .5A, AC 230V SPRING-LOADED TERMINA | 122.81
3RM1001-3AA14 | MOTORSTARTER SIRIUS 3RM1 DIRECT STARTER 500 V; 0.1-0.5 A; 110-230 V AC CONTROL CIRCUIT PUSH-IN | 160.16
3RM1007-3AA04 | MOTORSTARTER SIRIUS 3RM1 DIRECT STARTER 500 V; 1.6-7.0 A; 24 V DC CONTROL CIRCUIT PUSH-IN MAIN | 160.16
3RM1101-2AA14 | MOTOR STARTER SIRIUS 3RM1 DIRECT STARTER SAFETY 500 V; 0,1-0,5 A; 110-230 V AC PUSH-IN TYPE CONN | 185.49
3RM1102-2AA04 | MOTOR STARTER SIRIUS 3RM1 DIRECT STARTER SAFETY 500 V; 0,4 - 2,0 A; 24 V DC PUSH-IN TYPE CONNECT | 185.49
3RT2027-1AF04 | CONTACTOR, AC-3, 15KW/400V, 2NO+2NC, AC 110V 50HZ, 3-POLE, SZ S0 SCREW TERMINAL REMOVABLE AUX. S | 98.8
3RT2027-1AV00 | CONTACTOR, AC-3, 15KW/400V, 1NO+1NC, AC 400V 50HZ, 3-POLE, SZ S0 SCREW TERMINAL | 90.86
3RT2027-1AV04 | CONTACTOR, AC-3, 15KW/400V, 2NO+2NC, AC 400V 50HZ, 3-POLE, SZ S0 SCREW TERMINAL REMOVABLE AUX. S | 101.62
3RT2027-1BA40 | CONTACTOR, AC-3, 15KW/400V, 1NO+1NC, DC 12V, 3-POLE, SZ S0 SCREW TERMINAL | 135.7
3RA2210-1FS15-2BB4 | FUSELESS LOAD FEEDER REVERSING OPERATION, 400 V DC, SZ. S00 3.50...5.00 A 3 KW, 24 V DC SPRING- | 222.83
3RA2210-1GD15-2AP0 | LOAD FEEDER FUSELESS REVERSING DUTY, AC 400V, SZ S00, 4.5. . .6.3A, AC 230V SCREW CONNECTION FOR | 212.07
3RA2210-1GD15-2BB4 | LOAD FEEDER FUSELESS REVERSING DUTY, AC 400V, SZ S00, 4.5. . .6.3A, DC 24V SCREW CONNECTION FOR | 223.46
3RT2016-4AR61 | CONTACTOR, AC-3, 4KW/400V, 1NO, AC 400V 50HZ, 400...440V 60HZ 3-POLE, SZ S00 RING CABLE LUG CONNE | 36.53
3RT2016-4BB41 | CONTACTOR, AC-3, 4KW/400V, 1NO, DC 24V, 3-POLE, SZ S00 RING CABLE LUG CONNECTION | 38.69
3RT2017-1AG61 | CONTACTOR, AC-3, 5.5KW/400V, 1NO, AC 100V 50HZ, 100...110V 60HZ 3-POLE, SZ S00 SCREW TERMINAL | 35.3
3RT2017-1AG62 | CONTACTOR, AC-3, 5.5KW/400V, 1NC, AC 100V 50HZ, 100...110V 60HZ 3-POLE, SZ S00 SCREW TERMINAL | 35.3
3RT2017-1AP01-1AA0 | CONTACTOR, AC-3, 5.5KW/400V, 1NO, AC 230V, 50/60 HZ, 3-POLE, SZ S00 SCREW TERMINAL | 35.14
3RV2721-4BD10 | CIRCUIT-BREAKER SZ S0, FOR PLANT PROTECTION, WITH APPROBATION CIRCUIT-BREAKER UL 489. CSA C22.2 | 132.85
3RW4745-0LC00 | REPAIR PART, SIRIUS SOFT STARTER, THYRISTOR-KIT F.3RW4444*-4445*, | 1923.16
3RW4755-6SB40 | REPAIR PART, SIRIUS SOFT STARTER, CONTROL UNIT FOR 3RW4055*, 230 V AC, WITH SCREW TERMINALS | 1119.89
3RT2027-2AV04 | CONTACTOR, AC-3, 15KW/400V, 2NO+2NC, AC 400V 50HZ, 3-POLE, SZ S0 SPRING-LOADED TERMINAL REMOVABL | 101.62
3RT2028-1AC20-0JA0 | CONTACTOR, AC-3, 18.5KW/400V, 1NO+1NC, AC 24V 50/60HZ, 3-POLE, SZ S0 SCREW TERMINAL | 99.91
3RT2028-1AF00 | CONTACTOR, AC-3, 18.5KW/400V, 1NO+1NC, AC 110V 50HZ, 3-POLE, SZ S0 SCREW TERMINAL | 98.21
3RG9130-0AA03 | AS INTERFACE COUPLING MODULE FK-E COUPLING MODULE EEMS FA. FA. HIRSCHMANN | 31.99
3RV2811-0DD10 | CIRCUIT-BREAKER SZ S00, FOR TRANSFORMER PROTECTION, WITH APPROBATION CIRCUIT-BREAKER UL 489. CSA | 109.27
3RV2811-1AD10 | CIRCUIT-BREAKER SZ S00, FOR TRANSFORMER PROTECTION, WITH APPROBATION CIRCUIT-BREAKER UL 489. CSA | 117.3
3RV2811-1CD10 | CIRCUIT-BREAKER SZ S00, FOR TRANSFORMER PROTECTION, WITH APPROBATION CIRCUIT-BREAKER UL 489. CSA | 117.3
3RT2024-2NB30 | CONTACTOR, AC-3, 5.5KW/400V, 1NO+1NC, AC(50-60HZ)/DC ACTUAT. AC/DC 21...28V, 3-POLE, SZ S0 SPRING | 78.91
3RT2024-2NP30 | CONTACTOR, AC-3, 5.5KW/400V, 1NO+1NC, AC(50-60HZ)/DC ACTUAT. AC/DC 200...280V, 3-POLE, SZ S0 SPRI | 78.91
3RT2316-2AB00 | 4NO CONTACTOR, AC1: 18A AC 24V 50/60HZ 4-POLE, 4NO, SZ: S00, SPRING-LOADED TERMINAL | 30.66
3RT2317-1AF00 | 4NO CONTACTOR, AC1: 22A AC 110V 50/60HZ 4-POLE, 4NO, SZ: S00, SCREW TERMINAL | 37.08
3RH2344-1CN20 | CONTACTOR RELAY, 4NO+4NC, 220V AC, 50/60 HZ, SCREW TERMINAL, SIZE S00 2 NO + 2 NC BASIC UNIT /DI | 58.81
3RK1902-2NB30 | BUS CABLE FOR PROFINET PREASSEMBLED BOTH SIDES 4 CORE, SHIELDED PREASSEMBLED WITH 2X M12 D CODED | 52.7
3RK1902-3BA00 | CONNECTOR FOR 7/8 FOR 24V SWITCHED AND UNSWITCHED WITH SCREW CONNECTION, 1.5MM2 ANGLED MALE | 34.81
3RA2210-0ED15-2AP0 | FUSELESS LOAD FEEDER REVERSING OPERATION, 400 V AC, SZ S00 0.28 TO 0.40 A 3 KW, 230 V AC SCREW | 200.67
3RA2110-0CE15-1BB4 | LOAD FEEDER FUSELESS DIRECT START, AC 400V, SZ S00 0.18. . .0.25A, DC 24V SPRING-LOADED CONNECTIO | 102.56
3RH2122-1BF40 | CONTACTOR RELAY, 2NO+2NC, DC 110V, SIZE S00, SCREW TERMINAL | 34.05
3RT2017-1AP02-ZW97 | CONTACTOR, AC-3, 5.5KW/400V, 1NC, AC 230V, 50/60 HZ, 3-POLE, SZ S00 SCREW TERMINAL MULTIUNIT PAC | 36.4
3RA2120-4BH26-0BB4 | LOAD FEEDER FUSELESS DIRECT START, AC 400V, SZ S0, 14. . .20A, DC 24V SPRING-LOADED TERMINAL FOR | 252.58
3RA2120-4DE27-0AP0 | LOAD FEEDER FUSELESS DIRECT START, AC 400V, SZ S0, 20. . .25A, AC 230V SPRING-LOADED CONNECTION | 213.96
3RA2115-1EA16-5BB4-ZX95 | LOAD FEEDER FUSELESS DIRECT START,AC 400V, SZ. S00, 2.8 ... 4A 24 V DC SCREW CONNECTION FOR MOU | 144.34
3RH2911-1BA01 | AUX.SWITCH BLOCK,FRONT,1NC, CURR.PATH: 1NC, CONN. F. BELOW, F. CONT. RELAYS A. MOTOR CONT., 3RT2 | 5.53
3RB3123-4NE0 | OVERLOAD RELAY 0.32...1.25 A FOR MOTOR PROTECTION SIZE S0, CLASS 5...30 CONTACTOR ASS. MAIN CIRC | 150.66
3RA2110-0ED15-1BB4 | LOAD FEEDER FUSELESS DIRECT START, AC 400V, SZ S00 0.28. . .0.4A, DC 24V SCREW CONNECTION FOR BU | 136.74
3RA2110-0HH15-1AP0 | LOAD FEEDER FUSELESS DIRECT START, AC 400V, SZ S00 0.55. . .0.8A, AC 230V SPRING-LOADED CONNECTIO | 139.26
3RA2110-1BD15-1AP0 | LOAD FEEDER FUSELESS DIRECT START, AC 400V, SZ S00 1.4. . .2A, AC 230V SCREW CONNECTION FOR BUSB | 140.53
3RH2344-1CU00 | CONTACTOR RELAY, 4NO+4NC, 240V AC, 50/60 HZ, SCREW TERMINAL, SIZE S00 2 NO + 2 NC BASIC UNIT /DI | 58.81
3RA2210-0KA15-2AP0 | LOAD FEEDER FUSELESS REVERSING DUTY, AC 400V, SZ S00, 0.9...1.25A, AC 230V SCREW CONNECTION FOR | 152.55
3RT2017-1AP02-ZX95 | CONTACTOR, AC-3, 5.5KW/400V, 1NC, AC 230V, 50/60 HZ, 3-POLE, SZ S00 SCREW TERMINAL REUSABLE PACK | 36.4
3RA2210-0CA15-2AP0 | FUSELESS LOAD FEEDER REVERSING OPERATION, 400 V AC, SZ S00 0.18 TO 0.25A 3 KW, 230 V AC SCREW T | 144.34
3RS1440-1HB50 | TEMPERATURE MONITORING RELAY FOR IO-LINK PT100/1000, KTY83/84, NTC 2 LIMIT VALUES -50 DEGR. C TO | 437.42
3RS1441-2HB50 | TEMPERATURE MONITORING RELAY FOR IO-LINK PT100/1000, KTY83/84, NTC 1 TO 3 SENSORS, 2 LIMIT VALUE | 664.69
3RH2911-1GA13 | AUX.SWITCH BLOCK,FRONT,1NO+3NC, CURR.PATH: 1NO, 1NC, 1NC, 1NC, FOR CONTACTOR RELAYS, SZ S00, SCR | 11.81
3RH2911-1HA02-ZX95 | AUX. SWITCH BLOCK , 2NC COND. PATHS: 1NC, 1NC, F. CONT. RELAYS A. MOTOR CONT. 3RT2 SCREW TERMINA | 7.84
3RH2911-2DA02 | LATERAL AUX.SWITCH BLOCK,SIDE, 2NC, CURR.PATH: 1NC, 1NC, FOR MOTOR CONTACTORS, SZ S00, SPRING-LO | 10.63
3NE1224-5E | PV-FUSE-LINK 160A 1500V D.C. GPV SIZE 1XL FOR PHOTOVOLTAIC-APPLICATIONS | 233.07
3RP2574-1NM20 | TIME RELAY, ELECTRONIC, WITH STAR-DELTA FUNCTION, 1 CONTACTOR DELAYED, 1 CONTACTOR NON-DELAYED, | 76.59
3RT2317-2BM40 | 4NO CONTACTOR, AC1: 22A DC 220V 4-POLE, 4NO, SZ: S00, SPRING-LOADED TERMINAL | 37.32
3RT2327-1AP00 | 4NO CONTACTOR, AC1: 50A AC 230V 50HZ 4-POLE, 4NO, SZ: S0, SCREW TERMINAL 1NO+1NC INTEGR. | 101.08
3RT2327-2AP00 | 4NO CONTACTOR, AC1: 50A AC 230V 50HZ 4-POLE, 4NO, SZ: S0, SPRING-LOADED TERMINAL 1NO+1NC INTEGR. | 102.77
3RT2026-4AR60 | CONTACTOR, AC-3, 11KW/400V, 1NO+1NC, AC 400V 50HZ, 400...440V 60HZ, 3-POLE, SZ S0 RING CABLE LUG | 79.14
3RT2027-1BF44 | CONTACTOR, AC-3, 15KW/400V, 2NO+2NC, DC 110V, 3-POLE, SZ S0 SCREW TERMINAL REMOVABLE AUX. SWITCH | 142.49
3RK4324-3GR51-1BC0 | SIRIUS MCU MOTOR STARTER ENC. DEG. O. PROT.IP54 PLASTIC COMMUNICATION AS-INTERFACE ELECTROMECHAN | 1150.48
3RA2210-0JE15-2AP0 | LOAD FEEDER FUSELESS REVERSING DUTY, AC 400V, SZ S00, 0.7. . .1A, AC 230V SPRING-LOADED CONNECTIO | 148.13
3RA2210-0EE15-2BB4 | FUSELESS LOAD FEEDER REVERSING OPERATION, 400 V AC, SZ S00 0.28 TO 0.40 A 3 KW, 24 V DC SPRING- | 153.83
3RK1902-1GB50 | BUS CABLE, FOR PROFIBUS PREASSEMBLED ONE SIDE 1XM12 ANGLED, FEMALE 2-CORE, SHIELDED LENGTH 5,0M | 56.06
3RK1395-6KS71-3AD3-ZE07 | SIRIUS MOTOR STARTER M200D TECHNOLOGY MODULE REVERSING STARTER ELECTRONIC SWITCHING 3 400V AC/0, | 1321.53
3RT2017-1AV61 | CONTACTOR, AC-3, 5.5KW/400V, 1NO, AC 480V, 60 HZ, 3-POLE, SZ S00 SCREW TERMINAL | 35.3
3RT2017-1BB42-0CC0 | CONTACTOR, AC-3, 5.5KW/400V, 1NC, DC 24V, COM. CAPABILITY 3-POLE, SZ S00 SCREW TERMINAL | 41.46
3RV2421-4BA10 | CIRCUIT-BREAKER SZ S0, FOR TRANSFORMER PROT. A-RELEASE 14...20A, N-RELEASE 325A, SCREW CONNECTIO | 65.88
3RV2711-1JD10 | CIRCUIT-BREAKER SZ S00, FOR PLANT PROTECTION, WITH APPROBATION CIRCUIT-BREAKER UL 489. CSA C22.2 | 122.13
3RM1107-1AA04 | MOTOR STARTER SIRIUS 3RM1 DIRECT STARTER SAFETY 500 V; 1,6 - 7,0 A; 24 V DC SCREW-TYPE CONNECTIO | 185.49
3RM1307-3AA04 | MOTORSTARTER SIRIUS 3RM1 REVERSING STARTER SAFETY 500 V; 1.6-7.0 A; 24 V DC CONTROL CIRCUIT PUSH | 200.04
3RK1904-2AB02 | AS-INTERFACE ADDRESSING UNIT V3.0 FOR SETTING ADDRESSES OF AS-I SLAVE MODULES, INPUT/OUTPUT TEST | 853.76
3RA2220-1JD24-0BB4 | LOAD FEEDER FUSELESS REVERSING DUTY, AC 400V, SZ. S0, 7. . .10A, DC 24V SCREW CONNECTION FOR BUS | 341.2
3RA2220-1KD24-0BB4 | LOAD FEEDER FUSELESS REVERSING DUTY, AC 400V, SZ. S0, 9. . .12.5A, DC 24V SCREW CONNECTION FOR B | 341.2
3RW4743-0VC70 | REPAIR PART, SIRIUS SOFT STARTER, SNUBBER BOARD FOR 3RW443/4, S6 200-460V | 932.8
3RT2027-2AF04 | CONTACTOR, AC-3, 15KW/400V, 2NO+2NC, AC 110V 50HZ, 3-POLE, SZ S0 SPRING-LOADED TERMINAL REMOVABL | 98.8
3RT2027-2AK60 | CONTACTOR, AC-3, 15KW/400V, 1NO+1NC, AC 110V 50HZ, 120V 60HZ 3-POLE, SZ S0 SPRING-LOADED TERMINA | 87.99
3RA2210-1HE15-2AP0 | LOAD FEEDER FUSELESS REVERSING DUTY, AC 400V, SZ S00, 5,5. . .8A, AC 230V SPRING-LOADED CONNECTIO | 153.83
3RA2210-4AH18-2BB4 | LOAD FEEDER FUSELESS REVERSING DUTY, AC 400V, SZ S00, 11. . .16A, DC 24V SPRING-LOADED CONNECTION | 329.18
3RK2200-0CQ00-0AA3 | AS-I COMPACT MODULE K60, IP67, A/B-SLAVE, DIGITAL, 4DI, 4X INPUT FOR SENSOR (MECHAN., 2-WIRE, 3-W | 215.23
3RV2901-1E-ZX90 | TRANSVERSE AUX. SWITCH, 1NO+1NC, SCREW TERMINAL, FOR CIRCUIT BREAKER, S00/S0 MULTI-UNIT PACKAGING | 9.24
3RT2024-2BE40 | CONTACTOR, AC-3, 5.5KW/400V, 1NO+1NC, DC 60V, 3-POLE, SZ S0 SPRING-LOADED TERMINAL | 70.99
3RA2220-4BH26-0BB4 | LOAD FEEDER FUSELESS REVERSING DUTY, AC 400V, SZ S0, 14. . .20A, DC 24V SPRING-LOADED TERMINAL F | 417.81
3RT2017-1BM41 | CONTACTOR, AC-3, 5.5KW/400V, 1NO, DC 220V 3-POLE, SZ S00 SCREW TERMINAL | 37.58
3RT2017-1HB42 | COUPLING RELAY, AC-3, 5.5KW/ 400V , 1NC, DC 24V, 0.7...1.25*US, 3-POLE, SZ S00 SCREW TERMINAL | 37.58
3RH2911-2NF20 | SOLID-STATE COMP. AUX. SW BL.FR 2S, CURR.PATH: 1NO,--,--,1NO, F. CONT. RELAYS A. MOTOR CONT., 3RT | 26.98
3RH2911-4HA10 | AUX.SWITCH BLOCK,FRONT,1NO, CURR.PATH: 1NO, F. CONT. RELAYS A. MOTOR CONT., 3RT2 RING CABLE LUG | 6.64
3RB3016-2NB0 | OVERLOAD RELAY 0.32...1.25 A FOR MOTOR PROTECTION SIZE S00, CLASS 20 CONTACTOR ASS. MAIN CIRCUIT | 86.51
3RT2018-2BB41-ZX95 | CONTACTOR, AC-3, 7.5KW/400V, 1NO, DC 24V, 3-POLE, SZ S00 SPRING-LOADED TERMINAL REUSABLE PACKAGI | 74.06
3RT2026-2AP00 | CONTACTOR, AC-3, 11KW/400V, 1NO+1NC, AC 230V 50HZ, 3-POLE, SZ S0 SPRING-LOADED TERMINAL | 61.33
3RT2026-2AP04-ZX95 | CONTACTOR, AC-3, 11KW/400V, 2NO+2NC, AC 230V 50HZ, 3-POLE, SZ S0 SPRING-LOADED TERMINAL REMOVABL | 81.03
3RK4324-3JR54-0BC0 | SIRIUS MCU MOTOR STARTER ENC. DEG. O. PROT.IP54 PLASTIC COMMUNICATION AS-INTERFACE ELECTROMECHAN | 1150.48
3RT2017-2JB41-ZW96 | COUPLING RELAY, AC-3, 5.5KW/ 400V , 1NO, DC 24V, 0.7...1.25*US, W. INTEGRATED DIODE 3-POLE SZ S0 | 47.79
3RK1902-1GB30 | BUS CABLE, FOR PROFIBUS PREASSEMBLED ONE SIDE 1XM12 ANGLED, MALE 2-CORE, SHIELDED LENGTH 3,0M | 45.46
3RV2411-0EA15 | CIRCUIT-BREAKER SZ S00, FOR TRANSFORMER PROT. A-RELEASE 0.28...0.4A, N-RELEASE 8.2A, SCREW CONNE | 65.35
3RV2411-1AA20 | CIRCUIT-BREAKER SZ S00, FOR TRANSFORMER PROT. A-RELEASE1.1...1.6 A, N-RELEASE 33A SPRING-L. CON | 56.76
3RV2411-1BA15 | CIRCUIT-BREAKER SZ S00, FOR TRANSFORMER PROT. A-RELEASE 1.4...2A, N-RELEASE 42A, SCREW CONNECTIO | 68.55
3RV2411-1FA20 | CIRCUIT-BREAKER SZ S00, FOR TRANSFORMER PROT. A-RELEASE 3.5...5A, N-RELEASE 104A, SPRING-L. CONN | 56.76
3RK7271-1AA30-0AA0 | SIMATIC S7-1200, DCM 1271, DATA DECOUPLING MODULE, FOR AS-I MASTER CM 1243-2 IN: DC 24 V / 30 V | 187.97
3RM1001-1AA14 | MOTOR STARTER 3RM1 SIRIUS DIRECT STARTER 500 V; 0,1-0,5 A; 110-230 V AC SCREW-TYPE CONNECTION SY | 160.16
3RM1002-2AA14 | MOTOR STARTER 3RM1 SIRIUS DIRECT STARTER 500 V; 0,4-2,0 A; 110-230 V AC PUSH-IN-TYPE CONNECTION | 160.16
3RM1007-1AA04 | MOTOR STARTER 3RM1 SIRIUS DIRECT STARTER 500 V; 1,6-7,0 A; 24 V DC SCREW-TYPE CONNECTION SYSTEM | 160.16
3RM1102-1AA14 | MOTOR STARTER SIRIUS 3RM1 DIRECT STARTER SAFETY 500 V; 0,4-2,0 A; 110-230 V AC SCREW-TYPE CONNEC | 185.49
3RV2721-4CD10 | CIRCUIT-BREAKER SZ S0, FOR PLANT PROTECTION, WITH APPROBATION CIRCUIT-BREAKER UL 489. CSA C22.2 | 164.98
3RT2027-2AF00 | CONTACTOR, AC-3, 15KW/400V, 1NO+1NC, AC 110V 50HZ, 3-POLE, SZ S0 SPRING-LOADED TERMINAL | 87.99
3RA2220-1FF24-0BB4 | LOAD FEEDER FUSE SW. REVERSING OPERATION, AC 400V, MDL. S0, 3.5. . .5A, DC 24V SPRING-LOADED TERM | 295
3RA2220-1GD24-0AP0 | LOAD FEEDER FUSELESS REVERSING DUTY, AC 400V, SZ S0, 4.5. . .6.3A, AC 230V SCREW CONNECTION FOR | 250.69
3RA2220-1GH24-0AP0 | LOAD FEEDER FUSE SW. REVERSING OPERATION, AC 400V, MDL. S0, 4.5. . .6.3A, AC 230V SPRING-LOADED T | 251.95
3RA2220-1JD24-0AP0 | LOAD FEEDER FUSELESS REVERSING DUTY, AC 400V, SZ. S0, 7. . .10A, AC 230V SCREW CONNECTION FOR BU | 258.27
3RT2017-1KB42 | COUPLING RELAY, AC-3, 5.5KW/ 400V , 1NC, DC 24V, 0.7...1.25*US, W. INTEGRA. SUPPRESSOR DIODE, SZ | 42.28
3RT2017-2AB02 | CONTACTOR, AC-3, 5.5KW/400V, 1NC, AC 24V, 50/60 HZ, 3-POLE, SZ S00 SPRING-LOADED TERMINAL | 32.64
3RH2911-2GA31-ZW97 | AUX.SWITCH BLOCK,FRONT,3NO+1NC, CURR.PATH: 1NO, 1NC, 1NO, 1NO, FOR CONTACTOR RELAYS, SZ S00, SPR | 13.16
3RH2911-2HA12 | AUX.SWITCH BLOCK,FRONT,1NO+2NC, CURR.PATH: 1NC, 1NC, 1NO, F. CONT. RELAYS A. MOTOR CONT., 3RT2 S | 9.59
3RT2018-2FB42 | CONTACTOR, AC-3, 7.5KW/400V, 1NC, DC 24V, W. INTEGRATED DIODE 3-POLE, SZ S00 SPRING-LOADED TERMI | 72.67
3RT2018-2LB42-1LA0 | CONT. F. RAILW. A., AC-3, 7.5KW 400V, DC 24V, 0,7...1,25*US, VARISTOR INTEGRATED, 3-POLE, SZ S00 | 76.64
3RT2023-1AC20 | CONTACTOR, AC-3, 4KW/400V, 1NO+1NC, AC 24V 50/60HZ, 3-POLE, SZ S0 SCREW TERMINAL | 29.2
3RT2023-1AF00 | CONTACTOR, AC-3, 4KW/400V, 1NO+1NC, AC110V 50HZ, 3-POLE, SZ S0 SCREW TERMINAL | 29.2
3RT2025-1AC20 | CONTACTOR, AC-3, 7.5KW/400V, 1NO+1NC, AC 24V 50/60HZ, 3-POLE, SZ S0 SCREW TERMINAL | 45.77
3RT2025-1AT60 | CONTACTOR, AC-3, 7.5KW/400V, 1NO+1NC, AC 600V 60HZ, 3-POLE, SZ S0 SCREW TERMINAL | 48.38
3RT2025-1AV04 | CONTACTOR, AC-3, 7.5KW/400V, 2NO+2NC, AC 400V 50HZ, 3-POLE, SZ S0 SCREW TERMINAL REMOVABLE AUX. | 60.21
3RT2023-1AV60 | CONTACTOR, AC-3, 4KW/400V, 1NO+1NC, AC 480V 60HZ, 3-POLE, SZ S0 SCREW TERMINAL | 31.85
3VA1063-4ED36-0BH0 | CIRCUIT BREAKER 3VA1 IEC FRAME 100 BREAKING CAPACITY CLASS S ICU=36KA @ 415 V 3-POLE, LINE PROT | 416.42
3RT2025-1BE40 | CONTACTOR, AC-3, 7.5KW/400V, 1NO+1NC, DC 60V, 3-POLE, SZ S0 SCREW TERMINAL | 85.72
3RT2025-1BM40 | CONTACTOR, AC-3, 7.5KW/400V, 1NO+1NC, DC 220V, 3-POLE, SZ S0 SCREW TERMINAL | 81.75
3VA1050-3ED42-0AF0 | CIRCUIT BREAKER 3VA1 IEC FRAME 100 BREAKING CAPACITY CLASS N ICU=25KA @ 415 V 4-POLE, LINE PROT | 309.87
3RA2220-4BH26-0AP0 | LOAD FEEDER FUSELESS REVERSING DUTY, AC 400V, SZ S0, 14. . .20A, AC 230V SPRING-LOADED TERMINAL | 329.81
3RA2110-0EA15-1FB4 | FUSELESS LOAD FEEDER DIRECT START, 400V AC, SIZE S00, 0.28...0.4A, 4KW, 24 V DC WITH DIODE (INTE | 108.88
3RA2110-0HD15-1AP0 | LOAD FEEDER FUSELESS DIRECT START, AC 400V, SZ S00 0.55. . .0.8A, AC 230V SCREW CONNECTION FOR B | 136.1
3VA1050-3ED42-0JC0 | CIRCUIT BREAKER 3VA1 IEC FRAME 100 BREAKING CAPACITY CLASS N ICU=25KA @ 415 V 4-POLE, LINE PROT | 397.62
3RH2131-1WB40 | COUPLING CONTACTOR RELAY, 3NO+1NC, DC 24V, 0.85..1.85*US, W/ PLUGGED-ON VARISTOR, SIZE S00, SCREW | 38.35
3RH2140-1AN00 | CONTACTOR RELAY, 4NO, AC 220V 50 HZ, SIZE S00, SCREW TERMINAL | 32.33
3RH2140-1BB40-ZX95 | CONTACTOR RELAY, 4NO, DC 24V, SIZE S00, SCREW TERMINAL, REUSABLE PACKAGE = 72 UNITS | 34.94
3RB3026-1QE0 | OVERLOAD RELAY 6...25 A FOR MOTOR PROTECTION SIZE S0, CLASS 10 CONTACTOR ASS. MAIN CIRCUIT: SPR. | 83.29
3RB3026-1SB0-ZX95 | OVERLOAD RELAY 3...12 A FOR MOTOR PROTECTION SIZE S0, CLASS 10 CONTACTOR ASS. MAIN CIRCUIT: SCRE | 88.62
3RT2015-2AB02-ZW96 | CONTACTOR, AC-3, 3KW/400V, 1NC, AC 24V, 50/60 HZ, 3-POLE, SZ S00, SPRING-LOADED TERMINAL MULTI U | 27.6
3RT2015-2AH02 | CONTACTOR, AC-3, 3KW/400V, 1NC, AC 48V, 50/60 HZ, 3-POLE, SZ S00 SPRING-LOADED TERMINAL | 24.75
3RT2015-2AP01-ZW97 | CONTACTOR, AC-3, 3KW/400V, 1NO, AC 230V, 50/60 HZ, 3-POLE, SZ S00 SPRING-LOADED TERMINAL MULTI U | 27.6
3RT2015-2JB41-ZX95 | COUPLING RELAY, AC-3, 3KW/400V, 1NO, DC 24V, 0.7...1.25*US, W. INTEGRATED DIODE 3-POLE SZ S00, SP | 38.17
3RA2210-0FE15-2BB4 | FUSELESS LOAD FEEDER REVERSING OPERATION, 400 V AC, SZ S00 0.35 TO 0.50 A 3 KW, 24 V DC SPRING- | 153.83
3VA1050-4ED42-0HA0 | CIRCUIT BREAKER 3VA1 IEC FRAME 100 BREAKING CAPACITY CLASS S ICU=36KA @ 415 V 4-POLE, LINE PROT | 355.14
3RT2916-1BE00-ZX90 | SURGE SUPPRESSOR, VARISTOR, AC 240...400V, F. CONT. RELAYS A. MOTOR CONT. SZ S00, MULTI-UNIT PA | 7.84
3RT2916-1CF00-ZX90 | SURGE SUPPRESSOR, RC COUPLING, AC 400...600V, F. CONT. RELAYS A. MOTOR CONT. SZ S00, MULTI-UNIT | 7.84
3RT2924-5AM11 | MAGNET COIL F. CONTACTORS 7,5KW AC 208V, 60HZ FOR MOTOR CONTACTORS SZ S0, SCREW TERMINAL | 16
3RT2924-5AU01 | MAGNET COIL F. CONTACTORS 7,5KW AC 240V, 50HZ FOR MOTOR CONTACTORS SZ S0, SCREW TERMINAL, | 13.4
3RT2926-1CF00 | SURGE SUPPRESSOR, RC COUPLING, AC 400...600V, FOR MOTOR CONTACTORS SZ S0, | 10.84
3RV2901-2F-ZX90 | TRANSVERSE AUX. SWITCH, 2NO, SPRING-LOADED TERMINAL, FOR CIRCUIT BREAKER, SZ S00/S1 | 9.24
3RT2028-1AL24-3MA0 | CONTACTOR, AC-3, 18.5KW/400V, 2NO+2NC, AC 230V 50/60HZ, 3-POLE, SZ S0 SCREW TERMINAL PERMANENT A | 111.29
3RT2028-1BB40-1AA0 | CONTACTOR, AC-3, 18.5KW/400V, 1NO+1NC, DC 24V, 3-POLE, SZ S0 SCREW TERMINAL UPRIGHT MOUNTING POS | 154.42
3RT2028-2BB40-0CC0 | CONTACTOR, AC-3, 18.5KW/400V, 1NO+1NC, DC 24V, COM. CAPABILITY, 3-POLE, SZ S0 SPRING-LOADED TERM | 153.25
3RT2028-2BB44-3MA0 | CONTACTOR, AC-3, 18.5KW/400V, 2NO+2NC, DC 24V, 3-POLE, SZ S0 SPRING-LOADED TERMINAL PERMANENT AU | 158.4
3RM1001-2AA04 | MOTOR STARTER SIRIUS 3RM1 DIRECT STARTER 500 V; 0,1-0,5 A; 24 V DC PUSH-IN CONNECTION SYSTEM | 160.16
3RM1002-1AA04 | MOTOR STARTER 3RM1 SIRIUS DIRECT STARTER 500 V, 0,4-2,0 A, 24 V DC SCREW-TYPE CONNECTION SYSTEM | 160.16
3VA1050-3ED42-0HA0 | CIRCUIT BREAKER 3VA1 IEC FRAME 100 BREAKING CAPACITY CLASS N ICU=25KA @ 415 V 4-POLE, LINE PROT | 348.87
3VA1050-4ED32-0CC0 | CIRCUIT BREAKER 3VA1 IEC FRAME 100 BREAKING CAPACITY CLASS S ICU=36KA @ 415 V 3-POLE, LINE PROT | 368.36
3VA1050-4ED36-0AC0 | CIRCUIT BREAKER 3VA1 IEC FRAME 100 BREAKING CAPACITY CLASS S ICU=36KA @ 415 V 3-POLE, LINE PROT | 277.14
3VA1050-4ED42-0AA0 | CIRCUIT BREAKER 3VA1 IEC FRAME 100 BREAKING CAPACITY CLASS S ICU=36KA @ 415 V 4-POLE, LINE PROT | 187.69
3RH2131-2BB40-ZX95 | CONTACTOR RELAY, 3NO+1NC, DC 24V, SZ S00, SPRING-LOADED TERMINAL, REUSABLE PACKAGE = 120 UNITS | 34.94
3RH2131-2BE40 | CONTACTOR RELAY, 3NO+1NC, DC 60V, SZ S00, SPRING-LOADED TERMINAL | 37.79
3RH2131-2LB40-1AA0 | COUPLING CONTACTOR RELAY RAIL, 3NO+1NC, DC 24V, 0.7...1.25*US, VARISTOR INTEGRATED, SZ S00, SPRIN | 40.97
3RH2131-2SB40 | COUPLING CONTACTOR RELAY, 3NO+1NC, DC 24V, 0.85..1.85*US, W/ INTEGRATED SUPPRESSOR DIODE, SZ S00, | 38.35
3RT2015-1HB41 | COUPLING RELAY, AC-3, 3KW/400V, 1NO, DC 24V, 0.7...1.25*US, 3-POLE, SZ S00 SCREW TERMINAL | 29.37
3RT2015-1SB42 | COUPLING RELAY, AC-3, 3KW/400V, 1NC, DC 24V, 0,85...1,85*US, W. INTEGR. SUPPRESSORDIODE, 3-POLE | 33.39
3RT2015-1WB41 | COUPLING RELAY, AC-3, 3KW/400V, 1NO, DC 24V, 0.85...1.85*US, W. PLUGGED-ON VARISTOR 3-POLE SZ S00 | 33.39
3RT2015-2AB01-ZW97 | CONTACTOR, AC-3, 3KW/400V, 1NO, AC 24V, 50/60 HZ, 3-POLE, SZ S00 SPRING-LOADED TERMINAL MULTI - | 27.6
3SE5232-0HK11-1FA0 | SIRIUS POSITION SWITCH PLASTIC ENCLOSURE ACC. TO EN50047, 31MM DEVICE CONNECTION 1X(M20X1.5); 1N | 32.75
3RT2526-1AD00 | 2NO+2NC CONTACTOR, AC3: 11KW AC 42V 50HZ 4-POLE, 2NO+2NC, SZ: S0, SCREW TERMINAL 1NO+1NC INTEGR. | 83.45
3RT2526-2AP60 | 2NO+2NC CONTACTOR, AC3: 11KW DC 220V 50HZ, 240V 60HZ 4-POLE, 2NO+2NC, SZ: S0, SPRING-LOADED TERMI | 80.06
3RT2536-1AB00 | 2NO+2NC CONTACTOR,AC3:22KW 24V AC 50HZ, 4-POLE, 2NO+2NC, SIZE S2, SCREW TERMINAL 1NO+1NC INTEGRA | 162.46
3RT2916-1BE00 | SURGE SUPPRESSOR, VARISTOR, AC 240...400V, F. CONT. RELAYS A. MOTOR CONT. SZ S00, | 7.05
3RT2924-5AW61 | MAGNET COIL F. CONTACTOR 18,5KW AC 347V, 60HZ FOR MOTOR CONTACTORS SZ S0, SCREW TERMINAL, | 16
3RT2926-1BD00 | SURGE SUPPRESSOR, VARISTOR, AC 127...240V, DC 150...250V, FOR MOTOR CONTACTORS SZ S0, | 8.59
3RT2926-1BE00 | SURGE SUPPRESSOR, VARISTOR, AC 240...400V, FOR MOTOR CONTACTORS SZ S0, | 8.59
3RT2926-1BE00-ZX90 | SURGE SUPPRESSOR, VARISTOR, AC 240...400V, FOR MOTOR CONTACTORS SZ S0, MULTI-UNIT PACKAGING | 9.56
3RT2926-1CB00 | SURGE SUPPRESSOR, RC COUPLING, AC 24...48V, DC 24...70V, FOR MOTOR CONTACTORS SZ S0, | 10.84
3RT2028-1FB44-3MA0 | CONTACTOR, AC-3, 18.5KW/400V, 2NO+2NC, DC 24V, W. PLUGGED-IN DIODE ASSEMBLIES 3-POLE, SZ S0 SCRE | 169.73
3RT2028-2AC20 | CONTACTOR, AC-3, 18.5KW/400V, 1NO+1NC, AC 24V 50/60HZ, 3-POLE, SZ S0 SPRING-LOADED TERMINAL | 98.21
3RT2028-2AG24 | CONTACTOR, AC-3, 18.5KW/400V, 2NO+2NC, AC 110V 50/60HZ, 3-POLE, SZ S0 SPRING-LOADED TERMINAL REM | 110.12
3RT2028-2AP00 | CONTACTOR, AC-3, 18.5KW/400V, 1NO+1NC, AC 230V 50HZ, 3-POLE, SZ S0 SPRING-LOADED TERMINAL | 98.21
3RM1007-2AA14 | MOTOR STARTER 3RM1 SIRIUS DIRECT STARTER 500 V; 1,6-7,0 A; 110-230 V AC PUSH-IN-TYPE CONNECTION | 160.16
3RM1102-1AA04 | MOTOR STARTER SAFETY SIRIUS 3RM1 DIRECT STARTER 500 V, 0,1-0,5A, 24V DC SCREW-TYPE CONNECTION SY | 185.49
3RK1903-0CJ00 | XB5 FOR ET 200S MOTOR STARTER FOR TYPES DS1E-X, RS1E-X FOR F-DS1E-X, F-RS1E-X FOR DS1-X, RS1-X B | 200.88
3RK1903-0CK00 | XB6 FOR ET 200S MOTOR STARTER FOR DS1-X, RS1-X FOR DS1E-X, RS1E-X BRAKE CONTROL MODULE FOR F-DS1 | 594.04
3RH2262-4AM20 | CONTACTOR RELAY, 6NO+2NC, AC 208V 50/60 HZ, SIZE S00, RING CABLE LUG CONNECTION, PERMANENT AUX. | 58.75
3RT2024-4BB40 | CONTACTOR, AC-3, 5.5KW/400V, 1NO+1NC, DC 24V, 3-POLE, SZ S0 RING CABLE LUG CONNECTION | 84.19
3RA2220-4BB26-0AP0 | LOAD FEEDER FUSELESS REVERSING DUTY, AC 400V, SZ S0, 14. . .20A, AC 230V SCREW TERMINAL FOR RAIL | 293.73
3RH2921-2DA02 | LATERAL AUX.SWITCH BLOCK,SIDE, 2NC, CURR.PATH: 1NC, 1NC, FOR MOTOR CONTACTORS, SZ S0 AND S2 SPRI | 10.63
3RH2921-2DA11 | LATERAL AUX.SWITCH BLOCK,SIDE, 1NO+1NC, CURR.PATH: 1NC, 1NO, FOR MOTOR CONTACTORS, SZ S0 AND S2 | 10.63
3RH2921-4DA11 | LATERAL AUX.SWITCH BLOCK,SIDE, 1NO+1NC, CURR.PATH: 1NC, 1NO, FOR MOTOR CONTACTORS, SZ S0 AND S2 | 12.66
3RT2025-1NB30 | CONTACTOR, AC-3, 7.5KW/400V, 1NO+1NC, AC(50-60HZ)/DC ACTUAT. AC/DC 21...28V, 3-POLE, SZ S0 SCREW | 94.79
3RT2025-2AH00 | CONTACTOR, AC-3, 7.5KW/400V, 1NO+1NC, AC 48V 50HZ, 3-POLE, SZ S0 SPRING-LOADED TERMINAL | 45.77
3SE5212-0LC05-1AJ0 | SIRIUS POSITION SWITCH METAL 31MM, ACC. TO EN50047 INCREASED CORROSION PROTECTION, DEVICE CONNECT | 44.02
3RA2220-4BF27-0BB4 | LOAD FEEDER FUSELESS REVERSING DUTY, AC 400V, SZ S0, 14. . .20A, DC 24V SPRING-LOADED CONNECTION | 443.76
3RA2110-0ED15-1AP0 | LOAD FEEDER FUSELESS DIRECT START, AC 400V, SZ S00 0.28. . .0.4A, AC 230V SCREW CONNECTION FOR B | 130.4
3RA2110-0ED15-1FB4 | FUSELESS LOAD FEEDER DIRECT START, 400V AC, SZ. S00, 0.28...0.4A, 3KW, 24 V DC WITH DIODE (INTEG | 141.16
3RA2110-0EE15-1AP0 | LOAD FEEDER FUSELESS DIRECT START, AC 400V, SZ S00 0.28. . .0.4A, AC 230V SPRING-LOADED CONNECTIO | 98.12
3RA2110-0FD15-1BB4 | LOAD FEEDER FUSELESS DIRECT START, AC 400V, SZ S00 0.35. . .0.5A, DC 24V SCREW CONNECTION FOR BU | 136.74
3SE5232-0CD10-1AJ0 | SIRIUS POSITION SWITCH PLASTIC 31MM, ACC. TO EN 50047 INCREASED CORROSION PROTECTION, DEVICE CONN | 45.98
3RA2220-4DF27-0BB4 | LOAD FEEDER FUSELESS REVERSING DUTY, AC 400V, SZ S0, 20. . .25A, DC 24V SPRING-LOADED CONNECTION | 481.11
3RA2220-4EB27-0AP0 | LOAD FEEDER FUSELESS REVERSING DUTY, AC 400V, SZ. S0, 27...32A, AC 230V SCREW CONNECTION FOR RAI | 403.24
3RA2220-4EH27-0BB4 | LOAD FEEDER FUSELESS REVERSING DUTY, AC 400V, SZ S0, 27...32A, DC 24V SPRING-LOADED CONNECTION F | 549.47
3RH2140-1HB40 | COUPLING CONTACTOR RELAY, 4NO, DC 24V, 0.7...1.25*US, SIZE S00, SCREW TERMINAL | 34.05
3RH2140-1MB40-0KT0 | COUPLING CONTACTOR RELAY, 4NO, DC 24V, 0.85...1.85*US, SZ S00, SCREW TERMINAL | 34.05
3RH2140-2AH00 | CONTACTOR RELAY, 4NO, AC 48V, 50/60 HZ, SZ S00, SPRING-LOADED TERMINAL | 29.43
3RH2140-2AN20 | CONTACTOR RELAY, 4NO, AC 220V, 50/60 HZ, SZ S00, SPRING-LOADED TERMINAL | 29.43
3RT2015-2AP02-ZX95 | CONTACTOR, AC-3, 3KW/400V, 1NC, AC 230V, 50/60 HZ, 3-POLE, SZ S00 SPRING-LOADED TERMINAL REUSABL | 27.6
3RT2015-2AP61-1AA0 | CONTACTOR, AC-3, 3KW/400V, 1NO, AC 220V 50HZ 240V 60 HZ, 3-POLE, SZ S00 SPRING-LOADED TERMINAL V | 27.16
3RT2015-2JB41 | COUPLING RELAY, AC-3, 3KW/400V, 1NO, DC 24V, 0.7...1.25*US, W. INTEGRATED DIODE 3-POLE SZ S00, SP | 34.23
3RT2916-1JK00-ZX90 | SURGE SUPPRESSOR, VARISTOR WITH LED, AC 48...127V, DC 24...70V, F. CONT. RELAYS A. MOTOR CONT. S | 10.39
3RT2916-1LN00 | SURGE SUPPRESSOR, SUPPRESSION DIODE WITH LED, DC 70...150V, F. CONT. RELAYS A. MOTOR CONT. SZ S0 | 9.32
3RT2916-4EA13 | RING TERMINAL END COVER FOR CONTACTOR RELAYS AND MOTOR CONTACTORS SIZE S00 1 PACK = 10 COVERS | 3.27
3RT2924-5AB01 | MAGNET COIL F. CONTACTORS 7,5KW AC 24V, 50HZ FOR MOTOR CONTACTORS SZ S0, SCREW TERMINAL | 13.4
3RV2902-1AB4 | UNDERVOLTAGE RELEASE, DC 24V; W. SCREW CONNECTION; FOR CIRCUIT-BREAKERS, SZ S00/S0 | 72.67
3RV2902-1AF0 | UNDERVOLTAGE RELEASE, AC 110V/50HZ, AC 120V/60HZ, W. SCREW CONNECTION; FOR CIRCUIT-BREAKERS, SZ | 24.93
3RV2902-1AM1 | UNDERVOLTAGE RELEASE, AC 208V, 60HZ, W. SCREW CONNECTION; FOR CIRCUIT-BREAKERS, SZ S00/S0 | 24.93
3RT2517-2AP60 | 2NO+2NC CONTACTOR, AC3: 5.5KW DC 220V 50HZ, 240V 60HZ 4-POLE, 2NO+2NC, SZ: S00, SPRING-LOADED TER | 35.14
3RT2518-1AH00 | 2NO+2NC CONTACTOR, AC3: 7.5KW AC 48V 50/60HZ 4-POLE, 2NO+2NC, SZ: S00, SCREW TERMINAL | 44.58
3RH2344-1DB40-0KA0 | AUXILIARY CONTACTOR, 4NO+40E, 24 V DC, SCREW-CONNECTION, S00 MODULE, SNAP-ON MOUNT. VARISTOR | 62.95
3RB3036-2WW1 | OVERLOAD RELAY 20...80 A FOR MOTOR PROTECTION SIZE S2, CLASS 20E STAND-ALONE INSTALLATION MAIN C | 202.97
3RU2136-4ED1 | OVERLOAD RELAY 22...32 A FOR MOTOR PROTECTION SIZE S2, CLASS 10 STAND-ALONE INSTALLATION MAIN CI | 104.27
3RT2017-1AP62 | CONTACTOR, AC-3, 5.5KW/400V, 1NC, AC 220V 50HZ 240V 60 HZ, 3-POLE, SZ S00 SCREW TERMINAL | 32.64
3RT2017-1HB41 | COUPLING RELAY, AC-3, 5.5KW/ 400V , 1NO, DC 24V, 0.7...1.25*US, 3-POLE, SZ S00 SCREW TERMINAL | 37.58
3RT2017-1MB41-0KT0 | COUPLING RELAY, AC-3, 5.5KW/ 400V , 1NO, DC 24V, 0.85...1.85*US, 3-POLE, SZ S00 SCREW TERMINAL | 37.58
3RB3026-1NB0 | OVERLOAD RELAY 0.32...1.25 A FOR MOTOR PROTECTION SIZE S0, CLASS 10 CONTACTOR ASS. MAIN CIRCUIT: | 83.29
3RB3026-1SE0 | OVERLOAD RELAY 3...12 A FOR MOTOR PROTECTION SIZE S0, CLASS 10 CONTACTOR ASS. MAIN CIRCUIT: SPR. | 83.29
3RT2017-1SB41 | COUPLING RELAY, AC-3, 5.5KW/ 400V 1NO, DC 24V, 0.85...1.85*US, W. INTEGRA. SUPPRESSOR DIODE, 3-P | 42.28
3RT2017-2AB01 | CONTACTOR, AC-3, 5.5KW/400V, 1NO, AC 24V, 50/60 HZ, 3-POLE, SZ S00 SPRING-LOADED TERMINAL | 32.64
3RT2017-2JB42 | COUPLING RELAY, AC-3, 5.5KW/ 400V , 1NC, DC 24V, 0.7...1.25*US, W. INTEGRATED DIODE 3-POLE SZ S0 | 42.88
3RT2017-2KA42 | CONT. F. RAILW. A., AC-3, 5.5KW AC-3, 5.5KW/400V, 1NC, DC 12V, 0.7...1.25*US, W. INTEGRA. SUPPRES | 46.42
3RA2115-1KA17-1BB4 | LOAD FEEDER FUSELESS DIRECT START, AC 400V, SZ S00 9. . .12.5A, DC 24V SCREW CONNECTION FOR RAIL | 155.73
3RA2120-1GD24-0AP0 | LOAD FEEDER FUSELESS DIRECT START, AC 400V, SZ S0, 4.5. . .6.3A, AC 230V SCREW CONNECTION FOR BU | 159.52
3RT2325-1AC20 | 4NO CONTACTOR, AC1: 35A AC 24V 50/60HZ 4-POLE, 4NO, SZ: S0, SCREW TERMINAL 1NO+1NC INTEGR. | 55.57
3RT2325-1AP00-ZX95 | 4NO CONTACTOR, AC1: 35A AC 230V 50HZ 4-POLE, 4NO, SZ: S0, SCREW TERMINAL 1NO+1NC INTEGR. REUSAB | 57.1
3RA2416-8XH31-2BB4 | STAR-DELTA COMB. WITH ASI AC3, 7.5KW/400V DC24V, 3-POLE SZ S00, SPRING-LOADED TERMINAL ELECTR. A | 366.18
3RA2110-1CD15-1AP0 | LOAD FEEDER FUSELESS DIRECT START, AC 400V, SZ S00 1.8. . .2.5A, AC 230V SCREW CONNECTION FOR BU | 140.53
3RA2110-1EE15-1BB4 | LOAD FEEDER FUSELESS DIRECT START, AC 400V, SZ S00 2.8. . .4A, DC 24V SPRING-LOADED CONNECTION F | 112.69
3RA2120-1KD24-0AP0 | LOAD FEEDER FUSELESS DIRECT START, AC 400V, SZ. S0, 9. . .12.5A, AC 230V SCREW CONNECTION FOR BU | 167.76
3RA2120-1KE24-0BB4 | LOAD FEEDER FUSE SW. DIRECT STARTING, AC 400V, MDL. S0, 9. . .12.5A, DC 24V SPRING-LOADED TERMINA | 170.28
3RT2015-1HB42 | COUPLING RELAY, AC-3, 3KW/400V, 1NC, DC 24V, 0.7...1.25*US, 3-POLE, SZ S00 SCREW TERMINAL | 29.37
3RT2015-2AB02-ZX95 | CONTACTOR, AC-3, 3KW/400V, 1NC, AC 24V, 50/60 HZ, 3-POLE, SZ S00, 120 PIECES SPRING-LOADED TERMIN | 27.6
3RT2015-2AP01-1AA0 | CONTACTOR, AC-3, 3KW/400V, 1NO, AC 230V, 50/60 HZ, 3-POLE, SZ S00 SPRING-LOADED TERMINAL VERTICA | 27.16
3RT2015-2BM41 | CONTACTOR, AC-3, 3KW/400V, 1NO, DC 220V 3-POLE, SZ S00 SPRING-LOADED TERMINAL | 28.98
3RT2015-2FB42 | CONTACTOR, AC-3, 3KW/400V, 1NC, DC 24V, W. INTEGRATED DIODE 3-POLE, SZ S00 SPRING-LOADED TERMINAL | 34.23
3RV2011-0CA40 | CIRCUIT-BREAKER SZ S00, FOR MOTOR PROTECTION, CLASS 10, A-REL. 0.18...0.25A, N-RELEASE3.3A RING | 56.59
3RV2011-0DA15-ZW97 | CIRCUIT-BREAKER SZ S00, FOR MOTOR PROTECTION, CLASS 10, A-REL. 0.22...0.32A, N-RELEASE4.2A SCREW | 64.57
3RT2027-2AP00-ZX95 | CONTACTOR, AC-3, 15KW/400V, 1NO+1NC, AC 230V 50HZ, 3-POLE, SZ S0 SPRING-LOADED TERMINAL REUSABLE | 98.12
3RT2336-1AV00 | 4NO CONTACTOR,AC1:60A 400V AC 50HZ, 4-POLE, 4NO, SIZE S2, SCREW TERMINAL 1NO+1NC INTEGRATED | 144.97
3RT2337-1NB30 | 4NO CONTACTOR,AC1:110A 20-33V AC/DC,VARISTOR, 4-POLE, 4NO, SIZE S2, SCREW TERMINAL 1NO+1NC INTEG | 301.41
3RT2017-2LB42-1LA0 | CONT. F. RAILW. A., AC-3, 5.5KW 400V, DC 24V, 0,7...1,25*US, VARISTOR INTEGRATED, 3-POLE, SZ S00 | 61.33
3RA2115-0FA16-2BB4-ZX95 | LOAD FEEDER FUSELESS DIRECT START,AC 400V, SZ. S00, 0.35...0.5A, 4KW, 24 V DC SCREW CONNECTION | 119.01
3RT2015-2AP02 | CONTACTOR, AC-3, 3KW/400V, 1NC, AC 230V, 50/60 HZ, 3-POLE, SZ S00 SPRING-LOADED TERMINAL | 24.75
3RT2015-2BB42-ZW97 | CONTACTOR, AC-3, 3KW/400V, 1NC, DC 24V, 3-POLE, SZ S00 SPRING-LOADED TERMINAL MULTI UNIT PACKAGI | 32.28
3RH2122-1BG40 | CONTACTOR RELAY, 2NO+2NC, DC 125V, SIZE S00, SCREW TERMINAL | 37.79
3RH2122-1QB40 | COUPLING CONTACTOR RELAY, 2NO+2NC, DC 24V, 0.7...1.25*US, W/ PLUGGED-ON VARISTOR, SIZE S00, SCREW | 38.35
3RH2122-2JB40 | COUPLING CONTACTOR RELAY, 2NO+2NC, DC 24V, 0.7...1.25*US, W/ INTEGRATED DIODE, SZ S00, SPRING-LOA | 39.4
3RH2122-2QB40 | COUPLING CONTACTOR RELAY, 2NO+2NC, DC 24V, 0.7...1.25*US, W/ PLUGGED-ON VARISTOR, SZ S00, SPRING- | 38.35
3LD2766-2TD51-0AE2 | MAIN SWITCH 3P IU=100, P/AC-23A AT 400V=37KW RED ACTUATOR WITH SPECIAL CHARACTERISTICS | 502.51
3LD2848-0TK53 | MAIN/EMERG. STOP SWITCH 3-POLE IU=125, P/AC-23A AT 400V=45KW FLOOR MOUNTING DIN RAIL/TWO-HOLE MOU | 204.72
3RA2120-4DH27-0BB4 | LOAD FEEDER FUSELESS DIRECT START, AC 400V, SZ S0, 20. . .25A, DC 24V SPRING-LOADED CONNECTION F | 315.25
3RT2027-2BG40 | CONTACTOR, AC-3, 15KW/400V, 1NO+1NC, DC 125V, 3-POLE, SZ S0 SPRING-LOADED TERMINAL | 135.7
3RT2028-1AH00 | CONTACTOR, AC-3, 18.5KW/400V, 1NO+1NC, AC 48V 50HZ, 3-POLE, SZ S0 SCREW TERMINAL | 98.21
3RT2028-1AP04 | CONTACTOR, AC-3, 18.5KW/400V, 2NO+2NC, AC 230V 50HZ, 3-POLE, SZ S0 SCREW TERMINAL REMOVABLE AUX. | 110.12
3RT2028-4AP60 | CONTACTOR, AC-3, 18.5KW/400V, 1NO+1NC, AC 220V 50HZ, 240V 60HZ 3-POLE, SZ S0 RING CABLE LUG CONN | 122.81
3RT2035-1AM20 | CONTACTOR,AC3:18.5KW/400V, 1NO+1NC, 208V AC 50/60HZ, 3-POLE, SIZE S2, SCREW TERMINAL | 103.4
3RV2902-1DP0 | VOLTAGE RELEASE, AC 210...240V, 50/60HZ,100% ED, AC 190...330V,50/60HZ, 5SEC ED, DC 190...330V, 5 | 24.93
3RT2017-2LJ82-0LA0 | CONT. F. RAILW. A., AC-3, 5.5KW 400V, DC 72V, 0,7...1,25*US, VARISTOR INTEGRATED, 3-POLE, SZ S00 | 63.03
3RT2018-1AU61 | CONTACTOR, AC-3, 7.5KW/400V, 1NO, AC 277V 60HZ 3-POLE, SZ S00 SCREW TERMINAL | 44.07
3RT2018-2AD02 | CONTACTOR, AC-3, 7.5KW/400V, 1NC, AC 42V, 50/60 HZ, 3-POLE, SZ S00 SPRING-LOADED TERMINAL | 44.07
3RA2423-8XE32-2BB4 | STAR-DELTA COMB. WITH I/O-LINK AC3, 11KW/400V DC24V, 3-POLE SZ S0, SPRING-LOADED TERMINAL ELECTR | 472.86
3RA2423-8XF32-2BB4 | STAR-DELTA COMB. AC3, 11KW/400V DC24V, 3-POLE SZ S0, SPRING-LOADED TERMINAL ELECTR. AND MECH. IN | 406.45
3NB3358-1KK27 | SITOR-FUSE-LINK SIZE 3 3X PARALLEL 1700A 690V AC 700V AC (UL) UTILISATION CATEGORY AR SLOTTED BL | 1071.43
3RA2210-0CD15-2BB4 | FUSELESS LOAD FEEDER REVERSING OPERATION, 400 V AC, SZ S00 0.18 TO 0.25A 3 KW, 24 V DC SCREW TE | 212.07
3RA2210-0FA15-2BB4 | FUSELESS LOAD FEEDER REVERSING OPERATION, 400 V AC, SZ S00 0.35 TO 0.50 A 3 KW, 24 V DC SCREW T | 155.73
3RA2210-0GD15-2BB4 | FUSELESS LOAD FEEDER REVERSING OPERATION, 400 V AC, SZ S00, 0.45 TO 0.63 A, 3 KW, 24 V DC SCREW | 213.33
3RK4324-3DR51-1BC0 | SIRIUS MCU MOTOR STARTER ENC. DEG. O. PROT.IP54 PLASTIC COMMUNICATION AS-INTERFACE ELECTROMECHAN | 1150.48
3RK4324-3HR51-1BC0 | SIRIUS MCU MOTOR STARTER ENC. DEG. O. PROT.IP54 PLASTIC COMMUNICATION AS-INTERFACE ELECTROMECHAN | 1150.48
3RT1056-6AP30 | CONTACTOR, 90KW/400V/AC-3, AC(40...60HZ)/DC OPERATION UC 220...240V W/O AUXILIARY CONTACTS 3-POL | 563.43
3RH2271-1BB40 | CONTACTOR RELAY, 7NO+1NC, DC 24V, SIZE S00, SCREW TERMINAL, PERMANENT AUX. SWITCH, FOR SUVA APPL | 52.27
3RA2110-0JA15-1AP0 | LOAD FEEDER FUSELESS DIRECT START, AC 400V, SZ S00 0.7. . .1A, AC 230V SCREW CONNECTION FOR RAIL | 102.56
3RA2110-0KA15-1BB4 | LOAD FEEDER FUSELESS DIRECT START, AC 400V, SZ S00 0.9. . .1.25A, DC 24V SCREW CONNECTION FOR RA | 110.14
3RH2140-2AF00 | CONTACTOR RELAY, 4NO, AC 110V, 50/60 HZ, SZ S00, SPRING-LOADED TERMINAL | 29.43
3RH2140-2AP00-ZX95 | CONTACTOR RELAY, 4NO, AC 230V, 50/60 HZ, SZ S00, SPRING-LOADED TERMINAL, REUSABLE PACKAGE = 120 U | 30.19
3VA1063-2ED32-0CC0 | CIRCUIT BREAKER 3VA1 IEC FRAME 100 BREAKING CAPACITY CLASS B ICU=16KA @ 415 V 3-POLE, LINE PROT | 360
3VA1063-2ED32-0DC0 | CIRCUIT BREAKER 3VA1 IEC FRAME 100 BREAKING CAPACITY CLASS B ICU=16KA @ 415 V 3-POLE, LINE PROT | 360
3VA1063-2ED36-0BH0 | CIRCUIT BREAKER 3VA1 IEC FRAME 100 BREAKING CAPACITY CLASS B ICU=16KA @ 415 V 3-POLE, LINE PROT | 407.36
3VA1063-2ED36-0CA0 | CIRCUIT BREAKER 3VA1 IEC FRAME 100 BREAKING CAPACITY CLASS B ICU=16KA @ 415 V 3-POLE, LINE PROT | 332.85
3RF3405-2BB26 | SOLID-STATE CONTACTOR 3-PH 3RF3 AC53 5.2A 40 DEGREES C 48-600V / 110-230V AC 2-PH. CONTROLLED I | 158.89
3RF3410-1BB04 | SOLID-STATE CONTACTOR 3-PH 3RF3 AC53 9.2A 40 DEGREES C 48-480V / 24V DC 2-PH. CONTROLLED INSTAN | 148.13
3RF3412-2BB24 | SOLID-STATE CONTACTOR 3-PH 3RF3 AC53 12.5A 40 DEGREES C 48-480V / 110-230V AC 2-PH. CONTROLLED | 170.92
3RF3416-1BB24 | SOLID-STATE CONTACTOR 3-PH 3RF3 AC53 16A 40 DEGREES C 48-480V / 110-230V AC 2-PH. CONTROLLED IN | 181.68
3VA1063-3ED32-0AF0 | CIRCUIT BREAKER 3VA1 IEC FRAME 100 BREAKING CAPACITY CLASS N ICU=25KA @ 415 V 3-POLE, LINE PROT | 248.6
3VA1063-3ED32-0AH0 | CIRCUIT BREAKER 3VA1 IEC FRAME 100 BREAKING CAPACITY CLASS N ICU=25KA @ 415 V 3-POLE, LINE PROT | 275.06
3VA1063-3ED32-0BH0 | CIRCUIT BREAKER 3VA1 IEC FRAME 100 BREAKING CAPACITY CLASS N ICU=25KA @ 415 V 3-POLE, LINE PROT | 390.65
3VA1063-3ED32-0DH0 | CIRCUIT BREAKER 3VA1 IEC FRAME 100 BREAKING CAPACITY CLASS N ICU=25KA @ 415 V 3-POLE, LINE PROT | 390.65
3RM1102-2AA14 | MOTOR STARTER SIRIUS 3RM1 DIRECT STARTER SAFETY 500 V; 0,4-2,0 A; 110-230 V AC PUSH-IN TYPE CONN | 185.49
3RM1102-3AA14 | MOTORSTARTER SIRIUS 3RM1 DIRECT STARTER SAFETY 500 V; 0.4-2.0 A; 110-230 V AC CONTROL CIRCUIT PU | 185.49
3RM1107-2AA14 | MOTOR STARTER SIRIUS 3RM1 DIRECT STARTER SAFETY 500 V; 1,6-7,0 A; 110-230 V AC PUSH-IN TYPE CONN | 185.49
3RM1107-3AA04 | MOTORSTARTER SIRIUS 3RM1 DIRECT STARTER SAFETY 500 V; 1.6-7.0 A; 24 V DC CONTROL CIRCUIT PUSH-IN | 185.49
3VA1063-4ED36-0KC0 | CIRCUIT BREAKER 3VA1 IEC FRAME 100 BREAKING CAPACITY CLASS S ICU=36KA @ 415 V 3-POLE, LINE PROT | 364.88
3VA1063-4ED42-0DC0 | CIRCUIT BREAKER 3VA1 IEC FRAME 100 BREAKING CAPACITY CLASS S ICU=36KA @ 415 V 4-POLE, LINE PROT | 431.03
3VA1080-2ED32-0CC0 | CIRCUIT BREAKER 3VA1 IEC FRAME 100 BREAKING CAPACITY CLASS B ICU=16KA @ 415 V 3-POLE, LINE PROT | 377.42
3RT2024-1AC20 | CONTACTOR, AC-3, 5.5KW/400V, 1NO+1NC, AC 24V 50/60HZ, 3-POLE, SZ S0 SCREW TERMINAL | 35.28
3RT2024-1BB40-0CC0 | CONTACTOR, AC-3, 5.5KW/400V, 1NO+1NC, DC 24V, COM. CAPABILITY, 3-POLE, SZ S0 SCREW TERMINAL | 73.24
3RT2024-1CK64-3MA0 | CONTACTOR, AC-3, 5.5KW/400V, 2NO+2NC, AC 110V 50HZ 120V 60HZ, W. PLUGGED-IN VARISTOR 3POLE, SZ. | 56.22
3RT2024-1FB44-3MA0 | CONTACTOR, AC-3, 5.5KW/400V, 2NO+2NC, DC 24V, W. PLUGGED-IN DIODE ASSEMBLIES 3-POLE, SZ S0 SCREW | 92.56
3RV2011-1AA10-ZX95 | CIRCUIT-BREAKER SZ S00, FOR MOTOR PROTECTION, CLASS 10, A-REL.1.1...1.6A, N-REL. 21A, SCREW CONNE | 57.73
3RV2011-1AA15-ZX95 | CIRCUIT-BREAKER SZ S00, FOR MOTOR PROTECTION, CLASS 10, A-REL.1.1...1.6A, N-RELEASE 21A, SCREW C | 71.54
3RV2902-1DV0 | VOLTAGE RELEASE, AC 350...415V,50/60HZ, 100% ED, AC 330...500V,50/60HZ, 5SEC ED, DC 330...500V, 5 | 24.93
3RT2028-2BF44 | CONTACTOR, AC-3, 18.5KW/400V, 2NO+2NC, DC 110V, 3-POLE, SZ S0 SPRING-LOADED TERMINAL REMOVABLE A | 157.27
3RT2028-2BW40 | CONTACTOR, AC-3, 18.5KW/400V, 1NO+1NC, DC 48V, 3-POLE, SZ S0 SPRING-LOADED TERMINAL | 144.21
3RT2028-2CK64-3MA0 | CONTACTOR, AC-3, 18.5KW/400V, 2NO+2NC, AC 110V 50HZ 120V 60HZ, W. PLUGGED-IN VARISTOR 3POLE, SZ. | 121.5
3RK4324-3LR51-0BC0 | SIRIUS MCU MOTOR STARTER ENC. DEG. O. PROT.IP54 PLASTIC COMMUNICATION AS-INTERFACE ELECTROMECHAN | 1094.52
3RH2140-2BB40 | CONTACTOR RELAY, 4NO, DC 24V, SZ S00, SPRING-LOADED TERMINAL | 34.05
3RH2140-4AR60 | CONTACTOR RELAY, 4NO, AC 400V 50HZ, 400..440V 60HZ, SZ S00,RINGCABLE LUG CONNECTION RING CABLE LU | 37.23
3RH2244-2AP00 | CONTACTOR RELAY, 4NO+4NC, AC 230V, 50/60 HZ, SZ S00, SPRING-LOADED TERMINAL, PERMANENT AUX. SWITC | 48.07
3RH2244-4AP60 | CONTACTOR RELAY, 4NO+4NC, AC 220V 50HZ, 240V 60HZ, SZ S00,RINGCABLE LUG CONNECTION PERMANENT AUX. | 52.92
3RH2262-4BW40 | CONTACTOR RELAY, 6NO+2NC, DC 48V, SIZE S00, RING CABLE LUG CONNECTION, PERMANENT AUX. SWITCH, | 60.14
3SE5232-0HK52-1AK3 | SIRIUS POSITION SWITCH; PLASTIC HOUSING ACC. TO EN50047, 31MM DEVICE CONNECTION 1X(M20X1.5); 1NO | 43.45
3SE5232-0HK82-1AY0 | SIRIUS POSITION SWITCH; PLASTIC ENCLOSURE ACC. TO EN 50047; 31MM SUITABLE FOR MINUS 40 DEGREES, | 46.9
3RT2028-2FB44-3MA0 | CONTACTOR, AC-3, 18.5KW/400V, 2NO+2NC, DC 24V, W. PLUGGED-IN DIODE ASSEMBLIES 3-POLE, SZ S0 SPRI | 169.73
3RT2028-2XF40-0LA2 | CONT. F. RAILW. A., AC-3, 18.5KW/400V, 1NO+1NC, . DC 110V, 0,7...1,25*US, M. VARISTOR INTEGRATED | 192.44
3RV2011-0AA15-ZW97 | CIRCUIT-BREAKER SZ S00, FOR MOTOR PROTECTION, CLASS 10, N-RELEASE2.1A SCREW CONNECTION, STANDARD | 63.94
3RV2011-0AA15-ZX95 | CIRCUIT BREAKER SZ S00, FOR MOTOR PROTECTION, CLASS 10, A-RELEASE 0.11...0.16A, N-RELEASE 2.1A S | 63.94
3RT2023-1CL24-3MA0 | CONTACTOR, AC-3, 4KW/400V, 2NO+2NC, AC 230V 50/60HZ, W. PLUGGED-IN VARISTOR 3-POLE, SZ S0 SCREW | 50.92
3RT2023-1FB44-3MA0 | CONTACTOR, AC-3, 4KW/400V, 2NO+2NC, DC 24V, W. PLUGGED-IN DIODE ASSEMBLIES 3-POLE, SZ S0 SCREW T | 86.87
3RT2023-2AG24 | CONTACTOR, AC-3, 4KW/400V, 2NO+2NC, AC110V 50/60HZ, 3-POLE, SZ S0 SPRING-LOADED TERMINAL REMOVAB | 40.79
3RT2023-2AH00 | CONTACTOR, AC-3, 4KW/400V, 1NO+1NC, AC 48V 50HZ, 3-POLE, SZ S0 SPRING-LOADED TERMINAL | 29.2
3RK1301-0CB10-1AB4 | RS1E-X FOR ET200S HIGH FEATURE REVERSING STARTER SETTING RANGE 2.4...16A MECHANICAL SWITCHING EL | 1340.18
3RA2110-0BH15-1AP0 | LOAD FEEDER FUSELESS DIRECT START, AC 400V, SZ S00 0.14. . .0.2A, AC 230V SPRING-LOADED CONNECTIO | 136.1
3VA1063-3ED36-0DA0 | CIRCUIT BREAKER 3VA1 IEC FRAME 100 BREAKING CAPACITY CLASS N ICU=25KA @ 415 V 3-POLE, LINE PROT | 337.04
3RT2023-2BB44 | CONTACTOR, AC-3, 4KW/400V, 2NO+2NC, DC 24V, 3-POLE, SZ S0 SPRING-LOADED TERMINAL REMOVABLE AUX. | 74.39
3RT2023-2BB44-3MA0 | CONTACTOR, AC-3, 4KW/400V, 2NO+2NC, DC 24V, 3-POLE, SZ S0 SPRING-LOADED TERMINAL PERMANENT AUX. | 75.51
3RT2023-2KB40 | COUPLING RELAY, AC-3, 4KW/400V, 1NO+1NC, DC 24V, WITH INTEGR. VARISTOR 3POL, SZ S0 CAGE CLAMP CO | 70.42
3RT2023-2NP30 | CONTACTOR, AC-3, 4KW/400V, 1NO+1NC, AC(50-60HZ)/DC ACTUAT. AC/DC 200...280V, 3-POLE, SZ S0 SPRING | 73.79
3RB3036-1UB0 | OVERLOAD RELAY 12.5...50 A FOR MOTOR PROTECTION SIZE S2, CLASS 10E FOR MOUNTING ONTO CONTACTORS | 137.92
3RV2011-0EA20-ZX95 | CIRCUIT-BREAKER SZ S00, FOR MOTOR PROTECTION, CLASS 10, A-REL.0.28...0.4A,N-REL.5.2A SPRING-L. CO | 50.84
3RV2011-0FA15-ZW97 | CIRCUIT-BREAKER SZ S00, FOR MOTOR PROTECTION, CLASS 10, A-REL. 0.35...0.5A, N-RELEASE6.5A SCREW | 64.57
3RV2011-0FA20 | CIRCUIT-BREAKER SZ S00, FOR MOTOR PROTECTION, CLASS 10, A-REL. 0.35...0.5A,N-RELEASE 6.5A SPRING | 43
3RH2140-2SB40 | COUPLING CONTACTOR RELAY, 4NO, DC 24V, 0.85...1.85*US, W/ INTEGRATED SUPPRESSOR DIODE, SZ S00, SP | 38.35
3RH2140-4KB40 | COUPLING CONTACTOR RELAY, 4NO, DC 24V, 0.7...1.25*US, W/ INTEGRATED SUPPRESSOR DIODE, SIZE S00, R | 42.22
3RA2110-0HH15-1BB4 | LOAD FEEDER FUSELESS DIRECT START, AC 400V, SZ S00 0.55. . .0.8A, DC 24V SPRING-LOADED CONNECTION | 143.71
3RH2140-2BW40 | CONTACTOR RELAY, 4NO, DC 48V, SZ S00, SPRING-LOADED TERMINAL | 34.05
3RH2344-1CM20-0KA0 | CONTACTOR RELAY, 4NO+4NC, 208V AC, 50/60HZ, SCREW TERMINAL, SIZE S00 2 NO + 2 NC BASIC UNIT /DIN | 59.87
3VA1050-4ED42-0KH0 | CIRCUIT BREAKER 3VA1 IEC FRAME 100 BREAKING CAPACITY CLASS S ICU=36KA @ 415 V 4-POLE, LINE PROT | 429.64
3VA1063-2ED36-0DC0 | CIRCUIT BREAKER 3VA1 IEC FRAME 100 BREAKING CAPACITY CLASS B ICU=16KA @ 415 V 3-POLE, LINE PROT | 383.68
3VA1063-2ED36-0KA0 | CIRCUIT BREAKER 3VA1 IEC FRAME 100 BREAKING CAPACITY CLASS B ICU=16KA @ 415 V 3-POLE, LINE PROT | 309.18
3RT2028-4AG60 | CONTACTOR, AC-3, 18.5KW/400V, 1NO+1NC, AC 100V 50HZ, 100...110V 60HZ, 3-POLE, SZ S0 RING CABLE LU | 127.24
3RT2035-1AC20 | CONTACTOR,AC3:18.5KW/400V, 1NO+1NC, 24V AC 50/60HZ, 3-POLE, SIZE S2, SCREW TERMINAL | 99.56
3RT2926-1ER00 | SURGE SUPPRESSOR, DIODE COMBINATION, DC 24 V, FOR MOTOR CONTACTORS SZ S0, | 11.25
3RT1064-6PP35 | CONTACTOR, 110KW/400V/AC-3 AC(40...60HZ)/DC OPERATION UC 200-277V AUXILIARY CONTACTS 1NO+1NC 3-P | 886.18
3RT1065-6PP35 | CONTACTOR, 132KW/400V/AC-3 AC(40...60HZ)/DC OPERATION UC 200-277V AUXILIARY CONTACTS 1NO+1NC 3-P | 1126.87
3SE5232-0LK21-1AY0 | SIRIUS POSITION SWITCH; PLASTIC ENCLOSURE ACC. TO EN 50047; 31MM SUITABLE FOR MINUS 40 DEGREES, | 41.57
3VA1063-2ED42-0HA0 | CIRCUIT BREAKER 3VA1 IEC FRAME 100 BREAKING CAPACITY CLASS B ICU=16KA @ 415 V 4-POLE, LINE PROT | 343.99
3VA1063-3ED32-0HA0 | CIRCUIT BREAKER 3VA1 IEC FRAME 100 BREAKING CAPACITY CLASS N ICU=25KA @ 415 V 3-POLE, LINE PROT | 288.98
3VA1063-3ED36-0BC0 | CIRCUIT BREAKER 3VA1 IEC FRAME 100 BREAKING CAPACITY CLASS N ICU=25KA @ 415 V 3-POLE, LINE PROT | 389.25
3RM1201-2AA14 | MOTOR STARTER SIRIUS 3RM1 REVERSING STARTER 500 V; 0,1-0,5 A; 110-230 V AC PUSH-IN CONNECTION SY | 175.36
3RA2110-0DD15-1FB4 | FUSELESS LOAD FEEDER DIRECT START, 400V AC, SZ. S00, 0.22...0.32A, 3KW, 24 V DC WITH DIODE (INTE | 141.16
3VA1080-2ED32-0HC0 | CIRCUIT BREAKER 3VA1 IEC FRAME 100 BREAKING CAPACITY CLASS B ICU=16KA @ 415 V 3-POLE, LINE PROT | 352.35
3VA1080-2ED32-0JA0 | CIRCUIT BREAKER 3VA1 IEC FRAME 100 BREAKING CAPACITY CLASS B ICU=16KA @ 415 V 3-POLE, LINE PROT | 303.6
3RT2023-2BB40 | CONTACTOR, AC-3, 4KW/400V, 1NO+1NC, DC 24V, 3-POLE, SZ S0 SPRING-LOADED TERMINAL | 62.46
3RT2023-4AG60 | CONTACTOR, AC-3, 4KW/400V, 1NO+1NC, AC 100V 50HZ, 100...110V 60HZ, 3-POLE, SZ S0 RING CABLE LUG C | 39.82
3RT2023-4AP60 | CONTACTOR, AC-3, 4KW/400V, 1NO+1NC, AC 220V 50HZ, 240V 60HZ 3-POLE, SZ S0 RING CABLE LUG CONNECT | 36.47
3RT2024-2AL20-1AA0 | CONTACTOR, AC-3, 5.5KW/400V, 1NO+1NC, AC 230V 50/60HZ, 3-POLE, SZ S0 SPRING-LOADED TERMINAL UPRI | 41.98
3RB3036-1WW1 | OVERLOAD RELAY 20...80 A FOR MOTOR PROTECTION SIZE S2, CLASS 10E STAND-ALONE INSTALLATION MAIN C | 176.33
3RB3113-4NE0 | OVERLOAD RELAY 0.32...1.25 A FOR MOTOR PROTECTION SIZE S00, CLASS 5...30 CONTACTOR ASS. MAIN CIR | 139.26
3RV2011-0BA10-ZW96 | CIRCUIT-BREAKER SZ S00, FOR MOTOR PROTECTION, CLASS 10, A-REL.0.14...0.2A,N-REL.2.6A, SCREW CONNE | 50.39
3RV2011-0GA25 | CIRCUIT-BREAKER SZ S00, FOR MOTOR PROTECTION, CLASS 10, A-REL. 0.45...0.63A, N-RELEASE8.2A SPRIN | 55.18
3RV2011-0JA25 | CIRCUIT-BREAKER SZ S00, FOR MOTOR PROTECTION, CLASS 10, A-REL. 0.7...1A, N-RELEASE 13A, SPRING-L. | 57.84
3RW4758-0LC00 | REPAIR PART, SIRIUS SOFT STARTER, THYRISTOR-KIT FOR 3RW445* | 4565.88
3RT2018-2AN22 | CONTACTOR, AC-3, 7.5KW/400V, 1NC, AC 220V, 50/60 HZ, 3-POLE, SZ S00 SPRING-LOADED TERMINAL | 41.46
3RT2018-2EP01 | CONTACTOR, AC-3, 7.5KW/400V, 1NO, AC 230V, 50/60 HZ, 3-POLE, SZ S00 SPRING-LOADED TERMINAL . | 52.59
3RT2018-4AK61 | CONTACTOR, AC-3, 7.5KW/400V, 1NO, AC110V 50HZ, 120V 60HZ 3-POLE, SZ S00 RING CABLE LUG CONNECTIO | 51.85
3RT2023-1AB00 | CONTACTOR, AC-3, 4KW/400V, 1NO+1NC, AC 24V 50HZ, 3-POLE, SZ S0 SCREW TERMINAL | 29.2
3RT2023-1BF40 | CONTACTOR, AC-3, 4KW/400V, 1NO+1NC, DC 110V, 3-POLE, SZ S0 SCREW TERMINAL | 62.46
3RT2023-1NP30 | CONTACTOR, AC-3, 4KW/400V, 1NO+1NC, AC(50-60HZ)/DC ACTUAT. AC/DC 200...280V, 3-POLE, SZ S0 SCREW | 73.79
3RH2362-2BB40 | CONTACTOR RELAY, 6NO+2NC, DC 24V, SZ S00, SPRING-LOADED TERMINAL, REMOVABLE AUX. SWITCH | 52.95
3RH2431-1AB00 | CONT. RELAY LATCHED, 3NO+1NC, 24V AC, 50/60HZ, SIZE S00, SCREW TERMINAL | 101.23
3KD4042-0PE10-0 | SWITCH-DISCONNECTOR 315A, FRAME SIZE 3, 4-POLE FRONT OPERATING LEFT COMPLETE ASSEMBLY WITH DIREC | 383.39
3KD4434-0QE40-0 | SWITCH-DISCONNECTOR 500A, FRAME SIZE 4, 3-POLE SIDE OPERATING RIGHT BASIC UNIT WITHOUT HANDLE F | 481.42
3KD5232-0RE10-0 | SWITCH-DISCONNECTOR 1250A, FRAME SIZE 5, 3-POLE FRONT OPERATING LEFT COMPLETE ASSEMBLY WITH DIRE | 2029.26
3RH2122-2SB40 | COUPLING CONTACTOR RELAY, 2NO+2NC, DC 24V, 0.85..1.85*US, W/ INTEGRATED SUPPRESSOR DIODE, SZ S00, | 38.35
3RH2131-1BB40-ZW97 | CONTACTOR RELAY, 3NO+1NC, DC 24V, SIZE S00, SCREW TERMINAL, MULTI UNIT PACKAGE = 40 UNITS | 34.94
3RH2911-2HA02 | AUX.SWITCH BLOCK,FRONT,2NC, CURR.PATH: 1NC, 1NC, F. CONT. RELAYS A. MOTOR CONT., 3RT2 SPRING-LOA | 7.05
3RK1105-1AE04-3CA0 | ASISAFE ENHANCED SAFETY MONITOR 1 F-RO, 1 ENABLING CIRCUIT, IP20, WITH SCREW-TYPE TERMINALS (REM | 1166.56
3RV2011-0JA15-ZX95 | CIRCUIT-BREAKER SZ S00, FOR MOTOR PROTECTION, CLASS 10, A-REL. 0.7...1A, N-RELEASE 13A, SCREW CON | 68.36
3RV2011-1CA10-ZX95 | CIRCUIT-BREAKER SZ S00, FOR MOTOR PROTECTION, CLASS 10, A-REL.1.8...2.5A, N-REL. 33A, SCREW CONNE | 60.27
3RV2011-1EA10 | CIRCUIT-BREAKER SZ S00, FOR MOTOR PROTECTION, CLASS 10, A-RELEASE 2.8...4A, N-RELEASE 52A, SCREW | 50.99
3RH2122-2AP00-ZW97 | CONTACTOR RELAY, 2NO+2NC, AC 230V, 50/60 HZ, SZ S00, SPRING-LOADED TERMINAL, MULTI-UNIT PACKAGE | 30.19
3RH2122-2BB40-ZW96 | CONTACTOR RELAY, 2NO+2NC, DC 24V, SZ S00, SPRING-LOADED TERMINAL, MULTI-UNIT PACKAGE = 60 UNITS | 34.94
3RH2122-2LB40-1AA0 | COUPLING CONTACTOR RELAY RAIL, 2NO+2NC, DC 24V, 0.7...1.25*US, VARISTOR INTEGRATED, SZ S00, SPRIN | 40.97
3RT2017-1AR62 | CONTACTOR, AC-3, 5.5KW/400V, 1NC, AC 400V 50HZ, 400...440V 60HZ 3-POLE, SZ S00 SCREW TERMINAL | 35.3
3RT2017-1BB41-1AA0 | CONTACTOR, AC-3, 5.5KW/400V, 1NO, DC 24V, 3-POLE, SZ S00 SCREW TERMINAL . | 40.05
3RA2210-0FE15-2AP0 | FUSELESS LOAD FEEDER REVERSING OPERATION, 400 V AC, SZ S00 0.35 TO 0.50 A 3 KW, 230 V AC SPRING | 144.34
3RA2210-0HH03-0SB4 | FUSELESS LOAD FEEDER REVERSING OPERATION, 400 V AC, SZ S00, 0.55 TO 0.80 A, 1.5 KW, 24 V DC SCR | 308.28
3RA2210-1GH15-2AP0 | LOAD FEEDER FUSELESS REVERSING DUTY, AC 400V, SZ S00, 4.5. . .6.3A, AC 230V SPRING-LOADED CONNECT | 210.8
3RT2023-2CL24-3MA0 | CONTACTOR, AC-3, 4KW/400V, 2NO+2NC, AC 230V 50/60HZ, W. PLUGGED-IN VARISTOR 3-POLE, SZ S0 SPRING | 50.92
3RT2535-1AD00 | 2NO+2NC CONTACTOR,AC3:18.5KW 42V AC 50HZ, 4-POLE, 2NO+2NC, SIZE S2, SCREW TERMINAL 1NO+1NC INTEG | 129.1
3RT2536-1AF00 | 2NO+2NC CONTACTOR,AC3:22KW 110V AC 50HZ, 4-POLE, 2NO+2NC, SIZE S2, SCREW TERMINAL 1NO+1NC INTEGR | 162.46
3RT2924-5AC01 | MAGNET COIL F. CONTACTORS 7,5KW AC 32V, 50HZ FOR MOTOR CONTACTORS SZ S0, SCREW TERMINAL | 16
3RT2924-5AN61 | MAGNET COIL F. CONTACTORS 7,5KW AC 200V, 50/60HZ, 220V, 60HZ FOR MOTOR CONTACTORS SZ S0, SCREW TE | 16
3RV2011-0GA10-ZX95 | CIRCUIT-BREAKER SZ S00, FOR MOTOR PROTECTION, CLASS 10, A-REL.0.45...0.63A,N-REL.8.2A SCREW CONNE | 51.28
3RW4773-0NB00 | REPAIR PART, SIRIUS SOFT STARTER, THYRISTOR-KIT FOR 3RW4073*, WITH NTC | 900.09
3RW4774-0LB00 | REPAIR PART, SIRIUS SOFT STARTER, THYRISTOR-KIT FOR 3RW4074*, | 979.89
3RW4774-0NB00 | REPAIR PART, SIRIUS SOFT STARTER, THYRISTOR-KIT FOR 3RW4074*, WITH NTC | 1011.3
3RW4776-0VB70 | REPAIR PART, SIRIUS SOFT STARTER, SNUBBER BOARD FOR 3RW407, S12 200-460 V | 269.5
3RM1302-2AA04 | MOTOR STARTER SIRIUS 3RM1 REVERSE STARTER SAFETY 500 V; 0,4 - 2,0 A; 24 V DC PUSH-IN CONNECTION | 200.04
3RM1302-2AA14 | MOTOR STARTER SIRIUS 3RM1 REVERSING STARTER SAFETY 500 V; 0,4-2,0 A; 110-230 V AC PUSH-IN-TYPE C | 200.04
3RM1307-1AA14 | MOTOR STARTER SIRIUS 3RM1 REVERSING STARTER SAFETY 500 V; 1,6-7,0 A; 110-230 V AC SCREW-TYPE CON | 200.04
3RT2017-4KB42-0LA0 | CONTACTOR FOR RAIL, AC-3, 5.5KW 400V, DC 24V, 0.7...1.25*US, W. SUPPRESSOR DIODE INTEGRATED, 3-PO | 73.43
3RT2025-2BB40-ZW96 | CONTACTOR, AC-3, 7.5KW/400V, 1NO+1NC, DC 24V, 3-POLE, SZ S0 SPRING-LOADED TERMINAL MULTI-UNIT PA | 91.16
3RT2025-2BB44-ZX95 | CONTACTOR, AC-3, 7.5KW/400V, 2NO+2NC, DC 24V, 3-POLE, SZ S0 SPRING-LOADED TERMINAL REMOVABLE AUX | 103.82
3RT2025-2BW40 | CONTACTOR, AC-3, 7.5KW/400V, 1NO+1NC, DC 48V, 3-POLE, SZ S0 SPRING-LOADED TERMINAL | 81.75
3RV2902-4DF0 | VOLTAGE RELEASE, AC 90...110V, 50/60HZ, 100% ED, AC 70...190V, 50/60HZ, 5SEC ED, DC 70...190V, 5S | 31.15
3RV2011-1BA15 | CIRCUIT-BREAKER SZ S00, FOR MOTOR PROTECTION, CLASS 10, A-REL. 1.4...2A, N-RELEASE 26A, SCREW CON | 62.69
3RA2110-0EH15-1BB4 | LOAD FEEDER FUSELESS DIRECT START, AC 400V, SZ S00 0.28. . .0.4A, DC 24V SPRING-LOADED CONNECTION | 139.9
3RA2110-0FA15-1FB4 | FUSELESS LOAD FEEDER DIRECT START, 400V AC, SIZE S00, 0.35...0.5A, 4KW, 24 V DC WITH DIODE (INTE | 108.88
3RA2110-0FD15-1FB4 | FUSELESS LOAD FEEDER DIRECT START, 400V AC, SZ. S00, 0.35...0.5A, 3KW, 24 V DC WITH DIODE (INTEG | 141.16
3RA2110-0GD15-1BB4 | LOAD FEEDER FUSELESS DIRECT START, AC 400V, SZ S00 0.45. . .0.63A, DC 24V SCREW CONNECTION FOR B | 136.74
3RK1315-6KS41-2AA3-ZV01 | SIRIUS MOTOR STARTER M200D AS-I COMMUNICATION: AS-INTERFACE DIRECT ON-LINE STARTER, BASIC MECHANI | 1050.33
3RT2325-2AP00 | 4NO CONTACTOR, AC1: 35A AC 230V 50HZ 4-POLE, 4NO, SZ: S0, SPRING-LOADED TERMINAL 1NO+1NC INTEGR. | 55.57
3RT2325-2BF40 | 4NO CONTACTOR, AC1: 35A DC 110V 4-POLE, 4NO, SZ: S0, SPRING-LOADED TERMINAL 1NO+1NC INTEGR. | 91.97
3RT2325-2BM40 | 4NO CONTACTOR, AC1: 35A DC 220V 4-POLE, 4NO, SZ: S0, SPRING-LOADED TERMINAL 1NO+1NC INTEGR. | 91.97
3RT2325-2BM40-ZX95 | 4NO CONTACTOR, AC1: 35A DC 220V 4-POLE, 4NO, SZ: S0, SPRING-LOADED TERMINAL 1NO+1NC INTEGR. REU | 103.82
3RT2326-1AC20 | 4NO CONTACTOR, AC1: 40A AC 24V 50/60HZ 4-POLE, 4NO, SZ: S0, SCREW TERMINAL 1NO+1NC INTEGR. | 73.24
3RA2210-1AE15-2BB4 | LOAD FEEDER FUSELESS REVERSING DUTY, AC 400V, SZ S00, 1.1. . .1.6A, DC 24V SPRING-LOADED CONNECTI | 162.05
3RA2210-1AH15-2BB4 | LOAD FEEDER FUSELESS REVERSING DUTY, AC 400V, SZ S00, 1.1. . .1.6A, DC 24V SPRING-LOADED CONNECTI | 219.03
3RA2210-1AS15-2BB4 | FUSELESS LOAD FEEDER REVERSING OPERATION, 400 V AC, SZ. S00 1.10...1.60A 3 KW, 24 V DC SPRING-L | 219.03
3RA2210-1BH15-2AP0 | LOAD FEEDER FUSELESS REVERSING DUTY, AC 400V, SZ S00, 1.4. . .2A, AC 230V SPRING-LOADED CONNECTIO | 210.8
3RV2011-1GA20-ZX95 | CIRCUIT-BREAKER SZ S00, FOR MOTOR PROTECTION, CLASS 10, A-REL. 4.5...6.3A, N-REL. 82A SPRING-L. C | 60.27
3RV2011-1HA10 | CIRCUIT-BREAKER SZ S00, FOR MOTOR PROTECTION, CLASS 10, A-RELEASE 5.5...8A, N-RELEASE 104A, SCRE | 50.99
3RH2131-1AP00-ZW96 | CONTACTOR RELAY, 3NO+1NC AC 230V, 50/60 HZ, SZ S00, SCREW TERMINAL MULTI UNIT PACKAGING PACKAGE | 30.19
3RW4900-0NC00 | COMMUNICATION MODULE PROFINET FOR SIRIUS SOFT STARTERS 3RW44 NECESSARY FIRMWARE RELEASE 3RW44 >= | 919.72
3SE5322-0SG21-1AM5 | SAFETY POSITION SWITCH WITH TUMBLER, SUITABLE FOR MINUS 40 DEGREES, HEAD ROTATED BY 180 DEGREES, | 314.26
3RM1202-3AA04 | MOTORSTARTER SIRIUS 3RM1 REVERSING STARTER 500 V; 0.4-2.0 A; 24 V DC CONTROL CIRCUIT PUSH-IN MA | 175.36
3RM1301-1AA14 | MOTOR STARTER SIRIUS 3RM1 REVERSING STARTER SAFETY 500 V; 0,1-0,5 A; 110-230 V AC SCREW-TYPE CON | 200.04
3RA2220-1KB24-0AP0 | LOAD FEEDER FUSELESS REVERSING DUTY, AC 400V, SZ. S0, 9. . .12.5A, AC 230V SCREW CONNECTION FOR | 225.35
3RA2220-4AD26-0BB4 | LOAD FEEDER FUSELESS REVERSING DUTY, AC 400V, SZ S0, 11. . .16A, DC 24V SCREW CONNECTION FOR BUS | 415.9
3RA2110-0KE15-1AP0 | LOAD FEEDER FUSELESS DIRECT START, AC 400V, SZ S00 0.9. . .1.25A, AC 230V SPRING-LOADED CONNECTIO | 105.72
3RT2025-2KG40 | COUPLING RELAY, AC-3, 7.5KW/400V, 1NO+1NC, DC 125V, W. PLUGGED-IN VARISTOR 3-POLE, SZ S0 SPRING- | 93.12
3RT2025-4AN60 | CONTACTOR, AC-3, 7.5KW/400V, 1NO+1NC, AC 200V 50HZ, 200...220V 60HZ, 3-POLE, SZ S0 RING CABLE LUG | 60.52
3RV2917-6A | END COVER FOR 3-PHASE BUSBAR 3RV2917. MULTI-UNIT PACKAGE 10 UNITS | 0.59
3RV2925-5AB | 3-PHASE INFEED TERMINAL, FOR 3-PHASE BUSBARS, CONNECTION FROM ABOVE, SIZE S00/S0 | 8.59
3RV2011-1CA15 | CIRCUIT-BREAKER SZ S00, FOR MOTOR PROTECTION, CLASS 10, A-REL. 1.8...2.5A, N-RELEASE 33A SCREW C | 62.69
3RT2017-2LB41 | COUPLING CONTACTOR RAIL, AC3:5.5KW,DC24V,0,7...1,25*US, 1NO, VARISTOR INTEGRATED, 3-POLE, SZ S00 | 42.48
3RA2110-0GS15-1BB4 | FUSELESS LOAD FEEDER DIRECT START, 400 V AC, SZ. S00 0.45...0.63 A 3 KW, 24 V DC SPRING-LOADED | 139.9
3RA2110-0HD15-1FB4 | FUSELESS LOAD FEEDER DIRECT START, 400V AC, SZ. S00, 0.55...0.8A, 3KW, 24 V DC WITH DIODE (INTEG | 146.87
3RA2110-1BE15-1AP0 | LOAD FEEDER FUSELESS DIRECT START, AC 400V, SZ S00 1.4. . .2A, AC 230V SPRING-LOADED CONNECTION | 107.61
3RT2317-1BM40 | 4NO CONTACTOR, AC1: 22A DC 220V 4-POLE, 4NO, SZ: S00, SCREW TERMINAL | 42.07
3RT2317-2BF40 | 4NO CONTACTOR, AC1: 22A DC 110V 4-POLE, 4NO, SZ: S00, SPRING-LOADED TERMINAL | 37.32
3RT2326-1BM40 | 4NO CONTACTOR, AC1: 40A DC 220V 4-POLE, 4NO, SZ: S0, SCREW TERMINAL 1NO+1NC INTEGR. | 108.99
3RT2327-1AP60 | 4NO CONTACTOR, AC1: 50A DC 220V 50HZ, 240V 60HZ 4-POLE, 4NO, SZ: S0, SCREW TERMINAL 1NO+1NC INTE | 101.08
3RA2210-0GH15-2BB4 | FUSELESS LOAD FEEDER REVERSING OPERATION, 400 V AC, SZ S00 0.45 TO 0.63 A 3 KW, 24 V DC SPRING- | 210.8
3RA2210-1AA15-2BB4 | LOAD FEEDER FUSELESS REVERSING DUTY, AC 400V, SZ S00, 1.1. . .1.6A, DC 24V SCREW CONNECTION FOR | 162.05
3RA2210-1BH15-2BB4 | LOAD FEEDER FUSELESS REVERSING DUTY, AC 400V, SZ S00, 1.4. . .2A, DC 24V SPRING-LOADED CONNECTION | 222.83
3RT2017-2AB02-ZW97 | CONTACTOR, AC-3, 5.5KW/400V, 1NC, AC 24V, 50/60 HZ, 3-POLE, SZ S00, MULTI-UNIT PACKAGING 32 UNITS | 36.4
3RV2011-1FA20-ZX95 | CIRCUIT-BREAKER SZ S00, FOR MOTOR PROTECTION, CLASS 10, A-REL. 3.5...5A, N-REL. 65A, SPRING-L. CO | 60.27
3RV2011-1GA15-ZX95 | CIRCUIT BREAKER SZ S00, FOR MOTOR PROTECTION, CLASS 10, A-RELEASE 4.5...6.3A, N-RELEASE 82A SCR | 74.06
3RH2122-2LJ80 | COUPLING CONTACTOR RELAY RAIL, 2NO+2NC, DC 72V, 0.7...1.25*US, VARISTOR INTEGRATED, SZ S00, SPRIN | 42.09
3RH2122-4AB00 | CONTACTOR RELAY, 2NO+2NC, AC 24V, 50/60 HZ, SZ. S00, RING CABLE LUG CONNECTION | 32.41
3RH2131-1AB00 | CONTACTOR RELAY, 3NO+1NC, AC 24V, 50/60 HZ, SIZE S00, SCREW TERMINAL | 29.43
3RH2131-2JB40 | COUPLING CONTACTOR RELAY, 3NO+1NC, DC 24V, 0.7...1.25*US, W/ INTEGRATED DIODE, SZ S00, SPRING-LOA | 39.4
3RH2131-2KB40 | COUPLING CONTACTOR RELAY, 3NO+1NC, DC 24V, 0.7...1.25*US, W/ INTEGRATED SUPPRESSOR DIODE, SZ S00, | 38.35
3RH2140-2AB00-ZW97 | CONTACTOR RELAY, 4NO, AC 24V, 50/60 HZ, SZ S00, SPRING-LOADED TERMINAL MULIT - UNIT PACKAGE PACK | 30.19
3RV2011-1AA20-ZW97 | CIRCUIT-BREAKER SZ S00, FOR MOTOR PROTECTION, CLASS 10, A-REL.1.1...1.6A, N-RELEASE 21A, SPRING- | 57.73
3RV2902-2AV0 | UNDERVOLTAGE RELEASE, AC 400V/50HZ, AC 440V/60HZ WITH SPRING-L. CONNECTION, FOR CIRCUIT-BREAKERS, | 24.93
3RV2902-2DB0 | VOLTAGE RELEASE, AC 20...24V, 50/60HZ, 100% ED, AC 20...70V, 50/60HZ, 5SEC ED, DC 20...70V, 5SEC | 24.93
3VA1063-3ED42-0CA0 | CIRCUIT BREAKER 3VA1 IEC FRAME 100 BREAKING CAPACITY CLASS N ICU=25KA @ 415 V 4-POLE, LINE PROT | 373.24
3VA1063-3ED42-0KA0 | CIRCUIT BREAKER 3VA1 IEC FRAME 100 BREAKING CAPACITY CLASS N ICU=25KA @ 415 V 4-POLE, LINE PROT | 348.87
3VA1063-4ED32-0BC0 | CIRCUIT BREAKER 3VA1 IEC FRAME 100 BREAKING CAPACITY CLASS S ICU=36KA @ 415 V 3-POLE, LINE PROT | 368.36
3VA1063-4ED32-0DA0 | CIRCUIT BREAKER 3VA1 IEC FRAME 100 BREAKING CAPACITY CLASS S ICU=36KA @ 415 V 3-POLE, LINE PROT | 318.92
3RA2220-4BD27-0BB4 | LOAD FEEDER FUSELESS REVERSING DUTY, AC 400V, SZ S0, 14. . .20A, DC 24V SCREW CONNECTION FOR BUS | 506.43
3RA2220-4BF27-0AP0 | LOAD FEEDER FUSELESS REVERSING DUTY, AC 400V, SZ S0, 14. . .20A, AC 230V SPRING-LOADED CONNECTION | 358.3
3RA2220-4BH27-0BB4 | LOAD FEEDER FUSELESS REVERSING DUTY, AC 400V, SZ S0, 14. . .20A, DC 24V SPRING-LOADED CONNECTION | 503.9
3RA2220-4CD27-0AP0 | LOAD FEEDER FUSELESS REVERSING DUTY, AC 400V, SZ S0, 17. . .22A, AC 230V SCREW CONNECTION FOR BU | 400.71
3RT2026-1AF00 | CONTACTOR, AC-3, 11KW/400V, 1NO+1NC, AC110V 50HZ, 3-POLE, SZ S0 SCREW TERMINAL | 61.33
3RT2026-1AP04-ZX95 | CONTACTOR, AC-3, 11KW/400V, 2NO+2NC, AC 230V 50HZ, 3-POLE, SZ S0 SCREW TERMINAL REMOVABLE AUX. S | 81.03
3RT2026-1AT60 | CONTACTOR, AC-3, 11KW/400V, 1NO+1NC, AC 600V 60HZ, 3-POLE, SZ S0 SCREW TERMINAL | 63.58
3RT2026-1BB44 | CONTACTOR, AC-3, 11KW/400V, 2NO+2NC, DC 24V, 3-POLE, SZ S0 SCREW TERMINAL REMOVABLE AUX. SWITCH | 108.42
3RV2927-7AA00 | CONTACTOR BASE | 2.43
3RV2928-1K | PHASE BARRIERS INCREASED CREEPAGES AND CLEARANCES | 4.88
3RV2928-4AA00 | COVER FOR TOUCH PROTECTION FOR MAIN CIRCUIT WITH RING CABLE TERMINAL | 3.01
3RA2220-4DB27-0AP0 | LOAD FEEDER FUSELESS REVERSING DUTY, AC 400V, SZ S0, 20. . .25A, AC 230V SCREW CONNECTION FOR RA | 374.76
3RA2220-4DF27-0AP0 | LOAD FEEDER FUSELESS REVERSING DUTY, AC 400V, SZ S0, 20. . .25A, AC 230V SPRING-LOADED CONNECTION | 374.76
3RA2220-4CH27-0AP0 | LOAD FEEDER FUSELESS REVERSING DUTY, AC 400V, SZ S0, 17. . .22A, AC 230V SPRING-LOADED CONNECTION | 403.87
3RT2316-1BG40 | 4NO CONTACTOR, AC1: 18A DC 125V 4-POLE, 4NO, SZ: S00, SCREW TERMINAL | 39.12
3RT2316-2AF00 | 4NO CONTACTOR, AC1: 18A AC 110V 50/60HZ 4-POLE, 4NO, SZ: S00, SPRING-LOADED TERMINAL | 30.66
3RT2317-1AK60 | 4NO CONTACTOR, AC1: 22A AC 110V 50HZ, 120V 60HZ 4-POLE, 4NO, SZ: S00, SCREW TERMINAL | 37.08
3RT2317-1BB40 | 4NO CONTACTOR, AC1: 22A DC 24V 4-POLE, 4NO, SZ: S00, SCREW TERMINAL | 42.07
3RT2327-2BF40 | 4NO CONTACTOR, AC1: 50A DC 110V 4-POLE, 4NO, SZ: S0, SPRING-LOADED TERMINAL 1NO+1NC INTEGR. | 143.64
3RT2336-1NP30 | 4NO CONTACTOR,AC1:60A 175-280V AC/DC,VARISTOR, 4-POLE, 4NO, SIZE S2, SCREW TERMINAL 1NO+1NC INTE | 212.24
3RA2210-0GE15-2AP0 | FUSELESS LOAD FEEDER REVERSING OPERATION, 400 V AC, SZ S00 0.45 TO 0.63 A 3 KW, 230 V AC SPRING | 145.6
3RV2011-1DA20-ZX95 | CIRCUIT-BREAKER SZ S00, FOR MOTOR PROTECTION, CLASS 10, A-REL.2.2...3.2A, N-REL. 42A, SPRING-L. C | 60.27
3RV2011-1EA10-ZX95 | CIRCUIT-BREAKER SZ S00, FOR MOTOR PROTECTION, CLASS 10, A-REL. 2.8...4A, N-REL. 52A, SCREW CONNEC | 60.27
3RV2011-1EA25 | CIRCUIT-BREAKER SZ S00, FOR MOTOR PROTECTION, CLASS 10, A-RELEASE 2.8...4A, N-RELEASE 52A, SPRIN | 62.69
3RV2011-1FA10-0BA0 | SPECIAL TYPE CIRCUIT BREAKER SIZE S00, FOR MOTOR PROTECTION, CLASS 10, A-RELEASE 3.5...5A, SHORT | 72.31
3LD2248-0TK51 | MASTER SWITCH 3-POLE IU=32, P/AC-23A W. 400V=11.5KW FLOOR FIXING TOP-HAT RAILS/TWO-HOLE FIXING D | 78.07
3RV2011-1EA40 | CIRCUIT-BREAKER SZ S00, FOR MOTOR PROTECTION, CLASS 10, A-RELEASE 2.8...4A, N-RELEASE 52A, RING | 67.73
3RV2011-1HA15 | CIRCUIT-BREAKER SZ S00, FOR MOTOR PROTECTION, CLASS 10, A-RELEASE 5.5...8A, N-RELEASE 104A, SCRE | 62.69
3RT2037-1AN20 | CONTACTOR,AC3:30KW/400V, 1NO+1NC, 220V AC 50/60HZ, 3-POLE, SIZE S2, SCREW TERMINAL | 178.87
3RT2018-1AK61 | CONTACTOR, AC-3, 7.5KW/400V, 1NO, AC110V 50HZ, 120V 60HZ 3-POLE, SZ S00 SCREW TERMINAL | 41.46
3RT2018-1AP01 | CONTACTOR, AC-3, 7.5KW/400V, 1NO, AC 230V, 50/60 HZ, 3-POLE, SZ S00 SCREW TERMINAL | 41.46
3RT2018-1BE41 | CONTACTOR, AC-3, 7.5KW/400V, 1NO, DC 60V, 3-POLE, SZ S00 SCREW TERMINAL | 70.42
3RT2018-1BW42 | CONTACTOR, AC-3, 7.5KW/400V, 1NC, DC 48V, 3-POLE, SZ S00 SCREW TERMINAL | 66.43
3RA2210-1KE17-2BB4 | LOAD FEEDER FUSELESS REVERSING DUTY, AC 400V, SZ S00, 9. . .12.5A, DC 24V SPRING-LOADED CONNECTIO | 195.62
3RA2215-1BA16-2BB4-ZX95 | LOAD FEEDER FUSELESS REVERSING OPERATION, AC 400V, SZ. S00, 1.4...2A, 24 V DC SCREW CONNECTION | 186.75
3RH2916-2XA22-0MA0 | AUX.SWITCH BLOCK,FRONT,2NO+2NC, CURR.PATH: 1NO, 1NC, 1NC, 1NO, F. CONT. RELAYS A. MOTOR CONT., 3R | 13
3RT2015-2JB42 | COUPLING RELAY, AC-3, 3KW/400V, 1NC, DC 24V, 0.7...1.25*US, W. INTEGRATED DIODE 3-POLE SZ S00, SP | 34.23
3RT2016-1AB01-ZX95 | CONTACTOR, AC-3, 4KW/400V, 1NO, AC 24V, 50/60 HZ, 3-POLE, SZ S00 SCREW TERMINAL REUSABLE PACKAGI | 29.5
3RK4324-3CR54-0BC0 | SIRIUS MCU MOTOR STARTER ENC. DEG. O. PROT.IP54 PLASTIC COMMUNICATION AS-INTERFACE ELECTROMECHAN | 1150.48
3RT2037-1AN24 | CONTACTOR,AC3:30KW/400V, 2NO+2NC, 220V AC 50/60HZ, 3-POLE, SIZE S2, SCREW TERMINAL | 189.83
3RT2036-1AQ20 | CONTACTOR,AC3:22KW/400V, 1NO+1NC, 500V AC 50/60HZ, 3-POLE, SIZE S2, SCREW TERMINAL | 129.1
3RT2036-1NB34-3MA0 | CONTACTOR,AC3:22KW/400V, 2NO+2NC, 20-33V AC/DC, WITH VARISTOR, 3-POLE, SIZE S2, SCREW TERMINAL, | 210.06
3RT2926-3AF31 | MECHANICAL LATCH AC/DC 110V FOR MOTOR CONTACTORS SZ S0 | 60.21
3VA1063-4ED36-0DC0 | CIRCUIT BREAKER 3VA1 IEC FRAME 100 BREAKING CAPACITY CLASS S ICU=36KA @ 415 V 3-POLE, LINE PROT | 392.74
3RF3416-2BB24 | SOLID-STATE CONTACTOR 3-PH 3RF3 AC53 16A 40 DEGREES C 48-480V / 110-230V AC 2-PH. CONTROLLED IN | 181.68
3NE1330-5E | PV-FUSE-LINK 315A 1500V D.C. GPV SIZE 2XL FOR PHOTOVOLTAIC-APPLICATIONS | 355.59
3RP2540-1AB30 | TIMING RELAY, ELECTRONIC, OFF-DELAY, WITHOUT CONTROL SIGNAL OR NON-VOLATILE RELAY DEFINITE PASSI | 110.14
3RT2017-1BB42-1AA0 | CONTACTOR, AC-3, 5.5KW/400V, 1NC, DC 24V, 3-POLE, SZ S00 SCREW TERMINAL . | 40.05
3RT2017-1BM42 | CONTACTOR, AC-3, 5.5KW/400V, 1NC, DC 220V 3-POLE, SZ S00 SCREW TERMINAL | 37.58
3RB3016-1PB0-ZX95 | OVERLOAD RELAY 1...4 A FOR MOTOR PROTECTION SIZE S00, CLASS 10 CONTACTOR ASSEMBLY MAIN CIRCUIT: | 77.23
3RB3016-2SB0 | OVERLOAD RELAY 3...12 A FOR MOTOR PROTECTION SIZE S00, CLASS 20 CONTACTOR ASS. MAIN CIRCUIT: SCR | 86.51
3RA2210-1ED15-2AP0 | LOAD FEEDER FUSELESS REVERSING DUTY, AC 400V, SZ S00, 2.8. . .4A, AC 230V SCREW CONNECTION FOR B | 212.07
3RA2210-1FA15-2AP0 | LOAD FEEDER FUSELESS REVERSING DUTY, AC 400V, SZ S00, 3.5. . .5A, AC 230V SCREW CONNECTION FOR R | 155.73
3RH2122-1BF40-1AA0 | CONTACTOR RELAY, 2NO+2NC, DC 110V, SIZE S00, SCREW TERMINAL HORIZONTAL MOUNTING | 36.53
3RH2131-2AH00 | CONTACTOR RELAY, 3NO+1NC, AC 48V, 50/60 HZ, SZ S00, SPRING-LOADED TERMINAL | 29.43
3RH2131-2HB40 | COUPLING CONTACTOR RELAY, 3NO+1NC, DC 24V, 0.7...1.25*US, SZ S00, SPRING-LOADED TERMINAL | 34.05
3RU2116-0GB0 | OVERLOAD RELAY 0.45...0.63 A FOR MOTOR PROTECTION SZ S00, CLASS 10, F. MOUNTING ONTO CONTACTOR M | 46.45
3RU2116-1CB1 | OVERLOAD RELAY 1.8...2.5 A FOR MOTOR PROTECTION SZ S00, CLASS 10, STAND-ALONE INSTALLATION MAIN | 59.32
3RH2131-1BG40 | CONTACTOR RELAY, 3NO+1NC, DC 125V, SIZE S00, SCREW TERMINAL | 37.79
3RH2131-2AD00 | CONTACTOR RELAY, 3NO+1NC, AC 42V, 50/60 HZ, SZ S00, SPRING-LOADED TERMINAL | 32.33
3RH2131-2BM40 | CONTACTOR RELAY, 3NO+1NC, DC 220V, SZ S00, SPRING-LOADED TERMINAL | 34.05
3RT2017-2AK64-3MA0 | CONTACTOR, AC-3, 5.5KW/400V, 2NO+2NC AC110V 50HZ/120V 60HZ 3-POLE, SZ S00 SPRING-LOADED TERMINAL | 48.49
3RT2017-2AP01-ZX95 | CONTACTOR, AC-3, 5.5KW/400V, 1NO, AC 230V, 50/60 HZ, 3-POLE, SZ S00 SPRING-LOADED TERMINAL REUSA | 36.4
3RT2017-2AP02-ZW96 | CONTACTOR, AC-3, 5.5KW/400V, 1NC, AC 230V, 50/60 HZ, 3-POLE, SZ S00 SPRING-LOADED TERMINAL MULIT | 36.4
3RT2015-2KA42 | COUPLING RELAY, AC-3, 3KW/400V, 1NC, DC 12V, 0.7...1.25*US, W. PLUGGED-ON VARISTOR 3-POLE SZ S00, | 37.58
3RT2015-2MB41-0KT0 | COUPLING RELAY, AC-3, 3KW/400V, 1NO, DC 24V, 0.85...1.85*US, 3-POLE, SZ S00 SPRING-LOADED TERMINA | 29.37
3RH2344-1DB40 | CONTACTOR RELAY, 4NO+4NC, 24V DC SCREW TERMINAL, SIZE S00 2 NO + 2 NC BASIC UNIT /DIN EN VARIST | 62.95
3RH2344-1DE40-0KA0 | AUXILIARY CONTACTOR, 4NO+40E, 60 V DC, SCREW-CONNECTION, S00 MODULE, SNAP-ON MOUNT. VARISTOR | 62.95
3RB3026-2RE0 | OVERLOAD RELAY 0.1...0.4 A FOR MOTOR PROTECTION SIZE S0, CLASS 20 CONTACTOR ASS. MAIN CIRCUIT: S | 98.23
3RT2035-3NE34 | CONTACTOR,AC3:18.5KW/400V, 2NO+2NC, 48 - 80V AC/DC, WITH VARISTOR, 3-POLE, SIZE S2, SPRING-TYPE | 168.49
3RT2035-3XF44-0LA2 | RAIL-CONTACTOR, AC-3, 18.5KW/400V, 2NO+2NC, 110VDC, 0.7...1.25*US, WITH VARISTOR, 3-POLE, SIZE S | 202.96
3RT2036-1AD00 | CONTACTOR,AC3:22KW/400V, 1NO+1NC, 42V AC 50HZ, 3-POLE, SIZE S2, SCREW TERMINAL | 129.1
3RT2036-1AD04 | CONTACTOR,AC3:22KW/400V, 2NO+2NC, 42V AC 50HZ, 3-POLE, SIZE S2, SCREW TERMINAL | 140.03
3RK4324-3BR54-0BC0 | SIRIUS MCU MOTOR STARTER ENC. DEG. O. PROT.IP54 PLASTIC COMMUNICATION AS-INTERFACE ELECTROMECHAN | 1150.48
3RK4324-3DR51-0BC0 | SIRIUS MCU MOTOR STARTER ENC. DEG. O. PROT.IP54 PLASTIC COMMUNICATION AS-INTERFACE ELECTROMECHAN | 1094.52
3RT2517-1BE40 | 2NO+2NC CONTACTOR, AC3: 5.5KW DC 60V 4-POLE, 2NO+2NC, SZ: S00, SCREW TERMINAL | 44
3RT2517-2AK60 | 2NO+2NC CONTACTOR, AC3: 5.5KW DC 110V 50HZ, 120V 60HZ 4-POLE, 2NO+2NC, SZ: S00, SPRING-LOADED TER | 34.36
3RT2517-2FW40 | 2NO+2NC CONTACTOR, AC3: 5.5KW DC 48V 4-POLE, 2NO+2NC, SZ: S00, SPRING-LOADED TERMINAL W/ INTEGRA | 44
3RT2517-2GG20 | 2NO+2NC CONTACTOR, AC3: 5.5KW AC 110V 50/60HZ 4-POLE, 2NO+2NC, SZ: S00, SPRING-LOADED TERMINAL . | 54.03
3RA2110-0CS15-1BB4 | FUSELESS LOAD FEEDER DIRECT START, 400 V AC, SZ. S00 0.18...0.25 A 3 KW, 24 V DC SPRING-LOADED | 139.26
3RH2262-1AP00 | CONTACTOR RELAY, 6NO+2NC, AC 230V, 50/60 HZ, SIZE S00, SCREW TERMINAL, PERMANENT AUX. SWITCH, FO | 48.07
3RB3036-1UX1 | OVERLOAD RELAY 12.5...50 A FOR MOTOR PROTECTION SIZE S2, CLASS 10E STAND-ALONE INSTALLATION MAIN | 137.92
3RB3036-2UW1 | OVERLOAD RELAY 12.5...50 A FOR MOTOR PROTECTION SIZE S2, CLASS 20E STAND-ALONE INSTALLATION MAIN | 162.02
3RB3036-2UX1 | OVERLOAD RELAY 12.5...50 A FOR MOTOR PROTECTION SIZE S2, CLASS 20E STAND-ALONE INSTALLATION MAIN | 162.02
3RT2317-1AP00 | 4NO CONTACTOR, AC1: 22A AC 230V 50/60HZ 4-POLE, 4NO, SZ: S00, SCREW TERMINAL | 37.08
3RV2011-1HA20-ZX95 | CIRCUIT-BREAKER SZ S00, FOR MOTOR PROTECTION, CLASS 10, A-RELEASE 5.5...8A, N-RELEASE 104A, SPRI | 60.27
3RV2011-1JA10-0BA0 | SPECIAL TYPE CIRCUIT BREAKER SIZE S00, FOR MOTOR PROTECTION, CLASS 10, A-RELEASE 7...10A, SHORT- | 79.82
3RV2011-1JA20-ZW97 | CIRCUIT-BREAKER SZ S00, FOR MOTOR PROTECTION, CLASS 10, A-REL. 7...10A, N-REL. 130A, SPRING-L. CO | 67.73
3RH2122-1AC60 | CONTACTOR RELAY, 2NO+2NC, AC 32V 50HZ, 38V 60HZ, SIZE S00, SCREW TERMINAL | 32.33
3RH2122-2KG40-0LA4 | CONTACTOR RELAY FOR RAILWAY, 2NO+1NC, DC 125V, 0.7..1.25*US, W/ INTEGRATED SUPPRESSOR DIODE, SZ S | 65.41
3RH2140-2HB40 | COUPLING CONTACTOR RELAY, 4NO, DC 24V, 0.7...1.25*US, SZ S00, SPRING-LOADED TERMINAL | 34.05
3RT2926-4RA11 | COIL CONNECTION MODULE FOR MOTOR CONTACTORS SZ S0+S2, CONNECTION F. TOP SCREW TERMINAL | 3.84
3RT2926-5AT61 | MAGNET COIL F. CONTACTOR 18,5KW AC 600V, 60HZ FOR MOTOR CONTACTORS SZ S0, SCREW TERMINAL | 16
3RT2017-2BB41-ZW97 | CONTACTOR, AC-3, 5.5KW/400V, 1NO, DC 24V, 3-POLE, SZ S00 SPRING-LOADED TERMINAL MULTI UNIT PACKA | 41.91
3RT2015-2SB41 | COUPLING RELAY, AC-3, 3KW/400V, 1NO, DC 24V, 0,85...1,85*US, W. INTEGR. SUPPRESSORDIODE, 3-POLE | 33.39
3RA2110-0CH15-1AP0 | LOAD FEEDER FUSELESS DIRECT START, AC 400V, SZ S00 0.18. . .0.25A, AC 230V SPRING-LOADED CONNECTI | 136.1
3RT2035-1AK60 | CONTACTOR,AC3:18.5KW/400V, 1NO+1NC,110VAC 50HZ/120V 60HZ, 3-POLE, SIZE S2, SCREW TERMINAL | 99.56
3RT2035-1AT60 | CONTACTOR,AC3:18.5KW/400V, 1NO+1NC, 600V AC 60HZ, 3-POLE, SIZE S2, SCREW TERMINAL | 103.4
3RT2035-3AC20 | CONTACTOR,AC3:18.5KW/400V, 1NO+1NC, 24V AC 50/60HZ, 3-POLE, SIZE S2, SPRING-TYPE TERMINAL | 99.56
3RT2035-3CL24-3MA0 | CONTACTOR,AC3:18.5KW/400V, 2NO+2NC, 230V AC 50/60HZ, WITH PLUGGED-IN VARISTOR, 3-POLE, SIZE S2, | 121.44
3RT2036-1AG20 | CONTACTOR,AC3:22KW/400V, 1NO+1NC, 110V AC 50/60HZ, 3-POLE, SIZE S2, SCREW TERMINAL | 126.9
3RT2036-1AT60 | CONTACTOR,AC3:22KW/400V, 1NO+1NC, 600V AC 60HZ, 3-POLE, SIZE S2, SCREW TERMINAL | 129.1
3RA2110-0BE15-1BB4 | LOAD FEEDER FUSELESS DIRECT START, AC 400V, SZ S00 0.14. . .0.2A, DC 24V SPRING-LOADED CONNECTION | 102.56
3RT2015-2VB42 | COUPLING RELAY, AC-3, 3KW/400V, 1NC, DC 24V, 0.85...1.85*US, W. INTEGRATED DIODE 3-POLE SZ S00, S | 34.23
3RT2036-3AL20 | CONTACTOR,AC3:22KW/400V, 1NO+1NC, 230V AC 50/60HZ, 3-POLE, SIZE S2, SPRING-TYPE TERMINAL | 126.9
3RT2036-3XF40-0LA2 | RAIL-CONTACTOR, AC-3, 22KW/400V, 1NO+1NC, 110VDC, 0.7...1.25*US, WITH VARISTOR, 3-POLE, SIZE S2, | 294.85
3RV2011-1HA15-ZX95 | CIRCUIT BREAKER SZ S00, FOR MOTOR PROTECTION, CLASS 10, A-RELEASE 5.5...8A, N-RELEASE 104A, SCRE | 74.06
3RT2516-1BM40 | 2NO+2NC CONTACTOR, AC3: 4KW DC 220V 4-POLE, 2NO+2NC, SZ: S00, SCREW TERMINAL | 32.75
3RT2517-1AK60 | 2NO+2NC CONTACTOR, AC3: 5.5KW DC 110V 50HZ, 120V 60HZ 4-POLE, 2NO+2NC, SZ: S00, SCREW TERMINAL | 35.14
3RT2526-1AP00 | 2NO+2NC CONTACTOR, AC3: 11KW AC 230V 50HZ 4-POLE, 2NO+2NC, SZ: S0, SCREW TERMINAL 1NO+1NC INTEGR | 80.06
3RT2526-2XJ40-0LA2 | 2NO+2NC CONTACTOR, AC3: 11KW DC 72 V, POLEREVERSE 4-POLE, 2NO+2NC, SZ: S0, SPRING-TYP TERMINALS | 167.76
3RT2916-1GA00-ZX90 | ADDITIONAL LOAD MODULE, AC 50/60HZ, 180...255V F. CONT. RELAYS A. MOTOR CONT. SZ S00, MULTI-UNIT | 7.47
3RA2110-0CA15-1AP0 | LOAD FEEDER FUSELESS DIRECT START, AC 400V, SZ S00 0.18. . .0.25A, AC 230V SCREW CONNECTION FOR | 98.12
3RH2262-1AK60 | CONTACTOR RELAY, 6NO+2NC, AC 110V 50HZ / 120V 60HZ, SZ S00, SCREW TERMINAL, PERMANENT AUX. SWITCH | 48.07
3RB3036-2WB0 | OVERLOAD RELAY 20...80 A FOR MOTOR PROTECTION SIZE S2, CLASS 20E FOR MOUNTING ONTO CONTACTORS MA | 202.97
3RB3123-4VB0 | OVERLOAD RELAY 10...40 A FOR MOTOR PROTECTION SIZE S0, CLASS 5...30 CONTACTOR ASS. MAIN CIRCUIT: | 187.38
3RV2021-1GA10-ZW96 | CIRCUIT-BREAKER SZ S0, FOR MOTOR PROTECTION, CLASS 10, A-REL. 4.5...6.3A, N-REL. 82A SCREW CONNEC | 62.93
3RV2021-1JA20-ZX95 | CIRCUIT BREAKER SZ S0, FOR MOTOR PROTECTION, CLASS 10, A-REL. 7...10A, N-REL. 130A SPRING-L. CONN | 70.27
3RV2021-4EA10-0BA0 | CIRCUIT-BREAKER SZ S0, FOR MOTOR PROTECTION, CLASS 10, A-RELEASE 27...32A, N-RELEASE 400A, SCREW | 118.37
3RV2021-4EA25 | CIRCUIT-BREAKER SZ S0, FOR MOTOR PROTECTION, CLASS 10, A-RELEASE 27...32A, N-RELEASE 400A, SPRIN | 106.61
3RU2116-0EJ0 | OVERLOAD RELAY 0.28...0.40 A FOR MOTOR PROTECTION SZ S00, CLASS 10, F. MOUNTING ONTO CONTACTOR M | 53.5
3RV2011-1FA15-ZX95 | CIRCUIT BREAKER SZ S00, FOR MOTOR PROTECTION, CLASS 10, A-RELEASE 3.5...5A, N-RELEASE 65A, SCREW | 74.06
3RH2140-1AF00 | CONTACTOR RELAY, 4NO, AC 110V, 50/60 HZ, SIZE S00, SCREW TERMINAL | 29.43
3RH2140-1AN60 | CONTACTOR RELAY, 4NO, AC 200V 50/60 HZ, AC 220V 60 HZ SIZE S00, SCREW TERMINAL | 32.33
3RH2140-1AV00 | CONTACTOR RELAY, 4NO, AC 400V, 50/60 HZ, SIZE S00, SCREW TERMINAL | 32.33
3RH2140-1BA40 | CONTACTOR RELAY, 4NO, DC 12V, SIZE S00, SCREW TERMINAL | 37.79
3RT2926-1JJ00-ZX90 | SURGE SUPPRESSOR, VARISTOR WITH LED, AC 24...48V, DC 12...24V, FOR MOTOR CONTACTORS SZ S0, MULT | 12.41
3RT2926-3AB31 | MECHANICAL LATCH AC/DC 24V FOR MOTOR CONTACTORS SZ S0 | 60.21
3RT2926-4EB13 | RING TERMINAL END COVER FOR MOTOR CONTACTORS SZ S0, | 11.65
3RT2017-2BW41 | CONTACTOR, AC-3, 5.5KW/400V, 1NO, DC 48V, 3-POLE, SZ S00 SPRING-LOADED TERMINAL | 37.58
3RT2017-2FB42 | CONTACTOR, AC-3, 5.5KW/400V, 1NC, DC 24V, W. INTEGRATED DIODE 3-POLE, SZ S00 SPRING-LOADED TERMI | 42.88
3RT2017-2GG22-ZX95 | CONTACTOR, AC-3, 5.5KW/400V, 1NC, AC 110V, 50/60 HZ, 3-POLE, SZ S00 SPRING-LOADED TERMINAL REUSA | 61.78
3RT2017-2HB41 | COUPLING RELAY, AC-3, 5.5KW/ 400V , 1NO, DC 24V, 0.7...1.25*US, 3-POLE, SZ S00 SPRING-LOADED TER | 37.58
3RT2017-2KG42-0LA0 | CONT. F. RAILW. A., AC-3, 5.5KW 5.5KW/400V,DC125V,0.7...1.25*US W.SUPPRESSORDIODE INTEGRATED, 3-P | 63.03
3RA2110-0KA15-1FB4 | FUSELESS LOAD FEEDER REVERSING OPERATION, 400V AC, SIZE S00, 0.9...1.25A, 24 V DC WITH DIODE (I | 115.85
3RA2110-1AH15-1AP0 | LOAD FEEDER FUSELESS DIRECT START, AC 400V, SZ S00 1.1. . .1.6A, AC 230V SPRING-LOADED CONNECTION | 143.07
3RA2110-1BA15-1FB4 | FUSELESS LOAD FEEDER REVERSING OPERATION, 400V AC, SIZE S00, 1.4...2A 24 V DC WITH DIODE (INTEGR | 119.01
3RT2035-1CP04 | CONTACTOR,AC3:18.5KW/400V, 2NO+2NC, 230V AC 50HZ, 3-POLE, SIZE S2, SCREW TERMINAL | 120.34
3RT2035-1NB30 | CONTACTOR,AC3:18.5KW/400V, 1NO+1NC, 20-33V AC/DC, WITH VARISTOR, 3-POLE, SIZE S2, SCREW TERMINAL | 152.05
3RT2035-1NB34-3MA0 | CONTACTOR,AC3:18.5KW/400V, 2NO+2NC, 20-33V AC/DC, WITH VARISTOR, 3-POLE, SIZE S2, SCREW TERMINAL | 164.13
3RT2035-3AB00 | CONTACTOR,AC3:18.5KW/400V, 1NO+1NC, 24V AC 50HZ, 3-POLE, SIZE S2, SPRING-TYPE TERMINAL | 99.56
3RT2036-1CL24-3MA0 | CONTACTOR,AC3:22KW/400V, 2NO+2NC, 230V AC 50/60HZ, WITH PLUGGED-IN VARISTOR, 3-POLE, SIZE S2, SC | 149.88
3RH2140-4BB40 | CONTACTOR RELAY, 4NO, DC 24V, SZ S00,RINGCABLE LUG CONNECTION | 37.53
3RH2244-1BF40 | CONTACTOR RELAY, 4NO+4NC, DC 110V, SIZE S00, SCREW TERMINAL, PERMANENT AUX. SWITCH, FOR SUVA APP | 52.27
3RH2244-2BB40 | CONTACTOR RELAY, 4NO+4NC, DC 24V, SZ S00, SPRING-LOADED TERMINAL, PERMANENT AUX. SWITCH, FOR SUV | 52.27
3RH2244-4BG40 | CONTACTOR RELAY, 4NO+4NC, DC 125V, SZ S00,RINGCABLE LUG CONNECTION PERMANENT AUX. SWITCH, FOR SU | 64.57
3RT2015-4AN61 | CONTACTOR, AC-3, 3KW/400V, 1NO, AC 200V 50HZ, 200...220V 60HZ 3-POLE, SZ S00 RING CABLE LUG CONNE | 34.12
3RT2015-4BB41-ZX95 | CONTACTOR, AC-3, 3KW/400V, 1NO, DC 24V, 3-POLE, SZ S00 RING CABLE LUG CONNECTION REUSABLE PACKAG | 36.27
3RT2016-1AB01-1AA0 | CONTACTOR, AC-3, 4KW/400V, 1NO, AC 24V, 50/60 HZ, 3-POLE, SZ S00 SCREW TERMINAL VERTICAL MOUNTIN | 29.04
3RT2016-1AB01-ZW97 | CONTACTOR, AC-3, 4KW/400V, 1NO, AC 24V, 50/60 HZ, 3-POLE, SZ S00 SCREW TERMINAL MULTIUNIT PACKAG | 29.5
3RU2116-0AB1 | OVERLOAD RELAY 0.11...0.16 A FOR MOTOR PROTECTION SZ S00, CLASS 10, STAND-ALONE INSTALLATION MAI | 59.32
3RT2516-1AD00-ZX95 | CONTACTOR, AC-3, 4KW/400V, AC-1 18A, 42V AC 50/60HZ, 4-POLE, 2NO+2NC, SIZE S00, SCREW CONNECTION | 34.57
3RT2516-1AP60 | 2NO+2NC CONTACTOR, AC3: 4KW DC 220V 50HZ, 240V 60HZ 4-POLE, 2NO+2NC, SZ: S00, SCREW TERMINAL | 28.35
3RT2535-1NP30 | 2NO+2NC CONTACTOR,AC3:18.5KW 175-280V AC/DC,VARISTOR, 4-POLE, 2NO+2NC, SIZE S2, SCREW TERMINAL 1 | 178.32
3RU2116-1CC0 | OVERLOAD RELAY 1.8...2.5 A FOR MOTOR PROTECTION SZ S00, CLASS 10, F. MOUNTING ONTO CONTACTOR MAI | 46.45
3RT2926-5AR61 | MAGNET COIL F. CONTACTOR 18,5KW AC 400V, 50/60HZ, 440V, 60HZ FOR MOTOR CONTACTORS SZ S0, SCREW TE | 16
3RT2936-1BC00-ZX90 | SURGE SUPPRESSOR, VARISTOR, 48...127V AC, 70...150V DC, FOR CONTACTORS SIZE S2 | 10.06
3RT2024-1AT60 | CONTACTOR, AC-3, 5.5KW/400V, 1NO+1NC, AC 600V 60HZ, 3-POLE, SZ S0 SCREW TERMINAL | 37.08
3RT2024-1BE40 | CONTACTOR, AC-3, 5.5KW/400V, 1NO+1NC, DC 60V, 3-POLE, SZ S0 SCREW TERMINAL | 70.99
3RT2024-2AL20-ZW97 | CONTACTOR, AC-3, 5.5KW/400V, 1NO+1NC, AC 230V 50/60HZ, 3-POLE, SZ S0 SPRING-LOADED TERMINAL MULT | 38.43
3RT2017-2AB01-ZX95 | CONTACTOR, AC-3, 5.5KW/400V, 1NO, AC 24V, 50/60 HZ, 3-POLE, SZ S00, 120 PIECES SPRING-LOADED TERM | 36.4
3RT2017-2JB42-ZX95 | COUPLING RELAY, AC-3, 5.5KW/ 400V , 1NC, DC 24V, 0.7...1.25*US, W. INTEGRATED DIODE 3-POLE SZ S0 | 47.79
3RT2017-2KB42-1LA0 | CONT. F. RAILW. A., AC-3, 5.5KW 400V, DC 24V, 0.7...1.25*US, W.SUPPRESSORDIODE INTEGRATED, 3-POLE | 61.33
3RA2115-1HA17-1BB4 | LOAD FEEDER FUSELESS DIRECT START, AC 400V, SZ S00 5,5. . .8A, DC 24V SCREW CONNECTION FOR RAIL- | 138
3RA2120-1FD24-0BB4 | LOAD FEEDER FUSELESS DIRECT START, AC 400V, SZ S0, 3.5. . .5A, DC 24V SCREW CONNECTION FOR BUSBA | 200.04
3LD2565-2TB53-0AB1 | MAIN/EMERG. STOP SWITCH 3-POLE IU=63, P/AC-23A AT 400V=22KW 1 N-TERMINAL + 1 PE-TERMINAL INSULATI | 159.52
3RT2015-2AD01 | CONTACTOR, AC-3, 3KW/400V, 1NO, AC 42V, 50/60 HZ, 3-POLE, SZ S00 SPRING-LOADED TERMINAL | 27.32
3RT2015-2AP01-ZX95 | CONTACTOR, AC-3, 3KW/400V, 1NO, AC 230V, 50/60 HZ, 3-POLE, SZ S00 SPRING-LOADED TERMINAL REUSABL | 27.6
3RH2911-2GA40 | AUX.SWITCH BLOCK,FRONT,4NO, CURR.PATH: 1NO, 1NO, 1NO, 1NO, FOR CONTACTOR RELAYS, SZ S00, SPRING- | 11.81
3RH2911-2HA22-ZW97 | AUX.SWITCH BLOCK,FRONT,2NO+2NC, CURR.PATH: 1NC, 1NC, 1NO, 1NO, F. CONT. RELAYS A. MOTOR CONT., 3R | 13.16
3RU2116-1FB1 | OVERLOAD RELAY 3.5...5.0 A FOR MOTOR PROTECTION SZ S00, CLASS 10, STAND-ALONE INSTALLATION MAIN | 59.32
3RU2116-1HC0 | OVERLOAD RELAY 5.5...8.0 A FOR MOTOR PROTECTION SZ S00, CLASS 10, F. MOUNTING ONTO CONTACTOR MAI | 46.45
3RV2021-1FA10 | CIRCUIT-BREAKER SZ S0, FOR MOTOR PROTECTION, CLASS 10, A-REL. 3.5...5A, N-REL. 65A SCREW CONNECTI | 53.24
3RV2021-4AA10-ZW97 | CIRCUIT-BREAKER SZ S0, FOR MOTOR PROTECTION, CLASS 10, A-REL. 11...16A, N-REL. 208A, SCREW CONNEC | 73.43
3RT2026-1AC20 | CONTACTOR, AC-3, 11KW/400V, 1NO+1NC, AC 24V 50/60HZ, 3-POLE, SZ S0 SCREW TERMINAL | 61.33
3RT2026-1FB44-3MA0 | CONTACTOR, AC-3, 11KW/400V, 2NO+2NC, DC 24V, W. PLUGGED-IN DIODE ASSEMBLIES 3-POLE, SZ S0 SCREW | 122.07
3RH2140-1AQ00 | CONTACTOR RELAY, 4NO, AC 380V, 50/60 HZ, SIZE S00, SCREW TERMINAL | 32.33
3RT2037-3NB34-3MA0 | CONTACTOR,AC3:30KW/400V, 2NO+2NC, 20-33V AC/DC, WITH VARISTOR, 3-POLE, SIZE S2, SPRING-TYPE TERM | 282.27
3RT2038-1AG60 | CONTACTOR,AC3:37KW/400V, 1NO+1NC,100VAC50HZ/100.110V60HZ 3-POLE, SIZE S2, SCREW TERMINAL | 201.3
3RT2038-1NF30 | CONTACTOR,AC3:37KW/400V, 1NO+1NC, 84 - 155V AC/DC, WITH VARISTOR, 3-POLE, SIZE S2, SCREW TERMINA | 284.44
3RT2038-3AG20 | CONTACTOR,AC3:37KW/400V, 1NO+1NC, 110V AC 50/60HZ, 3-POLE, SIZE S2, SPRING-TYPE TERMINAL | 199.12
3RT2316-1AB00 | 4NO CONTACTOR, AC1: 18A AC 24V 50/60HZ 4-POLE, 4NO, SZ: S00, SCREW TERMINAL | 30.66
3RH2911-1HA30 | AUX.SWITCH BLOCK,FRONT,3NO, CURR.PATH: 1NO, 1NO, 1NO, F. CONT. RELAYS A. MOTOR CONT., 3RT2 SCREW | 9.59
3RH2911-2GA04-ZW97 | AUX.SWITCH BLOCK,FRONT,4NC, CURR.PATH: 1NC, 1NC, 1NC, 1NC, FOR CONTACTOR RELAYS, SZ S00, SPRING- | 13.16
3RT2016-1AH02 | CONTACTOR, AC-3, 4KW/400V, 1NC, AC 48V, 50/60 HZ, 3-POLE, SZ S00 SCREW TERMINAL | 26.48
3RK4324-3FR54-0BC0 | SIRIUS MCU MOTOR STARTER ENC. DEG. O. PROT.IP54 PLASTIC COMMUNICATION AS-INTERFACE ELECTROMECHAN | 1150.48
3RT2916-1CB00 | SURGE SUPPRESSOR, RC COUPLING, AC 24...48V, DC 24...70V, F. CONT. RELAYS A. MOTOR CONT. SZ S00, | 7.05
3RT2916-1CC00 | SURGE SUPPRESSOR, RC COUPLING, AC 48...127V, DC 70...150V, F. CONT. RELAYS A. MOTOR CONT. SZ S00 | 7.05
3RT2916-1CC00-ZX90 | SURGE SUPPRESSOR, RC COUPLING, AC 48...127V, DC 70...150V, F. CONT. RELAYS A. MOTOR CONT. SZ S00 | 7.84
3RB3133-4WD0 | OVERLOAD RELAY 20...80 A FOR MOTOR PROTECTION SIZE S2, CLASS 5E...30E FOR MOUNTING ONTO CONTACTOR | 250.05
3RB3133-4WX1 | OVERLOAD RELAY 20...80 A FOR MOTOR PROTECTION SIZE S2, CLASS 5E...30E STAND-ALONE INSTALLATION M | 250.05
3RB3980-0C | CABLE RELEASE FOR RESET 0.6M FOR 3RB30/3RB31 SIZE S00...S2 | 38.35
3RV2021-4AA15-ZW97 | CIRCUIT-BREAKER SZ S0, FOR MOTOR PROTECTION, CLASS 10, A-REL. 11...16A, N-REL. 208A, SCREW CONNEC | 86.72
3RV2021-4AA20 | CIRCUIT-BREAKER SZ S0, FOR MOTOR PROTECTION, CLASS 10, A-RELEASE 11...16A, N-RELEASE 208A, SPRIN | 62.14
3RV2021-4AA40 | CIRCUIT-BREAKER SZ S0, FOR MOTOR PROTECTION, CLASS 10, A-RELEASE 11...16A, N-RELEASE 208A, RING | 82.3
3RV2021-4DA10-0BA0 | SPECIAL TYPE CIRCUIT BREAKER SIZE S0, FOR MOTOR PROTECTION, CLASS 10, A-RELEASE 20...25A, SHORT- | 99.09
3RH2122-1KJ80 | COUPLING CONTACTOR RELAY, 2NO+2NC, DC 72V, 0.7..1.25*US, W/ INTEGRATED SUPPRESSOR DIODE, SIZE S00 | 41.98
3RH2122-1VB40 | COUPLING CONTACTOR RELAY, 2NO+2NC, DC 24V, 0.85..1.85*US, W/ INTEGRATED DIODE, SIZE S00, SCREW TE | 39.4
3RH2122-2AH00 | CONTACTOR RELAY, 2NO+2NC, AC 48V, 50/60 HZ, SZ S00, SPRING-LOADED TERMINAL | 29.43
3RH2122-2AP60 | CONTACTOR RELAY, 2NO+2NC, AC 220V 50HZ, 240V 60HZ, SZ S00, SPRING-LOADED TERMINAL | 29.43
3VA1063-4ED32-0JH0 | CIRCUIT BREAKER 3VA1 IEC FRAME 100 BREAKING CAPACITY CLASS S ICU=36KA @ 415 V 3-POLE, LINE PROT | 366.97
3VA1063-4ED36-0AD0 | CIRCUIT BREAKER 3VA1 IEC FRAME 100 BREAKING CAPACITY CLASS S ICU=36KA @ 415 V 3-POLE, LINE PROT | 300.12
3RH2262-2AK60 | CONTACTOR RELAY, 6NO+2NC, AC 110V 50HZ / 120V 60HZ, SZ S00, SPRING-LOADED TERMINAL, PERMANENT AUX | 48.07
3RA2110-0FA15-1AP0 | LOAD FEEDER FUSELESS DIRECT START, AC 400V, SZ S00 0.35. . .0.5A, AC 230V SCREW CONNECTION FOR R | 98.12
3RT2317-1BF40 | 4NO CONTACTOR, AC1: 22A DC 110V 4-POLE, 4NO, SZ: S00, SCREW TERMINAL | 42.07
3RT2317-2AP00 | 4NO CONTACTOR, AC1: 22A AC 230V 50/60HZ 4-POLE, 4NO, SZ: S00, SPRING-LOADED TERMINAL | 37.08
3RT2325-1AK60 | 4NO CONTACTOR, AC1: 35A DC 110V 50HZ, 120V 60HZ 4-POLE, 4NO, SZ: S0, SCREW TERMINAL 1NO+1NC INTE | 55.57
3RT2336-1NB30-4AA0 | 4NO CONTACTOR,AC3:22KW 20-33V AC/DC,VARISTOR, 4-POLE, 4NO, SIZE S2, SCREW TERMINAL 1NO+1NC INTEG | 218.82
3RT2516-1AK60 | 2NO+2NC CONTACTOR, AC3: 4KW DC 110V 50HZ, 120V 60HZ 4-POLE, 2NO+2NC, SZ: S00, SCREW TERMINAL | 28.35
3RT2516-1BF40 | 2NO+2NC CONTACTOR, AC3: 4KW DC 110V 4-POLE, 2NO+2NC, SZ: S00, SCREW TERMINAL | 32.75
3RT2517-1AF00 | 2NO+2NC CONTACTOR, AC3: 5.5KW AC 110V 50HZ 4-POLE, 2NO+2NC, SZ: S00, SCREW TERMINAL | 35.14
3VA1063-4ED36-0DH0 | CIRCUIT BREAKER 3VA1 IEC FRAME 100 BREAKING CAPACITY CLASS S ICU=36KA @ 415 V 3-POLE, LINE PROT | 416.42
3RT2018-1AB01-0UA0 | CONTACTOR, 5HP 460/575V, 1NO, AC 24V, 50/60HZ, 3-POLE, SZ S00 SCREW TERMINAL | 44.97
3RT2018-1AH02 | CONTACTOR, AC-3, 7.5KW/400V, 1NC, AC 48V, 50/60 HZ, 3-POLE, SZ S00 SCREW TERMINAL | 41.46
3RT2018-1AR61 | CONTACTOR, AC-3, 7.5KW/400V, 1NO, AC 400V 50HZ, 400...440V 60HZ 3-POLE, SZ S00 SCREW TERMINAL | 44.07
3RT2018-1AV01 | CONTACTOR, AC-3, 7.5KW/400V, 1NO, AC 400V, 50/60 HZ, 3-POLE, SZ S00 SCREW TERMINAL | 44.07
3RU2116-1AB0-ZW96 | OVERLOAD RELAY 1.1...1.6 A FOR MOTOR PROTECTION SZ S00, CLASS 10, F. MOUNTING ONTO CONTACTOR MAI | 47.66
3RU2116-1CB0-ZX95 | OVERLOAD RELAY 1.8...2.5 A FOR MOTOR PROTECTION SZ S00, CLASS 10, F. MOUNTING ONTO CONTACTOR MAI | 47.66
3RH2122-1AF00-1AA0 | CONTACTOR RELAY, 2NO+2NC, AC 110V, 50/60 HZ, SIZE S00, SCREW TERMINAL UPRIGHT MOUNTING POSITION | 32.22
3RH2122-1AT60 | CONTACTOR RELAY, 2NO+2NC, AC 600V, 60HZ, SIZE S00, SCREW TERMINAL | 32.33
3RH2122-2BA40 | CONTACTOR RELAY, 2NO+2NC, DC 12V, SZ S00, SPRING-LOADED TERMINAL | 37.79
3RH2122-2HB40 | COUPLING CONTACTOR RELAY, 2NO+2NC, DC 24V, 0.7...1.25*US, SZ S00, SPRING-LOADED TERMINAL | 34.05
3RH2131-1BE80 | CONTACTOR RELAY, 3NO+1NC, DC 80V, SIZE S00, SCREW TERMINAL | 37.79
3RH2131-1FB40 | CONTACTOR RELAY, 3NO+1NC, DC 24V, W/ INTEGRATED DIODE, SIZE S00, SCREW TERMINAL | 39.4
3RH2131-2AB00-ZX95 | CONTACTOR RELAY, 3NO+1NC, 24V AC, 50/60 HZ, SZ S00, SPRING-LOADED TERMINAL REUSABLE PACKAGING = 1 | 30.19
3RH2344-1AF00 | CONTACTOR RELAY, 4NO+4NC, AC 110V, 50/60 HZ, SIZE S00, SCREW TERMINAL, REMOVABLE AUX. SWITCH | 48.07
3RB3026-2QB0 | OVERLOAD RELAY 6...25 A FOR MOTOR PROTECTION SIZE S0, CLASS 20 CONTACTOR ASS. MAIN CIRCUIT: SCRE | 98.23
3RB3113-4SB0 | OVERLOAD RELAY 3...12 A FOR MOTOR PROTECTION SIZE S00, CLASS 5...30 CONTACTOR ASS. MAIN CIRCUIT: | 139.26
3RB3133-4UW1 | OVERLOAD RELAY 12.5...50 A FOR MOTOR PROTECTION SIZE S2, CLASS 5E...30E STAND-ALONE INSTALLATION | 207.01
3RA2110-0DD15-1AP0 | LOAD FEEDER FUSELESS DIRECT START, AC 400V, SZ S00 0.22. . .0.32A, AC 230V SCREW CONNECTION FOR | 130.4
3RT2325-1BB40 | 4NO CONTACTOR, AC1: 35A DC 24V 4-POLE, 4NO, SZ: S0, SCREW TERMINAL 1NO+1NC INTEGR. | 91.97
3RT2325-1BW40 | 4NO CONTACTOR, AC1: 35A DC 48V 4-POLE, 4NO, SZ: S0, SCREW TERMINAL 1NO+1NC INTEGR. | 91.97
3RT2327-2AB00 | 4NO CONTACTOR, AC1: 50A AC 24V 50HZ 4-POLE, 4NO, SZ: S0, SPRING-LOADED TERMINAL 1NO+1NC INTEGR. | 102.77
3RT2336-1AL20 | 4NO CONTACTOR,AC1:60A 230V AC 50/60HZ, 4-POLE, 4NO, SIZE S2, SCREW TERMINAL 1NO+1NC INTEGRATED | 141.68
3RT2517-2AF00 | 2NO+2NC CONTACTOR, AC3: 5.5KW AC 110V 50HZ 4-POLE, 2NO+2NC, SZ: S00, SPRING-LOADED TERMINAL | 35.14
3RT2518-1AP60 | 2NO+2NC CONTACTOR, AC3: 7.5KW DC 220V 50HZ, 240V 60HZ 4-POLE, 2NO+2NC, SZ: S00, SCREW TERMINAL | 44.58
3RP2505-1AW30 | TIME REL., MULTI-FUNCTION, 1 CO CONTACT, 13 FUNCTIONS, 15 TIME SET. RANGES, (1, 3, 10, 30, 100), | 107.61
3RT2018-1BB41 | CONTACTOR, AC-3, 7.5KW/400V, 1NO, DC 24V, 3-POLE, SZ S00 SCREW TERMINAL . | 66.43
3RT2018-1BF42 | CONTACTOR, AC-3, 7.5KW/400V, 1NC, DC 110V 3-POLE, SZ S00 SCREW TERMINAL | 66.43
3RT2018-2BB41-0CC0 | CONTACTOR, AC-3, 7.5KW/400V, 1NO, DC 24V, COM. CAPABILITY 3-POLE, SZ S00 SPRING-LOADED TERMINAL | 70.42
3RU2116-0JC0 | OVERLOAD RELAY 0.70...1.0 A FOR MOTOR PROTECTION SZ S00, CLASS 10, F. MOUNTING ONTO CONTACTOR MA | 46.45
3RU2116-1HB0 | OVERLOAD RELAY 5.5...8.0 A FOR MOTOR PROTECTION SZ S00, CLASS 10, F. MOUNTING ONTO CONTACTOR MAI | 46.45
3RU2116-1JC1 | OVERLOAD RELAY 7.0...10 A FOR MOTOR PROTECTION SZ S00, CLASS 10, STAND-ALONE INSTALLATION MAIN C | 59.32
3RA2110-0JS15-1BB4 | FUSELESS LOAD FEEDER DIRECT START, 400 V AC, SZ. S00 0.70...1.00 A 3 KW, 24 V DC SPRING-LOADED | 143.07
3RA2110-0KH15-1BB4 | LOAD FEEDER FUSELESS DIRECT START, AC 400V, SZ S00 0.9. . .1.25A, DC 24V SPRING-LOADED CONNECTION | 148.13
3RT2325-2BG40 | 4NO CONTACTOR, AC1: 35A DC 125V 4-POLE, 4NO, SZ: S0, SPRING-LOADED TERMINAL 1NO+1NC INTEGR. | 97.09
3RT2326-1AK60 | 4NO CONTACTOR, AC1: 40A DC 110V 50HZ, 120V 60HZ 4-POLE, 4NO, SZ: S0, SCREW TERMINAL 1NO+1NC INTE | 73.24
3RA2210-1CS15-2BB4 | FUSELESS LOAD FEEDER REVERSING OPERATION, 400 V AC, SZ. S00 1.80...2.50 A 3 KW, 24 V DC SPRING- | 222.83
3RA2210-1DE15-2BB4 | LOAD FEEDER FUSELESS REVERSING DUTY, AC 400V, SZ S00, 2.2. . .3.2A, DC 24V SPRING-LOADED CONNECTI | 163.96
3RT2025-2BB40-ZX95 | CONTACTOR, AC-3, 7.5KW/400V, 1NO+1NC, DC 24V, 3-POLE, SZ S0 SPRING-LOADED TERMINAL REUSABLE PACK | 91.16
3RH2122-2LB40 | COUPLING CONTACTOR RELAY RAIL, 2NO+2NC, DC 24V, 0.7...1.25*US, VARISTOR INTEGRATED, SZ S00, SPRIN | 38.47
3RH2122-2LF40-1AA0 | COUPLING CONTACTOR RELAY RAIL, 2NO+2NC, DC 110V, 0.7..1.25*US, VARISTOR INTEGRATED, SZ S00, SPRIN | 40.97
3RH2131-1BA40 | CONTACTOR RELAY, 3NO+1NC, DC 12V, SIZE S00, SCREW TERMINAL | 37.79
3RB3113-4TB0 | OVERLOAD RELAY 4...16 A FOR MOTOR PROTECTION SIZE S00, CLASS 5...30 CONTACTOR ASS. MAIN CIRCUIT: | 139.26
3RB3113-4TE0 | OVERLOAD RELAY 4...16 A FOR MOTOR PROTECTION SIZE S00, CLASS 5...30 CONTACTOR ASS. MAIN CIRCUIT: | 139.26
3RB3123-4PB0 | OVERLOAD RELAY 1...4 A FOR MOTOR PROTECTION SIZE S0, CLASS 5...30 CONTACTOR ASS. MAIN CIRCUIT: S | 150.66
3RB3133-4UD0 | OVERLOAD RELAY 12.5...50 A FOR MOTOR PROTECTION SIZE S2, CLASS 5E...30E FOR MOUNTING ONTO CONTACT | 207.01
3RT2325-2AK60 | 4NO CONTACTOR, AC1: 35A DC 110V 50HZ, 120V 60HZ 4-POLE, 4NO, SZ: S0, SPRING-LOADED TERMINAL 1NO+ | 55.57
3RT2326-1AN20 | 4NO CONTACTOR, AC1: 40A AC 230V 50/60HZ 4-POLE, 4NO, SZ: S0, SCREW TERMINAL 1NO+1NC INTEGR. | 73.24
3RT2326-1BF40 | 4NO CONTACTOR, AC1: 40A DC 110V 4-POLE, 4NO, SZ: S0, SCREW TERMINAL 1NO+1NC INTEGR. | 108.99
3RT2326-1BG40 | 4NO CONTACTOR, AC1: 40A DC 125V 4-POLE, 4NO, SZ: S0, SCREW TERMINAL 1NO+1NC INTEGR. | 112.98
3RT2326-2AP00 | 4NO CONTACTOR, AC1: 40A AC 230V 50HZ 4-POLE, 4NO, SZ: S0, SPRING-LOADED TERMINAL 1NO+1NC INTEGR. | 73.24
3RT2916-1PA1 | SURGE SUPPRESSOR, RC COUPLING, 400V 50/60HZ 7.5KW, FOR MOTOR CONTACTORS SZ S00, | 35.59
3RT2916-1PB3 | SURGE SUPPRESSOR, VARISTOR, 690V 50/60HZ, 5.5KW, FOR MOTOR CONTACTORS SZ S00, | 32.09
3RT2916-4MA10 | SEALABLE COVER F. CONT. RELAYS A. MOTOR CONT. SZ S00 AND S0, PROTECTION AGAINST UNINTENTIONAL M | 1.8
3RT2018-1BP42 | CONTACTOR, AC-3, 7.5KW/400V, 1NC, DC 230V, 3-POLE, SZ S00 SCREW TERMINAL | 70.42
3RT2018-2AB01-ZX95 | CONTACTOR, AC-3, 7.5KW/400V, 1NO, AC 24V 50/60HZ, 3-POLE, SZ S00, 120 PIECES SPRING-LOADED TERMIN | 46.21
3RT2018-2AV01 | CONTACTOR, AC-3, 7.5KW/400V, 1NO, AC 400V, 50/60 HZ, 3-POLE, SZ S00 SPRING-LOADED TERMINAL | 44.07
3RT2037-1AC24 | CONTACTOR,AC3:30KW/400V, 2NO+2NC, 24V AC 50/60HZ, 3-POLE, SIZE S2, SCREW TERMINAL | 189.83
3RT2037-1AD00 | CONTACTOR,AC3:30KW/400V, 1NO+1NC, 42V AC 50HZ, 3-POLE, SIZE S2, SCREW TERMINAL | 181.06
3RA2110-0GH15-1AP0 | LOAD FEEDER FUSELESS DIRECT START, AC 400V, SZ S00 0.45. . .0.63A, AC 230V SPRING-LOADED CONNECTI | 136.1
3RH2131-2BB40 | CONTACTOR RELAY, 3NO+1NC, DC 24V, SZ S00, SPRING-LOADED TERMINAL | 34.05
3RH2131-2BB40-ZW96 | CONTACTOR RELAY, 3NO+1NC, DC 24V, SZ S00, SPRING-LOADED TERMINAL, MULTI-UNIT PACKAGE = 60 UNITS | 34.94
3RN1014-1BM00 | THERMISTOR MOTOR PROTECTION FOR BI-METAL SENSORS, MANUAL/REMOTE, 2W,AC230V, SCREW CONNECTION, | 224.72
3RT2038-3AL20-1AA0 | CONTACTOR,AC3:37KW/400V, 1NO+1NC, 230V AC 50/60HZ, 3-POLE, SIZE S2, SCREW TERMINAL UPRIGHT MOUNT | 214.98
3RT2023-2AL24-3MA0 | CONTACTOR, AC-3, 4KW/400V, 2NO+2NC, AC 230V 50/60HZ, 3-POLE, SZ S0 SPRING-LOADED TERMINAL PERMAN | 42.41
3RT2023-2AP00-ZW96 | CONTACTOR, AC-3, 4KW/400V, 1NO+1NC, AC 230V 50HZ, 3-POLE, SZ S0 SPRING-LOADED TERMINAL MULTI-UNI | 32.54
3RT1054-6PP35 | CONTACTOR, 55KW/400V/AC-3, AC(40...60HZ)/DC OPERATION UC 200...277V AUXIL. CONTACTS 1NO+1NC 3-PO | 590.78
3RT1056-6AR36-0UA0 | CONTACTOR, 100HP 460/575V AC(40...60HZ)/DC OPERATION UC 400...480V AUXILIARY CONTACTS 2NO+2NC 3- | 568.91
3RA2215-1BA16-5BB4-ZX95 | LOAD FEEDER FUSELESS REVERSING OPERATION, AC 400V, SZ. S00, 1.4 ... 2A 24 V DC SCREW CONNECTION | 213.96
3RA2220-1FB24-0BB4 | LOAD FEEDER FUSELESS REVERSING DUTY, AC 400V, SZ S0, 3.5. . .5A, DC 24V SCREW CONNECTION FOR RAI | 295
3RA2220-1GF24-0AP0 | LOAD FEEDER FUSE SW. REVERSING OPERATION, AC 400V, MDL. S0, 4.5. . .6.3A, AC 230V SPRING-LOADED T | 218.4
3RU2126-4CC1 | OVERLOAD RELAY 17...22 A FOR MOTOR PROTECTION SZ S0, CLASS 10, STAND-ALONE INSTALLATION MAIN CIR | 63.56
3RA2210-1JH16-2AP0 | LOAD FEEDER FUSELESS REVERSING DUTY, AC 400V, SZ S00, 7. . .10A, AC 230V SPRING-LOADED CONNECTION | 224.09
3RA2220-1GH24-0BB4 | LOAD FEEDER FUSE SW. REVERSING OPERATION, AC 400V, MDL. S0, 4.5. . .6.3A, DC 24V SPRING-LOADED TE | 332.98
3RA2220-4AH26-0BB4 | LOAD FEEDER FUSELESS REVERSING DUTY, AC 400V, SZ S0, 11. . .16A, DC 24V SPRING-LOADED CONNECTION | 415.27
3LD2766-5VD51-0AE2 | MAIN SWITCH 6-POLE IU=100, P/AC-23A AT 400V=37KW *** SPECIAL VERSION *** | 957.15
3RK1301-0CB10-0AB4 | DS1E-X FOR ET200S HIGH FEATURE DIRECT STARTER SETTING RANGE 2.4...16A MECHANICAL SWITCHING ELECT | 1030.25
3RU2116-1KB1 | OVERLOAD RELAY 9.0...12.5 A FOR MOTOR PROTECTION BGR S00, CLASS 10 STAND-ALONE INSTALLATION MAIN | 59.32
3RU2126-1DB0-ZX95 | OVERLOAD RELAY 2.2...3.2 A FOR MOTOR PROTECTION SZ S0, CLASS 10, F. MOUNTING ONTO CONTACTOR MAIN | 51.21
3RU2126-4PJ0 | OVERLOAD RELAY 30...36 A FOR MOTOR PROTECTION SZ S0, CLASS 10, F. MOUNTING ONTO CONTACTOR MAIN C | 87.99
3RU2136-4GD1 | OVERLOAD RELAY 36...45 A FOR MOTOR PROTECTION SIZE S2, CLASS 10 STAND-ALONE INSTALLATION MAIN CI | 114.16
3RA2120-1GE24-0AP0 | LOAD FEEDER FUSE SW. DIRECT STARTING, AC 400V, MDL. S0, 4.5. . .6.3A, AC 230V SPRING-LOADED TERMI | 122.81
3RA2120-4AA26-0FB4 | LOAD FEEDER FUSELESS DIRECT START, 400V AC, SZ S0, 11. . .16A, 24V DC SCREW CONNECTION FOR RAIL- | 224.09
3RV2121-4DA10 | CIRCUIT-BREAKER SZ S0, FOR MOTOR PROTECTION, CLASS 10, W. OVERLOAD RELAY FUNCTION A-RELEASE20...2 | 111.96
3RV2311-1BC10 | CIRCUIT-BREAKER SZ S00, FOR STARTER COMBINATION, RATED CURRENT 2 A, N-RELEASE 26A, SCREW CONNECT | 51.98
3RM1001-2AA14 | MOTOR STARTER 3RM1 SIRIUS DIRECT STARTER 500 V; 0,1-0,5 A; 110-230 V AC PUSH-IN-TYPE CONNECTION | 160.16
3RM1107-2AA04 | MOTOR STARTER SIRIUS 3RM1 DIRECT STARTER SAFETY 500 V; 1,6 - 7,0 A; 24 V DC PUSH-IN TYPE CONNECT | 185.49
3RM1301-2AA14 | MOTOR STARTER SIRIUS 3RM1 REVERSING STARTER SAFETY 500 V; 0,1-0,5 A; 110-230 V AC PUSH-IN-TYPE C | 200.04
3RT2026-2BB44 | CONTACTOR, AC-3, 11KW/400V, 2NO+2NC, DC 24V, 3-POLE, SZ S0 SPRING-LOADED TERMINAL REMOVABLE AUX. | 108.42
3RT2026-2NB30 | CONTACTOR, AC-3, 11KW/400V, 1NO+1NC, AC(50-60HZ)/DC ACTUAT. AC/DC 21...28V, 3-POLE, SZ S0 SPRING- | 112.41
3RT2027-2AC24 | CONTACTOR, AC-3, 15KW/400V, 2NO+2NC, AC 24V 50/60HZ, 3-POLE, SZ S0 SPRING-LOADED TERMINAL REMOVA | 98.8
3RK4324-3HR51-0BC0 | SIRIUS MCU MOTOR STARTER ENC. DEG. O. PROT.IP54 PLASTIC COMMUNICATION AS-INTERFACE ELECTROMECHAN | 1094.52
3RA2210-1FD15-2BB4 | LOAD FEEDER FUSELESS REVERSING DUTY, AC 400V, SZ S00, 3.5. . .5A, DC 24V SCREW CONNECTION FOR BU | 223.46
3RA2210-0BA15-2BB4 | FUSELESS LOAD FEEDER REVERSING OPERATION, 400 V AC, SZ S00, 0.14 TO 0.20 A, 24 V DC SCREW TERMINA | 153.83
3RK1901-1DE22-1AA0 | AS-I DATA DECOUPL 2 X 4A SCREW AS-INTERFACE DUAL DATA DECOUPLING UNIT, IP20, SLIMLINE S22.5 SCRE | 245.37
3RK1902-2HB50 | BUS CABLE FOR PROFINET PREASSEMBLED ONE SIDE 4-CORE, SHIELDED PREASSEMBLED WITH 1X M12 D CODED | 66.67
3RT2016-4AN62 | CONTACTOR, AC-3, 4KW/400V, 1NC, AC 200V 50HZ, 200...220V 60HZ 3-POLE, SZ S00 RING CABLE LUG CONNE | 36.53
3RT2017-1BB41-ZW97 | CONTACTOR, AC-3, 5.5KW/400V, 1NO, DC 24V, 3-POLE, SZ S00 SCREW TERMINAL MULTI-UNIT PACKAGING PA | 41.91
3RV2321-1EC20 | CIRCUIT-BREAKER SZ S0, FOR STARTER COMBINATION, RATED CURRENT 4A, N-REL. 52A SPRING-L. CONNECTION | 54.1
3RV2411-4AA10 | CIRCUIT-BREAKER SZ S00, FOR TRANSFORMER PROT. A-RELEASE 11...16A, N-RELEASE 286A, SCREW CONNECTI | 62.69
3RV2421-4BA10-0BA0 | SPECIAL TYPE CIRCUIT BREAKER SIZE S0, FOR TRANSFORMER PROTECTION A-RELEASE 14...20A, SHORT-CIRCU | 87.84
3RM1207-1AA14 | MOTOR STARTER SIRIUS 3RM1 REVERSING STARTER 500 V; 1,6-7,0 A; 110-230 V AC SCREW CONNECTION SYST | 175.36
3RA2220-1HD24-0AP0 | LOAD FEEDER FUSELESS REVERSING DUTY, AC 400V, SZ S0, 5,5. . .8A, AC 230V SCREW CONNECTION FOR BU | 250.69
3RK4324-3GR51-0BC0 | SIRIUS MCU MOTOR STARTER ENC. DEG. O. PROT.IP54 PLASTIC COMMUNICATION AS-INTERFACE ELECTROMECHAN | 1094.52
3RK4324-3KR54-1BC0 | SIRIUS MCU MOTOR STARTER ENC. DEG. O. PROT.IP54 PLASTIC COMMUNICATION AS-INTERFACE ELECTROMECHAN | 1186.69
3RK4324-3LR54-0BC0 | SIRIUS MCU MOTOR STARTER ENC. DEG. O. PROT.IP54 PLASTIC COMMUNICATION AS-INTERFACE ELECTROMECHAN | 1150.48
3RK4324-3NR51-1BC0 | SIRIUS MCU MOTOR STARTER ENC. DEG. O. PROT.IP54 PLASTIC COMMUNICATION AS-INTERFACE ELECTROMECHAN | 1150.48
3RT2025-2BG40 | CONTACTOR, AC-3, 7.5KW/400V, 1NO+1NC, DC 125V, 3-POLE, SZ S0 SPRING-LOADED TERMINAL | 85.72
3RT2025-2NB30 | CONTACTOR, AC-3, 7.5KW/400V, 1NO+1NC, AC(50-60HZ)/DC ACTUAT. AC/DC 21...28V, 3-POLE, SZ S0 SPRING | 94.79
3RT2025-2NF30 | CONTACTOR, AC-3, 7.5KW/400V, 1NO+1NC, AC(50-60HZ)/DC ACTUAT. AC/DC 95...130V, 3-POLE, SZ S0 SPRIN | 94.79
3RT2018-1CK64-3MA0 | CONTACTOR, AC-3, 7.5KW/400V, 2NO+2NC, AC 110V 50HZ 120V 60HZ, W. PLUGGED-ON VARISTOR 3POLE, SZ. | 64.16
3RT2018-2AB02-ZX95 | CONTACTOR, AC-3, 7.5KW/400V, 1NC, AC 24V 50/60HZ, 3-POLE, SZ S00, 120 PIECES SPRING-LOADED TERMIN | 46.21
3RT2018-2AH01 | CONTACTOR, AC-3, 7.5KW/400V, 1NO, AC 48V, 50/60 HZ, 3-POLE, SZ S00 SPRING-LOADED TERMINAL | 41.46
3RT2018-2AK62 | CONTACTOR, AC-3, 7.5KW/400V, 1NC, AC110V 50HZ, 120V 60HZ 3-POLE, SZ S00 SPRING-LOADED TERMINAL | 41.46
3RT2018-2AP04-3MA0 | CONTACTOR, AC-3, 7.5KW/400V, 2NO+2NC, AC 230V, 50/60 HZ, 3-POLE, SZ S00 SPRING-LOADED TERMINAL P | 57.34
3RF2320-1AA65 | SEMI-COND. CONTACTOR 3RF2,1-PH. AC51 20 A 40 DEGREE C 48-600 V / 110 V DC SCREW CONNECTION BLO | 72.8
3RF2330-1DA44-1KM0 | SEMI-COND. CONTACTOR 3RF2,1-PH. AC51 30 A 40 DEG. C 48-460 V / 4-30 V DC SHORT CIRC. PROOF UP T | 91.16
3RU2126-4AB0-ZX95 | OVERLOAD RELAY 11...16 A FOR MOTOR PROTECTION SZ S0, CLASS 10, F. MOUNTING ONTO CONTACTOR MAIN C | 51.21
3RU2126-4AJ0 | OVERLOAD RELAY 11...16 A FOR MOTOR PROTECTION SZ S0, CLASS 10, F. MOUNTING ONTO CONTACTOR MAIN C | 57.42
3RU2126-4BB0-ZW96 | OVERLOAD RELAY 14...20 A FOR MOTOR PROTECTION SZ S0, CLASS 10, F. MOUNTING ONTO CONTACTOR MAIN C | 51.21
3RU2126-4CB0 | OVERLOAD RELAY 17...22 A FOR MOTOR PROTECTION SZ S0, CLASS 10, F. MOUNTING ONTO CONTACTOR MAIN C | 49.93
3RT2026-1BJ80 | CONTACTOR, AC-3, 11KW/400V, 1NO+1NC, DC 72V, 3-POLE, SZ S0 SCREW TERMINAL | 101.08
3RT2027-1AK60 | CONTACTOR, AC-3, 15KW/400V, 1NO+1NC, AC 110V 50HZ, 120V 60HZ 3-POLE, SZ S0 SCREW TERMINAL | 87.99
3RT2518-1BE40 | 2NO+2NC CONTACTOR, AC3: 7.5KW DC 60V 4-POLE, 2NO+2NC, SZ: S00, SCREW TERMINAL | 52.96
3RT2518-1BF40 | 2NO+2NC CONTACTOR, AC3: 7.5KW DC 110V 4-POLE, 2NO+2NC, SZ: S00, SCREW TERMINAL | 69.87
3RT2518-1BM40 | 2NO+2NC CONTACTOR, AC3: 7.5KW DC 220V 4-POLE, 2NO+2NC, SZ: S00, SCREW TERMINAL | 69.87
3RT2518-2AF00 | 2NO+2NC CONTACTOR, AC3: 7.5KW AC 110V 50HZ 4-POLE, 2NO+2NC, SZ: S00, SPRING-LOADED TERMINAL | 44.58
3RT2926-1ES00-ZX90 | SURGE SUPPRESSOR, DIODE COMBINATION, DC 30...250V, FOR MOTOR CONTACTORS SZ S0, MULTI-UNIT PACKA | 12.53
3RT2926-1JL00-ZX90 | SURGE SUPPRESSOR, VARISTOR WITH LED, AC 127...240V, DC 70...150V FOR MOTOR CONTACTORS SZ S0, MU | 12.41
3RT2926-1MR00 | SURGE SUPPRESSOR, DIODE COMBINATION WITH LED, DC 24 V, FOR MOTOR CONTACTORS SZ S0, | 14.76
3RT2024-1NF30 | CONTACTOR, AC-3, 5.5KW/400V, 1NO+1NC, AC(50-60HZ)/DC ACTUAT. AC/DC 95...130V, 3-POLE, SZ S0 SCREW | 78.91
3RT2024-1NP30 | CONTACTOR, AC-3, 5.5KW/400V, 1NO+1NC, AC(50-60HZ)/DC ACTUAT. AC/DC 200...280V, 3-POLE, SZ S0 SCRE | 78.91
3RT2024-2AB00-1AA0 | CONTACTOR, AC-3, 5.5KW/400V, 1NO+1NC, AC 24V 50HZ, 3-POLE, SZ S0 SPRING-LOADED TERMINAL VERTICAL | 41.98
3RU2116-1CC1 | OVERLOAD RELAY 1.8...2.5 A FOR MOTOR PROTECTION SZ S00, CLASS 10, STAND-ALONE INSTALLATION MAIN | 59.32
3RU2116-1DJ0 | OVERLOAD RELAY 2.2...3.2 A FOR MOTOR PROTECTION SZ S00, CLASS 10, F. MOUNTING ONTO CONTACTOR MAI | 53.5
3RA2110-1BA15-1BB4 | LOAD FEEDER FUSELESS DIRECT START, AC 400V, SZ S00 1.4. . .2A, DC 24V SCREW CONNECTION FOR RAIL- | 112.69
3RA2110-1BD15-1BB4 | LOAD FEEDER FUSELESS DIRECT START, AC 400V, SZ S00 1.4. . .2A, DC 24V SCREW CONNECTION FOR BUSBA | 146.87
3RT2317-2BB40 | 4NO CONTACTOR, AC1: 22A DC 24V 4-POLE, 4NO, SZ: S00, SPRING-LOADED TERMINAL | 42.07
3RT2325-1AG60 | 4NO CONTACTOR, AC1: 35A 100V 50HZ, 110V 60HZ 4-POLE, 4NO, SZ: S0, SCREW TERMINAL 1NO+1NC INTEGR. | 53.82
3RT2037-1XB40-0LA2 | RAIL-CONTACTOR, AC-3, 30KW/400V, 1NO+1NC, 24VDC, 0.7...1.25*US, WITH VARISTOR, 3-POLE, SIZE S2, | 373.61
3RT2037-3AG16 | CONTACTOR,AC3:30KW/400V, 2NO+2NC, 100VAC50HZ/110V60HZ, 3-POLE, SIZE S2, SPRING-TYPE TERMINAL LAT | 195.28
3RT2037-3AK60 | CONTACTOR,AC3:30KW/400V, 1NO+1NC,110VAC 50HZ/120V 60HZ, 3-POLE, SIZE S2, SPRING-TYPE TERMINAL | 178.87
3RT2038-1AF00 | CONTACTOR,AC3:37KW/400V, 1NO+1NC, 110V AC 50HZ, 3-POLE, SIZE S2, SCREW TERMINAL | 199.12
3RT2023-1AL24-3MA0 | CONTACTOR, AC-3, 4KW/400V, 2NO+2NC, AC 230V 50/60HZ, 3-POLE, SZ S0 SCREW TERMINAL PERMANENT AUX. | 42.41
3RT2023-1AV04 | CONTACTOR, AC-3, 4KW/400V, 2NO+2NC, AC 400V 50HZ, 3-POLE, SZ S0 SCREW TERMINAL REMOVABLE AUX. SW | 43.26
3RF3410-1BB06 | SOLID-STATE CONTACTOR 3-PH 3RF3 AC53 9.2A 40 DEGREES C 48-600V / 24V DC 2-PH. CONTROLLED INSTAN | 174.09
3RT2018-1AK61-0UA0 | CONTACTOR, 5HP 460/575V, 1NO, AC110V 50HZ, 120V 60HZ 3-POLE, SZ S00 SCREW TERMINAL NEMA TYPE | 44.97
3RT2018-1AK64-3MA0 | CONTACTOR, AC-3, 7.5KW/400V, 2NO+2NC AC110V 50HZ/120V 60HZ 3-POLE, SZ S00 SCREW TERMINAL PERMANE | 57.34
3RT2018-1AM21-0UA0 | CONTACTOR, 5HP 460/575V, 1NO, AC 208V, 50/60HZ, 3-POLE, SZ S00 SCREW TERMINAL | 47.45
3RT2018-1AV61 | CONTACTOR, AC-3, 7.5KW/400V, 1NO, AC 480V 60HZ 3-POLE, SZ S00 SCREW TERMINAL | 44.07
3RT1065-6AF36-3PA0 | CONTACTOR, 132KW/400V/AC-3 AC(40...60HZ)/DC OPERATION UC 110-127V AUXILIARY CONTACTS 2NO+2NC 3-P | 913.51
3RT2025-4KJ40 | COUPLING RELAY, AC-3, 7.5KW/400V, 1NO+1NC, DC 72V, W. PLUGGED-IN VARISTOR 3-POLE, SZ S0 RING CAB | 116.48
3RT2025-4XJ40-0LA2 | CONT. F. RAILW. A., AC-3, 7.5KW/400V, 1NO+1NC, . DC 72V, 0,7...1,25*US, M. VARISTOR INTEGRATED, | 141.16
3RT2026-1AB04 | CONTACTOR, AC-3, 11KW/400V, 2NO+2NC, AC 24V 50HZ, 3-POLE, SZ S0 SCREW TERMINAL REMOVABLE AUX. SW | 72.67
3RT2026-1AF04 | CONTACTOR, AC-3, 11KW/400V, 2NO+2NC, AC110V 50HZ, 3-POLE, SZ S0 SCREW TERMINAL REMOVABLE AUX. SW | 72.67
3RT2018-4AR61 | CONTACTOR, AC-3, 7.5KW/400V, 1NO, AC 400V 50HZ, 400...440V 60HZ 3-POLE, SZ S00 RING CABLE LUG CO | 55.14
3RT2018-4LB42-0LA0 | CONT. F. RAILW. A., AC-3, 7.5KW 400V, DC 24V, 0,7...1,25*US, VARISTOR INTEGRATED, 3-POLE, SZ S00 | 93.69
3RP2505-2BB30 | TIME RELAY, MULTI-FUNCTION, 2 CO CONTACTS, 27 FUNCTIONS, 15 TIME SET. RANGES (1,3,10, 30,100) (S | 108.24
3RT2026-2AK60-ZX95 | CONTACTOR, AC-3, 11KW/400V, 1NO+1NC, AC 110V 50HZ, 120V 60HZ 3-POLE, SZ S0 SPRING-LOADED TERMINA | 68.36
3RT2026-2BF40 | CONTACTOR, AC-3, 11KW/400V, 1NO+1NC, DC 110V, 3-POLE, SZ S0 SPRING-LOADED TERMINAL | 97.09
3RT2026-2CV60 | CONTACTOR, AC-3, 11KW/400V, 1NO+1NC, AC 480V 60HZ, 3-POLE, SZ S0 SPRING-TYPE TERMINALS . | 76.09
3RT2026-2DB44-3MA0 | CONTACTOR, AC-3, 11KW/400V, 2NO+2NC, 24 V DC, W. INSERTED VARISTOR 3-POLE, SIZE S0 SPRING-TYPE T | 119.78
3RK1301-0BB10-1AB4 | RS1E-X FOR ET200S HIGH FEATURE REVERSING STARTER SETTING RANGE 2.4...8A MECHANICAL SWITCHING ELE | 1199.56
3RT2536-1NF30 | 2NO+2NC CONTACTOR,AC3:22KW 83-155V AC/DC, VARISTOR, 4-POLE, 2NO+2NC, SIZE S2, SCREW TERMINAL 1NO | 232.49
3RT2037-1AN10 | CONTACTOR,AC3:30KW/400V, 1NO+1NC, 220V AC 60HZ, 3-POLE, SIZE S2, SCREW TERMINAL | 181.06
3RT2037-1NB36 | CONTACTOR,AC3:30KW/400V, 2NO+2NC, 20-33V AC/DC, WITH VARISTOR, 3-POLE, SIZE S2, SCREW TERMINAL | 285
3RT2038-1AP60 | CONTACTOR,AC3:37KW/400V, 1NO+1NC,220VAC 50HZ/240V 60HZ, 3-POLE, SIZE S2, SCREW TERMINAL | 199.12
3RT2038-3AF06 | CONTACTOR,AC3:37KW/400V, 2NO+2NC, 110V AC 50HZ, 3-POLE, SIZE S2, SPRING-TYPE TERMINAL LATERAL AU | 214.43
3RT2036-3XF44-0LA2 | RAIL-CONTACTOR, AC-3, 22KW/400V, 2NO+2NC, 110VDC, 0.7...1.25*US, WITH VARISTOR, 3-POLE, SIZE S2, | 307.43
3RT2023-1BB40-0CC0 | CONTACTOR, AC-3, 4KW/400V, 1NO+1NC, DC 24V, COM. CAPABILITY, 3-POLE, SZ S0 SCREW TERMINAL | 67.55
3RT2023-2AB00 | CONTACTOR, AC-3, 4KW/400V, 1NO+1NC, AC 24V 50HZ, 3-POLE, SZ S0 SPRING-LOADED TERMINAL | 29.2
3RF2900-0BA88 | SPARE PART DIN RAIL ADAPTER FOR 3RF23 WIDTH 45 MM | 3.31
3RA2210-1HD15-2AP0 | LOAD FEEDER FUSELESS REVERSING DUTY, AC 400V, SZ S00, 5,5. . .8A, AC 230V SCREW CONNECTION FOR B | 212.07
3RA2210-1KS17-2BB4 | FUSELESS LOAD FEEDER REVERSING OPERATION, 400 V AC, SZ. S00 9.00...12.5 A 5.5 KW, 24 V DC SPRIN | 252.58
3RA2220-1JB24-0AP0 | LOAD FEEDER FUSELESS REVERSING DUTY, AC 400V, SZ. S0, 7. . .10A, AC 230V SCREW CONNECTION FOR RA | 225.35
3RT2017-2WB41 | COUPLING RELAY, AC-3, 5.5KW/ 400V , 1NO, DC 24V, 0.85...1.85*US, W. PLUGGED-ON VARISTOR 3-POLE S | 42.28
3RT2018-1AG61 | CONTACTOR, AC-3, 7.5KW/400V, 1NO, AC 100V 50HZ, 100...110V 60HZ 3-POLE, SZ S00 SCREW TERMINAL | 44.07
3RT2018-1BB42-ZX95 | CONTACTOR, AC-3, 7.5KW/400V, 1NC, DC 24V, 3-POLE, SZ S00 SCREW TERMINAL REUSABLE PACKAGING; PAC | 74.06
3RM1007-1AA14 | MOTOR STARTER 3RM1 SIRIUS DIRECT STARTER 500 V; 1,6-7,0 A; 110-230 V AC SCREW-TYPE CONNECTION SY | 160.16
3RT1066-6AB36-3PA0 | CONTACTOR, 160KW/400V/AC-3 AC(40...60HZ)/DC OPERATION UC 23-26V AUXILIARY CONTACTS 2NO+2NC 3-POL | 1099.51
3RT2025-2XF40-0LA2 | CONT. F. RAILW. A., AC-3, 7.5KW/400V, 1NO+1NC, . DC 110V, 0,7...1,25*US, M. VARISTOR INTEGRATED, | 110.12
3RT2026-1AL20 | CONTACTOR, AC-3, 11KW/400V, 1NO+1NC, AC 230V 50/60HZ, 3-POLE, SZ S0 SCREW TERMINAL | 61.33
3RT2018-1BM42 | CONTACTOR, AC-3, 7.5KW/400V, 1NC, DC 220V 3-POLE, SZ S00 SCREW TERMINAL | 66.43
3RT2018-2FB41 | CONTACTOR, AC-3, 7.5KW/400V, 1NO, DC 24V, W. INTEGRATED DIODE 3-POLE, SZ S00 SPRING-LOADED TERMI | 72.67
3RT2018-4AN61 | CONTACTOR, AC-3, 7.5KW/400V, 1NO, AC 200V 50HZ, 200...220V 60HZ 3-POLE, SZ S00 RING CABLE LUG CO | 55.14
3VA1063-4ED36-0CA0 | CIRCUIT BREAKER 3VA1 IEC FRAME 100 BREAKING CAPACITY CLASS S ICU=36KA @ 415 V 3-POLE, LINE PROT | 341.2
3RT2026-2AB00 | CONTACTOR, AC-3, 11KW/400V, 1NO+1NC, AC 24V 50HZ, 3-POLE, SZ S0 SPRING-LOADED TERMINAL | 61.33
3RT2026-2AK60-ZW96 | CONTACTOR, AC-3, 11KW/400V, 1NO+1NC, AC 110V 50HZ, 120V 60HZ 3-POLE, SZ S0 SPRING-LOADED TERMINA | 68.36
3RT2026-2NP30-ZX95 | CONTACTOR, AC-3, 11KW/400V, 1NO+1NC, AC(50-60HZ)/DC ACTUAT. AC/DC 200...280V, 3-POLE, SZ S0 SPRIN | 125.34
3RT2027-1AG24 | CONTACTOR, AC-3, 15KW/400V, 2NO+2NC, AC 110V 50/60HZ, 3-POLE, SZ S0 SCREW TERMINAL REMOVABLE AUX | 98.8
3RM1207-2AA14 | MOTOR STARTER SIRIUS 3RM1 REVERSING STARTER 500 V; 1,6-7,0 A; 110-230 V AC PUSH-IN CONNECTION SY | 175.36
3RT2526-1AH20 | 2NO+2NC CONTACTOR, AC3: 11KW AC 48V 50/60HZ 4-POLE, 2NO+2NC, SZ: S0, SCREW TERMINAL 1NO+1NC INTE | 83.45
3RT2535-1AP00 | 2NO+2NC CONTACTOR,AC3:18.5KW 230V AC 50HZ, 4-POLE, 2NO+2NC, SIZE S2, SCREW TERMINAL 1NO+1NC INTE | 125.83
3RT2916-4MC00 | CONTROL KIT F. CONT. RELAYS A. MOTOR CONT. SZ S00, | 5.7
3RT2924-5AT61 | MAGNET COIL F. CONTACTORS 7,5KW AC 600V, 60HZ FOR MOTOR CONTACTORS SZ S0, SCREW TERMINAL | 16
3RT2026-1AN60 | CONTACTOR, AC-3, 11KW/400V, 1NO+1NC, AC 200V 50HZ, 200...220V 60HZ, 3-POLE, SZ S0 SCREW TERMINAL | 63.58
3RT2916-1BD00-ZX90 | SURGE SUPPRESSOR, VARISTOR, AC 127...240V, DC 150...250V, F. CONT. RELAYS A. MOTOR CONT. SZ S00, | 7.84
3RT2916-1LN00-ZX90 | SURGE SUPPRESSOR, SUPPRESSION DIODE WITH LED, DC 70...150V, F. CONT. RELAYS A. MOTOR CONT. SZ S0 | 10.39
3RT2916-1LP00 | SURGE SUPPRESSOR, SUPPRESSION DIODE WITH LED, DC 150...250V, F. CONT. RELAYS A. MOTOR CONT. SZ S | 9.32
3RT2023-4BB40 | CONTACTOR, AC-3, 4KW/400V, 1NO+1NC, DC 24V, 3-POLE, SZ S0 RING CABLE LUG CONNECTION | 77.86
3RT2024-1AB00-1AA0 | CONTACTOR, AC-3, 5.5KW/400V, 1NO+1NC, AC 24V 50HZ, 3-POLE, SZ S0 SCREW TERMINAL VERTICAL MOUNTIN | 41.98
3RT2024-1AB04 | CONTACTOR, AC-3, 5.5KW/400V, 2NO+2NC, AC 24V 50HZ, 3-POLE, SZ S0 SCREW TERMINAL REMOVABLE AUX. S | 46.09
3RT2024-1AG20 | CONTACTOR, AC-3, 5.5KW/400V, 1NO+1NC, AC110V 50/60HZ, 3-POLE, SZ S0 SCREW TERMINAL | 34.46
3RT2924-5AH01 | MAGNET COIL F. CONTACTORS 7,5KW AC 48V, 50HZ FOR MOTOR CONTACTORS SZ S0, SCREW TERMINAL, | 13.4
3RT2018-1AQ01 | CONTACTOR, AC-3, 7.5KW/400V, 1NO, AC 380V, 50/60 HZ, 3-POLE, SZ S00 SCREW TERMINAL | 44.07
3RT2018-1BB41-ZW97 | CONTACTOR, AC-3, 7.5KW/400V, 1NO, DC 24V, 3-POLE, SZ S00 SCREW TERMINAL MULTI UNIT PACKAGE PACK | 74.06
3RT2018-1BF41 | CONTACTOR, AC-3, 7.5KW/400V, 1NO, DC 110V 3-POLE, SZ S00 SCREW TERMINAL | 66.43
3RT2018-1FB41 | CONTACTOR, AC-3, 7.5KW/400V, 1NO, DC 24V, W. INTEGRATED DIODE 3-POLE, SZ S00 SCREW TERMINAL | 72.67
3RA2220-1JF24-0AP0 | LOAD FEEDER FUSE SW. REVERSING OPERATION, AC 400V, MDL. S0, 7. . .10A, AC 230V SPRING-LOADED TERM | 225.35
3RT2023-1AB04 | CONTACTOR, AC-3, 4KW/400V, 2NO+2NC, AC 24V 50HZ, 3-POLE, SZ S0 SCREW TERMINAL REMOVABLE AUX. SWI | 40.79
3RT2023-1AC20-ZX95 | CONTACTOR, AC-3, 4KW/400V, 1NO+1NC, AC 24V 50/60HZ, 3-POLE, SZ S0 SCREW TERMINAL REUSABLE PACKAG | 32.54
3RT2023-1AK60 | CONTACTOR, AC-3, 4KW/400V, 1NO+1NC, AC110V 50HZ, 120V 60HZ 3-POLE, SZ S0 SCREW TERMINAL | 29.2
3RT2023-1BB40-ZX95 | CONTACTOR, AC-3, 4KW/400V, 1NO+1NC, DC 24V, 3-POLE, SZ S0 SCREW TERMINAL REUSABLE PACKAGING; PA | 69.64
3RT2027-1BB44 | CONTACTOR, AC-3, 15KW/400V, 2NO+2NC, DC 24V, 3-POLE, SZ S0 SCREW TERMINAL REMOVABLE AUX. SWITCH | 142.49
3RT2027-1BE40 | CONTACTOR, AC-3, 15KW/400V, 1NO+1NC, DC 60V, 3-POLE, SZ S0 SCREW TERMINAL | 135.7
3RT2027-1CK64-3MA0 | CONTACTOR, AC-3, 15KW/400V, 2NO+2NC, AC 110V 50HZ 120V 60HZ, W. PLUGGED-IN VARISTOR 3POLE, SZ. S | 108.99
3RT2027-1FB48-0ME2-ZX95 | CONTACTOR, AC-3, 15KW/400V, 3NO+3NC WITH 3RH2911-1XA22-0MA0 W.INSERTED DIODE COMB. 24 V DC, 3-PO | 172.81
3RT2926-4BB31 | LINK FOR PARALLELING WITH TERMINAL, 3-POLE FOR MOTOR CONTACTORS SZ S0, 3RT102. AND 3RT202. | 6.71
3RT2926-4RC11 | COIL CONNECTION MODULE FOR MOTOR CONTACTORS SZ S0+S2, DIAGONAL CONNECTION SCREW TERMINAL | 6
3RT2926-5AC11 | MAGNET COIL F. CONTACTOR 18,5KW AC 24V, 60HZ FOR MOTOR CONTACTORS SZ S0, SCREW TERMINAL | 16
3RT2926-5AG21 | MAGNET COIL F. CONTACTOR 18,5KW AC 110V, 50/60HZ FOR MOTOR CONTACTORS SZ S0, SCREW TERMINAL | 13.4
3RT2026-1AP04-1AA0 | CONTACTOR, AC-3, 11KW/400V, 2NO+2NC, AC 230V 50HZ, 3-POLE, SZ S0 SCREW TERMINAL REMOVABLE AUX. S | 79.49
3RT2026-1AV00 | CONTACTOR, AC-3, 11KW/400V, 1NO+1NC, AC 400V 50HZ, 3-POLE, SZ S0 SCREW TERMINAL | 63.58
3RV2321-1JC20 | CIRCUIT-BREAKER SZ S0, FOR STARTER COMBINATION, RATED CURRENT 10A, N-REL. 130A SPRING-L. CONNECTI | 60
3RV2321-4CC20 | CIRCUIT-BREAKER SZ S0, FOR STARTER COMBINATION, RATED CURRENT 22A, N-RELEASE 286A, SPRING-L. CON | 63.19
3RV2321-4DC20 | CIRCUIT-BREAKER SZ S0, FOR STARTER COMBINATION, RATED CURRENT 25A, N-RELEASE 325A, SPRING-L. CON | 72.31
3RV2321-4FC10 | CIRCUIT-BREAKER SZ S0, FOR STARTER COMBINATION, RATED CURRENT 40A, N-RELEASE 480A, SCREW CONNECT | 121.6
3RT2326-2AL20 | 4NO CONTACTOR, AC1: 40A AC 230V 50/60HZ 4-POLE, 4NO, SZ: S0, SPRING-LOADED TERMINAL 1NO+1NC INTE | 73.24
3RT2024-2AL20 | CONTACTOR, AC-3, 5.5KW/400V, 1NO+1NC, AC 230V 50/60HZ, 3-POLE, SZ S0 SPRING-LOADED TERMINAL | 34.46
3RT2038-3AP06 | CONTACTOR,AC3:37KW/400V, 2NO+2NC, 230V AC 50HZ, 3-POLE, SIZE S2, SPRING-TYPE TERMINAL LATERAL AU | 214.43
3RT2038-3CL24-3MA0 | CONTACTOR,AC3:37KW/400V, 2NO+2NC, 230V AC 50/60HZ, WITH PLUGGED-IN VARISTOR, 3-POLE, SIZE S2, SP | 220.44
3RT2038-3NB30 | CONTACTOR,AC3:37KW/400V, 1NO+1NC, 20-33V AC/DC, WITH VARISTOR, 3-POLE, SIZE S2, SPRING-TYPE TERM | 284.44
3RT2017-2VB41 | COUPLING RELAY, AC-3, 5.5KW/ 400V , 1NO, DC 24V, 0.85...1.85*US, W. INTEGRATED DIODE 3-POLE SZ S | 42.88
3RT2017-4AG62 | CONTACTOR, AC-3, 5.5KW/400V, 1NC, AC 100V 50HZ, 100...110V 60HZ 3-POLE, SZ S00 RING CABLE LUG CO | 44.18
3RT2017-4AK62 | CONTACTOR, AC-3, 5.5KW/400V, 1NC, AC110V 50HZ, 120V 60HZ 3-POLE, SZ S00 RING CABLE LUG CONNECTIO | 40.82
3RT2017-4AP01 | CONTACTOR, AC-3, 5.5KW/400V, 1NO, AC 230V, 50/60 HZ, 3-POLE, SZ S00 RING TERMINAL LUG CONNECTIONS | 40.82
3RM1302-1AA14 | MOTOR STARTER SIRIUS 3RM1 REVERSING STARTER SAFETY 500 V; 0,4-2,0 A; 110-230 V AC SCREW-TYPE CON | 200.04
3RM1302-3AA04 | MOTORSTARTER SIRIUS 3RM1 REVERSING STARTER SAFETY 500 V; 0.4-2.0 A; 24 V DC CONTROL CIRCUIT PUSH | 200.04
3RM1302-3AA14 | MOTORSTARTER SIRIUS 3RM1 REVERSING STARTER SAFETY 500 V; 0.4-2.0 A; 110-230 V AC CONTROL CIRCUIT | 200.04
3RM1910-1AA | ACCESSORY FOR SIRIUS 3RM1 3-PHASE BUSBAR FOR 2 MOTOR STARTERS MODULAR SPACING 22.5MM SCREW-TYPE | 7.78
3RT2926-4RB12 | COIL CONNECTION MODULE FOR MOTOR CONTACTORS SZ S0, CONNECTION F. BOTTOM SPRING-LOADED TERMINAL | 3.84
3RT2926-5AF01 | MAGNET COIL F. CONTACTOR 18,5KW AC 110V, 50HZ FOR MOTOR CONTACTORS SZ S0, SCREW TERMINAL, | 13.4
3RT2023-2FB44-3MA0 | CONTACTOR, AC-3, 4KW/400V, 2NO+2NC, DC 24V, W. PLUGGED-IN DIODE ASSEMBLIES 3-POLE, SZ S0 SPRING- | 86.87
3RT2023-4AN60 | CONTACTOR, AC-3, 4KW/400V, 1NO+1NC, AC 200V 50HZ, 200...220V 60HZ, 3-POLE, SZ S0 RING CABLE LUG C | 39.82
3RT2024-1AL20-ZW96 | CONTACTOR, AC-3, 5.5KW/400V, 1NO+1NC, AC 230V 50/60HZ, 3-POLE, SZ S0 SCREW TERMINAL MULTI-UNIT P | 38.43
3RT2024-1AL20-ZX95 | CONTACTOR, AC-3, 5.5KW/400V, 1NO+1NC, AC 230V 50/60HZ, 3-POLE, SZ S0 SCREW TERMINAL REUSEABLE PA | 38.43
3RV2023-4BA20 | CIRCUIT-BREAKER SZ S0, FOR MOTOR PROTECTION, CLASS 10, A-RELEASE 14...20A, N-RELEASE 260A, SPRIN | 62.14
3RV2111-1GA10 | CIRCUIT-BREAKER SZ S00, FOR MOTOR PROTECTION, CLASS 10, W. OVERLOAD RELAY FUNCTION A-RELEASE4.5A. | 85.17
3RV2121-4AA10 | CIRCUIT-BREAKER SZ S0, FOR MOTOR PROTECTION, CLASS 10, W. OVERLOAD RELAY FUNCTION A-RELEASE 11... | 95.88
3RV2311-0CC10 | CIRCUIT-BREAKER SZ S00, FOR STARTER COMBINATION, RATED CURRENT 0.25A, N-RELEASE 3.3A, SCREW CONN | 47.11
3RT2336-1AK60 | 4NO CONTACTOR,AC1:60A 110VAC50HZ/120V60HZ, 4-POLE, 4NO, SIZE S2, SCREW TERMINAL 1NO+1NC INTEGRAT | 141.68
3RT2337-1AF00 | 4NO CONTACTOR,AC1:110A 110V AC 50HZ, 4-POLE, 4NO, SIZE S2, SCREW TERMINAL 1NO+1NC INTEGRATED | 205.68
3RT2516-1AB00 | 2NO+2NC CONTACTOR, AC3: 4KW AC 24V 50HZ 4-POLE, 2NO+2NC, SZ: S00, SCREW TERMINAL | 28.35
3RT2516-1BW40 | 2NO+2NC CONTACTOR, AC3: 4KW DC 48V 4-POLE, 2NO+2NC, SZ: S00, SCREW TERMINAL | 32.75
3RT2535-1AB00 | 2NO+2NC CONTACTOR,AC3:18.5KW 24V AC 50HZ, 4-POLE, 2NO+2NC, SIZE S2, SCREW TERMINAL 1NO+1NC INTEG | 125.83
3RT2024-1AM20 | CONTACTOR, AC-3, 5.5KW/400V, 1NO+1NC, AC 208V 50/60HZ, 3-POLE, SZ S0 SCREW TERMINAL | 37.08
3RT2024-1AP60 | CONTACTOR, AC-3, 5.5KW/400V, 1NO+1NC, AC 220V 50HZ, 240V 60HZ 3-POLE, SZ S0 SCREW TERMINAL | 34.46
3RT2024-1KB40 | COUPLING RELAY, AC-3, 5.5KW/400V, 1NO+1NC, DC 24V, W. PLUGGED-IN VARISTOR 3-POLE, SZ S0 SCREW TE | 74.96
3RT2025-4BB40 | CONTACTOR, AC-3, 7.5KW/400V, 1NO+1NC, DC 24V, 3-POLE, SZ S0 RING CABLE LUG CONNECTION | 101.92
3RT2023-2BB40-0CC0 | CONTACTOR, AC-3, 4KW/400V, 1NO+1NC, DC 24V, COM. CAPABILITY, 3-POLE, SZ S0 SPRING-LOADED TERMINA | 67.55
3RT2024-1AG60 | CONTACTOR, AC-3, 5.5KW/400V, 1NO+1NC, AC 100V 50HZ, 100...110V 60HZ, 3-POLE, SZ S0 SCREW TERMINAL | 37.08
3RT2024-1BB40 | CONTACTOR, AC-3, 5.5KW/400V, 1NO+1NC, DC 24V, 3-POLE, SZ S0 SCREW TERMINAL | 67.55
3RT2316-1AP60 | 4NO CONTACTOR, AC1: 18A DC 220V 50HZ, 240V 60HZ 4-POLE, 4NO, SZ: S00, SCREW TERMINAL | 30.66
3RT2017-2LF42-1LA0 | CONT. F. RAILW. A., AC-3, 5.5KW 400V, DC 110V, 0,7...1,25*US, VARISTOR INTEGRATED, 3POL,SZ S00, S | 61.33
3RT2017-4KB42 | COUPLING RELAY, AC-3, 5.5KW/ 400V , 1NC, DC 24V, 0.7...1.25*US, W. SUPPRESSOR DIODE INTEGRATED, | 52.92
3RT2018-1AP01-ZW97 | CONTACTOR, AC-3, 7.5KW/400V, 1NO, AC 230V, 50/60 HZ, 3-POLE, SZ S00 SCREW TERMINAL MULTIUNIT PAC | 46.21
3RT2018-1FB44-3MA0 | CONTACTOR, AC-3, 7.5KW/400V, 2NO+2NC, DC 24V, W. INTEGRATED DIODE 3-POLE, SZ S00 SCREW TERMINAL | 87.99
3RT2018-2AH02 | CONTACTOR, AC-3, 7.5KW/400V, 1NC, AC 48V, 50/60 HZ, 3-POLE, SZ S00 SPRING-LOADED TERMINAL | 41.46
3RM1920-1AA | ACCESSORY FOR SIRIUS 3RM1 3-PHASE FEED-IN TERMINAL FOR MOTOR STARTERS SCREW-TYPE CONNECTION | 8.67
3RA2220-1KH24-0AP0 | LOAD FEEDER FUSE SW. REVERSING OPERATION, AC 400V, MDL. S0, 9. . .12.5A, AC 230V SPRING-LOADED TE | 258.92
3RA2220-4CB27-0BB4 | LOAD FEEDER FUSELESS REVERSING DUTY, AC 400V, SZ S0, 17. . .22A, DC 24V SCREW CONNECTION FOR RAI | 470.98
3RT1064-6AB36-3PA0 | CONTACTOR, 110KW/400V/AC-3 AC(40...60HZ)/DC OPERATION UC 23-26V AUXILIARY CONTACTS 2NO+2NC 3-POL | 650.98
3RT2023-2AC20 | CONTACTOR, AC-3, 4KW/400V, 1NO+1NC, AC 24V 50/60HZ, 3-POLE, SZ S0 SPRING-LOADED TERMINAL | 29.2
3RT2023-2BM40 | CONTACTOR, AC-3, 4KW/400V, 1NO+1NC, DC 220V, 3-POLE, SZ S0 SPRING-LOADED TERMINAL | 62.46
3RT2027-1AN24 | CONTACTOR, AC-3, 15KW/400V, 2NO+2NC, AC 220V 50/60HZ, 3-POLE, SZ S0 SCREW TERMINAL REMOVABLE AUX | 98.8
3RT2027-1BB40-0CC0 | CONTACTOR, AC-3, 15KW/400V, 1NO+1NC, DC 24V, COM. CAPABILITY, 3-POLE, SZ S0 SCREW TERMINAL | 137.37
3RT2924-5AR01 | MAGNET COIL F. CONTACTORS 7,5KW AC 415 V, 50 HZ FOR MOTOR CONTACTORS SZ S0, SCREW TERMINAL | 16
3RT2926-5AU61 | MAGNET COIL F. CONTACTOR 18,5KW AC 277V, 60HZ FOR MOTOR CONTACTORS SZ S0, SCREW TERMINAL, | 16
3RT2936-1CB00 | SURGE SUPPRESSOR, RC ELEMENT, 24...48V AC, 24...70V DC, FOR CONTACTORS SIZE S2 | 11.09
3RV2023-1KA10 | CIRCUIT-BREAKER SZ S0, FOR MOTOR PROTECTION, CLASS 10, A-REL. 9..12.5A, N-REL. 163A, SCREW CONNEC | 59.48
3RV2311-1AC20 | CIRCUIT-BREAKER SZ S00, FOR STARTER COMBINATION, RATED CURRENT 1.6A, N-RELEASE 21A, SPRING-L. CO | 50.79
3RV2311-4AC10 | CIRCUIT-BREAKER SZ S00, FOR STARTER COMBINATION, RATED CURRENT 16A, N-RELEASE 208A, SCREW CONNEC | 57.84
3RT2326-2BF40 | 4NO CONTACTOR, AC1: 40A DC 110V 4-POLE, 4NO, SZ: S0, SPRING-LOADED TERMINAL 1NO+1NC INTEGR. | 108.99
3RT2336-1AC20 | 4NO CONTACTOR,AC1:60A 24V AC 50/60HZ, 4-POLE, 4NO, SIZE S2, SCREW TERMINAL 1NO+1NC INTEGRATED | 141.68
3RT2516-2BF40 | 2NO+2NC CONTACTOR, AC3: 4KW DC 110V 4-POLE, 2NO+2NC, SZ: S00, SPRING-LOADED TERMINAL | 32.75
3RT2517-1BM40 | 2NO+2NC CONTACTOR, AC3: 5.5KW DC 220V 4-POLE, 2NO+2NC, SZ: S00, SCREW TERMINAL | 39.98
3RT2526-1BW40 | 2NO+2NC CONTACTOR, AC3: 11KW DC 48V 4-POLE, 2NO+2NC, SZ: S0, SCREW TERMINAL 1NO+1NC INTEGR. | 117.53
3RT2526-2BB40 | 2NO+2NC CONTACTOR, AC3: 11KW DC 24V 4-POLE, 2NO+2NC, SZ: S0, SPRING-LOADED TERMINAL 1NO+1NC INTE | 117.53
3RT2926-5AP01 | MAGNET COIL F. CONTACTOR 18,5KW AC 230V, 50HZ FOR MOTOR CONTACTORS SZ S0, SCREW TERMINAL, | 13.4
3RV2321-4NC10 | CIRCUIT-BREAKER SZ S0, FOR STARTER COMBINATION, RATED CURRENT 28A, N-RELEASE 364A, SCREW CONNECT | 92.67
3RT2026-2AG20 | CONTACTOR, AC-3, 11KW/400V, 1NO+1NC, AC110V 50/60HZ, 3-POLE, SZ S0 SPRING-LOADED TERMINAL | 61.33
3RM1910-1DA | ACCESSORY FOR SIRIUS 3RM1 3-PHASE BUSBAR FOR 5 MOTOR STARTERS MODULAR SPACING 22.5MM SCREW-TYPE | 12.72
3RK1911-0EF31 | MOTOR CABLE PREASS. ON ONE SIDE HAN Q8 - OPEN ON ONE SIDE ANGLED 4X1.5 MM2 LENGTH 5M | 116.7
3RA2220-1KB24-0BB4 | LOAD FEEDER FUSELESS REVERSING DUTY, AC 400V, SZ. S0, 9. . .12.5A, DC 24V SCREW CONNECTION FOR R | 305.12
3RA2220-4AB26-0AP0 | LOAD FEEDER FUSELESS REVERSING DUTY, AC 400V, SZ S0, 11. . .16A, AC 230V SCREW CONNECTION FOR RA | 289.92
3RW4727-0VC50 | REPAIR PART, SIRIUS SOFT STARTER, SNUBBER BOARD FOR 3RW442, S6 400-690 V | 1465.27
3RW4743-0LC00 | REPAIR PART, SIRIUS SOFT STARTER, THYRISTOR-KIT FOR 3RW4443* | 1556.85
3RT2027-2AG20 | CONTACTOR, AC-3, 15KW/400V, 1NO+1NC, AC 110V 50/60HZ, 3-POLE, SZ S0 SPRING-LOADED TERMINAL | 87.99
3RT2027-2AL24 | CONTACTOR, AC-3, 15KW/400V, 2NO+2NC, AC 230V 50/60HZ, 3-POLE, SZ S0 SPRING-LOADED TERMINAL REMOV | 98.8
3RT2028-1AL24 | CONTACTOR, AC-3, 18.5KW/400V, 2NO+2NC, AC 230V 50/60HZ, 3-POLE, SZ S0 SCREW TERMINAL REMOVABLE A | 110.12
3RA2210-1JH16-2BB4 | LOAD FEEDER FUSELESS REVERSING DUTY, AC 400V, SZ S00, 7. . .10A, DC 24V SPRING-LOADED CONNECTION | 234.22
3RA2220-1FB24-0AP0 | LOAD FEEDER FUSELESS REVERSING DUTY, AC 400V, SZ S0, 3.5. . .5A, AC 230V SCREW CONNECTION FOR RA | 218.4
3RK3131-2AC10 | SIRIUS, CENTRAL UNIT 3RK3 ADVANCED FOR MODULAR SAFETY SYSTEM 3RK3 4/8 F-DI, 1F-RO, 1 F-DO, 24 VDC | 1707.51
3RV2821-4CD10 | CIRCUIT-BREAKER SZ S0, FOR TRANSFORMER PROTECTION, WITH APPROBATION CIRCUIT-BREAKER UL 489. CSA | 171.4
3RV2901-2E | TRANSVERSE AUX. SWITCH, 1NO+1NC, SPRING-L. CONNECTION, FOR CIRCUIT-BREAKERS, SZ S00/S0 | 8.3
3RA2220-4DD27-0AP0 | LOAD FEEDER FUSELESS REVERSING DUTY, AC 400V, SZ S0, 20. . .25A, AC 230V SCREW CONNECTION FOR BU | 415.27
3RT2017-1BG41 | CONTACTOR, AC-3, 5.5KW/400V, 1NO, DC 125V, 3-POLE, SZ S00 SCREW TERMINAL | 41.64
3RT2017-1BP42 | CONTACTOR, AC-3, 5.5KW/400V, 1NC, DC 230V, 3-POLE, SZ S00 SCREW TERMINAL | 41.64
3RH2911-4GA04 | AUX.SWITCH BLOCK,FRONT,4NC, CURR.PATH: 1NC, 1NC, 1NC, 1NC, FOR CONTACTOR RELAYS, SZ S00, RING CA | 14.12
3RH2911-4HA12 | AUX.SWITCH BLOCK,FRONT,1NO+2NC, CURR.PATH: 1NC, 1NC, 1NO, F. CONT. RELAYS A. MOTOR CONT., 3RT2 R | 11.52
3RB3026-1PB0 | OVERLOAD RELAY 1...4 A FOR MOTOR PROTECTION SIZE S0, CLASS 10 CONTACTOR ASS. MAIN CIRCUIT: SCREW | 83.29
3RT2018-2BB42 | CONTACTOR, AC-3, 7.5KW/400V, 1NC, DC 24V, 3-POLE, SZ S00 SPRING-LOADED TERMINAL . | 66.43
3RT2023-1AP00-ZX95 | CONTACTOR, AC-3, 4KW/400V, 1NO+1NC, AC 230V 50HZ, 3-POLE, SZ S0 SCREW TERMINAL REUSABLE PACKAGIN | 32.54
3VA1063-4ED36-0HH0 | CIRCUIT BREAKER 3VA1 IEC FRAME 100 BREAKING CAPACITY CLASS S ICU=36KA @ 415 V 3-POLE, LINE PROT | 391.34
3RT2025-1BB40-ZW97 | CONTACTOR, AC-3, 7.5KW/400V, 1NO+1NC, DC 24V, 3-POLE, SZ S0 SCREW TERMINAL MULTI UNIT PACKAGING | 91.16
3RT2025-1BJ80 | CONTACTOR, AC-3, 7.5KW/400V, 1NO+1NC, DC 72V, 3-POLE, SZ S0 SCREW TERMINAL | 85.72
3RT2025-1FB48-0ME2 | CONTACTOR, AC-3, 7.5KW/400V, 3NO+3NCW.3RH2911-1XA22-0MA0 W.INTEGR.DIODE DC 24 V, 3-POLE, SZ S0 S | 106.15
3RA2220-4DD27-0BB4 | LOAD FEEDER FUSELESS REVERSING DUTY, AC 400V, SZ S0, 20. . .25A, DC 24V SCREW CONNECTION FOR BUS | 524.79
3RA2110-0DD15-1BB4 | LOAD FEEDER FUSELESS DIRECT START, AC 400V, SZ S00 0.22. . .0.32A, DC 24V SCREW CONNECTION FOR B | 136.74
3RU2926-3BJ21 | TOUCH PROTECTION COVER FOR 3RU21 ON INFEED SIDE SZ S0, MAIN CIRCUIT: RING CABLE LUG CONNECTION | 3.01
3RV1011-0GA15-0BA0 | SPECIAL TYPE CIRCUIT BREAKER SIZE S00, FOR MOTOR PROTECTION, CLASS 10, A-RELEASE0.45...0.63A, SH | 86.28
3RH2140-1AP60 | CONTACTOR RELAY, 4NO, AC 220V 50HZ, 240V 60HZ, SIZE S00, SCREW TERMINAL | 30.19
3RH2140-2AV60 | CONTACTOR RELAY, 4NO, AC 440V 50HZ, 480V 60HZ, SZ S00, SPRING-LOADED TERMINAL | 32.33
3RT2526-1AP60 | 2NO+2NC CONTACTOR, AC3: 11KW DC 220V 50HZ, 240V 60HZ 4-POLE, 2NO+2NC, SZ: S0, SCREW TERMINAL 1NO | 80.06
3RT2926-5AK61 | MAGNET COIL F. CONTACTOR 18,5KW AC 110V, 50HZ/120V, 60HZ FOR MOTOR CONTACTORS SZ S0, SCREW TERMIN | 13.4
3RT2926-5AN21 | MAGNET COIL F. CONTACTOR 18,5KW AC 220V, 50/60HZ FOR MOTOR CONTACTORS SZ S0, SCREW TERMINAL, | 13.4
3RT2926-5AN61 | MAGNET COIL F. CONTACTOR 18,5KW AC 200V, 50/60HZ, 220V, 60HZ FOR MOTOR CONTACTORS SZ S0, SCREW TE | 16
3RA2220-4CF27-0AP0 | LOAD FEEDER FUSELESS REVERSING DUTY, AC 400V, SZ S0, 17. . .22A, AC 230V SPRING-LOADED CONNECTION | 363.36
3RA2220-4ED27-0AP0 | LOAD FEEDER FUSELESS REVERSING DUTY, AC 400V, SZ. S0, 27...32A, AC 230V SCREW CONNECTION FOR BUS | 441.23
3RA2220-4EF27-0AP0 | LOAD FEEDER FUSELESS REVERSING DUTY, AC 400V, SZ. S0, 27...32A, AC 230V SPRING-LOADED CONNECTION | 403.24
3RV2411-0AA10 | CIRCUIT-BREAKER SZ S00, FOR TRANSFORMER PROT. A-RELEASE 0.11...0.16A, N-RELEASE3.3A SCREW CONNEC | 53.37
3RV2411-0DA10 | CIRCUIT-BREAKER SZ S00, FOR TRANSFORMER PROT. A-RELEASE 0.22...0.32A, N-RELEASE6.5A SCREW CONNEC | 53.37
3RV2411-0GA10 | CIRCUIT-BREAKER SZ S00, FOR TRANSFORMER PROT. A-RELEASE 0.45...0.63A, N-RELEASE13A SCREW CONNECT | 53.37
3RU2126-1FJ0 | OVERLOAD RELAY 3.5...5.0 A FOR MOTOR PROTECTION SZ S0, CLASS 10, F. MOUNTING ONTO CONTACTOR MAIN | 57.42
3RT2026-1BB40-ZW96 | CONTACTOR, AC-3, 11KW/400V, 1NO+1NC, DC 24V, 3-POLE, SZ S0 SCREW TERMINAL MULTI UNIT PACKAGE PA | 108.24
3RT2026-1BB44-ZX95 | CONTACTOR, AC-3, 11KW/400V, 2NO+2NC, DC 24V, 3-POLE, SZ S0 SCREW TERMINAL REMOVABLE AUX. SWITCH | 120.9
3RT2026-1BW40 | CONTACTOR, AC-3, 11KW/400V, 1NO+1NC, DC 48V, 3-POLE, SZ S0 SCREW TERMINAL | 97.09
3RT2027-1AN60 | CONTACTOR, AC-3, 15KW/400V, 1NO+1NC, AC 200V 50HZ, 200...220V 60HZ, 3-POLE, SZ S0 SCREW TERMINAL | 90.86
3RT2027-1AP00-ZW96 | CONTACTOR, AC-3, 15KW/400V, 1NO+1NC, AC 230V 50HZ, 3-POLE, SZ S0 SCREW TERMINAL MULTI UNIT PACKA | 98.12
3RT2027-1AP04-ZX95 | CONTACTOR, AC-3, 15KW/400V, 2NO+2NC, AC 230V 50HZ, 3-POLE, SZ S0 SCREW TERMINAL REMOVABLE AUX. S | 110.14
3RT2027-1BB40-0UA0 | CONTACTOR,10HP 460/575V, 1NO+1NC, DC 24V - 3-POLE, SZ S0 SCREW TERMINAL | 135.7
3RU2126-1GB0 | OVERLOAD RELAY 4.5...6.3 A FOR MOTOR PROTECTION SZ S0, CLASS 10, F. MOUNTING ONTO CONTACTOR MAIN | 49.93
3VA1063-4ED36-0DA0 | CIRCUIT BREAKER 3VA1 IEC FRAME 100 BREAKING CAPACITY CLASS S ICU=36KA @ 415 V 3-POLE, LINE PROT | 341.2
3RT2018-2AP61 | CONTACTOR, AC-3, 7.5KW/400V, 1NO, AC 220V 50HZ 240V 60 HZ, 3-POLE, SZ S00 SPRING-LOADED TERMINAL | 41.46
3RT2018-2AV02 | CONTACTOR, AC-3, 7.5KW/400V, 1NC, AC 400V, 50/60 HZ, 3-POLE, SZ S00 SPRING-LOADED TERMINAL | 44.07
3RT2018-2BB41 | CONTACTOR, AC-3, 7.5KW/400V, 1NO, DC 24V, 3-POLE, SZ S00 SPRING-LOADED TERMINAL . | 66.43
3RU2900-1A | MECHANICAL RESET FOR 3RU2 SIZE S00...S2 | 3.92
3RU2916-3AA01 | stand-alone assembly support | 9.32
3RT2027-1NF30 | CONTACTOR, AC-3, 15KW/400V, 1NO+1NC, AC(50-60HZ)/DC ACTUAT. AC/DC 95...130V, 3-POLE, SZ S0 SCREW | 154.42
3RT2027-1NP30-ZX95 | CONTACTOR, AC-3, 15KW/400V, 1NO+1NC, AC(50-60HZ)/DC ACTUAT. AC/DC 200...280V, 3-POLE, SZ S0 SCREW | 172.18
3RV2411-0HA15 | CIRCUIT-BREAKER SZ S00, FOR TRANSFORMER PROT. A-RELEASE 0.55...0.8A, N-RELEASE16A SCREW CONNECTI | 65.35
3RV2411-0JA10 | CIRCUIT-BREAKER SZ S00, FOR TRANSFORMER PROT. A-RELEASE 0.7...1 A, N-RELEASE 21A, SCREW CONNECTI | 56.76
3RV2411-0JA20 | CIRCUIT-BREAKER SZ S00, FOR TRANSFORMER PROT. A-RELEASE 0.7...1 A, N-RELEASE 21A, SPRING-L. CONN | 56.76
3RT2023-1AG24 | CONTACTOR, AC-3, 4KW/400V, 2NO+2NC, AC110V 50/60HZ, 3-POLE, SZ S0 SCREW TERMINAL REMOVABLE AUX. | 40.79
3RT2023-1AT60 | CONTACTOR, AC-3, 4KW/400V, 1NO+1NC, AC 600V 60HZ 3-POLE, SZ S0 SCREW TERMINAL | 31.85
3RB3026-1RB0 | OVERLOAD RELAY 0.1...0.4 A FOR MOTOR PROTECTION SIZE S0, CLASS 10 CONTACTOR ASS. MAIN CIRCUIT: S | 83.29
3RT2015-2AD02 | CONTACTOR, AC-3, 3KW/400V, 1NC, AC 42V, 50/60 HZ, 3-POLE, SZ S00 SPRING-LOADED TERMINAL | 27.32
3RT2015-2AN22 | CONTACTOR, AC-3, 3KW/400V, 1NC, AC 220V, 50/60 HZ, 3-POLE, SZ S00 SPRING-LOADED TERMINAL | 24.75
3RA2210-0FD15-2BB4 | FUSELESS LOAD FEEDER REVERSING OPERATION, 400 V AC, SZ S00 0.35 TO 0.50 A 3 KW, 24 V DC SCREW T | 212.07
3SE5232-0HD03-1AK5 | SIRIUS POSITION SWITCH PLASTIC HOUSING ACC. TO EN50047, 31MM DEVICE CONNECTION 1X(M20X1.5); 1NO/ | 31.12
3VA1050-4ED42-0KC0 | CIRCUIT BREAKER 3VA1 IEC FRAME 100 BREAKING CAPACITY CLASS S ICU=36KA @ 415 V 4-POLE, LINE PROT | 404.57
3RT2916-1CD00 | SURGE SUPPRESSOR, RC COUPLING, AC 127...240V, DC 150...250V, F. CONT. RELAYS A. MOTOR CONT. SZ S | 7.05
3RT2916-1DG00-ZX90 | SURGE SUPPRESSOR, SUPPRESSION DIODE DC 12...250V, F. CONT. RELAYS A. MOTOR CONT. SZ S00, MULTI- | 7.84
3RT2924-5AL21 | MAGNET COIL F. CONTACTORS 7,5KW AC 230V, 50/60HZ FOR MOTOR CONTACTORS SZ S0, SCREW TERMINAL, | 13.4
3RT2924-5AM21 | MAGNET COIL F. CONTACTORS 7,5KW AC 208V, 50/60HZ FOR MOTOR CONTACTORS SZ S0, SCREW TERMINAL | 16
3RT2926-1CE00-ZX90 | SURGE SUPPRESSOR, RC COUPLING, AC 240...400V, FOR MOTOR CONTACTORS SZ S0, MULTI-UNIT PACKAGING | 12.09
3RT2028-1AP00 | CONTACTOR, AC-3, 18.5KW/400V, 1NO+1NC, AC 230V 50HZ, 3-POLE, SZ S0 SCREW TERMINAL | 98.21
3RT2028-1BB44-ZX95 | CONTACTOR, AC-3, 18.5KW/400V, 2NO+2NC, DC 24V, 3-POLE, SZ S0 SCREW TERMINAL REMOVABLE AUX. SWITC | 175.36
3RT2028-2AP04 | CONTACTOR, AC-3, 18.5KW/400V, 2NO+2NC, AC 230V 50HZ, 3-POLE, SZ S0 SPRING-LOADED TERMINAL REMOVA | 110.12
3RT2028-2BB44 | CONTACTOR, AC-3, 18.5KW/400V, 2NO+2NC, DC 24V, 3-POLE, SZ S0 SPRING-LOADED TERMINAL REMOVABLE AU | 157.27
3RK4324-3MR51-0BC0 | SIRIUS MCU MOTOR STARTER ENC. DEG. O. PROT.IP54 PLASTIC COMMUNICATION AS-INTERFACE ELECTROMECHAN | 1094.52
3RM1001-3AA04 | MOTORSTARTER SIRIUS 3RM1 DIRECT STARTER 500 V; 0.1-0.5 A; 24 V DC CONTROL CIRCUIT PUSH-IN MAIN | 160.16
3RH2140-2LJ80 | COUPLING CONTACTOR RELAY RAIL, 4NO, DC 72V, 0,7...1,25*US, VARISTOR INTEGRATED, SZ S00, SPRING-LO | 43.26
3RH2140-2VB40 | COUPLING CONTACTOR RELAY, 4NO, DC 24V, 0.85...1.85*US, W/ INTEGRATED DIODE, SZ S00, SPRING-LOADED | 39.4
3RH2244-1AP00-ZX95 | CONTACTOR RELAY, 4NO+4NC, AC 230V, 50/60 HZ, SIZE S00, SCREW TERMINAL, PERMANENT AUX. SWITCH, FO | 49.32
3RA2110-0HE15-1BB4 | LOAD FEEDER FUSELESS DIRECT START, AC 400V, SZ S00 0.55. . .0.8A, DC 24V SPRING-LOADED CONNECTION | 106.98
3RA2110-0HS15-1BB4 | FUSELESS LOAD FEEDER DIRECT START, 400 V AC, SZ. S00 0.55...0.80 A 3 KW, 24 V DC SPRING-LOADED | 143.71
3RH2140-2BF40 | CONTACTOR RELAY, 4NO, DC 110V, SZ S00, SPRING-LOADED TERMINAL | 34.05
3RH2140-2BP40 | CONTACTOR RELAY, 4NO, DC 230V, SZ S00, SPRING-LOADED TERMINAL | 37.79
3RH2140-2GG20 | CONTACTOR RELAY, 4NO, AC 110V, 50/60 HZ, W/ FULL-WAVE RECTIFIER, SZ S00, SPRING-LOADED TERMINAL | 39.53
3RH2344-1AP00-0KA0 | CONTACTOR RELAY, 4NO+4NC, AC 230V, 50/60 HZ, SIZE S00, SCREW TERMINAL, REMOVABLE AUX. SWITCH DIN | 47.79
3RB3026-2QE0 | OVERLOAD RELAY 6...25 A FOR MOTOR PROTECTION SIZE S0, CLASS 20 CONTACTOR ASS. MAIN CIRCUIT: SPR. | 98.23
3VA1063-2ED36-0JH0 | CIRCUIT BREAKER 3VA1 IEC FRAME 100 BREAKING CAPACITY CLASS B ICU=16KA @ 415 V 3-POLE, LINE PROT | 380.89
3VA1063-2ED42-0AA0 | CIRCUIT BREAKER 3VA1 IEC FRAME 100 BREAKING CAPACITY CLASS B ICU=16KA @ 415 V 4-POLE, LINE PROT | 178.87
3RT2028-2XG40-0LA2 | CONT. F. RAILW. A., AC-3, 18.5KW/400V, 1S+1OE, . DC 125V, 0,7...1,25*US, W. VARISTOR INTEGRATED, | 196.98
3RT2028-4AK60 | CONTACTOR, AC-3, 18.5KW/400V, 1NO+1NC, AC 110V 50HZ, 120V 60HZ 3-POLE, SZ S0 RING CABLE LUG CONN | 122.81
3RT2026-1AD00 | CONTACTOR, AC-3, 11KW/400V, 1NO+1NC, AC 42V 50HZ, 3-POLE, SZ S0 SCREW TERMINAL | 63.58
3RT2026-1AD04 | CONTACTOR, AC-3, 11KW/400V, 2NO+2NC, AC 42V 50HZ, 3-POLE, SZ S0 SCREW TERMINAL REMOVABLE AUX. SW | 74.96
3RT2026-1AK60-0UA0 | CONTACTOR, 10HP 460/575V, 1NO+1NC, AC110V 50HZ, 120V 60HZ 3-POLE, SZ S0 SCREW TERMINAL | 64.71
3RK3122-1AC00 | SIRIUS, CENTRAL UNIT 3RK3 ASISAFE EXTENDED FOR MODULAR SAFETY SYSTEM 3RK3 2/4F-DI,4DI,1F-RO,1F-DO | 1381.79
3RT2026-2AV04 | CONTACTOR, AC-3, 11KW/400V, 2NO+2NC, AC 400V 50HZ, 3-POLE, SZ S0 SPRING-LOADED TERMINAL REMOVABL | 74.96
3RT2026-2BB44-3MA0 | CONTACTOR, AC-3, 11KW/400V, 2NO+2NC, DC 24V, 3-POLE, SZ S0 SPRING-LOADED TERMINAL PERMANENT AUX. | 110.12
3RT2026-2CL24-3MA0 | CONTACTOR, AC-3, 11KW/400V, 2NO+2NC, AC 230V 50/60HZ, W. PLUGGED-IN VARISTOR 3-POLE, SZ S0 SPRIN | 82.91
3RT2026-4AG60 | CONTACTOR, AC-3, 11KW/400V, 1NO+1NC, AC 100V 50HZ, 100...110V 60HZ, 3-POLE, SZ S0 RING CABLE LUG | 79.14
3RT1054-3AR38-0PR0 | CONTACTOR, 55KW/400V/AC-3 AC(40...60HZ)/DC OPERATION UC 440-480V AUX. CON. RIGHT 3RH1921-2DE11 3 | 384
3RU2126-4DB0 | OVERLOAD RELAY 20...25 A FOR MOTOR PROTECTION SZ S0, CLASS 10, F. MOUNTING ONTO CONTACTOR MAIN C | 49.93
3RU2126-4DC0 | OVERLOAD RELAY 20...25 A FOR MOTOR PROTECTION SZ S0, CLASS 10, F. MOUNTING ONTO CONTACTOR MAIN C | 49.93
3RU2126-4FB0 | OVERLOAD RELAY 34...40 A FOR MOTOR PROTECTION SZ S0, CLASS 10, F. MOUNTING ONTO CONTACTOR MAIN C | 76.53
3RU2126-4PC0 | OVERLOAD RELAY 30...36 A FOR MOTOR PROTECTION SZ S0, CLASS 10, F. MOUNTING ONTO CONTACTOR MAIN C | 76.53
3RT2018-2LB42-0LA0 | CONT. F. RAILW. A., AC-3, 7.5KW 400V, DC 24V, 0,7...1,25*US, VARISTOR INTEGRATED, 3-POLE, SZ S00 | 74.96
3RT2018-2LB42-2LA0 | CONT. F. RAILW. A., AC-3, 7.5KW 400V, DC 24V, 0,7...1,25*US, VARISTOR INTEGRATED, 3-POLE, SZ S00 | 76.64
3RT2018-4AR62 | CONTACTOR, AC-3, 7.5KW/400V, 1NC, AC 400V 50HZ, 400...440V 60HZ 3-POLE, SZ S00 RING CABLE LUG CO | 55.14
3RT2023-2NB30 | CONTACTOR, AC-3, 4KW/400V, 1NO+1NC, AC(50-60HZ)/DC ACTUAT. AC/DC 21...28V, 3-POLE, SZ S0 SPRING-L | 73.79
3RT2028-1BM40 | CONTACTOR, AC-3, 18.5KW/400V, 1NO+1NC, DC 220V, 3-POLE, SZ S0 SCREW TERMINAL | 144.21
3RT2028-1BP40 | CONTACTOR, AC-3, 18.5KW/400V, 1NO+1NC, DC 230V, 3-POLE, SZ S0 SCREW TERMINAL | 149.3
3RT2028-1CK64-3MA0 | CONTACTOR, AC-3, 18.5KW/400V, 2NO+2NC, AC 110V 50HZ 120V 60HZ, W. PLUGGED-IN VARISTOR 3POLE, SZ. | 121.5
3RT2028-1CL24-3MA0 | CONTACTOR, AC-3, 18.5KW/400V, 2NO+2NC, AC 230V 50/60HZ, W. PLUGGED-IN VARISTOR 3-POLE, SZ S0 SCR | 121.5
3RV2711-1CD10 | CIRCUIT-BREAKER SZ S00, FOR PLANT PROTECTION, WITH APPROBATION CIRCUIT-BREAKER UL 489. CSA C22.2 | 109.27
3RV2711-1ED10 | CIRCUIT-BREAKER SZ S00, FOR PLANT PROTECTION, WITH APPROBATION CIRCUIT-BREAKER UL 489. CSA C22.2 | 109.27
3RV2811-0AD10 | CIRCUIT-BREAKER SZ S00, FOR TRANSFORMER PROTECTION, WITH APPROBATION CIRCUIT-BREAKER UL 489. CSA | 109.27
3RV2811-0BD10 | CIRCUIT-BREAKER SZ S00, FOR TRANSFORMER PROTECTION, WITH APPROBATION CIRCUIT-BREAKER UL 489. CSA | 109.27
3RT2026-1BF40 | CONTACTOR, AC-3, 11KW/400V, 1NO+1NC, DC 110V, 3-POLE, SZ S0 SCREW TERMINAL | 97.09
3RT2026-1BG44 | CONTACTOR, AC-3, 11KW/400V, 2NO+2NC, DC 125V, 3-POLE, SZ S0 SCREW TERMINAL REMOVABLE AUX. SWITCH | 111.86
3RT2026-1BM40 | CONTACTOR, AC-3, 11KW/400V, 1NO+1NC, DC 220V, 3-POLE, SZ S0 SCREW TERMINAL | 97.09
3RT2026-1CK64-3MA0 | CONTACTOR, AC-3, 11KW/400V, 2NO+2NC, AC 110V 50HZ 120V 60HZ, W. PLUGGED-IN VARISTOR 3POLE, SZ. S | 82.91
3RT2026-1FB40 | CONTACTOR, AC-3, 11KW/400V, 1NO+1NC, DC 24V, W.INTEGR.DIODE 3-POLE, SZ S0 SCREW TERMINAL | 111.86
3RU2126-1GJ0 | OVERLOAD RELAY 4.5...6.3 A FOR MOTOR PROTECTION SZ S0, CLASS 10, F. MOUNTING ONTO CONTACTOR MAIN | 57.42
3RT2026-2AN20 | CONTACTOR, AC-3, 11KW/400V, 1NO+1NC, AC 220V 50/60HZ, 3-POLE, SZ S0 SPRING-LOADED TERMINAL | 61.33
3RT2026-4BB40 | CONTACTOR, AC-3, 11KW/400V, 1NO+1NC, DC 24V, 3-POLE, SZ S0 RING CABLE LUG CONNECTION | 121.55
3RT2027-1AC24 | CONTACTOR, AC-3, 15KW/400V, 2NO+2NC, AC 24V 50/60HZ, 3-POLE, SZ S0 SCREW TERMINAL REMOVABLE AUX. | 98.8
3RF2900-1TA88 | REPLACEMENT CONTROL CONNECTOR FOR 3RF20/21/22/3RF23/24 SCREW TYPE TERMINAL COLOR GRAY MARKING A1 | 2.19
3RP2505-1AB30 | TIME RELAY, MULTI-FUNCTION, 1 CHANGEOVER, 13 FUNCTIONS, 15 TIME SETTING RANGES, (1, 3, 10, 30, 10 | 96.22
3VA1063-4ED36-0CC0 | CIRCUIT BREAKER 3VA1 IEC FRAME 100 BREAKING CAPACITY CLASS S ICU=36KA @ 415 V 3-POLE, LINE PROT | 392.74
3RT2018-2BB44-3MA0 | CONTACTOR, AC-3, 7.5KW/400V, 2NO+2NC, DC 24V, 3-POLE, SZ S00 SPRING-LOADED TERMINAL PERMANENT AU | 82.91
3RU2136-4ED0 | OVERLOAD RELAY 22...32 A FOR MOTOR PROTECTION SIZE S2, CLASS 10 FOR MOUNTING ONTO CONTACTORS MAI | 84.53
3RU2136-4KB0 | OVERLOAD RELAY 62...73 A FOR MOTOR PROTECTION SIZE S2, CLASS 10 FOR MOUNTING ONTO CONTACTORS MAI | 116.62
3RT2027-2AK64-3MA0 | CONTACTOR, AC-3, 15KW/400V, 2NO+2NC AC110V 50HZ/120V 60HZ 3-POLE, SZ S0 SPRING-LOADED TERMINAL P | 101.08
3RV2411-0KA20 | CIRCUIT-BREAKER SZ S00, FOR TRANSFORMER PROT. A-RELEASE 0.9...1.25A, N-RELEASE 26A SPRING-L. CON | 56.76
3RV2411-1CA15 | CIRCUIT-BREAKER SZ S00, FOR TRANSFORMER PROT. A-RELEASE 1.8...2.5A, N-RELEASE 52A SCREW CONNECT | 68.55
3RT2018-2BM41 | CONTACTOR, AC-3, 7.5KW/400V, 1NO, DC 220V 3-POLE, SZ S00 SPRING-LOADED TERMINAL | 66.43
3RT2023-1AG20 | CONTACTOR, AC-3, 4KW/400V, 1NO+1NC, AC110V 50/60HZ, 3-POLE, SZ S0 SCREW TERMINAL | 29.2
3RT2023-1BB44-ZX95 | CONTACTOR, AC-3, 4KW/400V, 2NO+2NC, DC 24V, 3-POLE, SZ S0 SCREW TERMINAL REMOVABLE AUX. SWITCH | 82.93
3RT2023-2AG20 | CONTACTOR, AC-3, 4KW/400V, 1NO+1NC, AC110V 50/60HZ, 3-POLE, SZ S0 SPRING-LOADED TERMINAL | 29.2
3RT2027-2AL20-ZX95 | CONTACTOR, AC-3, 15KW/400V, 1NO+1NC, AC 230V 50/60HZ, 3POLE, SZ. S0 SPRING-LOADED TERMINAL MULTI | 98.12
3RT2027-2AV00 | CONTACTOR, AC-3, 15KW/400V, 1NO+1NC, AC 400V 50HZ, 3-POLE, SZ S0 SPRING-LOADED TERMINAL | 90.86
3RT2028-1AH20 | CONTACTOR, AC-3, 18.5KW/400V, 1NO+1NC, AC 48V 50/60HZ, 3-POLE, SZ S0 SCREW TERMINAL | 101.62
3RT2028-1AV60 | CONTACTOR, AC-3, 18.5KW/400V, 1NO+1NC, AC 480V 60HZ, 3-POLE, SZ S0 SCREW TERMINAL | 101.62
3RV2421-4AA20 | CIRCUIT-BREAKER SZ S0, FOR TRANSFORMER PROT. A-RELEASE 11...16A, N-RELEASE 286A, SPRING-L. CONNE | 65.88
3RV2711-0ED10 | CIRCUIT-BREAKER SZ S00, FOR PLANT PROTECTION, WITH APPROBATION CIRCUIT-BREAKER UL 489. CSA C22.2 | 101.24
3RT2026-1BB40 | CONTACTOR, AC-3, 11KW/400V, 1NO+1NC, DC 24V, 3-POLE, SZ S0 SCREW TERMINAL | 97.09
3RT2026-2AK60 | CONTACTOR, AC-3, 11KW/400V, 1NO+1NC, AC 110V 50HZ, 120V 60HZ 3-POLE, SZ S0 SPRING-LOADED TERMINA | 61.33
3RT2026-2AL20 | CONTACTOR, AC-3, 11KW/400V, 1NO+1NC, AC 230V 50/60HZ, 3-POLE, SZ S0 SPRING-LOADED TERMINAL | 61.33
3RT2026-2XB40-0LA2 | CONT. F. RAILW. A., AC-3, 11KW/400V, 1NO+1NC, . DC 24V, 0,7...1,25*US, W. VARISTOR INTEGRATED, 3 | 129.46
3RU2126-4NB1 | OVERLOAD RELAY 23...28 A FOR MOTOR PROTECTION SZ S0, CLASS 10, STAND-ALONE INSTALLATION MAIN CIR | 91.96
3RU2126-1GB0-ZX95 | OVERLOAD RELAY 4.5...6.3 A FOR MOTOR PROTECTION SZ S0, CLASS 10, F. MOUNTING ONTO CONTACTOR MAIN | 51.21
3RU2126-4BB1 | OVERLOAD RELAY 14...20 A FOR MOTOR PROTECTION SZ S0, CLASS 10, STAND-ALONE INSTALLATION MAIN CIR | 63.56
3RT1055-7AB36 | CONTACTOR, 75KW/400V/AC-3 AC(40...60HZ)/DC OPERATION UC 23-26V AUXILIARY CONTACTS 2NO+2NC 3-POLE | 482.47
3RT1065-6AB36-3PA0 | CONTACTOR, 132KW/400V/AC-3 AC(40...60HZ)/DC OPERATION UC 23-26V AUXILIARY CONTACTS 2NO+2NC 3-POL | 913.51
3RT2535-1NB30 | 2NO+2NC CONTACTOR,AC3:18.5KW 20-33V AC/DC,VARISTOR, 4-POLE, 2NO+2NC, SIZE S2, SCREW TERMINAL 1NO | 178.32
3RT2023-1AU00 | CONTACTOR, AC-3, 4KW/400V, 1NO+1NC, AC 380V 50/60HZ, 3-POLE, SZ S0 SCREW TERMINAL | 29.2
3RT2023-1AU20 | CONTACTOR, AC-3, 4KW/400V, 1NO+1NC, AC 380V 50/60HZ, 3-POLE, SZ S0 SCREW TERMINAL | 31.85
3RT2027-2BF40 | CONTACTOR, AC-3, 15KW/400V, 1NO+1NC, DC 110V, 3-POLE, SZ S0 SPRING-LOADED TERMINAL | 132.28
3RT2027-2KA40 | COUPLING RELAY, AC-3, 15KW/400V, 1NO+1NC, DC 12V, W. PLUGGED-IN VARISTOR 3-POLE, SZ S0 SPRING-LO | 141.91
3RT2027-2NB30-ZX95 | CONTACTOR, AC-3, 15KW/400V, 1NO+1NC, AC(50-60HZ)/DC ACTUAT. AC/DC 21...28V, 3-POLE, SZ S0 SPRING- | 172.18
3RT2027-4KB40 | COUPLING RELAY, AC-3, 15KW/400V, 1NO+1NC, DC 24V, W. PLUGGED-IN VARISTOR 3-POLE, SZ S0 RING CABL | 171.55
3RV2411-1HA15 | CIRCUIT-BREAKER SZ S00, FOR TRANSFORMER PROT. A-RELEASE 5.5...8A, N-RELEASE 163A, SCREW CONNECTI | 68.55
3RV2411-1KA10 | CIRCUIT-BREAKER SZ S00, FOR TRANSFORMER PROT. A-RELEASE 9...12.5A, N-RELEASE 260A SCREW CONNECTI | 62.69
3RT2026-1AP60 | CONTACTOR, AC-3, 11KW/400V, 1NO+1NC, AC 220V 50HZ, 240V 60HZ 3-POLE, SZ S0 SCREW TERMINAL | 61.33
3RT2026-2AL24-3MA0 | CONTACTOR, AC-3, 11KW/400V, 2NO+2NC, AC 230V 50/60HZ, 3-POLE, SZ S0 SPRING-LOADED TERMINAL PERMA | 74.39
3RT2026-2AP60 | CONTACTOR, AC-3, 11KW/400V, 1NO+1NC, AC 220V 50HZ, 240V 60HZ 3-POLE, SZ S0 SPRING-LOADED TERMINA | 61.33
3RT2026-2BB40 | CONTACTOR, AC-3, 11KW/400V, 1NO+1NC, DC 24V, 3-POLE, SZ S0 SPRING-LOADED TERMINAL | 97.09
3RT2026-2KA40 | COUPLING RELAY, AC-3, 11KW/400V, 1NO+1NC, DC 12V, W. PLUGGED-IN VARISTOR 3-POLE, SZ S0 SPRING-LO | 107.87
3RT2535-1AF00 | 2NO+2NC CONTACTOR,AC3:18.5KW 110V AC 50HZ, 4-POLE, 2NO+2NC, SIZE S2, SCREW TERMINAL 1NO+1NC INTE | 125.83
3RT2535-1AG20 | 2NO+2NC CONTACTOR,AC3:18.5KW 110V AC 50/60HZ, 4-POLE, 2NO+2NC, SIZE S2, SCREW TERMINAL 1NO+1NC I | 125.83
3RH2140-1FB40 | CONTACTOR RELAY, 4NO, DC 24V, W/ INTEGRATED DIODE, SIZE S00, SCREW TERMINAL | 39.4
3RH2140-2AB00-ZX95 | CONTACTOR RELAY, 4NO, 24V AC, 50/60 HZ, SZ S00, SPRING-LOADED TERMINAL REUSABLE PACKAGING = 120 U | 30.19
3RH2140-2AD00-ZX95 | CONTACTOR RELAY, 4NO, AC 42V, 50/60 HZ, SZ S00, SPRING-LOADED TERMINAL . | 33.18
3RH2140-2BB40-ZW96 | CONTACTOR RELAY, 4NO, DC 24V, SZ S00, SPRING-LOADED TERMINAL, MULTI-UNIT PACKAGE = 60 UNITS PACK | 34.94
3RH2140-2BB40-ZW97 | CONTACTOR RELAY, 4NO, DC 24V, SZ S00, SPRING-LOADED TERMINAL, MULTI UNIT PACKAGE PACKAGE = 32 UN | 34.94
3RT2916-1BB00 | SURGE SUPPRESSOR, VARISTOR, AC 24...48V, DC 24...70V, F. CONT. RELAYS A. MOTOR CONT. SZ S00, | 7.05
3RT2916-1BC00-ZX90 | SURGE SUPPRESSOR, VARISTOR, AC 48...127V, DC 70...150V, F. CONT. RELAYS A. MOTOR CONT. SZ S00, | 7.84
3RT2916-1CE00-ZX90 | SURGE SUPPRESSOR, RC COUPLING, AC 240...400V, F. CONT. RELAYS A. MOTOR CONT. SZ S00, MULTI-UNIT | 7.84
3RT2916-1CF00 | SURGE SUPPRESSOR, RC COUPLING, AC 400...600V, F. CONT. RELAYS A. MOTOR CONT. SZ S00, | 7.05
3RT2926-1MR00-ZX90 | SURGE SUPPRESSOR, DIODE COMBINATION WITH LED, DC 24 V, FOR MOTOR CONTACTORS SZ S0, MULTI-UNIT P | 16.47
3RT2926-4MC00 | CONTROL KIT (ORANGE) FOR MOTOR CONTACTORS AND COUPLING RELAYS SZ. S0, | 5.7
3RT2926-5AC01 | MAGNET COIL F. CONTACTOR 18,5KW AC 32V, 50HZ FOR MOTOR CONTACTORS SZ S0, SCREW TERMINAL | 16
3RT2926-5AQ21 | MAGNET COIL F. CONTACTOR 18,5KW AC 500 V, 50/60 HZ FOR MOTOR CONTACTORS SZ S0, SCREW TERMINAL | 16
3RU2136-4JD0 | OVERLOAD RELAY 54...65 A FOR MOTOR PROTECTION SIZE S2, CLASS 10 FOR MOUNTING ONTO CONTACTORS MAI | 116.62
3RU2136-4KB1 | OVERLOAD RELAY 62...73 A FOR MOTOR PROTECTION SIZE S2, CLASS 10 STAND-ALONE INSTALLATION MAIN CI | 140.67
3RU2136-4KD0 | OVERLOAD RELAY 62...73 A FOR MOTOR PROTECTION SIZE S2, CLASS 10 FOR MOUNTING ONTO CONTACTORS MAI | 116.62
3RU2136-4QB0 | OVERLOAD RELAY 47...57 A FOR MOTOR PROTECTION SIZE S2, CLASS 10 FOR MOUNTING ONTO CONTACTORS MAI | 116.62
3RT1055-6PF35 | CONTACTOR, 75KW/400V/AC-3 AC(40...60HZ)/DC OPERATION UC 96-127V AUXILIARY CONTACTS 1NO+1NC 3-POL | 667.36
3RF3405-1BB24 | SOLID-STATE CONTACTOR 3-PH 3RF3 AC53 5.2A 40 DEGREES C 48-480V / 110-230V AC 2-PH. CONTROLLED I | 138.63
3RT1065-6PF35 | CONTACTOR, 132KW/400V/AC-3 AC(40...60HZ)/DC OPERATION UC 96-127V AUXILIARY CONTACTS 1NO+1NC 3-PO | 1126.87
3RT2023-1CC20 | CONTACTOR, AC-3, 4KW/400V, 1NO+1NC, AC 24V 50/60HZ, 3-POLE, SZ S0 SCREW TERMINAL . | 41.8
3SE5232-0HU21-1AY0 | SIRIUS HINGE SWITCH PLASTIC ENCLOSURE, 31MM,EN50047 SUITABLE FOR MINUS 40 DEGREES DEVICE CONNECTI | 49.4
3VA1063-2ED42-0BA0 | CIRCUIT BREAKER 3VA1 IEC FRAME 100 BREAKING CAPACITY CLASS B ICU=16KA @ 415 V 4-POLE, LINE PROT | 369.06
3VA1063-3ED36-0AC0 | CIRCUIT BREAKER 3VA1 IEC FRAME 100 BREAKING CAPACITY CLASS N ICU=25KA @ 415 V 3-POLE, LINE PROT | 273.67
3RM1201-1AA04 | MOTOR STARTER 3RM1 SIRIUS REVERSING STARTER 500 V, 0,1-0,5A, 24V DC SCREW-TYPE CONNECTION SYSTEM | 175.36
3RM1201-3AA14 | MOTORSTARTER SIRIUS 3RM1 REVERSING STARTER 500 V; 0.1-0.5 A; 110-230 V AC CONTROL CIRCUIT PUSH-I | 175.36
3RA2110-0DH15-1BB4 | LOAD FEEDER FUSELESS DIRECT START, AC 400V, SZ S00 0.22. . .0.32A, DC 24V SPRING-LOADED CONNECTIO | 139.9
3VA1063-3ED36-0JA0 | CIRCUIT BREAKER 3VA1 IEC FRAME 100 BREAKING CAPACITY CLASS N ICU=25KA @ 415 V 3-POLE, LINE PROT | 311.96
3VA1080-2ED32-0CH0 | CIRCUIT BREAKER 3VA1 IEC FRAME 100 BREAKING CAPACITY CLASS B ICU=16KA @ 415 V 3-POLE, LINE PROT | 404.57
3RT2023-2AL20 | CONTACTOR, AC-3, 4KW/400V, 1NO+1NC, AC 230V 50/60HZ, 3-POLE, SZ S0 SPRING-LOADED TERMINAL | 29.2
3RT2023-4AK60 | CONTACTOR, AC-3, 4KW/400V, 1NO+1NC, AC110V 50HZ, 120V 60HZ 3-POLE, SZ S0 RING CABLE LUG CONNECTI | 36.47
3RT2024-1AB00 | CONTACTOR, AC-3, 5.5KW/400V, 1NO+1NC, AC 24V 50HZ, 3-POLE, SZ S0 SCREW TERMINAL | 34.46
3RT2024-2AC20 | CONTACTOR, AC-3, 5.5KW/400V, 1NO+1NC, AC 24V 50/60HZ, 3-POLE, SZ S0 SPRING-LOADED TERMINAL | 34.46
3RB3036-2UB0 | OVERLOAD RELAY 12.5...50 A FOR MOTOR PROTECTION SIZE S2, CLASS 20E FOR MOUNTING ONTO CONTACTORS | 162.02
3RB3113-4RE0 | OVERLOAD RELAY 0.1...0.4 A FOR MOTOR PROTECTION SIZE S00, CLASS 5...30 CONTACTOR ASS. MAIN CIRCU | 139.26
3RV2011-0EA15 | CIRCUIT-BREAKER SZ S00, FOR MOTOR PROTECTION, CLASS 10, A-REL. 0.28...0.4A, N-RELEASE5.2A SCREW | 54.63
3RV2011-0GA20-ZW97 | CIRCUIT-BREAKER SZ S00, FOR MOTOR PROTECTION, CLASS 10, A-REL.0.45...0.63A,N-REL.8,2A SPRING-L. C | 51.28
3RV2011-0HA10 | CIRCUIT-BREAKER SZ S00, FOR MOTOR PROTECTION, CLASS 10, A-REL. 0.55...0.8A, N-RELEASE10 A SCREW | 46.17
3RV2902-4AV0 | UNDERVOLTAGE RELEASE, AC 400V/50HZ, AC 440V/60HZ WITH RING CABLE LUG CONNECTION, FOR CIRCUIT-BREA | 31.15
3SE5322-1SD21-1AG4 | SAFTEY POS. SW. W. SOL. INTERL. LOCKING FORCE 1300N, 5 APPROACH DIRETIONS HIGH DEG. PRO. IP69K,DI | 249.86
3VA1063-4ED32-0HC0 | CIRCUIT BREAKER 3VA1 IEC FRAME 100 BREAKING CAPACITY CLASS S ICU=36KA @ 415 V 3-POLE, LINE PROT | 341.2
3RM1207-2AA04 | MOTOR STARTER SIRIUS 3RM1 REVERSING STARTER 500 V; 1,6-7,0 A; 24 V DC PUSH-IN CONNECTION SYSTEM | 175.36
3RA2220-1KH24-0BB4 | LOAD FEEDER FUSE SW. REVERSING OPERATION, AC 400V, MDL. S0, 9. . .12.5A, DC 24V SPRING-LOADED TER | 339.3
3RT2025-2NP30 | CONTACTOR, AC-3, 7.5KW/400V, 1NO+1NC, AC(50-60HZ)/DC ACTUAT. AC/DC 200...280V, 3-POLE, SZ S0 SPRI | 94.79
3RT2026-1AB00 | CONTACTOR, AC-3, 11KW/400V, 1NO+1NC, AC 24V 50HZ, 3-POLE, SZ S0 SCREW TERMINAL | 62.77
3RV2908-0P | SCALE COVER, SEALABLE, FOR CIRCUIT-BREAKERS, SZ S00...S3. | 0.78
3RV2922-1CV0 | UNDERVOLTAGE RELEASE, AC 400V/50HZ, WITH LEADING AUX. CONTACTS 2NO, W. SCREW CONNECTION, FOR CIR | 35.06
3RV2011-1BA25 | CIRCUIT-BREAKER SZ S00, FOR MOTOR PROTECTION, CLASS 10, A-REL. 1.4...2A, N-RELEASE 26A, SPRING-L. | 62.69
3RU2126-1HB0-ZX95 | OVERLOAD RELAY 5.5...8.0 A FOR MOTOR PROTECTION SZ S0, CLASS 10, F. MOUNTING ONTO CONTACTOR MAIN | 51.21
3RU2126-1JB0 | OVERLOAD RELAY 7.0...10 A FOR MOTOR PROTECTION SZ S0, CLASS 10, F. MOUNTING ONTO CONTACTOR MAIN | 49.93
3RU2126-4BB0 | OVERLOAD RELAY 14...20 A FOR MOTOR PROTECTION SZ S0, CLASS 10, F. MOUNTING ONTO CONTACTOR MAIN C | 49.93
3RT1056-6NP38-0PA5 | CONTACTOR, 90KW/400V/AC-3, AC(40...60HZ)/DC OPERATION UC 200...277V AUX.CONT.2NO+2NC SOLID-ST.COM | 650.98
3RT1056-6PF35 | CONTACTOR, 90KW/400V/AC-3 AC(40...60HZ)/DC OPERATION UC 96-127V AUXILIARY CONTACTS 1NO+1NC 3-POL | 787.73
3RT1064-6AF36-3PA0 | CONTACTOR, 110KW/400V/AC-3 AC(40...60HZ)/DC OPERATION UC 110-127V AUXILIARY CONTACTS 2NO+2NC 3-P | 650.98
3RU2136-4JB1 | OVERLOAD RELAY 54...65 A FOR MOTOR PROTECTION SIZE S2, CLASS 10 STAND-ALONE INSTALLATION MAIN CI | 140.67
3RU2136-4JD1 | OVERLOAD RELAY 54...65 A FOR MOTOR PROTECTION SIZE S2, CLASS 10 STAND-ALONE INSTALLATION MAIN CI | 140.67
3RF2950-0KA16-0KH0 | POWER ACTUATOR CURRENT RANGE 50A 40 DEGR. C 400-600V / 24V AC/DC FOR SEMI-CONDUCTOR RELAYS/CONTA | 298.79
3RF3405-1BB06 | SOLID-STATE CONTACTOR 3-PH 3RF3 AC53 5.2A 40 DEGREES C 48-600V / 24V DC 2-PH. CONTROLLED INSTAN | 153.83
3RH2140-1AP00-ZW96 | CONTACTOR RELAY, 4NO AC 230V, 50/60 HZ, SZ S00, SCREW TERMINAL MULTI UNIT PACKAGING PACKAGE = 72 | 30.19
3RH2140-1AP00-ZX95 | CONTACTOR RELAY, 4NO, AC 230V, 50/60 HZ, SIZE S00, SCREW TERMINAL, REUSABLE PACKAGE = 144 UNITS | 30.19
3RH2140-1BB40 | CONTACTOR RELAY, 4NO, DC 24V, SIZE S00, SCREW TERMINAL | 34.05
3RH2262-2BB40 | CONTACTOR RELAY, 6NO+2NC, DC 24V, SZ S00, SPRING-LOADED TERMINAL, PERMANENT AUX. SWITCH, FOR SUV | 52.27
3RH2344-1CG60-0KA0 | CONTACTOR RELAY, 4NO+4NC, 100V AC, 50/60HZ, SCREW TERMINAL, SIZE S00 2 NO + 2 NC BASIC UNIT /DIN | 58.28
3RH2344-1CP00-0KA0 | CONTACTOR RELAY, 4NO+4NC, 230V AC, 50/60HZ, SCREW TERMINAL, SIZE S00 2 NO + 2 NC BASIC UNIT /DIN | 58.28
3RT2924-5AU21 | MAGNET COIL F. CONTACTORS 7,5KW AC 380V, 50/60HZ FOR MOTOR CONTACTORS SZ S0, SCREW TERMINAL, | 16
3RT2926-1BB00 | SURGE SUPPRESSOR, VARISTOR, AC 24...48V, DC 24...70V, FOR MOTOR CONTACTORS SZ S0, | 8.59
3RT2926-1BC00-ZX90 | SURGE SUPPRESSOR, VARISTOR, AC 48...127V, DC 70...150V, FOR MOTOR CONTACTORS SZ S0, MULTI-UNIT | 9.56
3RT2926-1BF00 | SURGE SUPPRESSOR, VARISTOR, AC 400...600V, FOR MOTOR CONTACTORS SZ S0, | 8.59
3RT2025-2BB44 | CONTACTOR, AC-3, 7.5KW/400V, 2NO+2NC, DC 24V, 3-POLE, SZ S0 SPRING-LOADED TERMINAL REMOVABLE AUX | 93.12
3RT2025-2DB44-3MA0 | CONTACTOR, AC-3, 7.5KW/400V, 2NO+2NC, 24 V DC, W. INSERTED VARISTOR 3-POLE, SIZE S0 SPRING-TYPE | 103.33
3RT2025-4AR60 | CONTACTOR, AC-3, 7.5KW/400V, 1NO+1NC, AC 400V 50HZ, 400...440V 60HZ, 3-POLE, SZ S0 RING CABLE LUG | 60.52
3RT2024-2AF00 | CONTACTOR, AC-3, 5.5KW/400V, 1NO+1NC, AC110V 50HZ, 3-POLE, SZ S0 SPRING-LOADED TERMINAL | 34.46
3RT2024-2AL24 | CONTACTOR, AC-3, 5.5KW/400V, 2NO+2NC, AC 230V 50/60HZ, 3-POLE, SZ S0 SPRING-LOADED TERMINAL REMO | 46.09
3RV2011-0AA20 | CIRCUIT-BREAKER SZ S00, FOR MOTOR PROTECTION, CLASS 10, A-RELEASE 0.11...0.16A, N-RELEASE2.1A SP | 42.64
3RV2011-0AA40 | CIRCUIT-BREAKER SZ S00, FOR MOTOR PROTECTION, CLASS 10, A-RELEASE 0.11...0.16A, N-RELEASE2.1A RI | 56.59
3RV2011-0BA15-ZX95 | CIRCUIT-BREAKER SZ S00, FOR MOTOR PROTECTION, CLASS 10, A-REL. 0.14...0.2A,N-REL.2.6A, SCREW CONN | 63.94
3RV2011-0CA25 | CIRCUIT-BREAKER SZ S00, FOR MOTOR PROTECTION, CLASS 10, A-REL. 0.18...0.25A, N-RELEASE3.3A SPRIN | 54.1
3VA1050-3ED36-0JH0 | CIRCUIT BREAKER 3VA1 IEC FRAME 100 BREAKING CAPACITY CLASS N ICU=25KA @ 415 V 3-POLE, LINE PROT | 387.16
3VA1050-3ED42-0JH0 | CIRCUIT BREAKER 3VA1 IEC FRAME 100 BREAKING CAPACITY CLASS N ICU=25KA @ 415 V 4-POLE, LINE PROT | 422.67
3RU2136-4EB1 | OVERLOAD RELAY 22...32 A FOR MOTOR PROTECTION SIZE S2, CLASS 10 STAND-ALONE INSTALLATION MAIN CI | 104.27
3RF3410-2BB04 | SOLID-STATE CONTACTOR 3-PH 3RF3 AC53 9.2A 40 DEGREES C 48-480V / 24V DC 2-PH. CONTROLLED INSTAN | 148.13
3RF3416-1BB06 | SOLID-STATE CONTACTOR 3-PH 3RF3 AC53 16A 40 DEGREES C 48-600V / 24V DC 2-PH. CONTROLLED INSTANT | 209.54
3RH2140-1AP00 | CONTACTOR RELAY, 4NO, AC 230V, 50/60 HZ, SIZE S00, SCREW TERMINAL | 29.43
3RH2140-1BB40-1AA0 | CONTACTOR RELAY, 4NO, DC 24V, SIZE S00, SCREW TERMINAL HORIZONTAL MOUNTING | 36.53
3RH2140-1BE80 | CONTACTOR RELAY, 4NO, DC 80V, SIZE S00, SCREW TERMINAL | 37.79
3RH2140-2MB40-0KT0 | COUPLING CONTACTOR RELAY, 4NO, DC 24V, 0.85...1.85*US, SZ S00, SPRING-LOADED TERMINAL | 34.05
3RH2140-4AG60 | CONTACTOR RELAY, 4NO, AC 100V 50HZ, 100..110V 60HZ, SZ S00 RING CABLE LUG CONNECTION | 37.23
3RT2916-1PA2 | SURGE SUPPRESSOR, RC COUPLING, 575V 50/60HZ 7.5KW, FOR MOTOR CONTACTORS SZ S00, | 35.59
3RT2916-4JA02 | INSULATION STOP LINE FOR 5 TERMINAL PAIRS 2 LINES REQ. PER CONTACTOR (1 PACK = 20 LINES) | 2.17
3RT2926-1CE00 | SURGE SUPPRESSOR, RC COUPLING, AC 240...400V, FOR MOTOR CONTACTORS SZ S0, | 10.84
3RT2926-1JK00 | SURGE SUPPRESSOR, VARISTOR WITH LED, AC 48...127V, DC 24...70V, FOR MOTOR CONTACTORS SZ S0, | 11.13
3RU2126-4EJ0 | OVERLOAD RELAY 27...32 A FOR MOTOR PROTECTION SZ S0, CLASS 10, F. MOUNTING ONTO CONTACTOR MAIN C | 87.99
3RU2126-4FJ0 | OVERLOAD RELAY 34...40 A FOR MOTOR PROTECTION SZ S0, CLASS 10, F. MOUNTING ONTO CONTACTOR MAIN C | 87.99
3RU2136-4RD1 | OVERLOAD RELAY 70...80 A FOR MOTOR PROTECTION SIZE S2, CLASS 10 STAND-ALONE INSTALLATION MAIN CI | 157.35
3RA2110-0EH15-1AP0 | LOAD FEEDER FUSELESS DIRECT START, AC 400V, SZ S00 0.28. . .0.4A, AC 230V SPRING-LOADED CONNECTIO | 136.1
3RA2110-0FS15-1BB4 | FUSELESS LOAD FEEDER DIRECT START, 400 V AC, SZ. S00 0.35...0.50 A 3 KW, 24 V DC SPRING-LOADED | 139.26
3RT2026-1AG20 | CONTACTOR, AC-3, 11KW/400V, 1NO+1NC, AC110V 50/60HZ, 3-POLE, SZ S0 SCREW TERMINAL | 61.33
3RT2026-1AL20-ZW97 | CONTACTOR, AC-3, 11KW/400V, 1NO+1NC, AC 230V 50/60HZ, 3-POLE, SZ S0 SCREW TERMINAL MULTI - UNIT | 68.36
3RT2026-1CL24-3MA0 | CONTACTOR, AC-3, 11KW/400V, 2NO+2NC, AC 230V 50/60HZ, W. PLUGGED-IN VARISTOR 3-POLE, SZ S0 SCREW | 82.91
3RU2126-1HB0 | OVERLOAD RELAY 5.5...8.0 A FOR MOTOR PROTECTION SZ S0, CLASS 10, F. MOUNTING ONTO CONTACTOR MAIN | 49.93
3RT2024-1AP00 | CONTACTOR, AC-3, 5.5KW/400V, 1NO+1NC, AC 230V 50HZ, 3-POLE, SZ S0 SCREW TERMINAL | 34.46
3RT2024-1BB44-ZX95 | CONTACTOR, AC-3, 5.5KW/400V, 2NO+2NC, DC 24V, 3-POLE, SZ S0 SCREW TERMINAL REMOVABLE AUX. SWITCH | 87.99
3RT2024-2BB40-ZX95 | CONTACTOR, AC-3, 5.5KW/400V, 1NO+1NC, DC 24V, 3-POLE, SZ S0 SPRING-LOADED TERMINAL REUSABLE PACK | 75.33
3RT2024-2BF40 | CONTACTOR, AC-3, 5.5KW/400V, 1NO+1NC, DC 110V, 3-POLE, SZ S0 SPRING-LOADED TERMINAL | 67.55
3SB2404-0D | SWITCHING ELEMENT, W. ONE CONTACT ELEMENT, 1NO, W. SAFETY SPRING, PLUG-TYPE TERMINAL | 6.64
3RV2011-0DA25 | CIRCUIT-BREAKER SZ S00, FOR MOTOR PROTECTION, CLASS 10, A-REL. 0.22...0.32A, N-RELEASE4.2A SPRIN | 54.63
3RA2110-0HA15-1FB4 | FUSELESS LOAD FEEDER DIRECT START, 400V AC, SIZE S00, 0.55...0.8A, 4KW, 24 V DC WITH DIODE (INTE | 112.69
3RA2110-0HE15-1AP0 | LOAD FEEDER FUSELESS DIRECT START, AC 400V, SZ S00 0.55. . .0.8A, AC 230V SPRING-LOADED CONNECTIO | 101.92
3VA1050-3ED36-0JA0 | CIRCUIT BREAKER 3VA1 IEC FRAME 100 BREAKING CAPACITY CLASS N ICU=25KA @ 415 V 3-POLE, LINE PROT | 311.96
3VA1050-4ED32-0AF0 | CIRCUIT BREAKER 3VA1 IEC FRAME 100 BREAKING CAPACITY CLASS S ICU=36KA @ 415 V 3-POLE, LINE PROT | 253.47
3RT2026-4VB40 | COUPLING RELAY, AC-3, 11KW/400V, 1NO+1NC, DC 24V, W. INTEGRATED DIODE COMBINATION 3POLE, SZ. S0 | 131.03
3RV2011-1DA15-ZW97 | CIRCUIT-BREAKER SZ S00, FOR MOTOR PROTECTION, CLASS 10, A-REL. 2.2...3.2A, N-RELEASE42A, SCREW C | 74.06
3RT2017-2LB42-1AA0 | COUPLING CONTACTOR RAIL, AC3:5.5KW,DC24V,0,7...1,25*US, 1NC, VARISTOR INTEGRATED, 3-POLE, SZ S00 | 44.97
3RA2110-0HA15-1BB4 | LOAD FEEDER FUSELESS DIRECT START, AC 400V, SZ S00 0.55. . .0.8A, DC 24V SCREW CONNECTION FOR RA | 106.98
3RA2220-4CF27-0BB4 | LOAD FEEDER FUSELESS REVERSING DUTY, AC 400V, SZ S0, 17. . .22A, DC 24V SPRING-LOADED CONNECTION | 470.98
3RA2110-1AD15-1FB4 | FUSELESS LOAD FEEDER DIRECT START, 400V AC, SZ. S00, 1.1...1.6A, 3KW, 24 V DC WITH DIODE (INTEGR | 150.66
3RT2317-2AV00 | 4NO CONTACTOR, AC1: 22A AC 400V 50/60HZ 4-POLE, 4NO, SZ: S00, SPRING-LOADED TERMINAL | 39.8
3RT2325-1AM20 | 4NO CONTACTOR, AC1: 35A AC 208 V, 50/60 HZ, 4-POLE, 4NO, SZ: S0, SCREW TERMINAL 1NO+1NC INTEGR. | 58.49
3RT2326-2AK60 | 4NO CONTACTOR, AC1: 40A DC 110V 50HZ, 120V 60HZ 4-POLE, 4NO, SZ: S0, SPRING-LOADED TERMINAL 1NO+ | 74.39
3RT2327-2AP60 | 4NO CONTACTOR, AC1: 50A DC 220V 50HZ, 240V 60HZ 4-POLE, 4NO, SZ: S0, SPRING-LOADED TERMINAL 1NO+ | 106.15
3RA2210-0GH15-2AP0 | FUSELESS LOAD FEEDER REVERSING OPERATION, 400 V AC, SZ S00 0.45 TO 0.63 A 3 KW, 230 V AC SPRING | 200.04
3RA2210-0HH15-2AP0 | FUSELESS LOAD FEEDER REVERSING OPERATION, 400 V AC, SZ S00, 0.55 TO 0.80 A, 3KW, 230 V AC SPRIN | 205.74
3RT2017-2AB02-ZW96 | CONTACTOR, AC-3, 5.5KW/400V, 1NC, AC 24V, 50/60 HZ, 3-POLE, SZ S00, SPRING-LOADED TERMINAL MULTI | 36.4
3RT2017-2AD01 | CONTACTOR, AC-3, 5.5KW/400V, 1NO, AC 42V, 50/60 HZ, 3-POLE, SZ S00 SPRING-LOADED TERMINAL | 35.3
3RV2011-1GA15 | CIRCUIT-BREAKER SZ S00, FOR MOTOR PROTECTION, CLASS 10, A-RELEASE 4.5...6.3A, N-RELEASE 82A SCR | 62.69
3RV2011-1GA20-ZW97 | CIRCUIT-BREAKER SZ S00, FOR MOTOR PROTECTION, CLASS 10, A-REL. 4.5...6.3A, N-REL. 82A SPRING-L. C | 60.27
3RH2122-2WB40 | COUPLING CONTACTOR RELAY, 2NO+2NC, DC 24V, 0.85..1.85*US, W/ PLUGGED-ON VARISTOR, SZ S00, SPRING- | 38.35
3RH2122-4BB40 | CONTACTOR RELAY, 2NO+2NC, DC 24V, SZ S00,RINGCABLE LUG CONNECTION RING CABLE LUG CONNECTION | 37.53
3RH2131-2JC40 | COUPLING CONTACTOR RELAY, 3NO+1NC, DC 30V, 0.7...1.25*US, W/ INTEGRATED DIODE, SZ S00, SPRING-LOA | 43.06
3RH2131-2UB40 | CONTACTOR RELAY, 3NO+1NC, DC 24V, VARISTOR INTEGR. SZ S00, SPRING-LOADED TERMINAL | 39.53
3RH2140-2BG40 | CONTACTOR RELAY, 4NO, DC 125V, SZ S00, SPRING-LOADED TERMINAL | 37.79
3RT2926-5AM11 | MAGNET COIL F. CONTACTOR 18,5KW AC 208V, 60HZ FOR MOTOR CONTACTORS SZ S0, SCREW TERMINAL | 16
3RT2936-1CE00-ZX90 | SURGE SUPPRESSOR, RC ELEMENT, 240...400V AC, FOR CONTACTORS SIZE S2 | 16.34
3RT2017-2AV01 | CONTACTOR, AC-3, 5.5KW/400V, 1NO, AC 400V, 50/60 HZ, 3-POLE, SZ S00 SPRING-LOADED TERMINAL | 35.3
3RT2017-2BB41-ZX95 | CONTACTOR, AC-3, 5.5KW/400V, 1NO, DC 24V, 3-POLE, SZ S00 SPRING-LOADED TERMINAL REUSABLE PACKAGI | 41.91
3RT2015-2UB42 | CONTACTOR, AC-3, 3KW/400V, 1NC, DC 24V, 0,85...1,85*US, W. INTEGR. VARISTOR, 3-POLE SZ S00, SPRI | 33.52
3RA2110-0JE15-1AP0 | LOAD FEEDER FUSELESS DIRECT START, AC 400V, SZ S00 0.7. . .1A, AC 230V SPRING-LOADED CONNECTION | 101.92
3RT2035-1AH00 | CONTACTOR,AC3:18.5KW/400V, 1NO+1NC, 48V AC 50HZ, 3-POLE, SIZE S2, SCREW TERMINAL | 99.56
3RT2035-1AK64 | CONTACTOR,AC3:18.5KW/400V, 1NO+1NC,110VAC 50HZ/120V 60HZ, 3-POLE, SIZE S2, SCREW TERMINAL | 108.86
3RT2035-3AL20 | CONTACTOR,AC3:18.5KW/400V, 1NO+1NC, 230V AC 50/60HZ, 3-POLE, SIZE S2, SPRING-TYPE TERMINAL | 99.56
3RT2035-3NB30-0CC0 | CONTACTOR,AC3:18.5KW/400V, 1NO+1NC, 20-33VAC/DC, COM.CAP. WITH VARISTOR, 3-POLE, SIZE S2, SPRING | 161.91
3RT2036-1AF04 | CONTACTOR,AC3:22KW/400V, 2NO+2NC, 110V AC 50HZ, 3-POLE, SIZE S2, SCREW TERMINAL | 136.75
3RT2036-1AP00 | CONTACTOR,AC3:22KW/400V, 1NO+1NC, 230V AC 50HZ, 3-POLE, SIZE S2, SCREW TERMINAL | 126.9
3RA2110-0BA15-1AP0 | LOAD FEEDER FUSELESS DIRECT START, AC 400V, SZ S00 0.14. . .0.2A, AC 230V SCREW CONNECTION FOR R | 98.12
3RA2110-0CA15-1BB4 | LOAD FEEDER FUSELESS DIRECT START, AC 400V, SZ S00 0.18. . .0.25A, DC 24V SCREW CONNECTION FOR R | 103.19
3RA2110-0CD15-1AP0 | LOAD FEEDER FUSELESS DIRECT START, AC 400V, SZ S00 0.18. . .0.25A, AC 230V SCREW CONNECTION FOR | 130.4
3RA2110-0DA15-1FB4 | FUSELESS LOAD FEEDER DIRECT START, 400V AC, SIZE S00, 0.22...0.32A, 4KW, 24 V DC WITH DIODE (INT | 108.88
3RT2026-1AN20 | CONTACTOR, AC-3, 11KW/400V, 1NO+1NC, AC 220V 50/60HZ, 3-POLE, SZ S0 SCREW TERMINAL | 61.33
3RT2026-1AN24 | CONTACTOR, AC-3, 11KW/400V, 2NO+2NC, AC 220V 50/60HZ, 3-POLE, SZ S0 SCREW TERMINAL REMOVABLE AUX | 72.67
3RT2026-1AP00-ZW96 | CONTACTOR, AC-3, 11KW/400V, 1NO+1NC, AC 230V 50HZ, 3-POLE, SZ S0 SCREW TERMINAL MULTI UNIT PACKA | 68.36
3RT2026-1AV60 | CONTACTOR, AC-3, 11KW/400V, 1NO+1NC, AC 480V 60HZ, 3-POLE, SZ S0 SCREW TERMINAL | 63.58
3RT2026-1BB44-3MA0 | CONTACTOR, AC-3, 11KW/400V, 2NO+2NC, DC 24V, 3-POLE, SZ S0 SCREW TERMINAL PERMANENT AUX. SWITCH | 110.12
3RU2126-1KB0 | OVERLOAD RELAY 9.0...12.5 A FOR MOTOR PROTECTION BGR S00, CLASS 10 FOR MOUNTING ONTO CONTACTORS | 49.93
3RU2126-1KB0-ZX95 | OVERLOAD RELAY 9.0...12.5 A FOR MOTOR PROTECTION BGR S0, CLASS 10 FOR MOUNTING ONTO CONTACTORS M | 51.21
3RU2126-1KC0 | OVERLOAD RELAY 9.0...12.5 A FOR MOTOR PROTECTION BGR S0, CLASS 10 FOR MOUNTING ONTO CONTACTORS M | 49.93
3RU2126-4AC0 | OVERLOAD RELAY 11...16 A FOR MOTOR PROTECTION SZ S0, CLASS 10, F. MOUNTING ONTO CONTACTOR MAIN C | 49.93
3RT2024-2CL24-3MA0 | CONTACTOR, AC-3, 5.5KW/400V, 2NO+2NC, AC 230V 50/60HZ, W. PLUGGED-IN VARISTOR 3-POLE, SZ S0 SPRI | 56.22
3RV2811-0JD10 | CIRCUIT-BREAKER SZ S00, FOR TRANSFORMER PROTECTION, WITH APPROBATION CIRCUIT-BREAKER UL 489. CSA | 117.3
3RV2811-1FD10 | CIRCUIT-BREAKER SZ S00, FOR TRANSFORMER PROTECTION, WITH APPROBATION CIRCUIT-BREAKER UL 489. CSA | 117.3
3RA2110-0GA15-1BB4 | LOAD FEEDER FUSELESS DIRECT START, AC 400V, SZ S00 0.45. . .0.63A, DC 24V SCREW CONNECTION FOR R | 104.45
3RB3026-2QB0-ZX95 | OVERLOAD RELAY 6...25 A FOR MOTOR PROTECTION SIZE S0, CLASS 20 CONTACTOR ASS. MAIN CIRCUIT: SCRE | 104.45
3RV2917-4A | 3-PHASE BUSBAR INCLUDING EXTENSION CONNECTOR, FOR 2 CIRCUIT-BREAKERS, SIZE S00 UND S0 | 10.75
3RV2922-2CP0 | UNDERVOLTAGE RELEASE, AC 230V/50HZ, AC 240V/60HZ, WITH LEADING AUX. CONTACTS 2NO, WITH SPRING-L. | 35.06
3RV2922-4CV1 | UNDERVOLTAGE RELEASE, AC 415V/50HZ, AC 480V/60HZ, WITH LEADING AUX. CONTACTS 2NO, WITH RING CABL | 43.81
3RT2027-1BF40 | CONTACTOR, AC-3, 15KW/400V, 1NO+1NC, DC 110V, 3-POLE, SZ S0 SCREW TERMINAL | 132.28
3RT2027-1BP40 | CONTACTOR, AC-3, 15KW/400V, 1NO+1NC, DC 230V, 3-POLE, SZ S0 SCREW TERMINAL | 135.7
3RT2027-1FB40 | CONTACTOR, AC-3, 15KW/400V, 1NO+1NC, DC 24V, W.INTEGR.DIODE 3-POLE, SZ S0 SCREW TERMINAL | 146.48
3RT2027-2AH00 | CONTACTOR, AC-3, 15KW/400V, 1NO+1NC, AC 48V 50HZ, 3-POLE, SZ S0 SPRING-LOADED TERMINAL | 87.99
3RT2027-2AL20 | CONTACTOR, AC-3, 15KW/400V, 1NO+1NC, AC 230V 50/60HZ, 3-POLE, SZ S0 SPRING-LOADED TERMINAL | 87.99
3RA2110-0KA15-1AP0 | LOAD FEEDER FUSELESS DIRECT START, AC 400V, SZ S00 0.9. . .1.25A, AC 230V SCREW CONNECTION FOR R | 106.35
3RA2110-0KD15-1BB4 | LOAD FEEDER FUSELESS DIRECT START, AC 400V, SZ S00 0.9. . .1.25A, DC 24V SCREW CONNECTION FOR BU | 143.07
3RA2110-1AA15-1AP0 | LOAD FEEDER FUSELESS DIRECT START, AC 400V, SZ S00 1.1. . .1.6A, AC 230V SCREW CONNECTION FOR RA | 106.35
3RA2110-1AA15-1BB4 | LOAD FEEDER FUSELESS DIRECT START, AC 400V, SZ S00 1.1. . .1.6A, DC 24V SCREW CONNECTION FOR RAI | 110.14
3RT2025-1AB00-1AA0 | CONTACTOR, AC-3, 7.5KW/400V, 1NO+1NC, AC 24V 50HZ, 3-POLE, SZ S0 SCREW TERMINAL | 53.13
3VA1050-3ED42-0KA0 | CIRCUIT BREAKER 3VA1 IEC FRAME 100 BREAKING CAPACITY CLASS N ICU=25KA @ 415 V 4-POLE, LINE PROT | 348.87
3VA1050-4ED32-0AD0 | CIRCUIT BREAKER 3VA1 IEC FRAME 100 BREAKING CAPACITY CLASS S ICU=36KA @ 415 V 3-POLE, LINE PROT | 278.53
3RT2026-2AV00 | CONTACTOR, AC-3, 11KW/400V, 1NO+1NC, AC 400V 50HZ, 3-POLE, SZ S0 SPRING-LOADED TERMINAL | 63.58
3RT2026-2BB40-ZX95 | CONTACTOR, AC-3, 11KW/400V, 1NO+1NC, DC 24V, 3-POLE, SZ S0 SPRING-LOADED TERMINAL REUSABLE PACKA | 108.24
3RT2026-2BG40 | CONTACTOR, AC-3, 11KW/400V, 1NO+1NC, DC 125V, 3-POLE, SZ S0 SPRING-LOADED TERMINAL | 101.08
3RT2026-2KG40 | COUPLING RELAY, AC-3, 11KW/400V, 1NO+1NC, DC 125V, W. PLUGGED-IN VARISTOR 3-POLE, SZ S0 SPRING-L | 107.87
3RB3026-2VB0 | OVERLOAD RELAY 10...40 A FOR MOTOR PROTECTION SIZE S0, CLASS 20 CONTACTOR ASS. MAIN CIRCUIT: SCR | 139.88
3RB3036-1WD0 | OVERLOAD RELAY 20...80 A FOR MOTOR PROTECTION SIZE S2, CLASS 10E FOR MOUNTING ONTO CONTACTORS MA | 176.33
3RB3036-2UD0 | OVERLOAD RELAY 12.5...50 A FOR MOTOR PROTECTION SIZE S2, CLASS 20E FOR MOUNTING ONTO CONTACTORS | 162.02
3RB3123-4QE0 | OVERLOAD RELAY 6...25 A FOR MOTOR PROTECTION SIZE S0, CLASS 5...30 CONTACTOR ASS. MAIN CIRCUIT: | 150.66
3VA1050-4ED36-0AF0 | CIRCUIT BREAKER 3VA1 IEC FRAME 100 BREAKING CAPACITY CLASS S ICU=36KA @ 415 V 3-POLE, LINE PROT | 277.14
3RT2028-1BB40-0CC0 | CONTACTOR, AC-3, 18.5KW/400V, 1NO+1NC, DC 24V, COM. CAPABILITY, 3-POLE, SZ S0 SCREW TERMINAL | 153.25
3RT2028-1BB44 | CONTACTOR, AC-3, 18.5KW/400V, 2NO+2NC, DC 24V, 3-POLE, SZ S0 SCREW TERMINAL REMOVABLE AUX. SWITC | 157.27
3RT2027-2BB44-3MA0 | CONTACTOR, AC-3, 15KW/400V, 2NO+2NC, DC 24V, 3-POLE, SZ S0 SPRING-LOADED TERMINAL PERMANENT AUX. | 145.33
3RT2027-2CK64-3MA0 | CONTACTOR, AC-3, 15KW/400V, 2NO+2NC, AC 110V 50HZ 120V 60HZ, W. PLUGGED-IN VARISTOR 3POLE, SZ. S | 108.99
3RV2011-0EA20 | CIRCUIT-BREAKER SZ S00, FOR MOTOR PROTECTION, CLASS 10, A-REL. 0.28...0.4A, N-RELEASE5.2A SPRING | 43
3RV2011-0FA25 | CIRCUIT-BREAKER SZ S00, FOR MOTOR PROTECTION, CLASS 10, A-REL. 0.35...0.5A,N-RELEASE 6.5A SPRING | 54.63
3RV2011-0GA10-ZW96 | CIRCUIT-BREAKER SZ S00, FOR MOTOR PROTECTION, CLASS 10, A-REL.0.45...0.63A,N-REL.8,2A SCREW CONNE | 51.28
3RV2011-0GA15-ZW97 | CIRCUIT-BREAKER SZ S00, FOR MOTOR PROTECTION, CLASS 10, A-REL. 0.45...0.63A, N-RELEASE8.2A STAND | 65.2
3RT2027-1FB44-3MA0 | CONTACTOR, AC-3, 15KW/400V, 2NO+2NC, DC 24V, W. PLUGGED-IN DIODE ASSEMBLIES 3-POLE, SZ S0 SCREW | 157.27
3RT2027-1NB30 | CONTACTOR, AC-3, 15KW/400V, 1NO+1NC, AC(50-60HZ)/DC ACTUAT. AC/DC 21...28V, 3-POLE, SZ S0 SCREW T | 154.42
3RT2027-1NB30-ZX95 | CONTACTOR, AC-3, 15KW/400V, 1NO+1NC, AC(50-60HZ)/DC ACTUAT. AC/DC 21...28V, 3-POLE, SZ S0 SCREW T | 172.18
3RT2027-2AK60-1AA0 | CONTACTOR, AC-3, 15KW/400V, 1NO+1NC, AC 110V 50HZ, 120V 60HZ 3-POLE, SZ S0 SPRING-LOADED TERMINA | 95.94
3RT2025-1AK64 | CONTACTOR, AC-3, 7.5KW/400V, 2NO+2NC, AC 110V 50HZ 120V 60HZ, 3-POLE, SZ S0 SCREW TERMINAL REMO | 57.34
3RT2028-4AN60 | CONTACTOR, AC-3, 18.5KW/400V, 1NO+1NC, AC 200V 50HZ, 200...220V 60HZ, 3-POLE, SZ S0 RING CABLE LU | 127.24
3RV1011-0KA15-0BA0 | SPECIAL TYPE CIRCUIT BREAKER SIZE S00, FOR MOTOR PROTECTION, CLASS 10, A-RELEASE 0.9..1.25A, SHO | 93.12
3RV2011-0KA15-ZW97 | 1NO+1NC CIRCUIT-BREAKER SZ S00, FOR MOTOR PROTECTION, CLASS 10, A-REL. 0.9...1.25A, N-RELEASE16A | 71.54
3RV2011-1BA15-ZW96 | CIRCUIT-BREAKER SZ S00, FOR MOTOR PROTECTION, CLASS 10, A-REL. 1.4...2A, N-RELEASE 26A, SCREW CON | 74.06
3RV2011-1DA20 | CIRCUIT-BREAKER SZ S00, FOR MOTOR PROTECTION, CLASS 10, A-REL.2.2...3.2A, N-RELEASE 42A, SPRING- | 50.99
3RV2011-1DA20-ZW96 | CIRCUIT BREAKER SZ S00, FOR MOTOR PROTECTION, CLASS 10, A-REL.2.2...3.2A, N-REL. 42A, SPRING-L. T | 60.27
3RV2011-1DA20-ZW97 | CIRCUIT-BREAKER SZ S00, FOR MOTOR PROTECTION, CLASS 10, A-REL.2.2...3.2A, N-REL. 42A, SPRING-L. C | 60.27
3RT2025-1AD00 | CONTACTOR, AC-3, 7.5KW/400V, 1NO+1NC, AC 42V 50HZ, 3-POLE, SZ S0 SCREW TERMINAL | 48.38
3RT2025-1AD04 | CONTACTOR, AC-3, 7.5KW/400V, 2NO+2NC, AC 42V 50HZ, 3-POLE, SZ S0 SCREW TERMINAL REMOVABLE AUX. S | 60.21
3RT2025-1AG60 | CONTACTOR, AC-3, 7.5KW/400V, 1NO+1NC, AC 100V 50HZ, 100...110V 60HZ, 3-POLE, SZ S0 SCREW TERMINAL | 48.38
3RT2027-1DB44-3MA0 | CONTACTOR, AC-3, 15KW/400V, 2NO+2NC, 24 V DC, W. INSERTED VARISTOR 3-POLE, SIZE S0 SCREW CONNECT | 155.55
3RT2027-2AP00 | CONTACTOR, AC-3, 15KW/400V, 1NO+1NC, AC 230V 50HZ, 3-POLE, SZ S0 SPRING-LOADED TERMINAL | 87.99
3RT2027-2FB40 | CONTACTOR, AC-3, 15KW/400V, 1NO+1NC, DC 24V, W.INTEGR.DIODE 3-POLE, SZ S0 SPRING-LOADED TERMINAL | 146.48
3RT2027-2KG40 | COUPLING RELAY, AC-3, 15KW/400V, 1NO+1NC, DC 125V, W. PLUGGED-IN VARISTOR 3-POLE, SZ S0 SPRING-L | 141.91
3RT2027-4XB40-0LA2 | CONT. F. RAILW. A., AC-3, 15KW/400V, 1NO+1NC, . DC 24V, 0,7...1,25*US, M. VARISTOR INTEGRATED, 3 | 221.56
3RT2028-1AC24 | CONTACTOR, AC-3, 18.5KW/400V, 2NO+2NC, AC 24V 50/60HZ, 3-POLE, SZ S0 SCREW TERMINAL REMOVABLE AU | 110.12
3RT2028-1AD20-0JA0 | CONTACTOR, AC-3, 18.5KW/400V, 1NO+1NC, AC 42V 50/60HZ 3-POLE, SZ S0, INDIA 40 A SCREW TERMINAL | 101.62
3RT2028-1AK64-3MA0 | CONTACTOR, AC-3, 18.5KW/400V, 2NO+2NC AC110V 50HZ/120V 60HZ 3-POLE, SZ S0 SCREW TERMINAL PERMANE | 111.29
3RT2326-1AP00 | 4NO CONTACTOR, AC1: 40A AC 230V 50HZ 4-POLE, 4NO, SZ: S0, SCREW TERMINAL 1NO+1NC INTEGR. | 73.24
3RT2326-2BM40 | 4NO CONTACTOR, AC1: 40A DC 220V 4-POLE, 4NO, SZ: S0, SPRING-LOADED TERMINAL 1NO+1NC INTEGR. | 108.99
3RT2327-1AB00 | 4NO CONTACTOR, AC1: 50A AC 24V 50HZ 4-POLE, 4NO, SZ: S0, SCREW TERMINAL 1NO+1NC INTEGR. | 101.08
3RT2327-1BF40 | 4NO CONTACTOR, AC1: 50A DC 110V 4-POLE, 4NO, SZ: S0, SCREW TERMINAL 1NO+1NC INTEGR. | 147.03
3RT2027-1AL24 | CONTACTOR, AC-3, 15KW/400V, 2NO+2NC, AC 230V 50/60HZ, 3-POLE, SZ S0 SCREW TERMINAL REMOVABLE AUX | 98.8
3RT2027-1AU00 | CONTACTOR, AC-3, 15KW/400V, 1NO+1NC, AC 240V 50HZ, 3-POLE, SZ S0 SCREW TERMINAL | 87.99
3RU2916-3BJ21 | TOUCH PROTECTION COVER FOR 3RU21 ON INFEED SIDE SZ S00, MAIN CIRCUIT: RING CABLE LUG CONNECTION | 3.01
3RU2936-3AA01 | SUPPORT FOR STAND-ALONE INST. FOR 3RU21/3RB30/3RB31/3RR2 SIZE S2, STAND-ALONE INSTALLATION MAIN | 15.23
3RT2025-1FB40 | CONTACTOR, AC-3, 7.5KW/400V, 1NO+1NC, DC 24V, W.INTEGR.DIODE 3-POLE, SZ S0 SCREW TERMINAL | 97.09
3RT2025-1FB48-0ME2-ZX95 | CONTACTOR, AC-3, 7.5KW/400V, 3NO+3NCW.3RH2911-1XA22-0MA0 W.INTEGR.DIODE DC 24 V, 3-POLE, SZ S0 S | 118.37
3RT2025-2AC20 | CONTACTOR, AC-3, 7.5KW/400V, 1NO+1NC, AC 24V 50/60HZ, 3-POLE, SZ S0 SPRING-LOADED TERMINAL | 45.77
3RT2025-2AF04 | CONTACTOR, AC-3, 7.5KW/400V, 2NO+2NC, AC110V 50HZ, 3-POLE, SZ S0 SPRING-LOADED TERMINAL REMOVABL | 57.34
3RT2028-1BW40 | CONTACTOR, AC-3, 18.5KW/400V, 1NO+1NC, DC 48V, 3-POLE, SZ S0 SCREW TERMINAL | 144.21
3RT2028-1NF30 | CONTACTOR, AC-3, 18.5KW/400V, 1NO+1NC, AC(50-60HZ)/DC ACTUAT. AC/DC 95...130V, 3-POLE, SZ S0 SCRE | 168.6
3RT2028-1NP30 | CONTACTOR, AC-3, 18.5KW/400V, 1NO+1NC, AC(50-60HZ)/DC ACTUAT. AC/DC 200...280V, 3-POLE, SZ S0 SCR | 168.6
3RT2028-2AP04-ZX95 | CONTACTOR, AC-3, 18.5KW/400V, 2NO+2NC, AC 230V 50HZ, 3-POLE, SZ S0 SPRING-LOADED TERMINAL REMOVA | 122.81
3RV1011-1EA15-0BA0 | SPECIAL TYPE CIRCUIT BREAKER SIZE S00, FOR MOTOR PROTECTION, CLASS 10 A-RELEASE 2.8...4A, SHORT- | 96.49
3RV2902-1DF0 | VOLTAGE RELEASE, AC 90...110V, 50/60HZ, 100% ED, AC 70...190V, 50/60HZ, 5SEC ED, DC 70...190V, 5S | 24.93
3RV2902-1DS0 | VOLTAGE RELEASE, AC 500V, 50/60 HZ, 100% ED, AC 500V, 50/60 HZ, 5SEC ED, DC 500V, 5SEC ED, W. SC | 24.93
3RV2922-2CV0 | UNDERVOLTAGE RELEASE, AC 400V/50HZ, WITH LEADING AUX. CONTACTS 2NO, WITH SPRING-L. CONNECTION, F | 35.06
3RT2027-1AK64-3MA0 | CONTACTOR, AC-3, 15KW/400V, 2NO+2NC AC110V 50HZ/120V 60HZ 3-POLE, SZ S0 SCREW TERMINAL PERMANENT | 101.08
3RV2901-4E | TRANSVERSE AUX. SWITCH, 1NO+1NC, RING CABLE LUG CONNECTION FOR CIRCUIT-BREAKERS, SZ S00/S0 | 10.32
3RV2902-4AP0 | UNDERVOLTAGE RELEASE, AC 230V/50HZ, AC 240V/60HZ, WITH RING CABLE LUG CONNECTION, FOR CIRCUIT-BRE | 31.15
3RT2026-4XB40-0LA2 | CONT. F. RAILW. A., AC-3, 11KW/400V, 1NO+1NC, . DC 24V, 0,7...1,25*US, M. VARISTOR INTEGRATED, 3 | 161.42
3RT2027-2AN24 | CONTACTOR, AC-3, 15KW/400V, 2NO+2NC, AC 220V 50/60HZ, 3-POLE, SZ S0 SPRING-LOADED TERMINAL REMOV | 98.8
3RT2027-2BB40-ZX95 | CONTACTOR, AC-3, 15KW/400V, 1NO+1NC, DC 24V, 3-POLE, SZ S0 SPRING-LOADED TERMINAL REUSABLE PACKA | 147.5
3RB3984-0 | SEALABLE COVER FOR 3RB30/31 SIZE S00...S2 | 7.75
3RA2110-0CH15-1BB4 | LOAD FEEDER FUSELESS DIRECT START, AC 400V, SZ S00 0.18. . .0.25A, DC 24V SPRING-LOADED CONNECTIO | 139.26
3RA2110-1AA15-1FB4 | FUSELESS LOAD FEEDER DIRECT START, 400V AC, SIZE S00, 1.1...1.6A 24 V DC WITH DIODE (INTEGRATED) | 115.85
3VA1050-4ED32-0JC0 | CIRCUIT BREAKER 3VA1 IEC FRAME 100 BREAKING CAPACITY CLASS S ICU=36KA @ 415 V 3-POLE, LINE PROT | 341.2
3VA1050-4ED36-0AD0 | CIRCUIT BREAKER 3VA1 IEC FRAME 100 BREAKING CAPACITY CLASS S ICU=36KA @ 415 V 3-POLE, LINE PROT | 300.12
3RT2027-1BJ80 | CONTACTOR, AC-3, 15KW/400V, 1NO+1NC, DC 72V, 3-POLE, SZ S0 SCREW TERMINAL | 135.7
3RT2027-2NB30 | CONTACTOR, AC-3, 15KW/400V, 1NO+1NC, AC(50-60HZ)/DC ACTUAT. AC/DC 21...28V, 3-POLE, SZ S0 SPRING- | 154.42
3RT2028-1AB00 | CONTACTOR, AC-3, 18.5KW/400V, 1NO+1NC, AC 24V 50HZ, 3-POLE, SZ S0 SCREW TERMINAL | 98.21
3RT2027-2XF40-0LA2 | CONT. F. RAILW. A., AC-3, 15KW/400V, 1NO+1NC, . DC 110V, 0,7...1,25*US, M. VARISTOR INTEGRATED, | 177.14
3RT2027-4BB40 | CONTACTOR, AC-3, 15KW/400V, 1NO+1NC, DC 24V, 3-POLE, SZ S0 RING CABLE LUG CONNECTION | 165.23
3RT2028-1AR60 | CONTACTOR, AC-3, 18.5KW/400V, 1NO+1NC, AC 400V 50HZ, 400...440V 60HZ, 3-POLE, SZ S0 SCREW TERMINA | 101.62
3RV2935-5A | 3-PHASE INFEED TERMINAL, SZ.S2 F. 3-PHASE BUSBAR, CONNECTION FROM TOP | 15.61
3RT2325-1AN20 | 4NO CONTACTOR, AC1: 35A AC 230V 50/60HZ 4-POLE, 4NO, SZ: S0, SCREW TERMINAL 1NO+1NC INTEGR. | 55.57
3RT2326-1AL20 | 4NO CONTACTOR, AC1: 40A AC 230V 50/60HZ 4-POLE, 4NO, SZ: S0, SCREW TERMINAL 1NO+1NC INTEGR. | 73.24
3RT2327-2AK60 | 4NO CONTACTOR, AC1: 50A DC 110V 50HZ, 120V 60HZ 4-POLE, 4NO, SZ: S0, SPRING-LOADED TERMINAL 1NO+ | 106.15
3RT2336-1AF00 | 4NO CONTACTOR,AC1:60A 110V AC 50HZ, 4-POLE, 4NO, SIZE S2, SCREW TERMINAL 1NO+1NC INTEGRATED | 141.68
3RT2027-1BB44-3MA0 | CONTACTOR, AC-3, 15KW/400V, 2NO+2NC, DC 24V, 3-POLE, SZ S0 SCREW TERMINAL PERMANENT AUX. SWITCH | 145.33
3RT2027-1BM40 | CONTACTOR, AC-3, 15KW/400V, 1NO+1NC, DC 220V, 3-POLE, SZ S0 SCREW TERMINAL | 132.28
3RT2027-2AL20-1AA0 | CONTACTOR, AC-3, 15KW/400V, 1NO+1NC, AC 230V 50/60HZ, 3-POLE, SZ S0 SPRING-LOADED TERMINAL UPRIG | 95.94
3RT2027-2BM40 | CONTACTOR, AC-3, 15KW/400V, 1NO+1NC, DC 220V, 3-POLE, SZ S0 SPRING-LOADED TERMINAL | 132.28
3RT2936-1BF00 | SURGE SUPPRESSOR, VARISTOR, 400...600V AC, FOR CONTACTORS SIZE S2 | 12.22
3RT2936-1JL00 | SURGE SUPPRESSOR, VARISTOR WITH LED, 127...240V AC, 70...150V DC, FOR CONTACTORS SIZE S2 | 11.47
3RU2136-4RD0 | OVERLOAD RELAY 70...80 A FOR MOTOR PROTECTION SIZE S2, CLASS 10 FOR MOUNTING ONTO CONTACTORS MAI | 134.52
3RT2025-1AP00-ZW96 | CONTACTOR, AC-3, 7.5KW/400V, 1NO+1NC, AC 230V 50HZ, 3-POLE, SZ S0 SCREW TERMINAL MULTI UNIT PACK | 51.02
3RT2025-1AV60 | CONTACTOR, AC-3, 7.5KW/400V, 1NO+1NC, AC 480V 60HZ, 3-POLE, SZ S0 SCREW TERMINAL | 48.38
3RT2025-2AP00-ZX95 | CONTACTOR, AC-3, 7.5KW/400V, 1NO+1NC, AC 230V 50HZ, 3-POLE, SZ S0 SPRING-LOADED TERMINAL REUSABL | 51.02
3RH2140-2KF40 | COUPLING CONTACTOR RELAY, 4NO, DC 110V, 0.7...1.25*US, W/ INTEGRATED SUPPRESSOR DIODE, SZ S00, SP | 38.35
3RK3923-1AC00 | STARTER PACKAGE FOR MODULAR SAFETY SYSTEM 3RK3 CONTENT: CENTRAL MODUL MSS ASISAFE BASIC TERMINAL | 2181.02
3RA2110-0BA15-1BB4 | LOAD FEEDER FUSELESS DIRECT START, AC 400V, SZ S00 0.14. . .0.2A, DC 24V SCREW CONNECTION FOR RA | 103.19
3RT2015-2VB41 | COUPLING RELAY, AC-3, 3KW/400V, 1NO, DC 24V, 0.85...1.85*US, W. INTEGRATED DIODE 3-POLE SZ S00, S | 34.23
3RT2036-3NB34-3MA0 | CONTACTOR,AC3:22KW/400V, 2NO+2NC, 20-33V AC/DC, WITH VARISTOR, 3-POLE, SIZE S2, SPRING-TYPE TERM | 210.06
3RT2516-2AF00 | 2NO+2NC CONTACTOR, AC3: 4KW AC 110V 50HZ 4-POLE, 2NO+2NC, SZ: S00, SPRING-LOADED TERMINAL | 28.35
3RT2517-1AP00 | 2NO+2NC CONTACTOR, AC3: 5.5KW AC 230V 50HZ 4-POLE, 2NO+2NC, SZ: S00, SCREW TERMINAL | 35.14
3RT2518-2BF40 | 2NO+2NC CONTACTOR, AC3: 7.5KW DC 110V 4-POLE, 2NO+2NC, SZ: S00, SPRING-LOADED TERMINAL | 48.99
3RT2526-1BE40 | 2NO+2NC CONTACTOR, AC3: 11KW DC 60V 4-POLE, 2NO+2NC, SZ: S0, SCREW TERMINAL 1NO+1NC INTEGR. | 121.5
3RT2916-1JP00 | SURGE SUPPRESSOR, VARISTOR WITH LED, DC 150...250V, F. CONT. RELAYS A. MOTOR CONT. SZ S00, | 9.32
3RA2110-0CD15-1FB4 | FUSELESS LOAD FEEDER DIRECT START, 400V AC, SZ. S00, 0.18... 0.25A, 3KW, 24 V DC WITH DIODE (INT | 140.53
3RB3123-4QB0 | OVERLOAD RELAY 6...25 A FOR MOTOR PROTECTION SIZE S0, CLASS 5...30 CONTACTOR ASS. MAIN CIRCUIT: | 150.66
3RB3133-4UX1 | OVERLOAD RELAY 12.5...50 A FOR MOTOR PROTECTION SIZE S2, CLASS 5E...30E STAND-ALONE INSTALLATION | 207.01
3RT2316-2BB40 | 4NO CONTACTOR, AC1: 18A DC 24V 4-POLE, 4NO, SZ: S00, SPRING-LOADED TERMINAL | 35.22
3RV2021-0HA10 | CIRCUIT-BREAKER SZ S0, FOR MOTOR PROTECTION, CLASS 10, A-REL. 0.55...0.8A, N-REL. 10A SCREW CONNE | 48
3RV2021-1JA10 | CIRCUIT-BREAKER SZ S0, FOR MOTOR PROTECTION, CLASS 10, A-REL. 7...10A, N-REL. 130A SCREW CONNECTI | 59.48
3RV2021-4EA10-ZW96 | CIRCUIT-BREAKER SZ S0, FOR MOTOR PROTECTION, CLASS 10, A-RELEASE 27...32A, N-RELEASE 400A, SCREW | 112.69
3RU2116-0BJ0 | OVERLOAD RELAY 0.14...0.20 A FOR MOTOR PROTECTION SZ S00, CLASS 10, F. MOUNTING ONTO CONTACTOR M | 53.5
3RH2122-1AP00-ZX95 | CONTACTOR RELAY, 2NO+2NC, AC 230V, 50/60 HZ, SIZE S00, SCREW TERMINAL, REUSABLE PACKAGE = 144 UNI | 30.19
3RH2122-1AV60 | CONTACTOR RELAY, 2NO+2NC, AC 480V 60HZ SIZE S00, SCREW TERMINAL | 32.33
3RH2122-2AV00 | CONTACTOR RELAY, 2NO+2NC, AC 400V, 50/60 HZ, SZ S00, SPRING-LOADED TERMINAL | 32.33
3RH2122-2BB40-ZW97 | CONTACTOR RELAY, 2NO+2NC, DC 24V, SZ S00, SPRING-LOADED TERMINAL, MULTI-UNIT PACKAGE = 32 UNITS | 34.94
3RH2131-1BM40 | CONTACTOR RELAY, 3NO+1NC, DC 220V, SIZE S00, SCREW TERMINAL | 34.05
3RH2131-1KG40-0LA4 | CONTACTOR RELAY FOR RAILWAY, 3NO, DC 125V, 0.7..1.25*US, W/ INTEGRATED SUPPRESSOR DIODE, SIZE S00 | 65.41
3RH2344-1CK20-0KA0 | CONTACTOR RELAY, 4NO+4NC, 120V AC, 50/60HZ, SCREW TERMINAL, SIZE S00 2 NO + 2 NC BASIC UNIT /DIN | 59.87
3RB3026-2SB0 | OVERLOAD RELAY 3...12 A FOR MOTOR PROTECTION SIZE S0, CLASS 20 CONTACTOR ASS. MAIN CIRCUIT: SCRE | 98.23
3RA2110-0DE15-1AP0 | LOAD FEEDER FUSELESS DIRECT START, AC 400V, SZ S00 0.22. . .0.32A, AC 230V SPRING-LOADED CONNECTI | 98.12
3RT2325-1AL20 | 4NO CONTACTOR, AC1: 35A AC 230V 50/60HZ 4-POLE, 4NO, SZ: S0, SCREW TERMINAL 1NO+1NC INTEGR. | 55.57
3RT2325-1BM40-ZX95 | 4NO CONTACTOR, AC1: 35A DC 220V 4-POLE, 4NO, SZ: S0, SCREW TERMINAL 1NO+1NC INTEGR. REUSABLE PA | 103.82
3RT2327-1AL20 | 4NO CONTACTOR, AC1: 50A AC 230V 50/60HZ 4-POLE, 4NO, SZ: S0, SCREW TERMINAL 1NO+1NC INTEGR. | 101.08
3RT2327-2AL20 | 4NO CONTACTOR, AC1: 50A AC 230V 50/60HZ 4-POLE, 4NO, SZ: S0, SPRING-LOADED TERMINAL 1NO+1NC INTE | 102.77
3RT2517-2BB40-ZX95 | 2NO+2NC CONTACTOR, AC3: 5.5KW DC 24V 4-POLE, 2NO+2NC, SZ: S00, SPRING-LOADED TERMINAL REUSABLE P | 43.17
3RT2028-2NB30 | CONTACTOR, AC-3, 18.5KW/400V, 1NO+1NC, AC(50-60HZ)/DC ACTUAT. AC/DC 21...28V, 3-POLE, SZ S0 SPRIN | 168.6
3RT2028-2XB40-0LA2 | CONT. F. RAILW. A., AC-3, 18.5KW/400V, 1NO+1NC, . DC 24V, 0,7...1,25*US, W. VARISTOR INTEGRATED, | 192.44
3RV2011-0GA20-ZX95 | CIRCUIT-BREAKER SZ S00, FOR MOTOR PROTECTION, CLASS 10, A-REL.0.45...0.63A,N-REL.8,2A SPRING-L. C | 51.28
3RV2011-0KA10-ZW96 | CIRCUIT-BREAKER SZ S00, FOR MOTOR PROTECTION, CLASS 10, A-REL.0.9...1.25A, N-REL.16A, SCREW CONNE | 57.73
3RV2011-1FA20 | CIRCUIT-BREAKER SZ S00, FOR MOTOR PROTECTION, CLASS 10, A-RELEASE 3.5...5A, N-RELEASE 65A, SPRIN | 50.99
3RT2017-2LF42 | COUPLING CONTACTOR RAIL, AC3:5.5KW,DC110V,0,7...1,25*US, 1NC, VARISTOR INTEGRATED, 3-POLE, SZ S00 | 42.48
3RT2017-4AB02 | CONTACTOR, AC-3, 5.5KW/400V, 1NC, AC 24V, 50/60 HZ, 3-POLE, SZ S00 RING CABLE LUG CONNECTION | 40.82
3RV2926-0KA01 | DOOR-COUPLING ROTARY MECHANISM IP64, FOR CIRCUIT-BREAKER SIZE S00...S3, BLACK, 330 MM SHAFT | 69.64
3RV2927-5AA00 | CABLE CONNECTOR SIZE S0 SPRING-L. CONNECTION | 3.31
3RV2928-1H | TERMINAL BLOCK TYPE E ACC. TO UL508 CIRCUIT-BREAKER SZ S00/S0 | 11.41
3RU2126-4DJ0 | OVERLOAD RELAY 20...25 A FOR MOTOR PROTECTION SZ S0, CLASS 10, F. MOUNTING ONTO CONTACTOR MAIN C | 57.42
3RU2126-4FC1 | OVERLOAD RELAY 34...40 A FOR MOTOR PROTECTION SZ S0, CLASS 10, STAND-ALONE INSTALLATION MAIN CIR | 91.96
3RU2126-4PB1 | OVERLOAD RELAY 30...36 A FOR MOTOR PROTECTION SZ S0, CLASS 10, STAND-ALONE INSTALLATION MAIN CIR | 91.96
3RV2917-5BA00 | EXTENSION CONNECTOR FOR CONNECTING 3-PHASE BUSBARS 3RV2917 | 4.62
3RV2917-7AA00 | CONTACTOR BASE, FOR CONTACTOR SIZE S00 W.SCREW/SPRING-LOADEDCONNECTION SINGLE-UNIT PACKING | 2.59
3RV2011-0BA20 | CIRCUIT-BREAKER SZ S00, FOR MOTOR PROTECTION, CLASS 10, A-REL. 0.14...0.2A, N-RELEASE2.6A, SPRIN | 42.64
3RT2017-4BB42 | CONTACTOR, AC-3, 5.5KW/400V, 1NC, DC 24V, 3-POLE, SZ S00 RING CABLE LUG CONNECTION . | 47.03
3RT2018-1AD02 | CONTACTOR, AC-3, 7.5KW/400V, 1NC, AC 42V, 50/60 HZ, 3-POLE, SZ S00 SCREW TERMINAL | 44.07
3RT2018-1BB41-ZX95 | CONTACTOR, AC-3, 7.5KW/400V, 1NO, DC 24V, 3-POLE, SZ S00 SCREW TERMINAL REUSABLE PACKAGING; PAC | 74.06
3RT2028-2BF40 | CONTACTOR, AC-3, 18.5KW/400V, 1NO+1NC, DC 110V, 3-POLE, SZ S0 SPRING-LOADED TERMINAL | 144.21
3RT2028-4AP00 | CONTACTOR, AC-3, 18.5KW/400V, 1NO+1NC, AC 230V 50HZ, 3-POLE, SZ S0 RING CABLE LUG CONNECTION | 122.81
3RT2035-1AN24 | CONTACTOR,AC3:18.5KW/400V, 2NO+2NC, 220V AC 50/60HZ, 3-POLE, SIZE S2, SCREW TERMINAL | 108.86
3RT2035-1NB34 | CONTACTOR,AC3:18.5KW/400V, 2NO+2NC, 20-33V AC/DC, WITH VARISTOR, 3-POLE, SIZE S2, SCREW TERMINAL | 162.46
3RT2036-1AK60 | CONTACTOR,AC3:22KW/400V, 1NO+1NC,110VAC 50HZ/120V 60HZ, 3-POLE, SIZE S2, SCREW TERMINAL | 126.9
3VA1050-4ED36-0BC0 | CIRCUIT BREAKER 3VA1 IEC FRAME 100 BREAKING CAPACITY CLASS S ICU=36KA @ 415 V 3-POLE, LINE PROT | 392.74
3RU2136-4GD0 | OVERLOAD RELAY 36...45 A FOR MOTOR PROTECTION SIZE S2, CLASS 10 FOR MOUNTING ONTO CONTACTORS MAI | 98.1
3RU2926-3AA01 | STAND-ALONE INSTALLATION SUPPORT FOR 3RU21/3RB30/3RB31 SZ S0, STAND-ALONE INSTALLATION MAIN CIR | 11.25
3RF3405-1BD24 | SOLID-STATE CONTACTOR 3-PH 3RF3 AC53 5.4A 40 DEGREES C 48-480V / 110-230V AC REVERSE SWITCHING | 250.69
3RF3410-2BB24 | SOLID-STATE CONTACTOR 3-PH 3RF3 AC53 9.2A 40 DEGREES C 48-480V / 110-230V AC 2-PH. CONTROLLED I | 150.66
3RV2011-0FA15 | CIRCUIT-BREAKER SZ S00, FOR MOTOR PROTECTION, CLASS 10, A-REL. 0.35...0.5A, N-RELEASE6.5A SCREW | 54.63
3RV2011-0GA15 | CIRCUIT-BREAKER SZ S00, FOR MOTOR PROTECTION, CLASS 10, A-REL. 0.45...0.63A, N-RELEASE8.2A SCREW | 55.18
3RT2028-2AK60 | CONTACTOR, AC-3, 18.5KW/400V, 1NO+1NC, AC 110V 50HZ, 120V 60HZ 3-POLE, SZ S0 SPRING-LOADED TERMI | 98.21
3RT2018-1AV02 | CONTACTOR, AC-3, 7.5KW/400V, 1NC, AC 400V, 50/60 HZ, 3-POLE, SZ S00 SCREW TERMINAL | 44.07
3RT2018-1BB41-0CC0 | CONTACTOR, AC-3, 7.5KW/400V, 1NO, DC 24V, COM. CAPABILITY 3-POLE, SZ S00 SCREW TERMINAL | 70.42
3RU2116-0FB0-ZX95 | OVERLOAD RELAY 0.35...0.50 A FOR MOTOR PROTECTION SZ S00, CLASS 10, F. MOUNTING ONTO CONTACTOR M | 47.66
3RU2116-0KB0 | OVERLOAD RELAY 0.90...1.25 A FOR MOTOR PROTECTION SZ S00, CLASS 10, F. MOUNTING ONTO CONTACTOR M | 46.45
3RU2116-1EC1 | OVERLOAD RELAY 2.8...4.0 A FOR MOTOR PROTECTION SZ S00, CLASS 10, STAND-ALONE INSTALLATION MAIN | 59.32
3RU2116-1HC1 | OVERLOAD RELAY 5.5...8.0 A FOR MOTOR PROTECTION SZ S00, CLASS 10, STAND-ALONE INSTALLATION MAIN | 59.32
3RU2126-1EB0-ZX95 | OVERLOAD RELAY 2.8...4.0 A FOR MOTOR PROTECTION SZ S0, CLASS 10, F. MOUNTING ONTO CONTACTOR MAIN | 51.21
3RA2110-0JD15-1AP0 | LOAD FEEDER FUSELESS DIRECT START, AC 400V, SZ S00 0.7. . .1A, AC 230V SCREW CONNECTION FOR BUSB | 136.1
3RA2110-0KD15-1FB4 | FUSELESS LOAD FEEDER DIRECT START, 400V AC, SZ. S00, 0.9...1.25A, 3KW, 24 V DC WITH DIODE (INTEG | 150.66
3RT2326-1AB00 | 4NO CONTACTOR, AC1: 40A AC 24V 50HZ 4-POLE, 4NO, SZ: S0, SCREW TERMINAL 1NO+1NC INTEGR. | 73.24
3RH2131-2BF40 | CONTACTOR RELAY, 3NO+1NC, DC 110V, SZ S00, SPRING-LOADED TERMINAL | 34.05
3RA2210-1CA15-2BB4 | LOAD FEEDER FUSELESS REVERSING DUTY, AC 400V, SZ S00, 1.8. . .2.5A, DC 24V SCREW CONNECTION FOR | 163.96
3RA2210-1DA15-2BB4 | LOAD FEEDER FUSELESS REVERSING DUTY, AC 400V, SZ S00, 2.2. . .3.2A, DC 24V SCREW CONNECTION FOR | 163.96
3RT2025-2BM40 | CONTACTOR, AC-3, 7.5KW/400V, 1NO+1NC, DC 220V, 3-POLE, SZ S0 SPRING-LOADED TERMINAL | 81.75
3RT2037-1NB34 | CONTACTOR,AC3:30KW/400V, 2NO+2NC, 20-33V AC/DC, WITH VARISTOR, 3-POLE, SIZE S2, SCREW TERMINAL | 281.17
3RT2038-1NB30 | CONTACTOR,AC3:37KW/400V, 1NO+1NC, 20-33V AC/DC, WITH VARISTOR, 3-POLE, SIZE S2, SCREW TERMINAL | 284.44
3RT2038-3AK60 | CONTACTOR,AC3:37KW/400V, 1NO+1NC,110VAC 50HZ/120V 60HZ, 3-POLE, SIZE S2, SPRING-TYPE TERMINAL | 199.12
3RT2018-2BB42-ZX95 | CONTACTOR, AC-3, 7.5KW/400V, 1NC, DC 24V, 3-POLE, SZ S00 SPRING-LOADED TERMINAL REUSABLE PACKAGI | 74.06
3RT2023-1BB40 | CONTACTOR, AC-3, 4KW/400V, 1NO+1NC, DC 24V, 3-POLE, SZ S0 SCREW TERMINAL | 62.46
3RT2023-1DB44-3MA0 | CONTACTOR, AC-3, 4KW/400V, 2NO+2NC, DC 24V, W. PLUGGED-IN VARISTOR 3-POLE, SZ S0 SCREW TERMINAL | 86.87
3RF2900-0SA88 | SPARE PART DIN RAIL ADAPTER FOR 3RF23 WIDTH 22.5 MM | 2.45
3RA2210-1HA15-2BB4 | LOAD FEEDER FUSELESS REVERSING DUTY, AC 400V, SZ S00, 5,5. . .8A 3KW, DC 24V SCREW CONNECTION F | 163.96
3RA2210-1JD16-2BB4 | LOAD FEEDER FUSELESS REVERSING DUTY, AC 400V, SZ S00, 7. . .10A, DC 24V SCREW CONNECTION FOR BUS | 234.85
3RT2017-4AN61 | CONTACTOR, AC-3, 5.5KW/400V, 1NO, AC 200V 50HZ, 200...220V 60HZ 3-POLE, SZ S00 RING CABLE LUG CO | 44.18
3RT2018-1AB01 | CONTACTOR, AC-3, 7.5KW/400V, 1NO, AC 24V 50/60HZ, 3-POLE, SZ S00 SCREW TERMINAL | 41.46
3RK4324-3DR54-1BC0 | SIRIUS MCU MOTOR STARTER ENC. DEG. O. PROT.IP54 PLASTIC COMMUNICATION AS-INTERFACE ELECTROMECHAN | 1186.69
3RM1002-1AA14 | MOTOR STARTER 3RM1 SIRIUS DIRECT STARTER 500 V; 0,4-2,0 A; 110-230 V AC SCREW-TYPE CONNECTION SY | 160.16
3RT1075-6PP35 | CONTACTOR, 200KW/400V/AC-3 AC(40...60HZ)/DC OPERATION UC 200-277V AUXILIARY CONTACTS 1NO+1NC 3-P | 1723.12
3RT2025-2XF40-1LA2 | CONT. F. RAILW. A., AC-3, 7.5KW/400V, 1NO+1NC, . DC 110V, 0,7...1,25*US, M. VARISTOR INTEGRATED, | 118.08
3RT2025-4AP60 | CONTACTOR, AC-3, 7.5KW/400V, 1NO+1NC, AC 220V 50HZ, 240V 60HZ 3-POLE, SZ S0 RING CABLE LUG CONNE | 57.23
3RT2026-1AH00 | CONTACTOR, AC-3, 11KW/400V, 1NO+1NC, AC 48V 50HZ, 3-POLE, SZ S0 SCREW TERMINAL | 61.33
3RT2018-1BG41 | CONTACTOR, AC-3, 7.5KW/400V, 1NO, DC 125V, 3-POLE, SZ S00 SCREW TERMINAL | 70.42
3RW3003-1CB54 | SOFT STARTER WIDTH 22.5 MM 3A, 1.1KW/400 V, 40 DEGR.C 200-400V / UC 24-230V SCREW CONNECTION | 320.52
3RU2126-4DB0-ZW96 | OVERLOAD RELAY 20...25 A FOR MOTOR PROTECTION SZ S0, CLASS 10, F. MOUNTING ONTO CONTACTOR MAIN C | 51.21
3RV2922-2CV1 | UNDERVOLTAGE RELEASE, AC 415V, 50HZ, AC 480V, 60HZ, WITH LEADING AUX. CONTACTS 2NO, WITH SPRING-L | 35.06
3RV2925-5EB | 3-PHASE INFEED TERMINAL FOR 3-PHASE BUSBARS, FOR SELF-PROTECTED COMBINATION MOTOR CONTROLLER (TYP | 13.22
3RV2926-2BA00 | DOOR-COUPLING ROTARY OPERATING MECHANISM FOR CIRCUIT-BREAKERS SIZE S00/S0, HANDLE GRAY NEW DESIGN | 121.55
3RT2018-1AN24-3MA0 | CONTACTOR, AC-3, 7.5KW/400V, 2NO+2NC, AC 220V, 50/60 HZ, 3-POLE, SZ S00 SCREW TERMINAL PERMANENT | 57.34
3RT2018-1AN61 | CONTACTOR, AC-3, 7.5KW/400V, 1NO, AC 200V 50HZ, 200...220V 60HZ 3-POLE, SZ S00 SCREW TERMINAL | 44.07
3RT2018-1AP02 | CONTACTOR, AC-3, 7.5KW/400V, 1NC, AC 230V, 50/60 HZ, 3-POLE, SZ S00 SCREW TERMINAL | 41.46
3RT2018-1AQ02 | CONTACTOR, AC-3, 7.5KW/400V, 1NC, AC 380V, 50/60 HZ, 3-POLE, SZ S00 SCREW TERMINAL | 44.07
3RT2336-1AP00 | 4NO CONTACTOR,AC1:60A 230V AC 50HZ, 4-POLE, 4NO, SIZE S2, SCREW TERMINAL 1NO+1NC INTEGRATED | 141.68
3RT2028-2AC24 | CONTACTOR, AC-3, 18.5KW/400V, 2NO+2NC, AC 24V 50/60HZ, 3-POLE, SZ S0 SPRING-LOADED TERMINAL REMO | 110.12
3RT2035-1XB40-0LA2 | RAIL-CONTACTOR, AC-3, 18.5KW/400V, 1NO+1NC, 24VDC, 0.7...1.25*US, WITH VARISTOR, 3-POLE, SIZE S2 | 193.64
3RT2035-3AF00 | CONTACTOR,AC3:18.5KW/400V, 1NO+1NC, 110V AC 50HZ, 3-POLE, SIZE S2, SPRING-TYPE TERMINAL | 99.56
3RT2035-3AF04 | CONTACTOR,AC3:18.5KW/400V, 2NO+2NC, 110V AC 50HZ, 3-POLE, SIZE S2, SPRING-TYPE TERMINAL | 108.86
3RT2035-3AP00 | CONTACTOR,AC3:18.5KW/400V, 1NO+1NC, 230V AC 50HZ, 3-POLE, SIZE S2, SPRING-TYPE TERMINAL | 99.56
3VA1050-4ED42-0DA0 | CIRCUIT BREAKER 3VA1 IEC FRAME 100 BREAKING CAPACITY CLASS S ICU=36KA @ 415 V 4-POLE, LINE PROT | 380.19
3VA1050-4ED42-0CH0 | CIRCUIT BREAKER 3VA1 IEC FRAME 100 BREAKING CAPACITY CLASS S ICU=36KA @ 415 V 4-POLE, LINE PROT | 454.71
3VA1063-2ED32-0AF0 | CIRCUIT BREAKER 3VA1 IEC FRAME 100 BREAKING CAPACITY CLASS B ICU=16KA @ 415 V 3-POLE, LINE PROT | 245.81
3VA1063-2ED32-0AH0 | CIRCUIT BREAKER 3VA1 IEC FRAME 100 BREAKING CAPACITY CLASS B ICU=16KA @ 415 V 3-POLE, LINE PROT | 270.18
3RT2028-1BE40 | CONTACTOR, AC-3, 18.5KW/400V, 1NO+1NC, DC 60V, 3-POLE, SZ S0 SCREW TERMINAL | 149.3
3RT2028-1BF44 | CONTACTOR, AC-3, 18.5KW/400V, 2NO+2NC, DC 110V, 3-POLE, SZ S0 SCREW TERMINAL REMOVABLE AUX. SWIT | 157.27
3RT2028-1BM40-0JA0 | CONTACTOR, AC-3, 18.5KW/400V, 1NO+1NC, DC 220V, 3-POLE, SZ S0, INDIA 40 A SCREW TERMINAL | 146.48
3RT2517-1BW40 | 2NO+2NC CONTACTOR, AC3: 5.5KW DC 48 V 4-POLE, 2NO+2NC, SZ: S00, SCREW TERMINAL | 39.98
3RT2517-2BM40 | 2NO+2NC CONTACTOR, AC3: 5.5KW DC 220V 4-POLE, 2NO+2NC, SZ: S00, SPRING-LOADED TERMINAL | 38.73
3RT2518-1AF00 | 2NO+2NC CONTACTOR, AC3: 7.5KW AC 110V 50HZ 4-POLE, 2NO+2NC, SZ: S00, SCREW TERMINAL | 44.58
3RT2916-1JJ00-ZX90 | SURGE SUPPRESSOR, VARISTOR WITH LED, AC 24...48V, DC 12...24V, F. CONT. RELAYS A. MOTOR CONT. SZ | 10.39
3RT2916-1JK00 | SURGE SUPPRESSOR, VARISTOR WITH LED, AC 48...127V, DC 24...70V, F. CONT. RELAYS A. MOTOR CONT. S | 9.32
3RV2011-1FA15-0BA0 | CIRCUIT-BREAKER SZ S00, FOR MOTOR PROTECTION, CLASS 10, A-RELEASE 3.5...5A, N-RELEASE 65A, SCREW | 85.69
3RV2011-1FA25 | CIRCUIT-BREAKER SZ S00, FOR MOTOR PROTECTION, CLASS 10, A-RELEASE 3.5...5A, N-RELEASE 65A, SPRIN | 62.69
3RT2035-1AG24 | CONTACTOR,AC3:18.5KW/400V, 2NO+2NC, 110V AC 50/60HZ, 3-POLE, SIZE S2, SCREW TERMINAL | 108.86
3RT2035-1AP04-3MA0 | CONTACTOR,AC3:18.5KW/400V, 2NO+2NC, 230V AC 50HZ, 3-POLE, SIZE S2, SCREW TERMINAL, AUXILIARY CON | 111.6
3RT2035-1CL24-3MA0 | CONTACTOR,AC3:18.5KW/400V, 2NO+2NC, 230V AC 50/60HZ, WITH PLUGGED-IN VARISTOR, 3-POLE, SIZE S2, | 121.44
3RU2136-4BD0 | OVERLOAD RELAY 14...20 A FOR MOTOR PROTECTION SIZE S2, CLASS 10 FOR MOUNTING ONTO CONTACTORS MAI | 60.73
3RV1011-1FA15-0BA0 | SPECIAL TYPE CIRCUIT BREAKER SIZE S00, FOR MOTOR PROTECTION, CLASS 10, A-RELEASE 3.5... 5A, SHOR | 96.49
3RV2917-5AA00 | CABLE CONNECTOR SIZE S00 SPRING-L. CONNECTION | 3.31
3RV2011-0AA10-ZX95 | CIRCUIT-BREAKER SZ S00, FOR MOTOR PROTECTION, CLASS 10, A-REL.0.11...0.16A,N-REL.2.1A SCREW CONNE | 50.39
3RV2011-0BA10 | CIRCUIT-BREAKER SZ S00, FOR MOTOR PROTECTION, CLASS 10, A-REL. 0.14...0.2A, N-RELEASE2.6A, SCREW | 42.64
3RV2011-0BA15-ZW97 | CIRCUIT-BREAKER SZ S00, FOR MOTOR PROTECTION, CLASS 10, A-REL. 0.14...0.2A,N-REL.2.6A, SCREW CONN | 63.94
3RT1054-1PF35 | CONTACTOR, 55KW/400V/AC-3 AC(40...60HZ)/DC OPERATION UC 96-127V AUXILIARY CONTACTS 1NO+1NC 3-POL | 590.78
3RT2028-4XB40-0LA2 | CONTACTOR FOR RAILWAY, AC-3, 18.5KW/400V, 1NO+1NC, . DC 24V, 0.7...1.25*US, W. VARISTOR INTEGRAT | 241.19
3RT2035-1AD00 | CONTACTOR,AC3:18.5KW/400V, 1NO+1NC, 42V AC 50HZ, 3-POLE, SIZE S2, SCREW TERMINAL | 103.4
3RT2035-1AG60 | CONTACTOR,AC3:18.5KW/400V, 1NO+1NC,100VAC50HZ/100.110V60HZ 3-POLE, SIZE S2, SCREW TERMINAL | 103.4
3RT2035-1AN20 | CONTACTOR,AC3:18.5KW/400V, 1NO+1NC, 220V AC 50/60HZ, 3-POLE, SIZE S2, SCREW TERMINAL | 99.56
3RF3403-1BD04 | SOLID-STATE CONTACTOR 3-PH 3RF3 AC53 3.8A 40 DEGREES C 48-480V / 24V DC REVERSE SWITCHING INSTA | 185.49
3RV2011-0CA10 | CIRCUIT-BREAKER SZ S00, FOR MOTOR PROTECTION, CLASS 10, A-REL. 0.18...0.25A, N-RELEASE3.3A SCREW | 42.64
3RV2011-0DA15-ZX95 | CIRCUIT BREAKER SZ S00, FOR MOTOR PROTECTION, CLASS 10, A-REL. 0.22...0.32A, N-RELEASE 4.2A SCRE | 64.57
3RV2011-0EA10-ZW96 | CIRCUIT-BREAKER SZ S00, FOR MOTOR PROTECTION, CLASS 10, A-REL.0.28...0.4A,N-REL.5.2A, SCREW CONNE | 50.84
3RV2011-0EA20-ZW97 | CIRCUIT-BREAKER SZ S00, FOR MOTOR PROTECTION, CLASS 10, A-REL.0.28...0.4A,N-REL.5.2A SPRING-L. CO | 50.84
3RT2028-4BW40 | CONTACTOR, AC-3, 18.5KW/400V, 1NO+1NC, DC 48V, 3-POLE, SZ S0 RING CABLE LUG | 180.41
3RT2035-1AB00 | CONTACTOR,AC3:18.5KW/400V, 1NO+1NC, 24V AC 50HZ, 3-POLE, SIZE S2, SCREW TERMINAL | 99.56
3RT2035-1AB04 | CONTACTOR,AC3:18.5KW/400V, 2NO+2NC, 24V AC 50HZ, 3-POLE, SIZE S2, SCREW TERMINAL | 108.86
3RT2337-1AB00 | 4NO CONTACTOR,AC1:110A 24V AC 50HZ, 4-POLE, 4NO, SIZE S2, SCREW TERMINAL 1NO+1NC INTEGRATED | 205.68
3RT2526-1AB00 | 2NO+2NC CONTACTOR, AC3: 11KW AC 24V 50HZ 4-POLE, 2NO+2NC, SZ: S0, SCREW TERMINAL 1NO+1NC INTEGR. | 80.06
3RT2526-1AD20 | 2NO+2NC CONTACTOR, AC3: 11KW AC 42V 50/60HZ 4-POLE, 2NO+2NC, SZ: S0, SCREW TERMINAL 1NO+1NC INTE | 83.45
3RT2526-2BF40 | 2NO+2NC CONTACTOR, AC3: 11KW DC 110V 4-POLE, 2NO+2NC, SZ: S0, SPRING-LOADED TERMINAL 1NO+1NC INT | 117.53
3RT2900-1SB10 | IDENTIFICATION LABELS 10X7 MM . PACKING WITH 17 FRAMES, 48 LABELS PER FRAME = 816 LABELS | 0.08
3RV2011-0EA10 | CIRCUIT-BREAKER SZ S00, FOR MOTOR PROTECTION, CLASS 10, A-REL. 0.28...0.4A, N-RELEASE5.2A, SCREW | 43
3RV2011-0GA20 | CIRCUIT-BREAKER SZ S00, FOR MOTOR PROTECTION, CLASS 10, A-REL. 0.45...0.63A, N-RELEASE8.2A SPRIN | 43.4
3RV2011-0JA10 | CIRCUIT-BREAKER SZ S00, FOR MOTOR PROTECTION, CLASS 10, A-REL. 0.7...1A, N-RELEASE 13A, SCREW CON | 46.17
3RV2011-1CA15-ZW97 | CIRCUIT-BREAKER SZ S00, FOR MOTOR PROTECTION, CLASS 10, A-REL. 1.8...2.5A, N-RELEASE 33A SCREW C | 74.06
3VA1080-2ED32-0JH0 | CIRCUIT BREAKER 3VA1 IEC FRAME 100 BREAKING CAPACITY CLASS B ICU=16KA @ 415 V 3-POLE, LINE PROT | 376.03
3VA1080-2ED32-0KC0 | CIRCUIT BREAKER 3VA1 IEC FRAME 100 BREAKING CAPACITY CLASS B ICU=16KA @ 415 V 3-POLE, LINE PROT | 352.35
3VA1080-2ED36-0AA0 | CIRCUIT BREAKER 3VA1 IEC FRAME 100 BREAKING CAPACITY CLASS B ICU=16KA @ 415 V 3-POLE, LINE PROT | 166.62
3RT2035-3AK60 | CONTACTOR,AC3:18.5KW/400V, 1NO+1NC,110VAC 50HZ/120V 60HZ, 3-POLE, SIZE S2, SPRING-TYPE TERMINAL | 99.56
3RT2035-3XB44-0LA2 | RAIL-CONTACTOR, AC-3, 18.5KW/400V, 2NO+2NC, 24VDC, 0.7...1.25*US, WITH VARISTOR, 3-POLE, SIZE S2 | 202.96
3RT2035-3XJ40-0LA2 | RAIL-CONTACTOR, AC-3, 18.5KW/400V, 2NO+2NC, 72VDC, 0.7...1.25*US, WITH VARISTOR, 3-POLE, SIZE S2 | 198.58
3RV1011-1DA15-0BA0 | SPECIAL TYPE CIRCUIT BREAKER SIZE S00, FOR MOTOR PROTECTION, CLASS 10, A-RELEASE 2.2...3.2A, SHO | 96.49
3RV2011-1GA10-ZX95 | CIRCUIT-BREAKER SZ S00, FOR MOTOR PROTECTION, CLASS 10, A-REL. 4.5...6.3A, N-REL. 82A SCREW CONNE | 60.27
3RV2011-1GA15-ZW96 | CIRCUIT-BREAKER SZ S00, FOR MOTOR PROTECTION, CLASS 10, A-RELEASE 4.5...6.3A, N-RELEASE 82A SCR | 74.06
3RV2011-1GA15-ZW97 | CIRCUIT BREAKER SZ S00, FOR MOTOR PROTECTION, CLASS 10, A-RELEASE 4.5...6.3A, N-RELEASE 82A SCR | 74.06
3RT2035-1AU00 | CONTACTOR,AC3:18.5KW/400V, 1NO+1NC, 240V AC 50HZ, 3-POLE, SIZE S2, SCREW TERMINAL | 99.56
3RT2035-1AU04 | CONTACTOR,AC3:18.5KW/400V, 2NO+2NC, 240V AC 50HZ, 3-POLE, SIZE S2, SCREW TERMINAL | 108.86
3RT2035-3AG20 | CONTACTOR,AC3:18.5KW/400V, 1NO+1NC, 110V AC 50/60HZ, 3-POLE, SIZE S2, SPRING-TYPE TERMINAL | 99.56
3RT2035-3AV00 | CONTACTOR,AC3:18.5KW/400V, 1NO+1NC, 400V AC 50HZ, 3-POLE, SIZE S2, SPRING-TYPE TERMINAL | 103.4
3RV2011-1FA10 | CIRCUIT-BREAKER SZ S00, FOR MOTOR PROTECTION, CLASS 10, A-RELEASE 3.5...5A, N-RELEASE 65A, SCREW | 50.99
3RV2011-1HA20-ZW97 | CIRCUIT-BREAKER SZ S00, FOR MOTOR PROTECTION, CLASS 10, A-RELEASE 5.5...8A, N-RELEASE 104A, SPRI | 60.27
3RV2011-1JA15-ZW97 | CIRCUIT-BREAKER SZ S00, FOR MOTOR PROTECTION, CLASS 10, A-RELEASE 7...10A, N-RELEASE 130A, SCREW | 81.67
3VA1063-2ED32-0JA0 | CIRCUIT BREAKER 3VA1 IEC FRAME 100 BREAKING CAPACITY CLASS B ICU=16KA @ 415 V 3-POLE, LINE PROT | 284.8
3RT2036-1AJ60 | CONTACTOR,AC3:22KW/400V, 1NO+1NC,92VAC50HZ/110V60HZ, 3-POLE, SIZE S2, SCREW TERMINAL | 129.1
3RT2036-1AK64-3MA0 | CONTACTOR,AC3:22KW/400V, 1NO+1NC,110VAC 50HZ/120V 60HZ, 3-POLE, SIZE S2, SCREW TERMINAL, AUXILIA | 138.41
3RT2036-1AP60 | CONTACTOR,AC3:22KW/400V, 1NO+1NC,220VAC 50HZ/240V 60HZ, 3-POLE, SIZE S2, SCREW TERMINAL | 126.9
3RT2036-1AV04 | CONTACTOR,AC3:22KW/400V, 2NO+2NC, 400V AC 50HZ, 3-POLE, SIZE S2, SCREW TERMINAL | 140.03
3RT2018-4AG61 | CONTACTOR, AC-3, 7.5KW/400V, 1NO, AC 100V 50HZ, 100...110V 60HZ 3-POLE, SZ S00 RING CABLE LUG CO | 55.14
3RT2018-4BB41 | CONTACTOR, AC-3, 7.5KW/400V, 1NO, DC 24V, 3-POLE, SZ S00 RING CABLE LUG CONNECTION . | 82.93
3RT2023-1AF04 | CONTACTOR, AC-3, 4KW/400V, 2NO+2NC, AC110V 50HZ, 3-POLE, SZ S0 SCREW TERMINAL REMOVABLE AUX. SWI | 40.79
3RT2023-1AN20 | CONTACTOR, AC-3, 4KW/400V, 1NO+1NC, AC 220V 50/60HZ, 3-POLE, SZ S0 SCREW TERMINAL | 29.2
3RV2011-1KA10-ZX95 | CIRCUIT-BREAKER SZ S00, FOR MOTOR PROTECTION, CLASS 10, A-REL. 9..12.5A, N-REL. 163A, SCREW CONNE | 67.73
3RV2011-4AA15-0BA0 | SPECIAL TYPE CIRCUIT BREAKER SIZE S00, FOR MOTOR PROTECTION, CLASS 10, A-RELEASE 11...16A, SHORT | 92.67
3RV2011-4AA20 | CIRCUIT-BREAKER SZ S00, FOR MOTOR PROTECTION, CLASS 10, A-RELEASE 11...16A, N-RELEASE 208A, SPRI | 59.48
3RV2011-4AA40 | CIRCUIT-BREAKER SZ S00, FOR MOTOR PROTECTION, CLASS 10, A-RELEASE 11...16A, N-RELEASE 208A, RING | 78.49
3RV2011-0BA40 | CIRCUIT-BREAKER SZ S00, FOR MOTOR PROTECTION, CLASS 10, A-REL. 0.14...0.2A, N-RELEASE2.6A, RING | 56.59
3RV2011-0CA10-ZX95 | CIRCUIT-BREAKER SZ S00, FOR MOTOR PROTECTION, CLASS 10, A-REL.0.18...0.25A,N-REL.3.3A SCREW CONNE | 50.39
3RV2011-0CA20 | CIRCUIT-BREAKER SZ S00, FOR MOTOR PROTECTION, CLASS 10, A-REL. 0.18...0.25A, N-RELEASE3.3A SPRIN | 42.64
3RV2011-0DA20 | CIRCUIT-BREAKER SZ S00, FOR MOTOR PROTECTION, CLASS 10, A-REL. 0.22...0.32A, N-RELEASE4.2A SPRIN | 43
3RT2036-3AK60 | CONTACTOR,AC3:22KW/400V, 1NO+1NC,110VAC 50HZ/120V 60HZ, 3-POLE, SIZE S2, SPRING-TYPE TERMINAL | 126.9
3RT2516-2AP00 | 2NO+2NC CONTACTOR, AC3: 4KW AC 230V 50HZ 4-POLE, 2NO+2NC, SZ: S00, SPRING-LOADED TERMINAL | 28.35
3RT2517-1BB40 | 2NO+2NC CONTACTOR, AC3: 5.5KW DC 24V 4-POLE, 2NO+2NC, SZ: S00, SCREW TERMINAL | 39.98
3RT2518-1AK60 | 2NO+2NC CONTACTOR, AC3: 7.5KW DC 110V 50HZ, 120V 60HZ 4-POLE, 2NO+2NC, SZ: S00, SCREW TERMINAL | 44.58
3RT2518-1BJ80 | 2NO+2NC CONTACTOR, AC3: 7.5KW DC 72V 4-POLE, 2NO+2NC, SZ: S00, SCREW TERMINAL | 52.96
3RT2916-1BC00 | SURGE SUPPRESSOR, VARISTOR, AC 48...127V, DC 70...150V, F. CONT. RELAYS A. MOTOR CONT. SZ S00, | 7.05
3RT2916-1EH00 | SURGE SUPPRESSOR, DIODE COMBINATION, DC 12...250V, F. CONT. RELAYS A. MOTOR CONT. SZ S00, | 7.57
3RV2011-0DA15 | CIRCUIT-BREAKER SZ S00, FOR MOTOR PROTECTION, CLASS 10, A-REL. 0.22...0.32A, N-RELEASE4.2A SCREW | 54.63
3RV2011-1CA25 | CIRCUIT-BREAKER SZ S00, FOR MOTOR PROTECTION, CLASS 10, A-REL.1.8...2.5A, N-RELEASE 33A, SPRING- | 62.69
3RV2011-1DA40 | CIRCUIT-BREAKER SZ S00, FOR MOTOR PROTECTION, CLASS 10, A-RELEASE2.2...3.2A, N-RELEASE 42A, RING | 67.73
3VA1080-2ED42-0BC0 | CIRCUIT BREAKER 3VA1 IEC FRAME 100 BREAKING CAPACITY CLASS B ICU=16KA @ 415 V 4-POLE, LINE PROT | 443.56
3RT2035-1AC24 | CONTACTOR,AC3:18.5KW/400V, 2NO+2NC, 24V AC 50/60HZ, 3-POLE, SIZE S2, SCREW TERMINAL | 108.86
3RT2035-1NF34 | CONTACTOR,AC3:18.5KW/400V, 2NO+2NC, 84 -155V AC/DC, WITH VARISTOR, 3-POLE, SIZE S2, SCREW TERMIN | 162.46
3RT2035-3AF06 | CONTACTOR,AC3:18.5KW/400V, 2NO+2NC, 110V AC 50HZ, 3-POLE, SIZE S2, SPRING-TYPE TERMINAL LATERAL | 114.32
3RT2036-1AP04 | CONTACTOR,AC3:22KW/400V, 2NO+2NC, 230V AC 50HZ, 3-POLE, SIZE S2, SCREW TERMINAL | 136.75
3RT2037-1AB00 | CONTACTOR,AC3:30KW/400V, 1NO+1NC, 24V AC 50HZ, 3-POLE, SIZE S2, SCREW TERMINAL | 178.87
3RU2116-0BC1 | OVERLOAD RELAY 0.14...0.20 A FOR MOTOR PROTECTION SZ S00, CLASS 10, STAND-ALONE INSTALLATION MAI | 59.32
3RV1011-0JA10 | CIRCUIT-BREAKER SIZE S00, FOR MOTOR PROTECTION, CLASS 10, A-REL. 0.7...1A, N-REL. 13A, SCREW TERM | 52.17
3RV1011-1CA15-0BA0 | SPECIAL TYPE CIRCUIT BREAKER SIZE S00, FOR MOTOR PROTECTION, CLASS 10, A-RELEASE 1.8...2.5A, SHO | 96.49
3RT2035-1AF04 | CONTACTOR,AC3:18.5KW/400V, 2NO+2NC, 110V AC 50HZ, 3-POLE, SIZE S2, SCREW TERMINAL | 108.86
3RT2035-1AL24 | CONTACTOR,AC3:18.5KW/400V, 2NO+2NC, 230V AC 50/60HZ, 3-POLE, SIZE S2, SCREW TERMINAL | 108.86
3RT2035-3NB34-3MA0 | CONTACTOR,AC3:18.5KW/400V, 2NO+2NC, 20-33V AC/DC, WITH VARISTOR, 3-POLE, SIZE S2, SPRING-TYPE TE | 164.13
3RV2011-0KA20-ZX95 | CIRCUIT-BREAKER SZ S00, FOR MOTOR PROTECTION, CLASS 10, A-REL.0.9...1.25A, N-REL.16A, SPRING-L. C | 57.73
3RV2011-1AA10-0BA0 | SPECIAL TYPE CIRCUIT BREAKER SIZE S00, FOR MOTOR PROTECTION, CLASS 10, A TRIP.1.1 TO 1.6A,N TRIP. | 70.71
3RV2011-1CA20-ZW96 | CIRCUIT-BREAKER SZ S00, FOR MOTOR PROTECTION, CLASS 10, A-REL.1.8...2.5A, N-REL. 33A, SPRING-L. C | 60.27
3RV2011-1EA15-0BA0 | CIRCUIT-BREAKER SZ S00, FOR MOTOR PROTECTION, CLASS 10, A-RELEASE 2.8...4A, N-RELEASE 52A, SCREW | 85.69
3VA1063-2ED36-0AC0 | CIRCUIT BREAKER 3VA1 IEC FRAME 100 BREAKING CAPACITY CLASS B ICU=16KA @ 415 V 3-POLE, LINE PROT | 268.09
3VA1063-2ED42-0DA0 | CIRCUIT BREAKER 3VA1 IEC FRAME 100 BREAKING CAPACITY CLASS B ICU=16KA @ 415 V 4-POLE, LINE PROT | 369.06
3VA1063-4ED42-0AA0 | CIRCUIT BREAKER 3VA1 IEC FRAME 100 BREAKING CAPACITY CLASS S ICU=36KA @ 415 V 4-POLE, LINE PROT | 187.69
3RT2036-1AH00 | CONTACTOR,AC3:22KW/400V, 1NO+1NC, 48V AC 50HZ, 3-POLE, SIZE S2, SCREW TERMINAL | 126.9
3RT2036-1NF30 | CONTACTOR,AC3:22KW/400V, 1NO+1NC, 84 - 155V AC/DC, WITH VARISTOR, 3-POLE, SIZE S2, SCREW TERMINA | 197.48
3RT2036-3AH00 | CONTACTOR,AC3:22KW/400V, 1NO+1NC, 48V AC 50HZ, 3-POLE, SIZE S2, SPRING-TYPE TERMINAL | 126.9
3RT1056-6AP36-0UA0 | CONTACTOR, 100HP 460/575V AC(40...60HZ)/DC OPERATION UC 220...240V AUXILIARY CONTACTS 2NO+2NC 3- | 568.91
3RT2018-2BM42 | CONTACTOR, AC-3, 7.5KW/400V, 1NC, DC 220V 3-POLE, SZ S00 SPRING-LOADED TERMINAL | 66.43
3RT2018-2KB42-0LA0 | CONT. F. RAILW. A., AC-3, 7.5KW 400V, DC 24V, 0.7...1.25*US, W.SUPPRESSORDIODE INTEGRATED, 3-POLE | 74.96
3RT1056-7AB36 | CONTACTOR, 90KW/400V/AC-3 AC(40...60HZ)/DC OPERATION UC 23-26V AUX. CONTACTS 2NO+2NC 3-POLE, SIZ | 596.23
3RT2026-1NB30 | CONTACTOR, AC-3, 11KW/400V, 1NO+1NC, AC(50-60HZ)/DC ACTUAT. AC/DC 21...28V, 3-POLE, SZ S0 SCREW T | 112.41
3RT2026-2AG60 | CONTACTOR, AC-3, 11KW/400V, 1NO+1NC, AC 100V 50 / 60 HZ 3-POLE, SZ S0 SPRING-LOADED TERMINAL | 63.58
3RT2027-1AG20 | CONTACTOR, AC-3, 15KW/400V, 1NO+1NC, AC 110V 50/60HZ, 3-POLE, SZ S0 SCREW TERMINAL | 87.99
3RT2027-1AH20 | CONTACTOR, AC-3, 15KW/400V, 1NO+1NC, AC 48V 50/60HZ, 3-POLE, SZ S0 SCREW TERMINAL | 90.86
3RM1202-1AA14 | MOTOR STARTER SIRIUS 3RM1 REVERSING STARTER 500 V; 0,4-2,0 A; 110-230 V AC SCREW CONNECTION SYST | 175.36
3RT2526-2AP00 | 2NO+2NC CONTACTOR, AC3: 11KW AC 230V 50HZ 4-POLE, 2NO+2NC, SZ: S0, SPRING-LOADED TERMINAL 1NO+1N | 80.06
3RT2536-1AP00 | 2NO+2NC CONTACTOR,AC3:22KW 230V AC 50HZ, 4-POLE, 2NO+2NC, SIZE S2, SCREW TERMINAL 1NO+1NC INTEGR | 162.46
3RT2916-1LP00-ZX90 | SURGE SUPPRESSOR, SUPPRESSION DIODE WITH LED, DC 150...250V, F. CONT. RELAYS A. MOTOR CONT. SZ S | 10.39
3RT2924-5AG21 | MAGNET COIL F. CONTACTORS 7,5KW AC 110V, 50/60HZ FOR MOTOR CONTACTORS SZ S0, SCREW TERMINAL | 13.4
3RT2926-1BC00 | SURGE SUPPRESSOR, VARISTOR, AC 48...127V, DC 70...150V, FOR MOTOR CONTACTORS SZ S0, | 8.59
3RT2023-2AP60 | CONTACTOR, AC-3, 4KW/400V, 1NO+1NC, AC 220V 50HZ, 240V 60HZ 3-POLE, SZ S0 SPRING-LOADED TERMINAL | 29.2
3RT2024-1AL20 | CONTACTOR, AC-3, 5.5KW/400V, 1NO+1NC, AC 230V 50/60HZ, 3-POLE, SZ S0 SCREW TERMINAL | 34.46
3RT2024-1NB30 | CONTACTOR, AC-3, 5.5KW/400V, 1NO+1NC, AC(50-60HZ)/DC ACTUAT. AC/DC 21...28V, 3-POLE, SZ S0 SCREW | 78.91
3RT2316-1BB40 | 4NO CONTACTOR, AC1: 18A DC 24V 4-POLE, 4NO, SZ: S00, SCREW TERMINAL | 35.22
3RT2017-2LB41-1AA0 | COUPLING CONTACTOR RAIL, AC3:5.5KW,DC24V,0,7...1,25*US, 1NO, VARISTOR INTEGRATED, 3-POLE, SZ S00 | 44.97
3RT2017-2MB42-0KT0 | COUPLING RELAY, AC-3, 5.5KW/ 400V , 1NC, DC 24V, 0.85...1.85*US, 3-POLE, SZ S00 SPRING-LOADED TE | 37.58
3RT2018-1AF02 | CONTACTOR, AC-3, 7.5KW/400V, 1NC, AC110V, 50/60 HZ, 3-POLE, SZ S00 SCREW TERMINAL | 41.46
3RT2018-2AF02 | CONTACTOR, AC-3, 7.5KW/400V, 1NC, AC110V, 50/60 HZ, 3-POLE, SZ S00 SPRING-LOADED TERMINAL | 41.46
3RT2018-2AK64-3MA0 | CONTACTOR, AC-3, 7.5KW/400V, 2NO+2NC AC110V 50HZ/120V 60HZ 3-POLE, SZ S00 SPRING-LOADED TERMINAL | 57.34
3RA2220-1JH24-0AP0 | LOAD FEEDER FUSE SW. REVERSING OPERATION, AC 400V, MDL. S0, 7. . .10A, AC 230V SPRING-LOADED TERM | 258.92
3RA2220-4BF26-0AP0 | LOAD FEEDER FUSELESS REVERSING DUTY, AC 400V, SZ S0, 14. . .20A, AC 230V SPRING-LOADED TERMINAL | 293.73
3RT1066-6PP35 | CONTACTOR, 160KW/400V/AC-3 AC(40...60HZ)/DC OPERATION UC 200-277V AUXILIARY CONTACTS 1NO+1NC 3-P | 1329.26
3RT2023-2AF00 | CONTACTOR, AC-3, 4KW/400V, 1NO+1NC, AC110V 50HZ, 3-POLE, SZ S0 SPRING-LOADED TERMINAL | 29.2
3RT2023-2FB40 | CONTACTOR, AC-3, 4KW/400V, 1NO+1NC, DC 24V, W. INSERTED DIODE ASSEMBLY 3-POLE, SZ S0 SPRING-LOAD | 77.21
3RT2027-1AL24-3MA0 | CONTACTOR, AC-3, 15KW/400V, 2NO+2NC, AC 230V 50/60HZ, 3-POLE, SZ S0 SCREW TERMINAL PERMANENT AUX | 101.08
3RT2027-1AP04 | CONTACTOR, AC-3, 15KW/400V, 2NO+2NC, AC 230V 50HZ, 3-POLE, SZ S0 SCREW TERMINAL REMOVABLE AUX. S | 98.8
3RT2926-1BB00-ZX90 | SURGE SUPPRESSOR, VARISTOR, AC 24...48V, DC 24...70V, FOR MOTOR CONTACTORS SZ S0, MULTI-UNIT PA | 9.56
3RT2926-5AU21 | MAGNET COIL F. CONTACTOR 18,5KW AC 380V, 50/60HZ FOR MOTOR CONTACTORS SZ S0, SCREW TERMINAL, | 16
3RT2936-1BB00 | SURGE SUPPRESSOR, VARISTOR, 24...48V AC, 24...70V DC, FOR CONTACTORS SIZE S2 | 8.64
3RT2018-2AD01 | CONTACTOR, AC-3, 7.5KW/400V, 1NO, AC 42V, 50/60 HZ, 3-POLE, SZ S00 SPRING-LOADED TERMINAL | 44.07
3RT2018-2AP02-ZW96 | CONTACTOR, AC-3, 7.5KW/400V, 1NC, AC 230V, 50/60 HZ, 3-POLE, SZ S00 SPRING-LOADED TERMINAL MULTI | 46.21
3RT2023-1AP60 | CONTACTOR, AC-3, 4KW/400V, 1NO+1NC, AC 220V 50HZ, 240V 60HZ 3-POLE, SZ S0 SCREW TERMINAL | 29.2
3RT2023-1BE40 | CONTACTOR, AC-3, 4KW/400V, 1NO+1NC, DC 60V, 3-POLE, SZ S0 SCREW TERMINAL | 66.43
3RV2011-1HA20-ZW96 | CIRCUIT-BREAKER SZ S00, FOR MOTOR PROTECTION, CLASS 10, A-RELEASE 5.5...8A, N-RELEASE 104A, SPRI | 60.27
3RV2011-1KA10-0BA0 | SPECIAL TYPE CIRCUIT BREAKER SIZE S00, FOR MOTOR PROTECTION, CLASS 10, A-RELEASE 9..12.5A, SHORT | 79.82
3RV2021-0JA20 | CIRCUIT-BREAKER SZ S0, FOR MOTOR PROTECTION, CLASS 10, A-REL. 0.7...1A, N-RELEASE 13A, SPRING-L. | 48
3RV2011-0FA10 | CIRCUIT-BREAKER SZ S00, FOR MOTOR PROTECTION, CLASS 10, A-REL. 0.35...0.5A, N-RELEASE6.5A SCREW | 43
3RV2011-0FA20-ZX95 | CIRCUIT-BREAKER SZ S00, FOR MOTOR PROTECTION, CLASS 10, A-REL.0.35...0.5A,N-REL. 6.5A SPRING-L. C | 50.84
3RT2036-1AN24 | CONTACTOR,AC3:22KW/400V, 2NO+2NC, 220V AC 50/60HZ, 3-POLE, SIZE S2, SCREW TERMINAL | 136.75
3RT2036-1AR60 | CONTACTOR,AC3:22KW/400V, 1NO+1NC,400VAC50HZ/400.440V60HZ 3-POLE, SIZE S2, SCREW TERMINAL | 129.1
3RT2036-3XJ40-0LA2 | RAIL-CONTACTOR, AC-3, 22KW/400V, 2NO+2NC, 72VDC, 0.7...1.25*US, WITH VARISTOR, 3-POLE, SIZE S2, | 301.41
3RU2116-0BB1 | OVERLOAD RELAY 0.14...0.20 A FOR MOTOR PROTECTION SZ S00, CLASS 10, STAND-ALONE INSTALLATION MAI | 59.32
3RU2116-0DC0 | OVERLOAD RELAY 0.22...0.32 A FOR MOTOR PROTECTION SZ S00, CLASS 10, F. MOUNTING ONTO CONTACTOR M | 46.45
3RT2037-1NB30-0CC0 | CONTACTOR,AC3:30KW/400V, 1NO+1NC, 20-33VAC/DC, COM.CAP. WITH VARISTOR, 3-POLE, SIZE S2, SCREW TE | 279.53
3VA1063-4ED42-0BA0 | CIRCUIT BREAKER 3VA1 IEC FRAME 100 BREAKING CAPACITY CLASS S ICU=36KA @ 415 V 4-POLE, LINE PROT | 380.19
3VA1063-4ED42-0HH0 | CIRCUIT BREAKER 3VA1 IEC FRAME 100 BREAKING CAPACITY CLASS S ICU=36KA @ 415 V 4-POLE, LINE PROT | 429.64
3VA1063-4ED42-0KA0 | CIRCUIT BREAKER 3VA1 IEC FRAME 100 BREAKING CAPACITY CLASS S ICU=36KA @ 415 V 4-POLE, LINE PROT | 355.14
3RT2023-2AP00-ZX95 | CONTACTOR, AC-3, 4KW/400V, 1NO+1NC, AC 230V 50HZ, 3-POLE, SZ S0 SPRING-LOADED TERMINAL REUSABLE | 32.54
3RT2024-1AD00 | CONTACTOR, AC-3, 5.5KW/400V, 1NO+1NC, AC 42V 50HZ, 3-POLE, SZ S0 SCREW TERMINAL | 37.96
3VA1063-4ED36-0HC0 | CIRCUIT BREAKER 3VA1 IEC FRAME 100 BREAKING CAPACITY CLASS S ICU=36KA @ 415 V 3-POLE, LINE PROT | 364.88
3RV2021-1AA20 | CIRCUIT-BREAKER SZ S0, FOR MOTOR PROTECTION, CLASS 10, A-REL.1.1...1.6A, N-REL.21A SPRING-L. CONN | 50.89
3RV2021-1BA10-ZW96 | CIRCUIT-BREAKER SZ S0, FOR MOTOR PROTECTION, CLASS 10, A-REL. 1.4...2A, N-RELEASE 26A, SCREW CONN | 62.93
3RV2011-0GA10 | CIRCUIT-BREAKER SZ S00, FOR MOTOR PROTECTION, CLASS 10, A-REL. 0.45...0.63A, N-RELEASE8.2A SCREW | 43.4
3RV2011-0JA20-ZW97 | CIRCUIT-BREAKER SZ S00, FOR MOTOR PROTECTION, CLASS 10, A-REL. 0.7...1A, N-REL. 13A, SPRING-L. CO | 54.57
3RV2011-0KA20 | CIRCUIT-BREAKER SZ S00, FOR MOTOR PROTECTION, CLASS 10, A-REL. 0.9...1.25A, N-RELEASE16A, SPRING | 48.85
3RV2011-1BA10-ZW96 | CIRCUIT-BREAKER SZ S00, FOR MOTOR PROTECTION, CLASS 10, A-REL. 1.4...2A, N-REL. 26A, SCREW CONNEC | 60.27
3RV2011-1KA15-ZX95 | CIRCUIT BREAKER SZ S00, FOR MOTOR PROTECTION, CLASS 10, A-RELEASE 9..12.5A, N-RELEASE 163A, SCRE | 81.67
3RV2021-1AA10 | CIRCUIT-BREAKER SZ S0, FOR MOTOR PROTECTION, CLASS 10, A-REL.1.1...1.6A, N-REL.21A SCREW CONNECTI | 50.89
3RV2021-1FA20-ZX95 | CIRCUIT BREAKER SZ S0, FOR MOTOR PROTECTION, CLASS 10, A-REL. 3.5...5A, N-REL. 65A SPRING-L. CONN | 62.93
3RV2021-4BA40 | CIRCUIT-BREAKER SZ S0, FOR MOTOR PROTECTION, CLASS 10, A-RELEASE 14...20A, N-RELEASE 260A, RING | 82.3
3RT2035-1NB30-1AA0 | CONTACTOR,AC3:18.5KW/400V, 1NO+1NC, 20-33V AC/DC, WITH VARISTOR 3-POLE, SIZE S2, SCREW TERMINAL | 166.85
3RT2036-1AM20 | CONTACTOR,AC3:22KW/400V, 1NO+1NC, 208V AC 50/60HZ, 3-POLE, SIZE S2, SCREW TERMINAL | 129.1
3RT2028-4AR60 | CONTACTOR, AC-3, 18.5KW/400V, 1NO+1NC, AC 400V 50HZ, 400...440V 60HZ, 3-POLE, SZ S0 RING CABLE LU | 127.24
3RV2011-1AA10-ZW97 | CIRCUIT-BREAKER SZ S00, FOR MOTOR PROTECTION, CLASS 10, A-REL.1.1...1.6A, N-REL. 21A, SCREW CONNE | 57.73
3RV2011-1AA25 | CIRCUIT-BREAKER SZ S00, FOR MOTOR PROTECTION, CLASS 10, A-REL.1.1...1.6A, N-RELEASE 21A, SPRING- | 60.53
3RV2011-1CA10-ZW96 | CIRCUIT-BREAKER SZ S00, FOR MOTOR PROTECTION, CLASS 10, A-REL.1.8...2.5A, N-REL. 33A, SCREW CONNE | 60.27
3RV2011-1CA15-ZX95 | CIRCUIT BREAKER SZ S00, FOR MOTOR PROTECTION, CLASS 10, A-REL. 1.8...2.5A, N-RELEASE 33A SCREW C | 74.06
3VA1063-2ED42-0JA0 | CIRCUIT BREAKER 3VA1 IEC FRAME 100 BREAKING CAPACITY CLASS B ICU=16KA @ 415 V 4-POLE, LINE PROT | 343.99
3RT2036-3NP30 | CONTACTOR,AC3:22KW/400V, 1NO+1NC, 175-280V AC/DC, WITH VARISTOR, 3-POLE, SIZE S2, SPRING-TYPE TE | 197.48
3RT2018-1CP04-3MA0 | CONTACTOR, AC-3, 7.5KW/400V, 2NO+2NC, AC 230V, 50/60 HZ, W. PLUGGED-ON VARISTOR 3-POLE, SZ S00 S | 64.16
3RT2018-1FB42 | CONTACTOR, AC-3, 7.5KW/400V, 1NC, DC 24V, W. INTEGRATED DIODE 3-POLE, SZ S00 SCREW TERMINAL | 72.67
3RU2116-0DB1 | OVERLOAD RELAY 0.22...0.32 A FOR MOTOR PROTECTION SZ S00, CLASS 10, STAND-ALONE INSTALLATION MAI | 59.32
3RU2116-0EB0 | OVERLOAD RELAY 0.28...0.40 A FOR MOTOR PROTECTION SZ S00, CLASS 10, F. MOUNTING ONTO CONTACTOR M | 46.45
3RU2116-0HB0 | OVERLOAD RELAY 0.55...0.80 A FOR MOTOR PROTECTION SZ S00, CLASS 10, F. MOUNTING ONTO CONTACTOR M | 46.45
3RU2116-0JB0-ZX95 | OVERLOAD RELAY 0.70...1.0 A FOR MOTOR PROTECTION SZ S00, CLASS 10, F. MOUNTING ONTO CONTACTOR MA | 47.66
3RV2011-1GA40 | CIRCUIT-BREAKER SZ S00, FOR MOTOR PROTECTION, CLASS 10, A-RELEASE 4.5...6.3A, N-RELEASE 82A RIN | 67.73
3RT2036-1AB00-1AA0 | CONTACTOR,AC3:22KW/400V, 1NO+1NC, 24V AC 50HZ, 3-POLE, SIZE S2, SCREW TERMINAL UPRIGHT MOUNTING | 140.58
3RT2036-1AC20-0UA0 | CONTACTOR, XXHP 460/575V 24VAC 50/60HZ 3-POLE, SIZE S2 SCREW TERMINAL NEMA SIZE X | 130.19
3RT2036-1AG60 | CONTACTOR,AC3:22KW/400V, 1NO+1NC,100VAC50HZ/100.110V60HZ 3-POLE, SIZE S2, SCREW TERMINAL | 129.1
3RT2036-1AL20-1AA0 | CONTACTOR,AC3:22KW/400V, 1NO+1NC, 230V AC 50/60HZ, 3-POLE, SIZE S2, SCREW TERMINAL UPRIGHT MOUNT | 140.58
3RT2037-1AH00 | CONTACTOR,AC3:30KW/400V, 1NO+1NC, 48V AC 50HZ, 3-POLE, SIZE S2, SCREW TERMINAL | 178.87
3RT2037-1AH04 | CONTACTOR,AC3:30KW/400V, 2NO+2NC, 48V AC 50HZ, 3-POLE, SIZE S2, SCREW TERMINAL | 189.83
3RT2037-1AP04-3MA0 | CONTACTOR,AC3:30KW/400V, 2NO+2NC, 230V AC 50HZ, 3-POLE, SIZE S2, SCREW TERMINAL, AUXILIARY CONTA | 192
3RT2037-1AP60 | CONTACTOR,AC3:30KW/400V, 1NO+1NC,220VAC 50HZ/240V 60HZ, 3-POLE, SIZE S2, SCREW TERMINAL | 178.87
3RT2037-1NB30 | CONTACTOR,AC3:30KW/400V, 1NO+1NC, 20-33V AC/DC, WITH VARISTOR, 3-POLE, SIZE S2, SCREW TERMINAL | 270.25
3VA1080-2ED32-0AC0 | CIRCUIT BREAKER 3VA1 IEC FRAME 100 BREAKING CAPACITY CLASS B ICU=16KA @ 415 V 3-POLE, LINE PROT | 261.82
3RT2023-1BJ80 | CONTACTOR, AC-3, 4KW/400V, 1NO+1NC, DC 72V, 3-POLE, SZ S0 SCREW TERMINAL | 66.43
3RT2023-1BW40 | CONTACTOR, AC-3, 4KW/400V, 1NO+1NC, DC 48V, 3-POLE, SZ S0 SCREW TERMINAL | 62.46
3RT2023-1KB40 | COUPLING RELAY, AC-3, 4KW/400V, 1NO+1NC, DC 24V, W. PLUGGED-IN VARISTOR 3-POLE, SZ S0 SCREW TERM | 70.42
3RF2900-2TB88 | CONTROL CONNECTOR FOR 3RF20/21/22/3RF23/24 SPRING-TYPE TERMINAL TWO CLAMPING POINTS PER CONTACT | 8.8
3RF3405-1BB04 | SOLID-STATE CONTACTOR 3-PH 3RF3 AC53 5.2A 40 DEGREES C 48-480V / 24V DC 2-PH. CONTROLLED INSTAN | 133.58
3RF3405-2BB06 | SOLID-STATE CONTACTOR 3-PH 3RF3 AC53 5.2A 40 DEGREES C 48-600V / 24V DC 2-PH. CONTROLLED INSTAN | 153.83
3RT2036-3AF06 | CONTACTOR,AC3:22KW/400V, 2NO+2NC, 110V AC 50HZ, 3-POLE, SIZE S2, SPRING-TYPE TERMINAL LATERAL AU | 140.58
3RT2036-3AL16 | CONTACTOR,AC3:22KW/400V, 2NO+2NC, 230V AC 60HZ, 3-POLE, SIZE S2, SPRING-TYPE TERMINAL LATERAL AU | 147.16
3RT2036-3AP60 | CONTACTOR,AC3:22KW/400V, 1NO+1NC,220VAC 50HZ/240V 60HZ, 3-POLE, SIZE S2, SPRING-TYPE TERMINAL | 126.9
3RV2011-1AA10 | CIRCUIT-BREAKER SZ S00, FOR MOTOR PROTECTION, CLASS 10, A-REL.1.1...1.6A, N-RELEASE 21A, SCREW C | 48.85
3RV2011-1AA10-ZW96 | CIRCUIT-BREAKER SZ S00, FOR MOTOR PROTECTION, CLASS 10, A-REL.1.1...1.6A, N-REL. 21A, SCREW CONNE | 57.73
3RV2011-1AA20-ZX95 | CIRCUIT-BREAKER SZ S00, FOR MOTOR PROTECTION, CLASS 10, A-REL.1.1...1.6A, N-RELEASE 21A, SPRING- | 57.73
3RV2011-1BA10 | CIRCUIT-BREAKER SZ S00, FOR MOTOR PROTECTION, CLASS 10, A-REL. 1.4...2A, N-RELEASE 26A, SCREW CON | 50.99
3RV2021-4CA25 | CIRCUIT-BREAKER SZ S0, FOR MOTOR PROTECTION, CLASS 10, A-RELEASE 17...22A, N-RELEASE 286A, SPRIN | 78.2
3RV2021-4DA15-ZW96 | CIRCUIT-BREAKER SZ S0, FOR MOTOR PROTECTION, CLASS 10, A-REL. 20...25A, N-REL. 325A, SCREW CONNEC | 103.82
3RV2021-4DA20 | CIRCUIT-BREAKER SZ S0, FOR MOTOR PROTECTION, CLASS 10, A-RELEASE 20...25A, N-RELEASE 325A, SPRIN | 74.99
3RV2021-4DA20-ZX95 | CIRCUIT-BREAKER SZ S0, FOR MOTOR PROTECTION, CLASS 10, A-RELEASE 20...25A, N-RELEASE 325A, SPRIN | 88.62
3RU2116-0AC0 | OVERLOAD RELAY 0.11...0.16 A FOR MOTOR PROTECTION SZ S00, CLASS 10, F. MOUNTING ONTO CONTACTOR M | 46.45
3RU2116-0AJ0 | OVERLOAD RELAY 0.11...0.16 A FOR MOTOR PROTECTION SZ S00, CLASS 10, F. MOUNTING ONTO CONTACTOR M | 53.5
3VA1080-2ED42-0DC0 | CIRCUIT BREAKER 3VA1 IEC FRAME 100 BREAKING CAPACITY CLASS B ICU=16KA @ 415 V 4-POLE, LINE PROT | 443.56
3SE5322-1SE21-1AG4 | SAFETY POS. SW. W. SOL. INTERL. LOCKING FORCE 1300N 5 APPROACH DIRECTIONS, HIGH DEG. OF PROT. IP6 | 286.91
3RT1056-6PP35 | CONTACTOR, 90KW/400V/AC-3, AC(40...60HZ)/DC OPERATION UC 200...277V AUXIL. CONTACTS 1NO+1NC 3-PO | 787.73
3RU2116-0GB0-ZX95 | OVERLOAD RELAY 0.45...0.63 A FOR MOTOR PROTECTION SZ S00, CLASS 10, F. MOUNTING ONTO CONTACTOR M | 47.66
3RU2116-0GJ0 | OVERLOAD RELAY 0.45...0.63 A FOR MOTOR PROTECTION SZ S00, CLASS 10, F. MOUNTING ONTO CONTACTOR M | 53.5
3RU2116-0HB0-ZX95 | OVERLOAD RELAY 0.55...0.80 A FOR MOTOR PROTECTION SZ S00, CLASS 10, F. MOUNTING ONTO CONTACTOR M | 47.66
3RU2116-0HC1 | OVERLOAD RELAY 0.55...0.80 A FOR MOTOR PROTECTION SZ S00, CLASS 10, STAND-ALONE INSTALLATION MAI | 59.32
3VA1063-3ED42-0BH0 | CIRCUIT BREAKER 3VA1 IEC FRAME 100 BREAKING CAPACITY CLASS N ICU=25KA @ 415 V 4-POLE, LINE PROT | 447.74
3VA1063-3ED42-0HA0 | CIRCUIT BREAKER 3VA1 IEC FRAME 100 BREAKING CAPACITY CLASS N ICU=25KA @ 415 V 4-POLE, LINE PROT | 348.87
3RW4727-0VC80 | REPAIR PART, SIRIUS SOFT STARTER, SNUBBER BOARD FOR 3RW442, S6 400-600 V | 1134.28
3RW4747-0NC00 | REPAIR PART, SIRIUS SOFT STARTER, THYRISTOR-KIT FOR 3RW4447*, WITH NTC | 3126.77
3RV2011-1BA20-ZW97 | CIRCUIT-BREAKER SZ S00, FOR MOTOR PROTECTION, CLASS 10, A-REL. 1.4...2A, N-RELEASE 26A, SPRING-L. | 60.27
3RV2011-1BA20-ZX95 | CIRCUIT-BREAKER SZ S00, FOR MOTOR PROTECTION, CLASS 10, A-REL. 1.4...2A, N-RELEASE 26A, SPRING-L. | 60.27
3VA1010-3ED36-0BH0 | CIRCUIT BREAKER 3VA1 IEC FRAME 100 BREAKING CAPACITY CLASS N ICU=25KA @ 415 V 3-POLE, LINE PROT | 465.85
3VA1010-3ED36-0JH0 | CIRCUIT BREAKER 3VA1 IEC FRAME 100 BREAKING CAPACITY CLASS N ICU=25KA @ 415 V 3-POLE, LINE PROT | 440.09
3RV2021-1AA10-ZW96 | CIRCUIT-BREAKER SZ S0, FOR MOTOR PROTECTION, CLASS 10, A-REL.1.1...1.6A, N-REL.21A SCREW CONNECTI | 60.14
3RV2021-1CA10 | CIRCUIT-BREAKER SZ S0, FOR MOTOR PROTECTION, CLASS 10, A-REL.1.8...2.5A, N-REL.33A SCREW CONNECTI | 53.24
3RT2036-3AP06 | CONTACTOR,AC3:22KW/400V, 2NO+2NC, 230V AC 50HZ, 3-POLE, SIZE S2, SPRING-TYPE TERMINAL LATERAL AU | 140.58
3RT2036-3AR60 | CONTACTOR,AC3:22KW/400V, 1NO+1NC,400VAC50HZ/400.440V60HZ 3-POLE, SIZE S2, SPRING-TYPE TERMINAL | 129.1
3RT2036-3AV00 | CONTACTOR,AC3:22KW/400V, 1NO+1NC, 400V AC 50HZ, 3-POLE, SIZE S2, SPRING-TYPE TERMINAL | 129.1
3RU2116-0EB0-ZX95 | OVERLOAD RELAY 0.28...0.40 A FOR MOTOR PROTECTION SZ S00, CLASS 10, F. MOUNTING ONTO CONTACTOR M | 47.66
3SE5242-0HR01-1AL3 | SIRIUS POSITION SWITCH PLASTIC ENCLOSURE ACC. TO EN50047, 50MM DEVICE CONNECTION 2X(M20X1.5); 1N | 197.06
3VA1063-4ED42-0CC0 | CIRCUIT BREAKER 3VA1 IEC FRAME 100 BREAKING CAPACITY CLASS S ICU=36KA @ 415 V 4-POLE, LINE PROT | 431.03
3RT2024-1AN20 | CONTACTOR, AC-3, 5.5KW/400V, 1NO+1NC, AC 220V 50/60HZ, 3-POLE, SZ S0 SCREW TERMINAL | 34.46
3RT2024-1AN60 | CONTACTOR, AC-3, 5.5KW/400V, 1NO+1NC, AC 200V 50HZ, 200...220V 60HZ, 3-POLE, SZ S0 SCREW TERMINAL | 37.08
3RT2024-1AP04 | CONTACTOR, AC-3, 5.5KW/400V, 2NO+2NC, AC 230V 50HZ, 3-POLE, SZ S0 SCREW TERMINAL REMOVABLE AUX. | 46.09
3RV2021-1BA20 | CIRCUIT-BREAKER SZ S0, FOR MOTOR PROTECTION, CLASS 10, A-REL. 1.4...2A, N-RELEASE 26A, SPRING-L. | 53.24
3RV2021-1CA10-ZW96 | CIRCUIT-BREAKER SZ S0, FOR MOTOR PROTECTION, CLASS 10, A-REL.1.8...2.5A, N-REL.33A SCREW CONNECTI | 62.93
3RV2011-0HA15-ZX95 | CIRCUIT-BREAKER SZ S00, FOR MOTOR PROTECTION, CLASS 10, A-REL. 0.55...0.8A, N-RELEASE10A, SCREW | 68.36
3RV2011-0HA25 | CIRCUIT-BREAKER SZ S00, FOR MOTOR PROTECTION, CLASS 10, A-REL. 0.55...0.8A, N-RELEASE10A, SPRING | 57.84
3RV2011-0HA40 | CIRCUIT-BREAKER SZ S00, FOR MOTOR PROTECTION, CLASS 10, A-REL. 0.55...0.8A, N-RELEASE10A, RING C | 61.21
3RV2011-0JA10-ZW96 | CIRCUIT-BREAKER SZ S00, FOR MOTOR PROTECTION, CLASS 10, A-REL. 0.7...1A, N-REL. 13A, SCREW CONNEC | 54.57
3RV2021-1BA20-ZX95 | CIRCUIT BREAKER SZ S0, FOR MOTOR PROTECTION, CLASS 10, A-REL. 1.4...2A, N-RELEASE 26A, SPRING-L. | 62.93
3RV2021-1CA20 | CIRCUIT-BREAKER SZ S0, FOR MOTOR PROTECTION, CLASS 10, A-REL.1.8...2.5A, N-REL.33A SPRING-L. CONN | 53.24
3RV2021-1EA10 | CIRCUIT-BREAKER SZ S0, FOR MOTOR PROTECTION, CLASS 10, A-REL. 2.8...4A, N-REL. 52A SCREW CONNECTI | 53.24
3RV2021-1FA20 | CIRCUIT-BREAKER SZ S0, FOR MOTOR PROTECTION, CLASS 10, A-REL. 3.5...5A, N-REL. 65A SPRING-L. CONN | 53.24
3VA1080-2ED32-0DH0 | CIRCUIT BREAKER 3VA1 IEC FRAME 100 BREAKING CAPACITY CLASS B ICU=16KA @ 415 V 3-POLE, LINE PROT | 404.57
3VA1080-2ED36-0JC0 | CIRCUIT BREAKER 3VA1 IEC FRAME 100 BREAKING CAPACITY CLASS B ICU=16KA @ 415 V 3-POLE, LINE PROT | 374.64
3VA1063-2ED42-0KA0 | CIRCUIT BREAKER 3VA1 IEC FRAME 100 BREAKING CAPACITY CLASS B ICU=16KA @ 415 V 4-POLE, LINE PROT | 343.99
3VA1063-3ED32-0AD0 | CIRCUIT BREAKER 3VA1 IEC FRAME 100 BREAKING CAPACITY CLASS N ICU=25KA @ 415 V 3-POLE, LINE PROT | 275.06
3RU2116-0JC1 | OVERLOAD RELAY 0.70...1.0 A FOR MOTOR PROTECTION SZ S00, CLASS 10, STAND-ALONE INSTALLATION MAIN | 59.32
3RU2116-1AB1-ZX95 | OVERLOAD RELAY 1.1...1.6 A FOR MOTOR PROTECTION SZ S00, CLASS 10, STAND-ALONE INSTALLATION MAIN | 60.84
3RU2116-1CJ0 | OVERLOAD RELAY 1.8...2.5 A FOR MOTOR PROTECTION SZ S00, CLASS 10, F. MOUNTING ONTO CONTACTOR MAI | 53.5
3RU2116-1DB0 | OVERLOAD RELAY 2.2...3.2 A FOR MOTOR PROTECTION SZ S00, CLASS 10, F. MOUNTING ONTO CONTACTOR MAI | 46.45
3VA1010-3ED32-0AD0 | CIRCUIT BREAKER 3VA1 IEC FRAME 100 BREAKING CAPACITY CLASS N ICU=25KA @ 415 V 3-POLE, LINE PROT | 328.67
3VA1010-3ED32-0AF0 | CIRCUIT BREAKER 3VA1 IEC FRAME 100 BREAKING CAPACITY CLASS N ICU=25KA @ 415 V 3-POLE, LINE PROT | 300.81
3VA1010-3ED32-0BH0 | CIRCUIT BREAKER 3VA1 IEC FRAME 100 BREAKING CAPACITY CLASS N ICU=25KA @ 415 V 3-POLE, LINE PROT | 443.56
3VA1010-3ED32-0KH0 | CIRCUIT BREAKER 3VA1 IEC FRAME 100 BREAKING CAPACITY CLASS N ICU=25KA @ 415 V 3-POLE, LINE PROT | 416.42
3RV2021-4NA20-ZX95 | CIRCUIT-BREAKER SZ S0, FOR MOTOR PROTECTION, CLASS 10, A-RELEASE 23...28A, N-RELEASE 364A, SPRIN | 112.69
3RV2023-4AA20 | CIRCUIT-BREAKER SZ S0, FOR MOTOR PROTECTION, CLASS 10, A-RELEASE 11...16A, N-RELEASE 208A, SPRIN | 62.14
3RV2311-0KC10 | CIRCUIT-BREAKER SZ S00, FOR STARTER COMBINATION, RATED CURRENT 1.25A, N-RELEASE 16A, SCREW CONNE | 50.79
3RV2311-1DC10 | CIRCUIT-BREAKER SZ S00, FOR STARTER COMBINATION, RATED CURRENT 3.2A, N-RELEASE 42A, SCREW CONNEC | 51.98
3RT2326-2AP60 | 4NO CONTACTOR, AC1: 40A DC 220V 50HZ, 240V 60HZ 4-POLE, 4NO, SZ: S0, SPRING-LOADED TERMINAL 1NO+ | 74.39
3RT2336-1AB00 | 4NO CONTACTOR,AC1:60A 24V AC 50HZ, 4-POLE, 4NO, SIZE S2, SCREW TERMINAL 1NO+1NC INTEGRATED | 141.68
3RT2517-1BF40 | 2NO+2NC CONTACTOR, AC3: 5.5KW DC 110V 4-POLE, 2NO+2NC, SZ: S00, SCREW TERMINAL | 39.98
3RT2517-2BW40 | 2NO+2NC CONTACTOR, AC3: 5.5KW DC 48V 4-POLE, 2NO+2NC, SZ: S00, SPRING-LOADED TERMINAL | 39.98
3RT2526-1BJ80 | 2NO+2NC CONTACTOR, AC3: 11KW DC 72V 4-POLE, 2NO+2NC, SZ: S0, SCREW TERMINAL 1NO+1NC INTEGR. | 124.91
3RT2024-2AB04 | CONTACTOR, AC-3, 5.5KW/400V, 2NO+2NC, AC 24V 50HZ, 3-POLE, SZ S0 SPRING-LOADED TERMINAL REMOVABL | 46.09
3RT2926-5AR11 | MAGNET COIL F. CONTACTOR 18,5KW AC 440 V, 60 HZ FOR MOTOR CONTACTORS SZ S0, SCREW TERMINAL | 16
3RT2026-1AL20-ZX95 | CONTACTOR, AC-3, 11KW/400V, 1NO+1NC, AC 230V 50/60HZ, 3-POLE, SZ S0 SCREW TERMINAL | 68.36
3RK1911-0EG31 | MOTOR CABLE PREASS. ON ONE SIDE WITH BRAKE HAN Q8 - OPEN ON ONE SIDE ANGLED 6X1.5 MM2 LENGTH 5M | 173.48
3RK3121-2AC00 | SIRIUS, CENTRAL UNIT 3RK3 ASISAFE BASIC FOR MODULAR SAFETY SYSTEM 3RK3 1/2F-DI,6DI,1F-RO,1F-DO,24 | 1145.04
3RT2026-1BB40-0CC0 | CONTACTOR, AC-3, 11KW/400V, 1NO+1NC, DC 24V, COM. CAPABILITY, 3-POLE, SZ S0 SCREW TERMINAL | 101.62
3RT2026-1NP30-ZX95 | CONTACTOR, AC-3, 11KW/400V, 1NO+1NC, AC(50-60HZ)/DC ACTUAT. AC/DC 200...280V, 3-POLE, SZ S0 SCREW | 125.34
3RT2026-2AL24 | CONTACTOR, AC-3, 11KW/400V, 2NO+2NC, AC 230V 50/60HZ, 3-POLE, SZ S0 SPRING-LOADED TERMINAL REMOV | 72.67
3RT2027-1AC20 | CONTACTOR, AC-3, 15KW/400V, 1NO+1NC, AC 24V 50/60HZ, 3-POLE, SZ S0 SCREW TERMINAL | 87.99
3RT2027-1AL20 | CONTACTOR, AC-3, 15KW/400V, 1NO+1NC, AC 230V 50/60HZ, 3-POLE, SZ S0 SCREW TERMINAL | 87.99
3RP1574-1NP30-ZW97 | TIME RELAY, STAR-DELTA SINGLE TIME RANGE 20 S AC 24 V DC 200...240 V 0.7...1.25 US MULTI-UNIT PA | 169.65
3RP2505-2AW30 | TIME RELAY, MULTI-FUNCTION, 1 CO CONT., 13 FUNCTIONS, 15 TIME SET. RANGES, (1, 3, 10, 30, 100), | 107.61
3RU2136-4FB1 | OVERLOAD RELAY 28...40 A FOR MOTOR PROTECTION SIZE S2, CLASS 10 STAND-ALONE INSTALLATION MAIN CI | 104.27
3RU2136-4QD0 | OVERLOAD RELAY 47...57 A FOR MOTOR PROTECTION SIZE S2, CLASS 10 FOR MOUNTING ONTO CONTACTORS MAI | 116.62
3RT2027-2AK60-ZW96 | CONTACTOR, AC-3, 15KW/400V, 1NO+1NC, AC 110V 50HZ, 120V 60HZ 3-POLE, SZ S0 SPRING-LOADED TERMINA | 98.12
3RT2027-2AL20-ZW97 | CONTACTOR, AC-3, 15KW/400V, 1NO+1NC, AC 230V 50/60HZ, SPRING-LOADED TERMINAL 3-POLE, SZ S0 MULTI | 98.12
3RV2411-1AA15 | CIRCUIT-BREAKER SZ S00, FOR TRANSFORMER PROT. A-RELEASE1.1...1.6 A, N-RELEASE 33A SCREW CONNECT | 68.55
3RV2411-1FA15 | CIRCUIT-BREAKER SZ S00, FOR TRANSFORMER PROT. A-RELEASE 3.5...5A, N-RELEASE 104A, SCREW CONNECTI | 68.55
3RT2023-1AD00 | CONTACTOR, AC-3, 4KW/400V, 1NO+1NC, AC 42V 50HZ, 3-POLE, SZ S0 SCREW TERMINAL | 31.85
3RT2023-1AG20-ZX95 | CONTACTOR, AC-3, 4KW/400V, 1NO+1NC, AC 110V 50/60HZ, 3-POLE, SZ S0 SCREW TERMINAL REUSABLE PACKA | 32.54
3RT2023-1BB44 | CONTACTOR, AC-3, 4KW/400V, 2NO+2NC, DC 24V, 3-POLE, SZ S0 SCREW TERMINAL REMOVABLE AUX. SWITCH | 74.39
3RT2023-1NB30 | CONTACTOR, AC-3, 4KW/400V, 1NO+1NC, AC(50-60HZ)/DC ACTUAT. AC/DC 21...28V, 3-POLE, SZ S0 SCREW TE | 73.79
3VA1080-2ED32-0BA0 | CIRCUIT BREAKER 3VA1 IEC FRAME 100 BREAKING CAPACITY CLASS B ICU=16KA @ 415 V 3-POLE, LINE PROT | 330.07
3VA1080-2ED32-0DA0 | CIRCUIT BREAKER 3VA1 IEC FRAME 100 BREAKING CAPACITY CLASS B ICU=16KA @ 415 V 3-POLE, LINE PROT | 330.07
3VA1063-3ED32-0JC0 | CIRCUIT BREAKER 3VA1 IEC FRAME 100 BREAKING CAPACITY CLASS N ICU=25KA @ 415 V 3-POLE, LINE PROT | 337.04
3VA1063-3ED36-0HA0 | CIRCUIT BREAKER 3VA1 IEC FRAME 100 BREAKING CAPACITY CLASS N ICU=25KA @ 415 V 3-POLE, LINE PROT | 311.96
3RU2116-0DJ0 | OVERLOAD RELAY 0.22...0.32 A FOR MOTOR PROTECTION SZ S00, CLASS 10, F. MOUNTING ONTO CONTACTOR M | 53.5
3RU2116-0HJ0 | OVERLOAD RELAY 0.55...0.80 A FOR MOTOR PROTECTION SZ S00, CLASS 10, F. MOUNTING ONTO CONTACTOR M | 53.5
3RV2011-1HA15-ZW97 | CIRCUIT-BREAKER SZ S00, FOR MOTOR PROTECTION, CLASS 10, A-RELEASE 5.5...8A, N-RELEASE 104A, SCRE | 74.06
3VA1080-2ED42-0CC0 | CIRCUIT BREAKER 3VA1 IEC FRAME 100 BREAKING CAPACITY CLASS B ICU=16KA @ 415 V 4-POLE, LINE PROT | 443.56
3SE6714-2CA | SOLENOID, RECTANGULAR LARGE 25 X 88 MM FOR MAGN.-OP. SWITCH 3SE66.7-2CA.., ACTUATOR AND SENSOR ON | 17.76
3RF3412-1BB24 | SOLID-STATE CONTACTOR 3-PH 3RF3 AC53 12.5A 40 DEGREES C 48-480V / 110-230V AC 2-PH. CONTROLLED | 170.92
3RF3416-2BB26 | SOLID-STATE CONTACTOR 3-PH 3RF3 AC53 16A 40 DEGREES C 48-600V / 110-230V AC 2-PH. CONTROLLED IN | 212.7
3RT1466-6PP35 | CONTACTOR, 400A/AC-1 AC(40...60HZ)/DC OPERATION UC 200-277V AUXILIARY CONTACTS 1NO+1NC 3-POLE, S | 1165.15
3RT2916-4BA32 | PARALLEL CONNECTION WITHOUT TERMINAL, 3-POLE FOR 3RT201., SPRING-LOADED TERMINAL | 2.72
3RT2926-1CD00-ZX90 | SURGE SUPPRESSOR, RC COUPLING, AC 127...240V, DC 150...250V, FOR MOTOR CONTACTORS SZ S0, MULTI- | 12.09
3RU2116-0FJ0 | OVERLOAD RELAY 0.35...0.50 A FOR MOTOR PROTECTION SZ S00, CLASS 10, F. MOUNTING ONTO CONTACTOR M | 53.5
3RU2116-0JB1 | OVERLOAD RELAY 0.70...1.0 A FOR MOTOR PROTECTION SZ S00, CLASS 10, STAND-ALONE INSTALLATION MAIN | 59.32
3RU2116-1AB1 | OVERLOAD RELAY 1.1...1.6 A FOR MOTOR PROTECTION SZ S00, CLASS 10, STAND-ALONE INSTALLATION MAIN | 59.32
3VA1063-3ED42-0BC0 | CIRCUIT BREAKER 3VA1 IEC FRAME 100 BREAKING CAPACITY CLASS N ICU=25KA @ 415 V 4-POLE, LINE PROT | 423.37
3RW4758-0NC00 | REPAIR PART, SIRIUS SOFT STARTER, THYRISTOR-KIT FOR 3RW445*, WITH NTC | 4565.88
3RV2011-1BA20 | CIRCUIT-BREAKER SZ S00, FOR MOTOR PROTECTION, CLASS 10, A-REL. 1.4...2A, N-RELEASE 26A, SPRING-L. | 50.99
3VA1010-3ED42-0JH0 | CIRCUIT BREAKER 3VA1 IEC FRAME 100 BREAKING CAPACITY CLASS N ICU=25KA @ 415 V 4-POLE, LINE PROT | 491.62
3VA1010-4ED32-0BC0 | CIRCUIT BREAKER 3VA1 IEC FRAME 100 BREAKING CAPACITY CLASS S ICU=36KA @ 415 V 3-POLE, LINE PROT | 422.67
3VA1010-4ED36-0BH0 | CIRCUIT BREAKER 3VA1 IEC FRAME 100 BREAKING CAPACITY CLASS S ICU=36KA @ 415 V 3-POLE, LINE PROT | 472.12
3RV2011-4AA25 | CIRCUIT-BREAKER SZ S00, FOR MOTOR PROTECTION, CLASS 10, A-RELEASE 11...16A, N-RELEASE 208A, SPRI | 71.26
3RV2021-1KA10 | CIRCUIT-BREAKER SZ S0, FOR MOTOR PROTECTION, CLASS 10, A-REL. 9..12.5A, N-REL. 163A, SCREW CONNEC | 59.48
3RV2021-4AA15 | CIRCUIT-BREAKER SZ S0, FOR MOTOR PROTECTION, CLASS 10, A-RELEASE 11...16A, N-RELEASE 208A, SCREW | 73.38
3RT2926-3AP31 | MECHANICAL LATCH AC/DC 230V FOR MOTOR CONTACTORS SZ S0 | 60.21
3RT2936-1CE00 | SURGE SUPPRESSOR, RC ELEMENT, 240...400V AC, FOR CONTACTORS SIZE S2 | 14.65
3RT2936-1ES00 | SURGE SUPPRESSOR, DIODE COMBINATION 30...250V DC, FOR CONTACTORS SIZE S2 | 18.86
3RT2025-2FB40 | CONTACTOR, AC-3, 7.5KW/400V, 1NO+1NC, DC 24V, W.INTEGR.DIODE 3-POLE, SZ S0 SPRING-LOADED TERMINA | 97.09
3RT2037-3NP30 | CONTACTOR,AC3:30KW/400V, 1NO+1NC, 175-280V AC/DC, WITH VARISTOR, 3-POLE, SIZE S2, SPRING-TYPE TE | 270.25
3RT2038-1AP04 | CONTACTOR,AC3:37KW/400V, 2NO+2NC, 230V AC 50HZ, 3-POLE, SIZE S2, SCREW TERMINAL | 210.06
3RV2021-1EA20-ZX95 | CIRCUIT BREAKER SZ S0, FOR MOTOR PROTECTION, CLASS 10, A-REL. 2.8...4A, N-REL. 52A SPRING-L. CONN | 62.93
3RV2021-1FA10-ZW96 | CIRCUIT-BREAKER SZ S0, FOR MOTOR PROTECTION, CLASS 10, A-REL. 3.5...5A, N-REL. 65A SCREW CONNECTI | 62.93
3RT2926-5AB01 | MAGNET COIL F. CONTACTOR 18,5KW AC 24V, 50HZ FOR MOTOR CONTACTORS SZ S0, SCREW TERMINAL | 13.4
3RT2926-5AP61 | MAGNET COIL F. CONTACTOR 18,5KW AC 220V, 50HZ/240V, 60HZ FOR MOTOR CONTACTORS SZ S0, SCREW TERMIN | 13.4
3RT2936-1BE00 | SURGE SUPPRESSOR, VARISTOR, 240...400V AC, FOR CONTACTORS SIZE S2 | 11.88
3RT2936-1CD00-ZX90 | SURGE SUPPRESSOR, RC ELEMENT, 127...240V AC, 150...250V DC, FOR CONTACTORS SIZE S2 | 13.48
3RT2026-1AP00-ZX95 | CONTACTOR, AC-3, 11KW/400V, 1NO+1NC, AC 230V 50HZ, 3-POLE, SZ S0 SCREW TERMINAL REUSABLE PACKAGI | 68.36
3RT2026-1AU00 | CONTACTOR, AC-3, 11KW/400V, 1NO+1NC, AC 240V 50HZ, 3-POLE, SZ S0 SCREW TERMINAL | 61.33
3RT2026-1BE40 | CONTACTOR, AC-3, 11KW/400V, 1NO+1NC, DC 60V, 3-POLE, SZ S0 SCREW TERMINAL | 101.08
3RT2038-1CL24-3MA0 | CONTACTOR,AC3:37KW/400V, 2NO+2NC, 230V AC 50/60HZ, WITH PLUGGED-IN VARISTOR, 3-POLE, SIZE S2, SC | 220.44
3RT2038-1NB34-3MA0 | CONTACTOR,AC3:37KW/400V, 2NO+2NC, 20-33V AC/DC, WITH VARISTOR, 3-POLE, SIZE S2, SCREW TERMINAL, | 295.4
3RT2038-1NP30 | CONTACTOR,AC3:37KW/400V, 1NO+1NC, 175-280V AC/DC, WITH VARISTOR, 3-POLE, SIZE S2, SCREW TERMINAL | 284.44
3RT2038-1XF40-0LA2 | RAIL-CONTACTOR, AC-3, 37KW/400V, 1NO+1NC, 110VDC, 0.7...1.25*US, WITH VARISTOR, 3-POLE, SIZE S2, | 393.31
3RT2038-3AV00 | CONTACTOR,AC3:37KW/400V, 1NO+1NC, 400V AC 50HZ, 3-POLE, SIZE S2, SPRING-TYPE TERMINAL | 201.3
3SE6310-1BC01 | ACTUATOR WITH MAGNETIC LATCHING 18N FOR RFID SAFETY SWITCHES RECTANGULAR 25MM X 91MM, WITH MAGNE | 97.6
3SE6617-2CA04 | MAGNETICALLY-OPERATED SWITCH CONTACT BLOCK 25X88MM, 2NC+1NC SIGNALING CONTACT, DOOR HINGES ON LEF | 91.1
3SE6617-3CA04 | MAGNETICALLY-OPERATED SWITCH, CONTACT BLOCK, RECT. SMALL 25X33MM, DOOR HINGES ON LEFT, CONTACT EL | 90.43
3RT2038-1AD00 | CONTACTOR,AC3:37KW/400V, 1NO+1NC, 42V AC 50HZ, 3-POLE, SIZE S2, SCREW TERMINAL | 201.3
3RT2038-1AD04 | CONTACTOR,AC3:37KW/400V, 2NO+2NC, 42V AC 50HZ, 3-POLE, SIZE S2, SCREW TERMINAL | 214.43
3RT2038-1AL20 | CONTACTOR,AC3:37KW/400V, 1NO+1NC, 230V AC 50/60HZ, 3-POLE, SIZE S2, SCREW TERMINAL | 199.12
3RT2038-1NE30 | CONTACTOR,AC3:37KW/400V, 1NO+1NC, 48 - 80V AC/DC, WITH VARISTOR, 3-POLE, SIZE S2, SCREW TERMINAL | 288.29
3RV2021-4EA15 | CIRCUIT-BREAKER SZ S0, FOR MOTOR PROTECTION, CLASS 10, A-RELEASE 27...32A, N-RELEASE 400A, SCREW | 106.61
3RV2011-1DA15-ZX95 | CIRCUIT-BREAKER SZ S00, FOR MOTOR PROTECTION, CLASS 10, A-REL. 2.2...3.2A, N-RELEASE42A, SCREW C | 74.06
3RV2011-1EA15-ZW97 | CIRCUIT-BREAKER SZ S00, FOR MOTOR PROTECTION, CLASS 10, A-RELEASE 2.8...4A, N-RELEASE 52A, SCREW | 74.06
3RV2011-1EA15-ZX95 | CIRCUIT BREAKER SZ S00, FOR MOTOR PROTECTION, CLASS 10, A-RELEASE 2.8...4A, N-RELEASE 52A, SCREW | 74.06
3RV2011-1EA20 | CIRCUIT-BREAKER SZ S00, FOR MOTOR PROTECTION, CLASS 10, A-RELEASE 2.8...4A, N-RELEASE 52A, SPRIN | 50.99
3VA1080-3ED42-0DA0 | CIRCUIT BREAKER 3VA1 IEC FRAME 100 BREAKING CAPACITY CLASS N ICU=25KA @ 415 V 4-POLE, LINE PROT | 400.39
3VA1080-3ED42-0HC0 | CIRCUIT BREAKER 3VA1 IEC FRAME 100 BREAKING CAPACITY CLASS N ICU=25KA @ 415 V 4-POLE, LINE PROT | 422.67
3VA1080-3ED42-0HH0 | CIRCUIT BREAKER 3VA1 IEC FRAME 100 BREAKING CAPACITY CLASS N ICU=25KA @ 415 V 4-POLE, LINE PROT | 447.05
3VA1080-4ED32-0CA0 | CIRCUIT BREAKER 3VA1 IEC FRAME 100 BREAKING CAPACITY CLASS S ICU=36KA @ 415 V 3-POLE, LINE PROT | 337.04
3RV2411-0FA10-ZX95 | CIRCUIT-BREAKER SZ S00, FOR TRANSFORMER PROT. A-RELEASE 0.35...0.5A, N-RELEASE 10A, SCREW CONNEC | 63.04
3RU2126-1CB0-ZX95 | OVERLOAD RELAY 1.8...2.5 A FOR MOTOR PROTECTION SZ S0, CLASS 10, F. MOUNTING ONTO CONTACTOR MAIN | 51.21
3RT2316-1AF00 | 4NO CONTACTOR, AC1: 18A AC 110V 50/60HZ 4-POLE, 4NO, SZ: S00, SCREW TERMINAL | 30.66
3SE6310-0BC01 | STANDARD ACTUATOR FOR ALL RFID SAFETY SWITCHES RECTANGULAR 25MM X 91MM, WITHOUT MAGNETIC LATCHIN | 29.71
3VA1010-3ED32-0AH0 | CIRCUIT BREAKER 3VA1 IEC FRAME 100 BREAKING CAPACITY CLASS N ICU=25KA @ 415 V 3-POLE, LINE PROT | 328.67
3VA1010-4ED36-0HH0 | CIRCUIT BREAKER 3VA1 IEC FRAME 100 BREAKING CAPACITY CLASS S ICU=36KA @ 415 V 3-POLE, LINE PROT | 444.96
3RT2037-1AT60 | CONTACTOR,AC3:30KW/400V, 1NO+1NC, 600V AC 60HZ, 3-POLE, SIZE S2, SCREW TERMINAL | 181.06
3RT2037-3AB00 | CONTACTOR,AC3:30KW/400V, 1NO+1NC, 24V AC 50HZ, 3-POLE, SIZE S2, SPRING-TYPE TERMINAL | 178.87
3RT2037-3XF40-0LA2 | RAIL-CONTACTOR, AC-3, 30KW/400V, 1NO+1NC, 110VDC, 0.7...1.25*US, WITH VARISTOR, 3-POLE, SIZE S2, | 373.61
3RT2038-1NF34 | CONTACTOR,AC3:37KW/400V, 2NO+2NC, 84 - 155V AC/DC, WITH VARISTOR, 3-POLE, SIZE S2, SCREW TERMINA | 294.3
3RT2038-3NB34-3MA0 | CONTACTOR,AC3:37KW/400V, 2NO+2NC, 20-33V AC/DC, WITH VARISTOR, 3-POLE, SIZE S2, SPRING-TYPE TERM | 295.4
3RV2021-4EA40 | CIRCUIT-BREAKER SZ S0, FOR MOTOR PROTECTION, CLASS 10, A-RELEASE 27...32A, N-RELEASE 400A, RING | 126.61
3RV2021-4PA10-ZW96 | CIRCUIT-BREAKER SZ S0, FOR MOTOR PROTECTION, CLASS 10, A-RELEASE 30...36A, N-RELEASE 432A, SCREW | 135.47
3RV2111-1KA10 | CIRCUIT-BREAKER SZ S00, FOR MOTOR PROTECTION, CLASS 10, W. OVERLOAD RELAY FUNCTION A-RELEASE 9... | 92.14
3RV2011-1CA10-0BA0 | SPECIAL TYPE CIRCUIT BREAKER SIZE S00, FOR MOTOR PROTECTION, CLASS 10, A-RELEASE1.8...2.5A, SHOR | 72.31
3RV2011-1DA10-0BA0 | SPECIAL TYPE CIRCUIT BREAKER SIZE S00, FOR MOTOR PROTECTION, CLASS 10, A-RELEASE2.2...3.2A, SHOR | 72.31
3RV2011-1FA15-ZW97 | CIRCUIT-BREAKER SZ S00, FOR MOTOR PROTECTION, CLASS 10, A-RELEASE 3.5...5A, N-RELEASE 65A, SCREW | 74.06
3RT2027-4AP60 | CONTACTOR, AC-3, 15KW/400V, 1NO+1NC, AC 220V 50HZ, 240V 60HZ 3-POLE, SZ S0 RING CABLE LUG CONNEC | 110.14
3VA1080-3ED36-0JH0 | CIRCUIT BREAKER 3VA1 IEC FRAME 100 BREAKING CAPACITY CLASS N ICU=25KA @ 415 V 3-POLE, LINE PROT | 405.27
3SK1112-1BB40 | SIRIUS SAFETY RELAY STANDARD SERIES DEVICE ELECTRONIC OUTPUTS 2 ENABLING CIRCUITS + 1 SIGNALING | 158.15
3RV2321-1DC10 | CIRCUIT-BREAKER SZ S0, FOR STARTER COMBINATION, RATED CURRENT 3.2A, N-REL. 42A SCREW CONNECTION, | 54.1
3RV2321-4NC20 | CIRCUIT-BREAKER SZ S0, FOR STARTER COMBINATION, RATED CURRENT 28A, N-RELEASE 364A, SPRING-L. CON | 92.67
3VA1010-3ED42-0AH0 | CIRCUIT BREAKER 3VA1 IEC FRAME 100 BREAKING CAPACITY CLASS N ICU=25KA @ 415 V 4-POLE, LINE PROT | 404.57
3VA1010-3ED42-0HC0 | CIRCUIT BREAKER 3VA1 IEC FRAME 100 BREAKING CAPACITY CLASS N ICU=25KA @ 415 V 4-POLE, LINE PROT | 467.94
3RT2028-1BB40 | CONTACTOR, AC-3, 18.5KW/400V, 1NO+1NC, DC 24V, 3-POLE, SZ S0 SCREW TERMINAL | 144.21
3RT2028-2BM40 | CONTACTOR, AC-3, 18.5KW/400V, 1NO+1NC, DC 220V, 3-POLE, SZ S0 SPRING-LOADED TERMINAL | 144.21
3RT2028-2XJ40-0LA2 | CONT. F. RAILW. A., AC-3, 18.5KW/400V, 1NO+1NC, . DC 72 V, 0,7...1,25*US, W. VARISTOR INTEGRATED | 196.98
3RT2035-3NB30 | CONTACTOR,AC3:18.5KW/400V, 1NO+1NC, 20-33V AC/DC, WITH VARISTOR, 3-POLE, SIZE S2, SPRING-TYPE TE | 152.05
3RT2036-1AF00-1AA0 | CONTACTOR,AC3:22KW/400V, 1NO+1NC, 110V AC 50HZ, 3-POLE, SIZE S2, SCREW TERMINAL UPRIGHT MOUNTING | 140.58
3RT2026-1DB44-3MA0 | CONTACTOR, AC-3, 11KW/400V, 2NO+2NC, 24 V DC, W. INSERTED VARISTOR 3-POLE, SIZE S0 SCREW CONNECT | 119.78
3RT2026-2AC24 | CONTACTOR, AC-3, 11KW/400V, 2NO+2NC, AC 24V 50/60HZ, 3-POLE, SZ S0 SPRING-LOADED TERMINAL REMOVA | 72.67
3RT2024-1CL24-3MA0 | CONTACTOR, AC-3, 5.5KW/400V, 2NO+2NC, AC 230V 50/60HZ, W. PLUGGED-IN VARISTOR 3-POLE, SZ S0 SCRE | 56.22
3RT2024-1FB40 | CONTACTOR, AC-3, 5.5KW/400V, 1NO+1NC, DC 24V, W.INTEGR.DIODE 3-POLE, SZ S0 SCREW TERMINAL | 83.45
3RT2924-5AK61 | MAGNET COIL F. CONTACTORS 7,5KW 7,5KW, AC 110V, 50HZ/120V, 60HZ FOR MOTOR CONTACTORS SZ S0, SCREW | 13.4
3RT2924-5AP01 | MAGNET COIL F. CONTACTORS 7,5KW AC 230V, 50HZ FOR MOTOR CONTACTORS SZ S0, SCREW TERMINAL, | 13.4
3RT2924-5AU61 | MAGNET COIL F. CONTACTORS 7,5KW AC 277V, 60HZ FOR MOTOR CONTACTORS SZ S0, SCREW TERMINAL, | 16
3RT2924-5AV01 | MAGNET COIL F. CONTACTORS 7,5KW AC 400V, 50HZ FOR MOTOR CONTACTORS SZ S0, SCREW TERMINAL, | 16
3RT2926-1CB00-ZX90 | SURGE SUPPRESSOR, RC COUPLING, AC 24...48V, DC 24...70V, FOR MOTOR CONTACTORS SZ S0, MULTI-UNIT | 12.09
3RU2116-1GC0 | OVERLOAD RELAY 4.5...6.3 A FOR MOTOR PROTECTION SZ S00, CLASS 10, F. MOUNTING ONTO CONTACTOR MAI | 46.45
3RU2116-1JB1 | OVERLOAD RELAY 7.0...10 A FOR MOTOR PROTECTION SZ S00, CLASS 10, STAND-ALONE INSTALLATION MAIN C | 59.32
3RU2116-4AB0 | OVERLOAD RELAY 11...16 A FOR MOTOR PROTECTION SZ S00, CLASS 10, F. MOUNTING ONTO CONTACTOR MAIN | 46.45
3RU2116-4AC0 | OVERLOAD RELAY 11...16 A FOR MOTOR PROTECTION SZ S00, CLASS 10, F. MOUNTING ONTO CONTACTOR MAIN | 46.45
3VA1010-4ED32-0DA0 | CIRCUIT BREAKER 3VA1 IEC FRAME 100 BREAKING CAPACITY CLASS S ICU=36KA @ 415 V 3-POLE, LINE PROT | 372.54
3VA1010-4ED32-0HC0 | CIRCUIT BREAKER 3VA1 IEC FRAME 100 BREAKING CAPACITY CLASS S ICU=36KA @ 415 V 3-POLE, LINE PROT | 396.22
3VA1010-4ED32-0JC0 | CIRCUIT BREAKER 3VA1 IEC FRAME 100 BREAKING CAPACITY CLASS S ICU=36KA @ 415 V 3-POLE, LINE PROT | 396.22
3VA1010-4ED32-0KA0 | CIRCUIT BREAKER 3VA1 IEC FRAME 100 BREAKING CAPACITY CLASS S ICU=36KA @ 415 V 3-POLE, LINE PROT | 348.17
3RV2021-4BA20 | CIRCUIT-BREAKER SZ S0, FOR MOTOR PROTECTION, CLASS 10, A-RELEASE 14...20A, N-RELEASE 260A, SPRIN | 62.14
3RT2037-1NE30 | CONTACTOR,AC3:30KW/400V, 1NO+1NC, 48 - 80V AC/DC, WITH VARISTOR, 3-POLE, SIZE S2, SCREW TERMINAL | 275.16
3RT2037-3NB30 | CONTACTOR,AC3:30KW/400V, 1NO+1NC, 20-33V AC/DC, 3-POLE, SIZE S2, SPRING-TYPE TERMINAL | 270.25
3RT2037-3NF30 | CONTACTOR,AC3:30KW/400V, 1NO+1NC, 84 - 155V AC/DC, WITH VARISTOR, 3-POLE, SIZE S2, SPRING-TYPE T | 270.25
3VA1010-4ED42-0AA0 | CIRCUIT BREAKER 3VA1 IEC FRAME 100 BREAKING CAPACITY CLASS S ICU=36KA @ 415 V 4-POLE, LINE PROT | 235.73
3VA1010-4ED42-0AF0 | CIRCUIT BREAKER 3VA1 IEC FRAME 100 BREAKING CAPACITY CLASS S ICU=36KA @ 415 V 4-POLE, LINE PROT | 385.77
3VA1010-4ED42-0BC0 | CIRCUIT BREAKER 3VA1 IEC FRAME 100 BREAKING CAPACITY CLASS S ICU=36KA @ 415 V 4-POLE, LINE PROT | 500.67
3VA1010-4ED42-0KC0 | CIRCUIT BREAKER 3VA1 IEC FRAME 100 BREAKING CAPACITY CLASS S ICU=36KA @ 415 V 4-POLE, LINE PROT | 474.21
3RT2037-1AD04 | CONTACTOR,AC3:30KW/400V, 2NO+2NC, 42V AC 50HZ, 3-POLE, SIZE S2, SCREW TERMINAL | 193.1
3RT2037-1AG20 | CONTACTOR,AC3:30KW/400V, 1NO+1NC, 110V AC 50/60HZ, 3-POLE, SIZE S2, SCREW TERMINAL | 178.87
3RT2037-1AP04 | CONTACTOR,AC3:30KW/400V, 2NO+2NC, 230V AC 50HZ, 3-POLE, SIZE S2, SCREW TERMINAL | 189.83
3RT2037-1AP64 | CONTACTOR,AC3:30KW/400V, 1NO+1NC,220VAC 50HZ/240V 60HZ, 3-POLE, SIZE S2, SCREW TERMINAL | 189.83
3RT2038-3XF40-0LA2 | RAIL-CONTACTOR, AC3, 37KW/400V, 1NO + 1NC 110V DC, 0.7...1.25*US, WITH VARISTOR, 3-POLE, SIZE S2 | 393.31
3RV2121-4BA10 | CIRCUIT-BREAKER SZ S0, FOR MOTOR PROTECTION, CLASS 10, W. OVERLOAD RELAY FUNCTION A-RELEASE14...2 | 95.88
3RV2121-4CA10 | CIRCUIT-BREAKER SZ S0, FOR MOTOR PROTECTION, CLASS 10, W. OVERLOAD RELAY FUNCTION A-RELEASE17...2 | 101.78
3RV2311-0HC10 | CIRCUIT-BREAKER SZ S00, FOR STARTER COMBINATION, RATED CURRENT 0.8A, N-RELEASE 10 A, SCREW CONNE | 47.78
3RV2011-1CA10 | CIRCUIT-BREAKER SZ S00, FOR MOTOR PROTECTION, CLASS 10, A-REL.1.8...2.5A, N-RELEASE 33A, SCREW C | 50.99
3RT2028-1AG60 | CONTACTOR, AC-3, 18.5KW/400V, 1NO+1NC, AC 100V 50HZ, 100...110V 60HZ, 3-POLE, SZ S0 SCREW TERMINA | 101.62
3RT2027-2AP04-ZX95 | CONTACTOR, AC-3, 15KW/400V, 2NO+2NC, AC 230V 50HZ, 3-POLE, SZ S0 SPRING-LOADED TERMINAL REMOVABL | 110.14
3RT2028-1AP00-ZX95 | CONTACTOR, AC-3, 18.5KW/400V, 1NO+1NC, AC 230V 50HZ, 3-POLE, SZ S0 SCREW TERMINAL REUSABLE PACKA | 109.51
3RT2028-1BB44-3MA0 | CONTACTOR, AC-3, 18.5KW/400V, 2NO+2NC, DC 24V, 3-POLE, SZ S0 SCREW TERMINAL PERMANENT AUX. SWITC | 158.4
3RT2028-1NB30 | CONTACTOR, AC-3, 18.5KW/400V, 1NO+1NC, AC(50-60HZ)/DC ACTUAT. AC/DC 21...28V, 3-POLE, SZ S0 SCREW | 168.6
3RV2421-4AA15 | CIRCUIT-BREAKER SZ S0, FOR TRANSFORMER PROT. A-RELEASE 11...16A, N-RELEASE 286A, SCREW CONNECTIO | 77.13
3RV2421-4DA10 | CIRCUIT-BREAKER SZ S0, FOR TRANSFORMER PROT. A-RELEASE 20...25A, N-RELEASE 400A, SCREW CONNECTIO | 80.35
3RT2026-1AU20 | CONTACTOR, AC-3, 11KW/400V, 1NO+1NC, AC 380V 50/60HZ, 3-POLE, SZ S0 SCREW TERMINAL | 63.58
3RT2026-1BB40-1AA0 | CONTACTOR, AC-3, 11KW/400V, 1NO+1NC, DC 24V, 3-POLE, SZ S0 SCREW TERMINAL . | 105.04
3RT2026-2AF04 | CONTACTOR, AC-3, 11KW/400V, 2NO+2NC, AC110V 50HZ, 3-POLE, SZ S0 SPRING-LOADED TERMINAL REMOVABLE | 72.67
3RT2026-2AK64-3MA0 | CONTACTOR, AC-3, 11KW/400V, 2NO+2NC AC110V 50HZ/120V 60HZ 3-POLE, SZ S0 SPRING-LOADED TERMINAL P | 74.39
3RU2126-4CB0-ZW96 | OVERLOAD RELAY 17...22 A FOR MOTOR PROTECTION SZ S0, CLASS 10, F. MOUNTING ONTO CONTACTOR MAIN C | 51.21
3RU2126-4NC1 | OVERLOAD RELAY 23...28 A FOR MOTOR PROTECTION SZ S0, CLASS 10, STAND-ALONE INSTALLATION MAIN CIR | 91.96
3RH2131-2WB40 | COUPLING CONTACTOR RELAY, 3NO+1NC, DC 24V, 0.85..1.85*US, W/ PLUGGED-ON VARISTOR, SZ S00, SPRING- | 38.35
3RU2126-4DC1 | OVERLOAD RELAY 20...25 A FOR MOTOR PROTECTION SZ S0, CLASS 10, STAND-ALONE INSTALLATION MAIN CIR | 63.56
3RT1055-6PP35 | CONTACTOR, 775KW/400V/AC-3, AC(40...60HZ)/DC OPERATION UC 200...277V AUXIL. CONTACTS 1NO+1NC 3-P | 667.36
3RT1056-6AB36-0UA0 | CONTACTOR, 100HP 460/575V AC(40...60HZ)/DC OPERATION UC 23...26V AUXILIARY CONTACTS 2NO+2NC 3-PO | 568.91
3RT1064-6PF35 | CONTACTOR, 110KW/400V/AC-3 AC(40...60HZ)/DC OPERATION UC 96-127V AUXILIARY CONTACTS 1NO+1NC 3-PO | 886.18
3RU2136-4AD0 | OVERLOAD RELAY 11...16 A FOR MOTOR PROTECTION SIZE S2, CLASS 10 FOR MOUNTING ONTO CONTACTORS MAI | 60.73
3RU2136-4GB1 | OVERLOAD RELAY 36...45 A FOR MOTOR PROTECTION SIZE S2, CLASS 10 STAND-ALONE INSTALLATION MAIN CI | 114.16
3RF3405-1BD04 | SOLID-STATE CONTACTOR 3-PH 3RF3 AC53 5.4A 40 DEGREES C 48-480V / 24V DC REVERSE SWITCHING INSTA | 248.79
3RF3410-2BB26 | SOLID-STATE CONTACTOR 3-PH 3RF3 AC53 9.2A 40 DEGREES C 48-600V / 110-230V AC 2-PH. CONTROLLED I | 175.99
3RG9110-0AA03 | AS INTERFACE COUPLING MODULE FK COUPLING MOD. FA. HIRSCHMANN | 22.96
3RH2140-1AH00 | CONTACTOR RELAY, 4NO, AC 48V, 50/60 HZ, SIZE S00, SCREW TERMINAL | 29.43
3RH2140-1BC40 | CONTACTOR RELAY, 4NO, DC 30V, SIZE S00, SCREW TERMINAL | 37.79
3RH2140-2WB40 | COUPLING CONTACTOR RELAY, 4NO, DC 24V, 0.85...1.85*US, W/ PLUGGED-ON VARISTOR, SZ S00, SPRING-LOA | 38.35
3RH2253-1BB40 | CONTACTOR RELAY, 5NO+3NC, DC 24V, SIZE S00, SCREW TERMINAL, PERMANENT AUX. SWITCH, FOR SUVA APPL | 53.19
3RH2344-1DE40 | CONTACTOR RELAY, 4NO+4NC, 60V DC SCREW TERMINAL, SIZE S00 2 NO + 2 NC BASIC UNIT /DIN EN VARIST | 67.24
3RT2536-1NB30 | 2NO+2NC CONTACTOR,AC3:22KW 20-33V AC/DC,VARISTOR, 4-POLE, 2NO+2NC, SIZE S2, SCREW TERMINAL 1NO+1 | 232.49
3RT2916-1JP00-ZX90 | SURGE SUPPRESSOR, VARISTOR WITH LED, DC 150...250V, F. CONT. RELAYS A. MOTOR CONT. SZ S00, MULT | 10.39
3RT2916-1PA3 | SURGE SUPPRESSOR, RC COUPLING, 690V 50/60HZ 7.5KW, FOR MOTOR CONTACTORS SZ S00, | 35.59
3RT2926-1ES00 | SURGE SUPPRESSOR, DIODE COMBINATION, DC 30...250V, FOR MOTOR CONTACTORS SZ S0, | 11.25
3RT2926-1JL00 | SURGE SUPPRESSOR, VARISTOR WITH LED, AC 127...240V, DC 70...150V FOR MOTOR CONTACTORS SZ S0, | 11.13
3RU2126-1DB0 | OVERLOAD RELAY 2.2...3.2 A FOR MOTOR PROTECTION SZ S0, CLASS 10, F. MOUNTING ONTO CONTACTOR MAIN | 49.93
3RU2126-1FB0 | OVERLOAD RELAY 3.5...5.0 A FOR MOTOR PROTECTION SZ S0, CLASS 10, F. MOUNTING ONTO CONTACTOR MAIN | 49.93
3VA1010-4ED32-0AD0 | CIRCUIT BREAKER 3VA1 IEC FRAME 100 BREAKING CAPACITY CLASS S ICU=36KA @ 415 V 3-POLE, LINE PROT | 332.16
3RT2035-1AH04 | CONTACTOR,AC3:18.5KW/400V, 2NO+2NC, 48V AC 50HZ, 3-POLE, SIZE S2, SCREW TERMINAL | 108.86
3RT2035-1AN60 | CONTACTOR,AC3:18.5KW/400V, 1NC+1NO,200VAC50HZ/200.220V60HZ 3-POLE, SIZE S2, SCREW TERMINAL | 103.4
3RT2035-1AP04 | CONTACTOR,AC3:18.5KW/400V, 2NO+2NC, 230V AC 50HZ, 3-POLE, SIZE S2, SCREW TERMINAL | 108.86
3RT2035-1AV60 | CONTACTOR,AC3:18.5KW/400V, 1NO+1NC, 480V AC 60HZ, 3-POLE, SIZE S2, SCREW TERMINAL | 103.4
3RT2026-2AP00-ZX95 | CONTACTOR, AC-3, 11KW/400V, 1NO+1NC, AC 230V 50HZ, 3-POLE, SZ S0 SPRING-LOADED TERMINAL REUSABLE | 68.36
3RT2024-1AU00 | CONTACTOR, AC-3, 5.5KW/400V, 1NO+1NC, AC 240V 50HZ, 3-POLE, SZ S0 SCREW TERMINAL | 34.46
3RT2024-1AV00 | CONTACTOR, AC-3, 5.5KW/400V, 1NO+1NC, AC 400V 50HZ, 3-POLE, SZ S0 SCREW TERMINAL | 37.08
3RT2024-1AV04 | CONTACTOR, AC-3, 5.5KW/400V, 2NO+2NC, AC 400V 50HZ, 3-POLE, SZ S0 SCREW TERMINAL REMOVABLE AUX. | 48.78
3SK1121-2AB40 | SIRIUS SAFETY RELAY BASIC UNIT ADVANCED SERIES RELAY ENABLING CIRCUITS 3 NO CONTACTS + RELAY SIG | 253.55
3SK1122-1AB40 | SIRIUS SAFETY RELAY BASIC UNIT ADVANCED SERIES 3 SOLID-STATE ENABLING CIRCUITS 1 SOLID-STATE SIGN | 190.77
3VA1080-3ED42-0CA0 | CIRCUIT BREAKER 3VA1 IEC FRAME 100 BREAKING CAPACITY CLASS N ICU=25KA @ 415 V 4-POLE, LINE PROT | 400.39
3VA1080-3ED42-0CH0 | CIRCUIT BREAKER 3VA1 IEC FRAME 100 BREAKING CAPACITY CLASS N ICU=25KA @ 415 V 4-POLE, LINE PROT | 474.21
3VA1080-4ED32-0BC0 | CIRCUIT BREAKER 3VA1 IEC FRAME 100 BREAKING CAPACITY CLASS S ICU=36KA @ 415 V 3-POLE, LINE PROT | 389.25
3VA1080-4ED32-0HA0 | CIRCUIT BREAKER 3VA1 IEC FRAME 100 BREAKING CAPACITY CLASS S ICU=36KA @ 415 V 3-POLE, LINE PROT | 311.96
3RV1011-1HA15-0BA0 | SPECIAL TYPE CIRCUIT BREAKER SIZE S00, FOR MOTOR PROTECTION, CLASS 10, A-RELEASE 5.5...8A, SHORT | 96.49
3RV1011-1JA15-0BA0 | SPECIAL TYPE CIRCUIT BREAKER SIZE S00, FOR MOTOR PROTECTION, CLASS 10, A-RELEASE 7...10A, SHORT- | 102.2
3RT1076-6PP35 | CONTACTOR, 250KW/400V/AC-3 AC(40...60HZ)/DC OPERATION UC 200-277V AUXILIARY CONTACTS 1NO+1NC 3-P | 2319.36
3RU2126-1JJ0 | OVERLOAD RELAY 7.0...10 A FOR MOTOR PROTECTION SZ S0, CLASS 10, F. MOUNTING ONTO CONTACTOR MAIN | 57.42
3RU2126-4AB0 | OVERLOAD RELAY 11...16 A FOR MOTOR PROTECTION SZ S0, CLASS 10, F. MOUNTING ONTO CONTACTOR MAIN C | 49.93
3RV2711-0KD10 | CIRCUIT-BREAKER SZ S00, FOR PLANT PROTECTION, WITH APPROBATION CIRCUIT-BREAKER UL 489. CSA C22.2 | 109.27
3RV2711-1AD10 | CIRCUIT-BREAKER SZ S00, FOR PLANT PROTECTION, WITH APPROBATION CIRCUIT-BREAKER UL 489. CSA C22.2 | 109.27
3RV2711-1KD10 | CIRCUIT-BREAKER SZ S00, FOR PLANT PROTECTION, WITH APPROBATION CIRCUIT-BREAKER UL 489. CSA C22.2 | 122.13
3VA1020-2ED32-0AE0 | CIRCUIT BREAKER 3VA1 IEC FRAME 100 BREAKING CAPACITY CLASS B ICU=16KA @ 415 V 3-POLE, LINE PROT | 293.86
3VA1020-2ED32-0DA0 | CIRCUIT BREAKER 3VA1 IEC FRAME 100 BREAKING CAPACITY CLASS B ICU=16KA @ 415 V 3-POLE, LINE PROT | 311.27
3VA1020-2ED32-0JA0 | CIRCUIT BREAKER 3VA1 IEC FRAME 100 BREAKING CAPACITY CLASS B ICU=16KA @ 415 V 3-POLE, LINE PROT | 284.8
3VA1020-2ED32-0KC0 | CIRCUIT BREAKER 3VA1 IEC FRAME 100 BREAKING CAPACITY CLASS B ICU=16KA @ 415 V 3-POLE, LINE PROT | 332.85
3RU2116-1GC0-ZW96 | OVERLOAD RELAY 4.5...6.3 A FOR MOTOR PROTECTION SZ S00, CLASS 10, F. MOUNTING ONTO CONTACTOR MAI | 47.66
3RU2116-1JB0 | OVERLOAD RELAY 7.0...10 A FOR MOTOR PROTECTION SZ S00, CLASS 10, F. MOUNTING ONTO CONTACTOR MAIN | 46.45
3RT2028-1AV04 | CONTACTOR, AC-3, 18.5KW/400V, 2NO+2NC, AC 400V 50HZ, 3-POLE, SZ S0 SCREW TERMINAL REMOVABLE AUX. | 112.41
3RV2311-1AC10 | CIRCUIT-BREAKER SZ S00, FOR STARTER COMBINATION, RATED CURRENT 1.6A, N-RELEASE 21A, SCREW CONNEC | 50.79
3RV2311-1EC20 | CIRCUIT-BREAKER SZ S00, FOR STARTER COMBINATION, RATED CURRENT 4A, N-RELEASE 52A, SPRING-L. CONN | 51.98
3RV2321-1AC20 | CIRCUIT-BREAKER SZ S0, FOR STARTER COMBINATION, RATED CURRENT 1.6A, N-REL. 21A SPRING-L. CONNECTI | 52.96
3RV2321-1CC20 | CIRCUIT-BREAKER SZ S0, FOR STARTER COMBINATION, RATED CURRENT 2.5 A, N-REL. 33A SPRING-L. CONNECT | 54.1
3VA1010-3ED32-0HH0 | CIRCUIT BREAKER 3VA1 IEC FRAME 100 BREAKING CAPACITY CLASS N ICU=25KA @ 415 V 3-POLE, LINE PROT | 416.42
3VA1010-3ED32-0JH0 | CIRCUIT BREAKER 3VA1 IEC FRAME 100 BREAKING CAPACITY CLASS N ICU=25KA @ 415 V 3-POLE, LINE PROT | 416.42
3VA1010-3ED36-0AA0 | CIRCUIT BREAKER 3VA1 IEC FRAME 100 BREAKING CAPACITY CLASS N ICU=25KA @ 415 V 3-POLE, LINE PROT | 195.52
3RT2028-2AF04 | CONTACTOR, AC-3, 18.5KW/400V, 2NO+2NC, AC 110V 50HZ, 3-POLE, SZ S0 SPRING-LOADED TERMINAL REMOVA | 110.12
3RT2028-2AH00 | CONTACTOR, AC-3, 18.5KW/400V, 1NO+1NC, AC 48V 50HZ, 3-POLE, SZ S0 SPRING-LOADED TERMINAL | 98.21
3RT2028-2AN20 | CONTACTOR, AC-3, 18.5KW/400V, 1NO+1NC, AC 220V 50/60HZ, 3-POLE, SZ S0 SPRING-LOADED TERMINAL | 98.21
3RT2028-2AN24 | CONTACTOR, AC-3, 18.5KW/400V, 2NO+2NC, AC 220V 50/60HZ, 3-POLE, SZ S0 SPRING-LOADED TERMINAL REM | 110.12
3RT2024-2AK60 | CONTACTOR, AC-3, 5.5KW/400V, 1NO+1NC, AC110V 50HZ, 120V 60HZ 3-POLE, SZ S0 SPRING-LOADED TERMINA | 34.46
3RV2411-1BA20 | CIRCUIT-BREAKER SZ S00, FOR TRANSFORMER PROT. A-RELEASE 1.4...2A, N-RELEASE 42A, SPRING-L. CONNE | 56.76
3RV2411-1CA20 | CIRCUIT-BREAKER SZ S00, FOR TRANSFORMER PROT. A-RELEASE 1.8...2.5A, N-RELEASE 52A SPRING-L. CON | 56.76
3RV2411-1DA15 | CIRCUIT-BREAKER SZ S00, FOR TRANSFORMER PROT. A-RELEASE 2.2...3.2A, N-RELEASE 65A SCREW CONNECT | 68.55
3RV2411-1EA10 | CIRCUIT-BREAKER SZ S00, FOR TRANSFORMER PROT. A-RELEASE 2.8...4A, N-RELEASE 82A, SCREW CONNECTIO | 56.76
3SE5132-0KA00-1AJ0 | SIRIUS POSITION SWITCH, BASIC SWITCH, PLASTIC, 40MM, ACC.TO EN50041 INCREASED CORROSION PROTECTIO | 39.35
3SE5132-0LA00-1AJ0 | SIRIUS POSITION SWITCH, BASIC SWITCH, PLASTIC, 40MM, ACC.TO EN50041 INCREASED CORROSION PROTECTIO | 37.96
3RU2116-0FC0 | OVERLOAD RELAY 0.35...0.50 A FOR MOTOR PROTECTION SZ S00, CLASS 10, F. MOUNTING ONTO CONTACTOR M | 46.45
3RU2116-0GB1 | OVERLOAD RELAY 0.45...0.63 A FOR MOTOR PROTECTION SZ S00, CLASS 10, STAND-ALONE INSTALLATION MAI | 59.32
3RU2116-0HC0 | OVERLOAD RELAY 0.55...0.80 A FOR MOTOR PROTECTION SZ S00, CLASS 10, F. MOUNTING ONTO CONTACTOR M | 46.45
3VA1020-3ED32-0AE0 | CIRCUIT BREAKER 3VA1 IEC FRAME 100 BREAKING CAPACITY CLASS N ICU=25KA @ 415 V 3-POLE, LINE PROT | 298.03
3VA1020-3ED32-0BC0 | CIRCUIT BREAKER 3VA1 IEC FRAME 100 BREAKING CAPACITY CLASS N ICU=25KA @ 415 V 3-POLE, LINE PROT | 364.18
3RT2027-2AC20 | CONTACTOR, AC-3, 15KW/400V, 1NO+1NC, AC 24V 50/60HZ, 3-POLE, SZ S0 SPRING-LOADED TERMINAL | 87.99
3RT2027-2AG24 | CONTACTOR, AC-3, 15KW/400V, 2NO+2NC, AC 110V 50/60HZ, 3-POLE, SZ S0 SPRING-LOADED TERMINAL REMOV | 98.8
3RT2027-2AK60-ZX95 | CONTACTOR, AC-3, 15KW/400V, 1NO+1NC, AC 110V 50HZ, 120V 60HZ 3-POLE, SZ S0 SPRING-LOADED TERMINA | 98.12
3RT2027-2AL24-3MA0 | CONTACTOR, AC-3, 15KW/400V, 2NO+2NC, AC 230V 50/60HZ, 3-POLE, SZ S0 SPRING-LOADED TERMINAL PERMA | 101.08
3RT2027-2AN20 | CONTACTOR, AC-3, 15KW/400V, 1NO+1NC, AC 220V 50/60HZ, 3-POLE, SZ S0 SPRING-LOADED TERMINAL | 87.99
3VA1020-4ED32-0AF0 | CIRCUIT BREAKER 3VA1 IEC FRAME 100 BREAKING CAPACITY CLASS S ICU=36KA @ 415 V 3-POLE, LINE PROT | 253.47
3VA1020-4ED32-0AH0 | CIRCUIT BREAKER 3VA1 IEC FRAME 100 BREAKING CAPACITY CLASS S ICU=36KA @ 415 V 3-POLE, LINE PROT | 278.53
3SK1121-1CB44 | SIRIUS SAFETY RELAY BASIC UNIT ADVANCED SERIES WITH TIME DELAY 5-300S RELAY ENABLING CIRCUITS 2 | 317.55
3TK2805-0BB4 | CONTACTOR COMBINATION FOR SAFETY CIRCUITS ENABLING AND SIGNALLING CIRCUIT 5N0+1NC, DC OPERATION | 1497.13
3RV2411-0FA15 | CIRCUIT-BREAKER SZ S00, FOR TRANSFORMER PROT. A-RELEASE 0.35...0.5A, N-RELEASE10A, SCREW CONNECT | 65.35
3RV2411-0JA15 | CIRCUIT-BREAKER SZ S00, FOR TRANSFORMER PROT. A-RELEASE 0.7...1 A, N-RELEASE 21A, SCREW CONNECTI | 68.55
3RV2411-1HA10 | CIRCUIT-BREAKER SZ S00, FOR TRANSFORMER PROT. A-RELEASE 5.5...8A, N-RELEASE 163A, SCREW CONNECTI | 56.76
3RV2411-4AA10-0BA0 | SPECIAL TYPE CIRCUIT BREAKER SIZE S00, FOR TRANSFORMER PROTECTION A-RELEASE 11...16A, SHORT-CIRC | 85.17
3VA1080-4ED32-0HH0 | CIRCUIT BREAKER 3VA1 IEC FRAME 100 BREAKING CAPACITY CLASS S ICU=36KA @ 415 V 3-POLE, LINE PROT | 387.16
3RU2116-0BC0 | OVERLOAD RELAY 0.14...0.20 A FOR MOTOR PROTECTION SZ S00, CLASS 10, F. MOUNTING ONTO CONTACTOR M | 46.45
3RU2116-0EC1 | OVERLOAD RELAY 0.28...0.40 A FOR MOTOR PROTECTION SZ S00, CLASS 10, STAND-ALONE INSTALLATION MAI | 59.32
3RU2126-4CB1 | OVERLOAD RELAY 17...22 A FOR MOTOR PROTECTION SZ S0, CLASS 10, STAND-ALONE INSTALLATION MAIN CIR | 63.56
3RV2711-0GD10 | CIRCUIT-BREAKER SZ S00, FOR PLANT PROTECTION, WITH APPROBATION CIRCUIT-BREAKER UL 489. CSA C22.2 | 101.24
3VA1020-2ED36-0HH0 | CIRCUIT BREAKER 3VA1 IEC FRAME 100 BREAKING CAPACITY CLASS B ICU=16KA @ 415 V 3-POLE, LINE PROT | 380.89
3VA1020-2ED36-0KA0 | CIRCUIT BREAKER 3VA1 IEC FRAME 100 BREAKING CAPACITY CLASS B ICU=16KA @ 415 V 3-POLE, LINE PROT | 309.18
3RU2116-1FC0 | OVERLOAD RELAY 3.5...5.0 A FOR MOTOR PROTECTION SZ S00, CLASS 10, F. MOUNTING ONTO CONTACTOR MAI | 46.45
3RV2021-4CA15 | CIRCUIT-BREAKER SZ S0, FOR MOTOR PROTECTION, CLASS 10, A-RELEASE 17...22A, N-RELEASE 286A, SCREW | 78.2
3RV2917-5E | BROAD EXTENSION CONNECTOR FOR CONNECTING 3-PHASE BUSBARS 3RV2917 WIRING DUCT FROM 10MM | 7.96
3RT2026-2BB40-0CC0 | CONTACTOR, AC-3, 11KW/400V, 1NO+1NC, DC 24V, COM. CAPABILITY, 3-POLE, SZ S0 SPRING-LOADED TERMIN | 101.62
3RT2027-1AH00 | CONTACTOR, AC-3, 15KW/400V, 1NO+1NC, AC 48V 50HZ, 3POLE, SZ. S0 SCREW TERMINAL | 87.99
3RT2027-2AB04 | CONTACTOR, AC-3, 15KW/400V, 2NO+2NC, AC 24V 50HZ, 3-POLE, SZ S0 SPRING-LOADED TERMINAL REMOVABLE | 98.8
3RT2027-2BB44-ZX95 | CONTACTOR, AC-3, 15KW/400V, 2NO+2NC, DC 24V, 3-POLE, SZ S0 SPRING-LOADED TERMINAL REMOVABLE AUX. | 158.89
3VA1020-3ED32-0DH0 | CIRCUIT BREAKER 3VA1 IEC FRAME 100 BREAKING CAPACITY CLASS N ICU=25KA @ 415 V 3-POLE, LINE PROT | 390.65
3VA1020-3ED36-0HC0 | CIRCUIT BREAKER 3VA1 IEC FRAME 100 BREAKING CAPACITY CLASS N ICU=25KA @ 415 V 3-POLE, LINE PROT | 362.09
3TK2806-0AL2 | CONTACTOR COMBINATION FOR SAFETY CIRCUITS ENABLING AND SIGNALLING CIRCUIT 5N0+1NC, AC-OPERATION | 1559.8
3RV2021-4DA15 | CIRCUIT-BREAKER SZ S0, FOR MOTOR PROTECTION, CLASS 10, A-RELEASE 20...25A, N-RELEASE 325A, SCREW | 87.84
3RV2023-4CA20 | CIRCUIT-BREAKER SZ S0, FOR MOTOR PROTECTION, CLASS 10, A-RELEASE 17...22A, N-RELEASE 286A, SPRIN | 65.88
3RV2311-0JC10 | CIRCUIT-BREAKER SZ S00, FOR STARTER COMBINATION, RATED CURRENT 1A, N-RELEASE 13A, SCREW CONNECTI | 50.79
3RV2311-1DC20 | CIRCUIT-BREAKER SZ S00, FOR STARTER COMBINATION, RATED CURRENT 3.2A, N-RELEASE 42A, SPRING-L. CO | 51.98
3RT2036-1AG64 | CONTACTOR,AC3:22KW/400V, 1NO+1NC,100VAC50HZ/100.110V60HZ 3-POLE, SIZE S2, SCREW TERMINAL | 140.03
3RT2036-1AH20 | CONTACTOR,AC3:22KW/400V, 1NO+1NC, 48V AC 50/60HZ, 3-POLE, SIZE S2, SCREW TERMINAL | 129.1
3RT2036-1NP34 | CONTACTOR,AC3:22KW/400V, 2NO+2NC, 175-280V AC/DC, WITH VARISTOR, 3-POLE, SIZE S2, SCREW TERMINAL | 209.52
3RT2036-3CL24-3MA0 | CONTACTOR,AC3:22KW/400V, 2NO+2NC, 230V AC 50/60HZ, WITH PLUGGED-IN VARISTOR, 3-POLE, SIZE S2, SP | 149.88
3RU2126-4FB1 | OVERLOAD RELAY 34...40 A FOR MOTOR PROTECTION SZ S0, CLASS 10, STAND-ALONE INSTALLATION MAIN CIR | 91.96
3RU2136-4FB0 | OVERLOAD RELAY 28...40 A FOR MOTOR PROTECTION SIZE S2, CLASS 10 FOR MOUNTING ONTO CONTACTORS MAI | 84.53
3RU2136-4QB1 | OVERLOAD RELAY 47...57 A FOR MOTOR PROTECTION SIZE S2, CLASS 10 STAND-ALONE INSTALLATION MAIN CI | 135.75
3RA2110-0FH15-1AP0 | LOAD FEEDER FUSELESS DIRECT START, AC 400V, SZ S00 0.35. . .0.5A, AC 230V SPRING-LOADED CONNECTIO | 136.1
3RT2025-4XB40-0LA2 | CONT. F. RAILWAY APPL., AC-3, 7.5KW/400V, 1NO+1NC, . DC 24V, 0.7...1.25*US, W. VARISTOR INTEGRAT | 137.37
3RT2026-1AG24 | CONTACTOR, AC-3, 11KW/400V, 2NO+2NC, AC110V 50/60HZ, 3-POLE, SZ S0 SCREW TERMINAL REMOVABLE AUX. | 72.67
3RT2026-1BP40 | CONTACTOR, AC-3, 11KW/400V, 1NO+1NC, DC 230V, 3-POLE, SZ S0 SCREW TERMINAL | 101.08
3RT2026-1KB40 | COUPLING RELAY, AC-3, 11KW/400V, 1NO+1NC, DC 24V, W. PLUGGED-IN VARISTOR 3-POLE, SZ S0 SCREW TER | 105.04
3RT1076-6PF35 | CONTACTOR, 250KW/400V/AC-3 AC(40...60HZ)/DC OPERATION UC 96-127V 3-POLE, SIZE S12 BAR CONNECTION | 2319.36
3RU2126-1JB0-ZX95 | OVERLOAD RELAY 7.0...10 A FOR MOTOR PROTECTION SZ S0, CLASS 10, F. MOUNTING ONTO CONTACTOR MAIN | 51.21
3RU2126-4BB0-ZX95 | OVERLOAD RELAY 14...20 A FOR MOTOR PROTECTION SZ S0, CLASS 10, F. MOUNTING ONTO CONTACTOR MAIN C | 51.21
3RT2024-1BB44 | CONTACTOR, AC-3, 5.5KW/400V, 2NO+2NC, DC 24V, 3-POLE, SZ S0 SCREW TERMINAL REMOVABLE AUX. SWITCH | 78.91
3RT2024-2AN24 | CONTACTOR, AC-3, 5.5KW/400V, 2NO+2NC, AC 220V 50/60HZ, 3-POLE, SZ S0 SPRING-LOADED TERMINAL REMO | 46.09
3RT2024-2BB44 | CONTACTOR, AC-3, 5.5KW/400V, 2NO+2NC, DC 24V, 3-POLE, SZ S0 SPRING-LOADED TERMINAL REMOVABLE AUX | 78.91
3RU2916-3BJ20 | TOUCH PROTECTION COVER FOR 3RU21 LOAD SIDE SZ S00, MAIN CIRCUIT: RING CABLE LUG | 3.01
3RV2011-0DA10-ZX95 | CIRCUIT-BREAKER SZ S00, FOR MOTOR PROTECTION, CLASS 10, A-REL.0.22...0.32A,N-REL.4.2A SCREW CONNE | 50.84
3RV2011-0EA10-ZX95 | CIRCUIT-BREAKER SZ S00, FOR MOTOR PROTECTION, CLASS 10, A-REL.0.28...0.4A,N-REL.5.2A, SCREW CONNE | 50.84
3RA2110-0HD15-1BB4 | LOAD FEEDER FUSELESS DIRECT START, AC 400V, SZ S00 0.55. . .0.8A, DC 24V SCREW CONNECTION FOR BU | 139.9
3VA1050-4ED32-0HC0 | CIRCUIT BREAKER 3VA1 IEC FRAME 100 BREAKING CAPACITY CLASS S ICU=36KA @ 415 V 3-POLE, LINE PROT | 341.2
3RT2026-2AK60-1AA0 | CONTACTOR, AC-3, 11KW/400V, 1NO+1NC, AC 110V 50HZ, 120V 60HZ 3-POLE, SZ S0 SPRING-LOADED TERMINA | 68.68
3RT2026-4AP60 | CONTACTOR, AC-3, 11KW/400V, 1NO+1NC, AC 220V 50HZ, 240V 60HZ 3-POLE, SZ S0 RING CABLE LUG CONNEC | 76.59
3RT2027-1AG60 | CONTACTOR, AC-3, 15KW/400V, 1NO+1NC, AC 100V 50HZ, 100...110V 60HZ, 3-POLE, SZ S0 SCREW TERMINAL | 90.86
3RV1011-1AA15-0BA0 | SPECIAL TYPE CIRCUIT BREAKER SIZE S00, FOR MOTOR PROTECTION, CLASS 10, A-RELEASE 1.1...1.6A, SHO | 93.12
3RV2902-1AB0 | UNDERVOLTAGE RELEASE, AC 24V, 50HZ, W. SCREW CONNECTION; FOR CIRCUIT-BREAKERS, SZ S00/S0 | 24.93
3RV2908-4AA10 | COVER FOR TOUCH PROTECTION FOR MAIN CIRCUIT WITH RING CABLE TERMINAL | 2.5
3RT2027-1AL20-ZW96 | CONTACTOR, AC-3, 15KW/400V, 1NO+1NC, AC 230V 50/60HZ, 3-POLE, SZ S0 SCREW TERMINAL MULTI-UNIT PA | 98.12
3RT2027-2BB40-ZW96 | CONTACTOR, AC-3, 15KW/400V, 1NO+1NC, DC 24V, 3-POLE, SZ S0 SPRING-LOADED TERMINAL MULTIUNIT PACK | 147.5
3RB3026-2SE0 | OVERLOAD RELAY 3...12 A FOR MOTOR PROTECTION SIZE S0, CLASS 20 CONTACTOR ASS. MAIN CIRCUIT: SPR. | 98.23
3RB3133-4WB0 | OVERLOAD RELAY 20...80 A FOR MOTOR PROTECTION SIZE S2, CLASS 5E...30E FOR MOUNTING ONTO CONTACTOR | 250.05
3RA2110-1AS15-1BB4 | FUSELESS LOAD FEEDER DIRECT START, 400 V AC, SZ. S00 1.10...1.60 A 3 KW, 24 V DC SPRING-LOADED | 148.13
3VA1050-4ED32-0KC0 | CIRCUIT BREAKER 3VA1 IEC FRAME 100 BREAKING CAPACITY CLASS S ICU=36KA @ 415 V 3-POLE, LINE PROT | 341.2
3RU2116-4AB1 | OVERLOAD RELAY 11...16 A FOR MOTOR PROTECTION SZ S00, CLASS 10, STAND-ALONE INSTALLATION MAIN CI | 59.32
3RU2126-1CJ0 | OVERLOAD RELAY 1.8...2.5 A FOR MOTOR PROTECTION SZ S0, CLASS 10, F. MOUNTING ONTO CONTACTOR MAIN | 57.42
3RV2901-2F | TRANSVERSE AUX. SWITCH, 2S, SPRING-L. CONNECTION, FOR CIRCUIT-BREAKERS, SZ S00/S0 | 8.3
3RV2902-1AS0 | UNDERVOLTAGE RELEASE, AC 500V/50HZ, AC 575V/60HZ, W. SCREW CONNECTION; FOR CIRCUIT-BREAKERS, SZ | 24.93
3RV2902-1DB0 | VOLTAGE RELEASE, AC 20...24V, 50/60HZ, 100% ED, AC 20...70V, 50/60HZ, 5SEC ED, DC 20...70V, 5SEC | 24.93
3RV2917-1A | 3-PHASE BUSBAR WITH INFEED LEFT, FOR 2 CIRCUIT-BREAKERS, SIZE S00 UND S0 | 17.62
3RT2026-2NF30 | CONTACTOR, AC-3, 11KW/400V, 1NO+1NC, AC(50-60HZ)/DC ACTUAT. AC/DC 95...130V, 3-POLE, SZ S0 SPRING | 112.41
3RT2026-2XG40-0LA2 | CONT. F. RAILW. A., AC-3, 11KW/400V, 1S+1OE, M. ELEKTRON. ANTRIEB DC 125V, 0,7...1,25*US, W. VAR | 132.85
3RT2026-2XJ40-0LA2 | CONT. F. RAILW. A., AC-3, 11KW/400V, 1NO+1NC, . DC 72V, 0.7...1.25*US, M. VARISTOR INTEGRATED, 3 | 132.85
3RT2026-4AK60 | CONTACTOR, AC-3, 11KW/400V, 1NO+1NC, AC 110V 50HZ, 120V 60HZ 3-POLE, SZ S0 RING CABLE LUG CONNEC | 76.59
3RT2024-2AP00 | CONTACTOR, AC-3, 5.5KW/400V, 1NO+1NC, AC 230V 50HZ, 3-POLE, SZ S0 SPRING-LOADED TERMINAL | 34.46
3RT2024-2AV04 | CONTACTOR, AC-3, 5.5KW/400V, 2NO+2NC, AC 400V 50HZ, 3-POLE, SZ S0 SPRING-LOADED TERMINAL REMOVAB | 48.78
3RT2024-2BB40 | CONTACTOR, AC-3, 5.5KW/400V, 1NO+1NC, DC 24V, 3-POLE, SZ S0 SPRING-LOADED TERMINAL | 67.55
3RV2321-1EC10 | CIRCUIT-BREAKER SZ S0, FOR STARTER COMBINATION, RATED CURRENT 4A, N-REL. 52A SCREW CONNECTION, S | 54.1
3RV2321-1FC10 | CIRCUIT-BREAKER SZ S0, FOR STARTER COMBINATION, RATED CURRENT 5A, N-REL. 65A SCREW CONNECTION, S | 54.1
3RV2321-1GC10 | CIRCUIT-BREAKER SZ S0, FOR STARTER COMBINATION, RATED CURRENT 6.3A, N-REL. 82A SCREW CONNECTION, | 54.1
3TC4417-0CY80-0AG0 | CONTACTOR SIZE 2 2-POLE DC-3 AND 5, 32 A AUX. SWITCHES 22 (2NO+2NC) 630 V DC, 0.7...1.2 US | 387.16
3TC4417-0LJ8 | CONTACTOR SIZE 2, 2-POLE FOR RAILWAY APPLICATIONS DC-3 AND 5, 7.5A AT 750V AUXILIARY CONTACTS 21 | 355.37
3TC4418-0AA4 | DC CONTACTOR, 2-POLE DC-3 AND 5, 32A AUXILIARY SWITCHES: RIGHT: 1NO + 1NC STANDARD LEFT: 1 CHANG | 241.84
3TC4817-0BC1 | CONTACTOR SIZE 4 2-POLE DC-3 AND 5, 75 A AUX. SWITCHES 22 (2NO+2NC) ALT. CURRENT ACTUATION 24 V | 669.84
3VA1010-4ED32-0CC0 | CIRCUIT BREAKER 3VA1 IEC FRAME 100 BREAKING CAPACITY CLASS S ICU=36KA @ 415 V 3-POLE, LINE PROT | 422.67
3VA1010-4ED36-0AA0 | CIRCUIT BREAKER 3VA1 IEC FRAME 100 BREAKING CAPACITY CLASS S ICU=36KA @ 415 V 3-POLE, LINE PROT | 198
3VA1020-2ED32-0BH0 | CIRCUIT BREAKER 3VA1 IEC FRAME 100 BREAKING CAPACITY CLASS B ICU=16KA @ 415 V 3-POLE, LINE PROT | 385.77
3VA1020-2ED32-0HA0 | CIRCUIT BREAKER 3VA1 IEC FRAME 100 BREAKING CAPACITY CLASS B ICU=16KA @ 415 V 3-POLE, LINE PROT | 284.8
3RV2411-0EA20 | CIRCUIT-BREAKER SZ S00, FOR TRANSFORMER PROT. A-RELEASE 0.28...0.4A, N-RELEASE 8.2A, SPRING-L. C | 53.37
3RV2411-0FA10 | CIRCUIT-BREAKER SZ S00, FOR TRANSFORMER PROT. A-RELEASE 0.35...0.5A, N-RELEASE10A, SCREW CONNECT | 53.37
3RV2411-0GA15 | CIRCUIT-BREAKER SZ S00, FOR TRANSFORMER PROT. A-RELEASE 0.45...0.63A, N-RELEASE13A SCREW CONNECT | 65.35
3RV2411-1AA10 | CIRCUIT-BREAKER SZ S00, FOR TRANSFORMER PROT. A-RELEASE1.1...1.6 A, N-RELEASE 33A SCREW CONNECT | 56.76
3RV2021-4AA10 | CIRCUIT-BREAKER SZ S0, FOR MOTOR PROTECTION, CLASS 10, A-RELEASE 11...16A, N-RELEASE 208A, SCREW | 62.14
3RV2021-4BA10-ZW96 | CIRCUIT-BREAKER SZ S0, FOR MOTOR PROTECTION, CLASS 10, A-REL. 14...20A, N-REL. 260A, SCREW CONNEC | 73.43
3RV2021-4BA15-ZX95 | CIRCUIT-BREAKER SZ S0, FOR MOTOR PROTECTION, CLASS 10, A-REL. 14...20A, N-REL. 260A, SCREW CONNEC | 86.72
3VA1020-4ED32-0HH0 | CIRCUIT BREAKER 3VA1 IEC FRAME 100 BREAKING CAPACITY CLASS S ICU=36KA @ 415 V 3-POLE, LINE PROT | 366.97
3RV2111-0DA10 | CIRCUIT-BREAKER SZ S00, FOR MOTOR PROTECTION, CLASS 10, W. OVERLOAD RELAY FUNCTION A-RELEASE 0.22 | 78.73
3RV2121-4EA10 | CIRCUIT-BREAKER SZ S0, FOR MOTOR PROTECTION, CLASS 10, W. OVERLOAD RELAY FUNCTION A-RELEASE 27... | 145.18
3RV2311-0AC10 | CIRCUIT-BREAKER SZ S00, FOR STARTER COMBINATION, RATED CURRENT 0.16A, N-RELEASE 2.1A, SCREW CONN | 47.11
3RV2311-0BC20 | CIRCUIT-BREAKER SZ S00, FOR STARTER COMBINATION, RATED CURRENT 0.2A, N-RELEASE 2.6A, SPRING-L. C | 47.11
3RT2036-1AK64 | CONTACTOR,AC3:22KW/400V, 1NO+1NC,110VAC 50HZ/120V 60HZ, 3-POLE, SIZE S2, SCREW TERMINAL | 136.75
3RT2036-1AN20 | CONTACTOR,AC3:22KW/400V, 1NO+1NC, 220V AC 50/60HZ, 3-POLE, SIZE S2, SCREW TERMINAL | 126.9
3RT2036-1AV60 | CONTACTOR,AC3:22KW/400V, 1NO+1NC, 480V AC 60HZ, 3-POLE, SIZE S2, SCREW TERMINAL | 129.1
3RT2036-1NE30 | CONTACTOR,AC3:22KW/400V, 1NO+1NC, 48 - 80V AC/DC, WITH VARISTOR, 3-POLE, SIZE S2, SCREW TERMINAL | 201.3
3RT2027-2BF44 | CONTACTOR, AC-3, 15KW/400V, 2NO+2NC, DC 110V, 3-POLE, SZ S0 SPRING-LOADED TERMINAL REMOVABLE AUX | 142.49
3RT2027-2FB44-3MA0 | CONTACTOR, AC-3, 15KW/400V, 2NO+2NC, DC 24V, W. PLUGGED-IN DIODE ASSEMBLIES 3-POLE, SZ S0 SPRING | 157.27
3RT2027-2KB40 | COUPLING RELAY, AC-3, 15KW/400V, 1NO+1NC, DC 24V, W. PLUGGED-IN VARISTOR 3-POLE, SZ S0 SPRING-LO | 137.37
3RU2126-4DB1 | OVERLOAD RELAY 20...25 A FOR MOTOR PROTECTION SZ S0, CLASS 10, STAND-ALONE INSTALLATION MAIN CIR | 63.56
3VA1020-4ED32-0CH0 | CIRCUIT BREAKER 3VA1 IEC FRAME 100 BREAKING CAPACITY CLASS S ICU=36KA @ 415 V 3-POLE, LINE PROT | 394.13
3VA1020-4ED32-0KC0 | CIRCUIT BREAKER 3VA1 IEC FRAME 100 BREAKING CAPACITY CLASS S ICU=36KA @ 415 V 3-POLE, LINE PROT | 341.2
3VA1020-4ED36-0AA0 | CIRCUIT BREAKER 3VA1 IEC FRAME 100 BREAKING CAPACITY CLASS S ICU=36KA @ 415 V 3-POLE, LINE PROT | 160.24
3VA1020-4ED36-0BC0 | CIRCUIT BREAKER 3VA1 IEC FRAME 100 BREAKING CAPACITY CLASS S ICU=36KA @ 415 V 3-POLE, LINE PROT | 392.74
3SK1111-2AW20 | SIRIUS SAFETY RELAY STANDARD SERIES DEVICE RELAY ENABLING CIRCUITS 3 NO CONTACTS + RELAY SIGNALI | 200.62
3SK1121-1CB41 | SIRIUS SAFETY RELAY BASIC UNIT ADVANCED SERIES WITH TIME DELAY 0.05-3S RELAY ENABLING CIRCUITS 2 | 317.55
3VA1080-2ED42-0AC0 | CIRCUIT BREAKER 3VA1 IEC FRAME 100 BREAKING CAPACITY CLASS B ICU=16KA @ 415 V 4-POLE, LINE PROT | 328.67
3RV2901-1B | LATERAL AUXILIARY SWITCH 2NO, SCREW CONNECTION, FOR CIRCUIT-BREAKERS, SZ S00/S0 | 8.3
3RV2901-1F | TRANSVERSE AUX. SWITCH, 2 S, SCREW CONNECTION, FOR CIRCUIT-BREAKERS SZ S00/S0 | 8.3
3RV2321-1KC20 | CIRCUIT-BREAKER SZ S0, FOR STARTER COMBINATION, RATED CURRENT 12.5A, N-REL.163A SPRING-L. CONNECT | 60
3RV2321-4AC10 | CIRCUIT-BREAKER SZ S0, FOR STARTER COMBINATION, RATED CURRENT 16A, N-RELEASE 208A, SCREW CONNECT | 60.53
3RV2321-4BC10 | CIRCUIT-BREAKER SZ S0, FOR STARTER COMBINATION, RATED CURRENT 20A, N-RELEASE 260A, SCREW CONNECT | 60.53
3RV2011-1GA10-0BA0 | SPECIAL TYPE CIRCUIT BREAKER SIZE S00, FOR MOTOR PROTECTION, CLASS 10, A-RELEASE 4.5...6.3A, SHO | 72.31
3RV2011-1HA40 | CIRCUIT-BREAKER SZ S00, FOR MOTOR PROTECTION, CLASS 10, A-RELEASE 5.5...8A, N-RELEASE 104A, RING | 67.73
3RV2011-1JA10-ZX95 | CIRCUIT-BREAKER SZ S00, FOR MOTOR PROTECTION, CLASS 10, A-REL. 7...10A, N-REL. 130A, SCREW CONNEC | 67.73
3RV2011-1KA15-ZW97 | CIRCUIT BREAKER SZ S00, FOR MOTOR PROTECTION, CLASS 10, A-RELEASE 9..12.5A, N-RELEASE 163A, SCRE | 81.67
3RU2136-4FD0 | OVERLOAD RELAY 28...40 A FOR MOTOR PROTECTION SIZE S2, CLASS 10 FOR MOUNTING ONTO CONTACTORS MAI | 84.53
3RU2136-4HB0 | OVERLOAD RELAY 40... 50 A FOR MOTOR PROTECTION SIZE S2, CLASS 10 FOR MOUNTING ONTO CONTACTORS MA | 116.62
3TC4417-0CM4 | CONTACTOR SIZE 2, 2-POLE DC-3 AND 5, 32A AUXILIARY SWITCHES 22 (2NO+2NC) DC OPERATION 220V DC | 355.37
3TC4417-0CY80-0AA0 | CONTACTOR SIZE 2, 2-POLE DC-3 AND 5, 32 A AUX. SWITCHES 22 (2NO+2NC) DC OPERATION 750 V DC, 0.7. | 387.16
3TC5217-0LJ8 | CONTACTOR SIZE 8 2-POLE DC-3 AND 5, 170A AT 750V AUXILIARY CONTACTS 21 (2NO+1NC) SETTING RANGE 0. | 1351.03
3VA1080-2ED42-0DH0 | CIRCUIT BREAKER 3VA1 IEC FRAME 100 BREAKING CAPACITY CLASS B ICU=16KA @ 415 V 4-POLE, LINE PROT | 467.94
3VA1080-2ED42-0CH0 | CIRCUIT BREAKER 3VA1 IEC FRAME 100 BREAKING CAPACITY CLASS B ICU=16KA @ 415 V 4-POLE, LINE PROT | 467.94
3VA1010-4ED32-0AF0 | CIRCUIT BREAKER 3VA1 IEC FRAME 100 BREAKING CAPACITY CLASS S ICU=36KA @ 415 V 3-POLE, LINE PROT | 309.18
3RT2024-2BB44-3MA0 | CONTACTOR, AC-3, 5.5KW/400V, 2NO+2NC, DC 24V, 3-POLE, SZ S0 SPRING-LOADED TERMINAL PERMANENT AUX | 80.63
3RV2711-4AD10 | CIRCUIT-BREAKER SZ S00, FOR PLANT PROTECTION, WITH APPROBATION CIRCUIT-BREAKER UL 489. CSA C22.2 | 128.02
3RV2411-0AA20 | CIRCUIT-BREAKER SZ S00, FOR TRANSFORMER PROT. A-RELEASE 0.11...0.16A, N-RELEASE3.3A SPRING-L. CO | 53.37
3RV2411-0CA10 | CIRCUIT-BREAKER SZ S00, FOR TRANSFORMER PROT. A-RELEASE 0.18...0.25A, N-RELEASE5.2A SCREW CONNEC | 53.37
3RV2411-1JA20 | CIRCUIT-BREAKER SZ S00, FOR TRANSFORMER PROT. A-RELEASE 7...10A, N-RELEASE 208A, SPRING-L. CONNE | 62.69
3RV2011-1GA10 | CIRCUIT-BREAKER SZ S00, FOR MOTOR PROTECTION, CLASS 10, A-RELEASE 4.5...6.3A, N-RELEASE 82A SCR | 50.99
3RV2021-0GA10 | CIRCUIT-BREAKER SZ S0, FOR MOTOR PROTECTION, CLASS 10, A-REL. 0.45...0.63A, N-REL.8.2A SCREW CONN | 45.09
3RV2021-1HA20-ZX95 | CIRCUIT BREAKER SZ S0, FOR MOTOR PROTECTION, CLASS 10, A-REL. 5.5...8A, N-REL. 104A SPRING-L. CON | 62.93
3RV2021-1KA10-ZW96 | CIRCUIT-BREAKER SZ S0, FOR MOTOR PROTECTION, CLASS 10, A-REL. 9..12.5A, N-REL. 163A, SCREW CONNEC | 70.27
3RV2021-4EA10-ZX95 | CIRCUIT-BREAKER SZ S0, FOR MOTOR PROTECTION, CLASS 10, A-RELEASE 27...32A, N-RELEASE 400A, SCREW | 112.69
3RU2126-4NJ0 | OVERLOAD RELAY 23...28 A FOR MOTOR PROTECTION SZ S0, CLASS 10, F. MOUNTING ONTO CONTACTOR MAIN C | 87.99
3RU2136-4DD0 | OVERLOAD RELAY 18...25 A FOR MOTOR PROTECTION SIZE S2, CLASS 10 FOR MOUNTING ONTO CONTACTORS MAI | 60.73
3VA1020-3ED32-0JH0 | CIRCUIT BREAKER 3VA1 IEC FRAME 100 BREAKING CAPACITY CLASS N ICU=25KA @ 415 V 3-POLE, LINE PROT | 363.48
3TC4417-0LY80-0AH0 | CONTACTOR SIZE 2, 2-POLE, FOR RAILWAY APPLICATIONS DC-3 AND 5, 7.5 A WITH 750 V AUX. CONTACTS 21 | 283.83
3SK1211-1BW20 | SIRIUS SAFETY RELAY OUTPUT EXTENSION 4RO WITH RELAY ENABLING CIRCUITS 4 NO CONTACTS + RELAY FEED | 184
3RU2116-1AC1 | OVERLOAD RELAY 1.1...1.6 A FOR MOTOR PROTECTION SZ S00, CLASS 10, STAND-ALONE INSTALLATION MAIN | 59.32
3RU2116-1BC1 | OVERLOAD RELAY 1.4...2.0 A FOR MOTOR PROTECTION SZ S00, CLASS 10, STAND-ALONE INSTALLATION MAIN | 59.32
3RU2116-1KB0 | OVERLOAD RELAY 9.0...12.5 A FOR MOTOR PROTECTION BGR S00, CLASS 10 FOR MOUNTING ONTO CONTACTORS | 46.45
3RU2126-1CC0 | OVERLOAD RELAY 1.8...2.5 A FOR MOTOR PROTECTION SZ S0, CLASS 10, F. MOUNTING ONTO CONTACTOR MAIN | 49.93
3RT2024-2NF30 | CONTACTOR, AC-3, 5.5KW/400V, 1NO+1NC, AC(50-60HZ)/DC ACTUAT. AC/DC 95...130V, 3-POLE, SZ S0 SPRIN | 78.91
3RT2024-4AG60 | CONTACTOR, AC-3, 5.5KW/400V, 1NO+1NC, AC 100V 50HZ, 100...110V 60HZ, 3-POLE, SZ S0 RING CABLE LUG | 46.4
3RT2025-1AP04-ZX95 | CONTACTOR, AC-3, 7.5KW/400V, 2NO+2NC, AC 230V 50HZ, 3-POLE, SZ S0 SCREW TERMINAL REMOVABLE AUX. | 63.94
3RT2025-1BF40 | CONTACTOR, AC-3, 7.5KW/400V, 1NO+1NC, DC 110V, 3-POLE, SZ S0 SCREW TERMINAL | 81.75
3RV2711-0HD10 | CIRCUIT-BREAKER SZ S00, FOR PLANT PROTECTION, WITH APPROBATION CIRCUIT-BREAKER UL 489. CSA C22.2 | 101.24
3RV2011-0BA25 | CIRCUIT-BREAKER SZ S00, FOR MOTOR PROTECTION, CLASS 10, A-REL. 0.14...0.2A, N-RELEASE2.6A, SPRIN | 54.1
3RT2024-4XJ40-0LA2 | CONT. F. RAILW. A., AC-3, 5,5KW/400V, 1NO+1NC, W.SOLID-STATE OPERATING MECHANI DC 72V, 0,7...1,25 | 120.27
3RT2025-1AK60 | CONTACTOR, AC-3, 7.5KW/400V, 1NO+1NC, AC110V 50HZ, 120V 60HZ 3-POLE, SZ S0 SCREW TERMINAL | 45.77
3RT2027-1BB40-ZX95 | CONTACTOR, AC-3, 15KW/400V, 1NO+1NC, DC 24V, 3-POLE, SZ S0 SCREW TERMINAL REUSABLE PACKAGING; P | 147.5
3RT2027-4AG60 | CONTACTOR, AC-3, 15KW/400V, 1NO+1NC, AC 100V 50HZ, 100...110V 60HZ, 3-POLE, SZ S0 RING CABLE LUG | 113.32
3RT2028-1AP60 | CONTACTOR, AC-3, 18.5KW/400V, 1NO+1NC, AC 220V 50HZ, 240V 60HZ 3-POLE, SZ S0 SCREW TERMINAL | 98.21
3RT2027-2XB40-0LA2 | CONT. F. RAILW. A., AC-3, 15KW/400V, 1NO+1NC, . DC 24V, 0,7...1,25*US, W. VARISTOR INTEGRATED, 3 | 177.14
3RT2027-4AK60 | CONTACTOR, AC-3, 15KW/400V, 1NO+1NC, AC 110V 50HZ, 120V 60HZ 3-POLE, SZ S0 RING CABLE LUG CONNEC | 110.14
3RW3003-2CB54 | SOFT STARTER WIDTH 22.5 MM 3A, 1.1KW/400 V, 40 DEGR.C 200-400V / UC 24-230V SPRING-LOADED | 320.52
3RT2317-1AB00 | 4NO CONTACTOR, AC1: 22A AC 24V 50/60HZ 4-POLE, 4NO, SZ: S00, SCREW TERMINAL | 37.08
3RT2325-2AC20 | 4NO CONTACTOR, AC1: 35A AC 24V 50/60HZ 4-POLE, 4NO, SZ: S0, SPRING-LOADED TERMINAL 1NO+1NC INTEG | 55.57
3RT2327-2BB40 | 4NO CONTACTOR, AC1: 50A DC 24V 4-POLE, 4NO, SZ: S0, SPRING-LOADED TERMINAL 1NO+1NC INTEGR. | 147.03
3RT2027-1BB40-1AA0 | CONTACTOR, AC-3, 15KW/400V, 1NO+1NC, DC 24V, 3-POLE, SZ S0 SCREW TERMINAL UPRIGHT MOUNTING POSIT | 139.65
3RT2027-1BG40 | CONTACTOR, AC-3, 15KW/400V, 1NO+1NC, DC 125V, 3-POLE, SZ S0 SCREW TERMINAL | 135.7
3RT2027-2BB40 | CONTACTOR, AC-3, 15KW/400V, 1NO+1NC, DC 24V, 3-POLE, SZ S0 SPRING-LOADED TERMINAL | 132.28
3RT2936-1CC00-ZX90 | SURGE SUPPRESSOR, RC ELEMENT, 48...127V AC, 70...150V DC, FOR CONTACTORS SIZE S2 | 15.64
3RU2136-4RB0 | OVERLOAD RELAY 70...80 A FOR MOTOR PROTECTION SIZE S2, CLASS 10 FOR MOUNTING ONTO CONTACTORS MAI | 134.52
3RT2025-1AL24 | CONTACTOR, AC-3, 7.5KW/400V, 2NO+2NC, AC 230V 50/60HZ, 3-POLE, SZ S0 SCREW TERMINAL REMOVABLE AU | 57.34
3RT2025-1AP64 | CONTACTOR, AC-3, 7.5KW/400V, 2NO+2NC,AC 220V 50HZ,240 V 60HZ 3-POLE, SZ S0 SCREW TERMINAL REMOVA | 57.34
3RT2025-1BB40-ZW96 | CONTACTOR, AC-3, 7.5KW/400V, 1NO+1NC, DC 24V, 3-POLE, SZ S0 SCREW TERMINAL MULTI UNIT PACKAGE P | 91.16
3RT2025-2AL20 | CONTACTOR, AC-3, 7.5KW/400V, 1NO+1NC, AC 230V 50/60HZ, 3-POLE, SZ S0 SPRING-LOADED TERMINAL | 45.77
3RT2025-2AP04 | CONTACTOR, AC-3, 7.5KW/400V, 2NO+2NC, AC 230V 50HZ, 3-POLE, SZ S0 SPRING-LOADED TERMINAL REMOVAB | 57.34
3RT2028-1BF40-0JA0 | CONTACTOR, AC-3, 18.5KW/400V, 1NO+1NC, DC 110V, 3-POLE, SZ S0, INDIA 40 A SCREW TERMINAL | 146.48
3RT2028-2NF30 | CONTACTOR, AC-3, 18.5KW/400V, 1NO+1NC, AC(50-60HZ)/DC ACTUAT. AC/DC 95...130V, 3-POLE, SZ S0 SPRI | 168.6
3RV2011-0HA15 | CIRCUIT-BREAKER SZ S00, FOR MOTOR PROTECTION, CLASS 10, A-REL. 0.55...0.8A, N-RELEASE10A, SCREW | 57.84
3RV2011-0KA15 | CIRCUIT-BREAKER SZ S00, FOR MOTOR PROTECTION, CLASS 10, A-REL. 0.9...1.25A, N-RELEASE16A, SCREW | 60.53
3RV2011-1GA20-ZW96 | CIRCUIT-BREAKER SZ S00, FOR MOTOR PROTECTION, CLASS 10, A-REL. 4.5...6.3A, N-REL. 82A SPRING-L. C | 60.27
3RT2017-2LF42-0LA0 | CONT. F. RAILW. A., AC-3, 5.5KW 400V, DC 110V, 0,7...1,25*US, VARISTOR INTEGRATED, 3-POLE, SZ S00 | 59.06
3RV2927-5A | CABLE CONNECTOR SIZE S0 SPRING-L. CONNECTION MULTI-UNIT PACKAGE 10 UNITS | 3.31
3RV2928-1A | ISOLATOR MODULE, FOR CIRCUIT-BREAKER SZ S00/S0 | 34.23
3RU2126-4EC1 | OVERLOAD RELAY 27...32 A FOR MOTOR PROTECTION SZ S0, CLASS 10, STAND-ALONE INSTALLATION MAIN CIR | 91.96
3RU2126-4NC0 | OVERLOAD RELAY 23...28 A FOR MOTOR PROTECTION SZ S0, CLASS 10, F. MOUNTING ONTO CONTACTOR MAIN C | 76.53
3RV2917-5D | TERMINAL BLOCK 6MM2 FOR CURRENT OUTPUT AND ALSO FOR CONNECTING 3-PHASE BUSBARS | 12.59
3RV2922-1CP0 | UNDERVOLTAGE RELEASE, AC 230V/50HZ, AC 240V/60HZ, WITH LEADING AUX. CONTACTS 2NO, W. SCREW CONNEC | 35.06
3RT2017-4AK61 | CONTACTOR, AC-3, 5.5KW/400V, 1NO, AC110V 50HZ, 120V 60HZ 3-POLE, SZ S00 RING CABLE LUG CONNECTIO | 40.82
3RT2017-4KB41 | COUPLING RELAY, AC-3, 5.5KW/ 400V , 1NO, DC 24V, 0.7...1.25*US, W. SUPPRESSOR DIODE INTEGRATED, | 52.92
3RT2018-1BG42 | CONTACTOR, AC-3, 7.5KW/400V, 1NC, DC 125V, 3-POLE, SZ S00 SCREW TERMINAL | 70.42
3RT2028-2BB44-ZX95 | CONTACTOR, AC-3, 18.5KW/400V, 2NO+2NC, DC 24V, 3-POLE, SZ S0 SPRING-LOADED TERMINAL REMOVABLE AU | 175.36
3RT2028-2FB40 | CONTACTOR, AC-3, 18.5KW/400V, 1NO+1NC, DC 24V, W.INTEGR.DIODE 3-POLE, SZ S0 SPRING-LOADED TERMIN | 160.07
3RT2035-1AQ20 | CONTACTOR,AC3:18.5KW/400V, 1NO+1NC, 500V AC 50/60HZ, 3-POLE, SIZE S2, SCREW TERMINAL | 103.4
3RT2035-1NE30 | CONTACTOR,AC3:18.5KW/400V, 1NO+1NC, 48 - 80V AC/DC, WITH VARISTOR, 3-POLE, SIZE S2, SCREW TERMIN | 155.91
3RT2035-3NP30 | CONTACTOR,AC3:18.5KW/400V, 1NO+1NC, 175-280V AC/DC, WITH VARISTOR, 3-POLE, SIZE S2, SPRING-TYPE | 152.05
3RT2036-1AL20 | CONTACTOR,AC3:22KW/400V, 1NO+1NC, 230V AC 50/60HZ, 3-POLE, SIZE S2, SCREW TERMINAL | 126.9
3RU2136-4QD1 | OVERLOAD RELAY 47...57 A FOR MOTOR PROTECTION SIZE S2, CLASS 10 STAND-ALONE INSTALLATION MAIN CI | 135.75
3RF3405-1BB26 | SOLID-STATE CONTACTOR 3-PH 3RF3 AC53 5.2A 40 DEGREES C 48-600V / 110-230V AC 2-PH. CONTROLLED I | 158.89
3RF3405-2BB04 | SOLID-STATE CONTACTOR 3-PH 3RF3 AC53 5.2A 40 DEGREES C 48-480V / 24V DC 2-PH. CONTROLLED INSTAN | 133.58
3RF3412-1BB04 | SOLID-STATE CONTACTOR 3-PH 3RF3 AC53 12.5A 40 DEGREES C 48-480V / 24V DC 2-PH. CONTROLLED INSTA | 162.68
3RV2011-0FA40 | CIRCUIT-BREAKER SZ S00, FOR MOTOR PROTECTION, CLASS 10, A-REL. 0.35...0.5A,N-RELEASE 6.5A RING C | 56.97
3RV2011-0GA40 | CIRCUIT-BREAKER SZ S00, FOR MOTOR PROTECTION, CLASS 10, A-REL. 0.45...0.63A, N-RELEASE8.2A RING | 57.55
3RT2028-2AF00 | CONTACTOR, AC-3, 18.5KW/400V, 1NO+1NC, AC 110V 50HZ, 3-POLE, SZ S0 SPRING-LOADED TERMINAL | 98.21
3RT2028-2NP30 | CONTACTOR, AC-3, 18.5KW/400V, 1NO+1NC, AC(50-60HZ)/DC ACTUAT. AC/DC 200...280V, 3-POLE, SZ S0 SPR | 168.6
3RT2028-4AQ10 | CONTACTOR, AC-3, 18.5KW/400V, 1NO+1NC, AC 460V 60HZ, 3-POLE, SZ S0 RING CABLE LUG CONNECTION | 127.24
3RT2516-1BG40 | 2NO+2NC CONTACTOR, AC3: 4KW DC 125V 4-POLE, 2NO+2NC, SZ: S00, SCREW TERMINAL | 36.81
3RT2518-1BB40 | 2NO+2NC CONTACTOR, AC3: 7.5KW DC 24V 4-POLE, 2NO+2NC, SZ: S00, SCREW TERMINAL | 69.87
3RT2518-2BB40 | 2NO+2NC CONTACTOR, AC3: 7.5KW DC 24V 4-POLE, 2NO+2NC, SZ: S00, SPRING-LOADED TERMINAL | 69.87
3RT2900-1SB60 | LABELS FOR STICKING 19 X 6 MM, TI - GREY COMPRISING 10 SHEETS DIN A4 306 LABELS EACH = 3,060 PCS | 0.02
3RT2916-1CD00-ZX90 | SURGE SUPPRESSOR, RC COUPLING, AC 127...240V, DC 150...250V, F. CONT. RELAYS A. MOTOR CONT. SZ S | 7.84
3RT2916-1JJ00 | SURGE SUPPRESSOR, VARISTOR WITH LED, AC 24...48V, DC 12...24V, F. CONT. RELAYS A. MOTOR CONT. SZ | 9.32
3RV2011-0AA15 | CIRCUIT-BREAKER SZ S00, FOR MOTOR PROTECTION, CLASS 10, A-RELEASE 0.11...0.16A, N-RELEASE2.1A SC | 54.1
3RV2011-1DA10 | CIRCUIT-BREAKER SZ S00, FOR MOTOR PROTECTION, CLASS 10, A-REL.2.2...3.2A, N-RELEASE 42A, SCREW C | 50.99
3RV2011-1EA10-0BA0 | SPECIAL TYPE CIRCUIT BREAKER SIZE S00, FOR MOTOR PROTECTION, CLASS 10, A-RELEASE 2.8...4A, SHORT | 72.31
3VA1080-2ED36-0AH0 | CIRCUIT BREAKER 3VA1 IEC FRAME 100 BREAKING CAPACITY CLASS B ICU=16KA @ 415 V 3-POLE, LINE PROT | 311.96
3VA1080-2ED42-0BH0 | CIRCUIT BREAKER 3VA1 IEC FRAME 100 BREAKING CAPACITY CLASS B ICU=16KA @ 415 V 4-POLE, LINE PROT | 467.94
3RT2035-1XF40-0LA2 | RAIL-CONTACTOR, AC-3, 18.5KW/400V, 1NO+1NC, 110VDC, 0.7...1.25*US, WITH VARISTOR, 3-POLE, SIZE S | 193.64
3RV2021-4DA10-ZW96 | CIRCUIT-BREAKER SZ S0, FOR MOTOR PROTECTION, CLASS 10, A-REL. 20...25A, N-REL. 325A, SCREW CONNEC | 88.62
3TC4417-0BL0 | CONTACTOR, SIZE 2, 2-POLE DC-3 AND 5,RATD.OPERAT.CURR.32A AUXILIARY CONTACTS 22 (2NO+2NC) AC OPER | 149.3
3TC4417-0BL2-ZX95 | CONTACTOR, SIZE 2, 2-POLE DC-3 AND 5,RATD.OPERAT.CURR.32A AUXILIARY CONTACTS 22 (2NO+2NC) AC OPER | 160.16
3TY7683-0DG4 | MAGNET COIL FOR CONTACTOR 3TF6833-.D.. 125 V DC | 379.77
3RU2116-1DB0-ZX95 | OVERLOAD RELAY 2.2...3.2 A FOR MOTOR PROTECTION SZ S00, CLASS 10, F. MOUNTING ONTO CONTACTOR MAI | 47.66
3RU2116-1GB0-ZW96 | OVERLOAD RELAY 4.5...6.3 A FOR MOTOR PROTECTION SZ S00, CLASS 10, F. MOUNTING ONTO CONTACTOR MAI | 47.66
3RU2116-1GC0-ZX95 | OVERLOAD RELAY 4.5...6.3 A FOR MOTOR PROTECTION SZ S00, CLASS 10, F. MOUNTING ONTO CONTACTOR MAI | 47.66
3RU2116-1HB1 | OVERLOAD RELAY 5.5...8.0 A FOR MOTOR PROTECTION SZ S00, CLASS 10, STAND-ALONE INSTALLATION MAIN | 59.32
3RT2024-4AN60 | CONTACTOR, AC-3, 5.5KW/400V, 1NO+1NC, AC 200V 50HZ, 200...220V 60HZ, 3-POLE, SZ S0 RING CABLE LUG | 46.4
3RT2025-1AH20 | CONTACTOR, AC-3, 7.5KW/400V, 1NO+1NC, AC 48V 50/60HZ, 3-POLE, SZ S0 SCREW TERMINAL | 48.38
3RT2025-1AL24-3MA0 | CONTACTOR, AC-3, 7.5KW/400V, 2NO+2NC, AC 230V 50/60HZ, 3-POLE, SZ S0 SCREW TERMINAL PERMANENT AU | 59.06
3RT2025-1AP00 | CONTACTOR, AC-3, 7.5KW/400V, 1NO+1NC, AC 230V 50HZ, 3-POLE, SZ S0 SCREW TERMINAL | 45.77
3RT2037-1AC20 | CONTACTOR,AC3:30KW/400V, 1NO+1NC, 24V AC 50/60HZ, 3-POLE, SIZE S2, SCREW TERMINAL | 178.87
3RT2037-1AF00 | CONTACTOR,AC3:30KW/400V, 1NO+1NC, 110V AC 50HZ, 3-POLE, SIZE S2, SCREW TERMINAL | 178.87
3RT2037-1AH24 | CONTACTOR,AC3:30KW/400V, 2NO+2NC, 48V AC 50/60HZ, 3-POLE, SIZE S2, SCREW TERMINAL | 193.1
3RT2038-3AB00 | CONTACTOR,AC3:37KW/400V, 1NO+1NC, 24V AC 50HZ, 3-POLE, SIZE S2, SPRING-TYPE TERMINAL | 199.12
3RT2038-3AF00 | CONTACTOR,AC3:37KW/400V, 1NO+1NC, 110V AC 50HZ, 3-POLE, SIZE S2, SPRING-TYPE TERMINAL | 199.12
3RT2038-3AH00 | CONTACTOR,AC3:37KW/400V, 1NO+1NC, 48V AC 50HZ, 3-POLE, SIZE S2, SPRING-TYPE TERMINAL | 199.12
3RT2038-3AM20 | CONTACTOR,AC3:37KW/400V, 1NO+1NC, 208V AC 50/60HZ, 3-POLE, SIZE S2, SPRING-TYPE TERMINAL | 201.3
3RT2038-3NP30 | CONTACTOR,AC3:37KW/400V, 1NO+1NC, 175-280V AC/DC, WITH VARISTOR, 3-POLE, SIZE S2, SPRING-TYPE TE | 284.44
3VA1050-4ED42-0AE0 | CIRCUIT BREAKER 3VA1 IEC FRAME 100 BREAKING CAPACITY CLASS S ICU=36KA @ 415 V 4-POLE, LINE PROT | 364.88
3VA1050-4ED42-0AH0 | CIRCUIT BREAKER 3VA1 IEC FRAME 100 BREAKING CAPACITY CLASS S ICU=36KA @ 415 V 4-POLE, LINE PROT | 338.41
3VA1050-4ED42-0CA0 | CIRCUIT BREAKER 3VA1 IEC FRAME 100 BREAKING CAPACITY CLASS S ICU=36KA @ 415 V 4-POLE, LINE PROT | 380.19
3RV2811-1ED10 | CIRCUIT-BREAKER SZ S00, FOR TRANSFORMER PROTECTION, WITH APPROBATION CIRCUIT-BREAKER UL 489. CSA | 117.3
3RV2811-1JD10 | CIRCUIT-BREAKER SZ S00, FOR TRANSFORMER PROTECTION, WITH APPROBATION CIRCUIT-BREAKER UL 489. CSA | 128.02
3RV2901-1D | TRANSVERSE AUX. SWITCH, 1CO, SCREW CONNECTION, FOR CIRCUIT-BREAKERS, SZ S00/S0 | 6.87
3RV2901-2C | LATERAL AUXILIARY SWITCH 2NC, SPRING-L. CONNECTION, FOR CIRCUIT-BREAKERS, SZ S00/S0 | 8.3
3TC5617-0LJ8 | CONTACTOR SIZE 12 2-POLE DC-3 AND 5, 400A AT 750V AUXILIARY CONTACTS 21 (2NO+1NC) SETTING RANGE 0 | 4001.98
3VA1050-4ED42-0DC0 | CIRCUIT BREAKER 3VA1 IEC FRAME 100 BREAKING CAPACITY CLASS S ICU=36KA @ 415 V 4-POLE, LINE PROT | 431.03
3VA1050-4ED42-0HH0 | CIRCUIT BREAKER 3VA1 IEC FRAME 100 BREAKING CAPACITY CLASS S ICU=36KA @ 415 V 4-POLE, LINE PROT | 429.64
3RT2037-1AL20 | CONTACTOR,AC3:30KW/400V, 1NO+1NC, 230V AC 50/60HZ, 3-POLE, SIZE S2, SCREW TERMINAL | 178.87
3RT2316-1BA40 | 4NO CONTACTOR, AC1: 18A DC 12V 4-POLE, 4NO, SZ: S00, SCREW TERMINAL | 39.12
3RU2900-1C | CABLE RELEASE WITH HOLDER FOR 3RU2 SIZE S00...S2 | 38.35
3VA1020-2ED36-0AF0 | CIRCUIT BREAKER 3VA1 IEC FRAME 100 BREAKING CAPACITY CLASS B ICU=16KA @ 415 V 3-POLE, LINE PROT | 268.09
3VA1020-2ED36-0CC0 | CIRCUIT BREAKER 3VA1 IEC FRAME 100 BREAKING CAPACITY CLASS B ICU=16KA @ 415 V 3-POLE, LINE PROT | 383.68
3VA1020-2ED36-0DC0 | CIRCUIT BREAKER 3VA1 IEC FRAME 100 BREAKING CAPACITY CLASS B ICU=16KA @ 415 V 3-POLE, LINE PROT | 383.68
3VA1020-3ED32-0AC0 | CIRCUIT BREAKER 3VA1 IEC FRAME 100 BREAKING CAPACITY CLASS N ICU=25KA @ 415 V 3-POLE, LINE PROT | 248.6
3SK1213-1AL20 | SIRIUS SAFETY RELAY OUTPUT EXTENSION 3RO POWER, WITH RELAY ENABLING CIRCUITS 3 NO CONTACTS + RE | 269.52
3SK1213-2AL20 | SIRIUS SAFETY RELAY OUTPUT EXTENSION 3RO POWER, WITH RELAY ENABLING CIRCUITS 3 NO CONTACTS + RE | 269.52
3SK1230-1AW20 | SIRIUS SAFETY RELAY POWERSUPPLY FOR 3SK1 ADVANCED SERIES US = 115 - 230 V AC/DC SCREW CONNECTION | 126.77
3SE2283-0GA43 | SIGUARD HINGE SWITCH MOLDED MAT.HOUS. W. ALA. HINGE 2NC/1 NO, FOR 40MM PROFILE SUPPLIED WITH ADD | 181.52
3RU2116-1AB0 | OVERLOAD RELAY 1.1...1.6 A FOR MOTOR PROTECTION SZ S00, CLASS 10, F. MOUNTING ONTO CONTACTOR MAI | 46.45
3VA1050-3ED42-0KC0 | CIRCUIT BREAKER 3VA1 IEC FRAME 100 BREAKING CAPACITY CLASS N ICU=25KA @ 415 V 4-POLE, LINE PROT | 397.62
3VA1050-3ED42-0KH0 | CIRCUIT BREAKER 3VA1 IEC FRAME 100 BREAKING CAPACITY CLASS N ICU=25KA @ 415 V 4-POLE, LINE PROT | 422.67
3VA1050-4ED32-0BC0 | CIRCUIT BREAKER 3VA1 IEC FRAME 100 BREAKING CAPACITY CLASS S ICU=36KA @ 415 V 3-POLE, LINE PROT | 368.36
3RT2024-2CK64-3MA0 | CONTACTOR, AC-3, 5.5KW/400V, 2NO+2NC, AC 110V 50HZ 120V 60HZ, W. PLUGGED-IN VARISTOR 3POLE, SZ. | 56.22
3RT2025-1BP40 | CONTACTOR, AC-3, 7.5KW/400V, 1NO+1NC, DC 230V, 3-POLE, SZ S0 SCREW TERMINAL | 85.72
3RT2025-1FB44-3MA0 | CONTACTOR, AC-3, 7.5KW/400V, 2NO+2NC, DC 24V, W. PLUGGED-IN DIODE ASSEMBLIES 3-POLE, SZ S0 SCREW | 106.74
3RT2025-1NF30 | CONTACTOR, AC-3, 7.5KW/400V, 1NO+1NC, AC(50-60HZ)/DC ACTUAT. AC/DC 95...130V, 3-POLE, SZ S0 SCREW | 94.79
3RV2411-4AA20 | CIRCUIT-BREAKER SZ S00, FOR TRANSFORMER PROT. A-RELEASE 11...16A, N-RELEASE 286A, SPRING-L. CONN | 62.69
3RV2011-0AA25 | CIRCUIT-BREAKER SZ S00, FOR MOTOR PROTECTION, CLASS 10, A-RELEASE 0.11...0.16A, N-RELEASE2.1A SP | 54.1
3RV2011-0BA15 | CIRCUIT-BREAKER SZ S00, FOR MOTOR PROTECTION, CLASS 10, A-REL. 0.14...0.2A,N-REL.2.6A, SCREW CONN | 54.1
3TC4817-0AY80-0AC1 | CONTACTOR SIZE 4 2-POLE DC-3 AND 5, 75 A AUX. SWITCHES 22 (2NO+2NC) 70 V DC 0.8...1.1 V | 851.5
3RT2037-1NP34 | CONTACTOR,AC3:30KW/400V, 2NO+2NC, 175-280V AC/DC, WITH VARISTOR, 3-POLE, SIZE S2, SCREW TERMINAL | 281.17
3RT2037-3AL20 | CONTACTOR,AC3:30KW/400V, 1NO+1NC, 230V AC 50/60HZ, 3-POLE, SIZE S2, SPRING-TYPE TERMINAL | 178.87
3RT2038-1AB04 | CONTACTOR,AC3:37KW/400V, 2NO+2NC, 24V AC 50HZ, 3-POLE, SIZE S2, SCREW TERMINAL | 210.06
3RT2038-1AN24 | CONTACTOR,AC3:37KW/400V, 2NO+2NC, 220V AC 50/60HZ, 3-POLE, SIZE S2, SCREW TERMINAL | 210.06
3RT2025-2AL24 | CONTACTOR, AC-3, 7.5KW/400V, 2NO+2NC, AC 230V 50/60HZ, 3-POLE, SZ S0 SPRING-LOADED TERMINAL REMO | 57.34
3RT2025-2BB40-0CC0 | CONTACTOR, AC-3, 7.5KW/400V, 1NO+1NC, DC 24V, COM. CAPABILITY, 3-POLE, SZ S0 SPRING-LOADED TERMI | 86.87
3VA1050-4ED32-0HA0 | CIRCUIT BREAKER 3VA1 IEC FRAME 100 BREAKING CAPACITY CLASS S ICU=36KA @ 415 V 3-POLE, LINE PROT | 291.77
3VA1050-4ED32-0HH0 | CIRCUIT BREAKER 3VA1 IEC FRAME 100 BREAKING CAPACITY CLASS S ICU=36KA @ 415 V 3-POLE, LINE PROT | 366.97
3SX5100-1F | SPARE KEY FOR 3SE53 ; FOR POSITION SWITCH WITH TUMBLER, KEY TYPE RONIS SH115 | 11.25
3SX5100-3B | ADAPTER+SCREW FOR COMPENSATING INSTALLATION DEPTH FOR TWIST LEVER ADJUSTABLE LENGTH AND ROD LEVER | 9.37
3RV2917-5C | CABLE CONNECTOR SIZE S00 SCREW CONNECTION MULTI-UNIT PACKAGE 10 UNITS | 3.31
3RT2027-2NP30 | CONTACTOR, AC-3, 15KW/400V, 1NO+1NC, AC(50-60HZ)/DC ACTUAT. AC/DC 200...280V, 3-POLE, SZ S0 SPRIN | 154.42
3RT2037-3AP00 | CONTACTOR,AC3:30KW/400V, 1NO+1NC, 230V AC 50HZ, 3-POLE, SIZE S2, SPRING-TYPE TERMINAL | 178.87
3RT2038-1AF04 | CONTACTOR,AC3:37KW/400V, 2NO+2NC, 110V AC 50HZ, 3-POLE, SIZE S2, SCREW TERMINAL | 210.06
3RT2038-1AH20 | CONTACTOR,AC3:37KW/400V, 1NO+1NC, 48V AC 50/60HZ, 3-POLE, SIZE S2, SCREW TERMINAL | 201.3
3RT2038-1AK60 | CONTACTOR,AC3:37KW/400V, 1NO+1NC,110VAC 50HZ/120V 60HZ, 3-POLE, SIZE S2, SCREW TERMINAL | 199.12
3VA1020-4ED36-0JA0 | CIRCUIT BREAKER 3VA1 IEC FRAME 100 BREAKING CAPACITY CLASS S ICU=36KA @ 415 V 3-POLE, LINE PROT | 316.84
3VA1020-4ED36-0KC0 | CIRCUIT BREAKER 3VA1 IEC FRAME 100 BREAKING CAPACITY CLASS S ICU=36KA @ 415 V 3-POLE, LINE PROT | 364.88
3VA1025-2ED32-0BH0 | CIRCUIT BREAKER 3VA1 IEC FRAME 100 BREAKING CAPACITY CLASS B ICU=16KA @ 415 V 3-POLE, LINE PROT | 385.77
3VA1025-2ED32-0DA0 | CIRCUIT BREAKER 3VA1 IEC FRAME 100 BREAKING CAPACITY CLASS B ICU=16KA @ 415 V 3-POLE, LINE PROT | 311.27
3VA1025-2ED32-0HC0 | CIRCUIT BREAKER 3VA1 IEC FRAME 100 BREAKING CAPACITY CLASS B ICU=16KA @ 415 V 3-POLE, LINE PROT | 332.85
3RV2021-4NA10-ZW96 | CIRCUIT-BREAKER SZ S0, FOR MOTOR PROTECTION, CLASS 10, A-RELEASE 23...28A, N-RELEASE 364A, SCREW | 112.69
3RV2021-4PA15-ZX95 | CIRCUIT-BREAKER SZ S0, FOR MOTOR PROTECTION, CLASS 10, A-RELEASE 30...36A, N-RELEASE 432A, SCREW | 148.76
3RV2023-4AA10 | CIRCUIT-BREAKER SZ S0, FOR MOTOR PROTECTION, CLASS 10, A-RELEASE 11...16A, N-RELEASE 208A, SCREW | 62.14
3RV2023-4BA10 | CIRCUIT-BREAKER SZ S0, FOR MOTOR PROTECTION, CLASS 10, A-RELEASE 14...20A, N-RELEASE 260A, SCREW | 62.14
3RT2025-1AK64-3MA0 | CONTACTOR, AC-3, 7.5KW/400V, 2NO+2NC AC110V 50HZ/120V 60HZ 3-POLE, SZ S0 SCREW TERMINAL PERMANEN | 59.06
3RT2025-1AP00-ZX95 | CONTACTOR, AC-3, 7.5KW/400V, 1NO+1NC, AC 230V 50HZ, 3-POLE, SZ S0 SCREW TERMINAL REUSABLE PACKAG | 51.02
3RT2025-1BB40 | CONTACTOR, AC-3, 7.5KW/400V, 1NO+1NC, DC 24V, 3-POLE, SZ S0 SCREW TERMINAL | 81.75
3RT2025-1BB40-1AA0 | CONTACTOR, AC-3, 7.5KW/400V, 1NO+1NC, DC 24V, 3-POLE, SZ S0 SCREW TERMINAL HORIZONTAL MOUNTING | 89.69
3VA1063-4ED42-0HA0 | CIRCUIT BREAKER 3VA1 IEC FRAME 100 BREAKING CAPACITY CLASS S ICU=36KA @ 415 V 4-POLE, LINE PROT | 355.14
3VA1063-4ED42-0JC0 | CIRCUIT BREAKER 3VA1 IEC FRAME 100 BREAKING CAPACITY CLASS S ICU=36KA @ 415 V 4-POLE, LINE PROT | 404.57
3VA1063-4ED42-0JH0 | CIRCUIT BREAKER 3VA1 IEC FRAME 100 BREAKING CAPACITY CLASS S ICU=36KA @ 415 V 4-POLE, LINE PROT | 429.64
3VA1080-2ED32-0AA0 | CIRCUIT BREAKER 3VA1 IEC FRAME 100 BREAKING CAPACITY CLASS B ICU=16KA @ 415 V 3-POLE, LINE PROT | 151.42
3VA1025-2ED32-0AH0 | CIRCUIT BREAKER 3VA1 IEC FRAME 100 BREAKING CAPACITY CLASS B ICU=16KA @ 415 V 3-POLE, LINE PROT | 270.18
3VA1025-2ED32-0CA0 | CIRCUIT BREAKER 3VA1 IEC FRAME 100 BREAKING CAPACITY CLASS B ICU=16KA @ 415 V 3-POLE, LINE PROT | 311.27
3VA1025-3ED32-0BC0 | CIRCUIT BREAKER 3VA1 IEC FRAME 100 BREAKING CAPACITY CLASS N ICU=25KA @ 415 V 3-POLE, LINE PROT | 364.18
3RV2311-1FC10 | CIRCUIT-BREAKER SZ S00, FOR STARTER COMBINATION, RATED CURRENT 5A, N-RELEASE 65A, SCREW CONNECTI | 51.98
3RV2311-4AC20 | CIRCUIT-BREAKER SZ S00, FOR STARTER COMBINATION, RATED CURRENT 16A, N-RELEASE 208A, SPRING-L. CO | 57.84
3RT2028-1AN24 | CONTACTOR, AC-3, 18.5KW/400V, 2NO+2NC, AC 220V 50/60HZ, 3-POLE, SZ S0 SCREW TERMINAL REMOVABLE A | 110.12
3RT2028-1AP04-ZX95 | CONTACTOR, AC-3, 18.5KW/400V, 2NO+2NC, AC 230V 50HZ, 3-POLE, SZ S0 SCREW TERMINAL REMOVABLE AUX. | 122.81
3RT2028-1AV00 | CONTACTOR, AC-3, 18.5KW/400V, 1NO+1NC, AC 400V 50HZ, 3-POLE, SZ S0 SCREW TERMINAL | 101.62
3RT2028-1AV00-0JA0 | CONTACTOR, AC-3, 18.5KW/400V, 1NO+1NC, AC 400V 50HZ, 3-POLE, SZ S0, INDIA 40 A SCREW TERMINAL | 101.62
3RV2011-0CA20-ZX95 | CIRCUIT-BREAKER SZ S00, FOR MOTOR PROTECTION, CLASS 10, A-REL.0.18...0.25A,N-REL.3.3A SPRING-L. C | 50.39
3TC4817-0LB4-ZB01 | CONTACTOR SIZE 4, 2-POLE DC-3 AND 5, 75A AT 750V AUXILIARY CONTACTS 21 (2NO+1NC) SETTING RANGE 0. | 860.93
3TC5217-5KB4 | CONTACTOR SIZE 8 2 -POLE DC-4, NOM. OPER. CURRENT 220 A AUX. SWITCHES 22 (2NO+2NC) DIR. CURRENT A | 1288.58
3RT2037-1AR60 | CONTACTOR,AC3:30KW/400V, 1NO+1NC,400VAC50HZ/400.440V60HZ 3-POLE, SIZE S2, SCREW TERMINAL | 181.06
3RT2037-1NF30 | CONTACTOR,AC3:30KW/400V, 1NO+1NC, 84 - 155V AC/DC, WITH VARISTOR, 3-POLE, SIZE S2, SCREW TERMINA | 270.25
3RT2038-1AP64 | CONTACTOR,AC3:37KW/400V, 1NO+1NC,220VAC 50HZ/240V 60HZ, 3-POLE, SIZE S2, SCREW TERMINAL | 210.06
3RT2038-1AT60 | CONTACTOR,AC3:37KW/400V, 1NO+1NC, 600V AC 60HZ, 3-POLE, SIZE S2, SCREW TERMINAL | 201.3
3VA1050-4ED32-0JH0 | CIRCUIT BREAKER 3VA1 IEC FRAME 100 BREAKING CAPACITY CLASS S ICU=36KA @ 415 V 3-POLE, LINE PROT | 366.97
3VA1050-4ED36-0CH0 | CIRCUIT BREAKER 3VA1 IEC FRAME 100 BREAKING CAPACITY CLASS S ICU=36KA @ 415 V 3-POLE, LINE PROT | 416.42
3RV2811-1BD10 | CIRCUIT-BREAKER SZ S00, FOR TRANSFORMER PROTECTION WITH APPROBATION CIRCUIT-BREAKER UL 489. CSA | 117.3
3RV2902-1AV1 | UNDERVOLTAGE RELEASE, AC 415V/50HZ, AC 480V/60HZ, W. SCREW CONNECTION; FOR CIRCUIT-BREAKERS, SZ | 24.93
3RV2917-4B | 3-PHASE BUSBAR INCLUDING EXTENSION CONNECTOR, FOR 3 CIRCUIT-BREAKERS, SIZE S00 UND S0 | 14.1
3VA1020-3ED36-0JH0 | CIRCUIT BREAKER 3VA1 IEC FRAME 100 BREAKING CAPACITY CLASS N ICU=25KA @ 415 V 3-POLE, LINE PROT | 387.16
3RT2316-1AK60 | 4NO CONTACTOR, AC1: 18A DC 110V 50HZ, 120V 60HZ 4-POLE, 4NO, SZ: S00, SCREW TERMINAL | 30.66
3RV2921-2M | SIGNALING SWITCH, FOR CIRCUIT-BREAKERS 3RV2. WITH SPRING-L. CONNECTION, | 16
3RT2027-4AR60 | CONTACTOR, AC-3, 15KW/400V, 1NO+1NC, AC 400V 50HZ, 400...440V 60HZ, 3-POLE, SZ S0 RING CABLE LUG | 113.32
3RT2028-1AK60 | CONTACTOR, AC-3, 18.5KW/400V, 1NO+1NC, AC 110V 50HZ, 120V 60HZ 3-POLE, SZ S0 SCREW TERMINAL | 98.21
3RT2037-1AM20 | CONTACTOR,AC3:30KW/400V, 1NO+1NC, 208V AC 50/60HZ, 3-POLE, SIZE S2, SCREW TERMINAL | 181.06
3RT2037-1XF40-0LA2 | RAIL-CONTACTOR, AC-3, 30KW/400V, 1NO+1NC, 110VDC, 0.7...1.25*US, WITH VARISTOR, 3-POLE, SIZE S2, | 373.61
3RT2038-1AR64 | CONTACTOR,AC3:37KW/400V, 1NO+1NC,400VAC50HZ/400.440V60HZ 3-POLE, SIZE S2, SCREW TERMINAL | 214.43
3RT2316-1AP00 | 4NO CONTACTOR, AC1: 18A AC 230V 50/60HZ 4-POLE, 4NO, SZ: S00, SCREW TERMINAL | 30.66
3RV2021-1HA20 | CIRCUIT-BREAKER SZ S0, FOR MOTOR PROTECTION, CLASS 10, A-REL. 5.5...8A, N-REL. 104A SPRING-L. CON | 53.24
3RV2021-4BA10-ZW97 | CIRCUIT-BREAKER SZ S0, FOR MOTOR PROTECTION, CLASS 10, A-REL. 14...20A, N-REL. 260A, SCREW CONNEC | 73.43
3VA1025-2ED32-0JA0 | CIRCUIT BREAKER 3VA1 IEC FRAME 100 BREAKING CAPACITY CLASS B ICU=16KA @ 415 V 3-POLE, LINE PROT | 284.8
3VA1025-3ED32-0AF0 | CIRCUIT BREAKER 3VA1 IEC FRAME 100 BREAKING CAPACITY CLASS N ICU=25KA @ 415 V 3-POLE, LINE PROT | 248.6
3RV2021-4EA20 | CIRCUIT-BREAKER SZ S0, FOR MOTOR PROTECTION, CLASS 10, A-RELEASE 27...32A, N-RELEASE 400A, SPRIN | 95.33
3RV2021-4FA15-ZX95 | CIRCUIT-BREAKER SZ S0, FOR MOTOR PROTECTION, CLASS 10, A-RELEASE 34...40A, N-RELEASE 480A, SCREW | 160.16
3RV2111-0BA10 | CIRCUIT-BREAKER SZ S00, FOR MOTOR PROTECTION, CLASS 10, W. OVERLOAD RELAY FUNCTION A-RELEASE 0.14 | 78.73
3RV2311-0DC20 | CIRCUIT-BREAKER SZ S00, FOR STARTER COMBINATION, RATED CURRENT 0.32A, N-RELEASE 4.2A, SPRING-L. | 47.78
3RT2025-2AP00-1AA0 | CONTACTOR, AC-3, 7.5KW/400V, 1NO+1NC, AC 230V 50HZ, 3POLE, SZ. S0 SPRING-LOADED TERMINAL FOR UPR | 53.13
3VA1050-4ED32-0AE0 | CIRCUIT BREAKER 3VA1 IEC FRAME 100 BREAKING CAPACITY CLASS S ICU=36KA @ 415 V 3-POLE, LINE PROT | 303.6
3RT2035-3AG60 | CONTACTOR,AC3:18.5KW/400V, 1NO+1NC,100VAC50HZ/100.110V60HZ 3-POLE, SIZE S2, SPRING-TYPE TERMINAL | 103.4
3RT2036-1AN00 | CONTACTOR,AC3:22KW/400V, 1NO+1NC, 220V AC 50HZ, 3-POLE, SIZE S2, SCREW TERMINAL | 129.1
3RT2036-1CP04 | CONTACTOR,AC3:22KW/400V, 2NO+2NC, 230V AC 50HZ, 3-POLE, SIZE S2, SCREW TERMINAL | 148.78
3RT2037-1AG24 | CONTACTOR,AC3:30KW/400V, 2NO+2NC, 110V AC 50/60HZ, 3-POLE, SIZE S2, SCREW TERMINAL | 189.83
3RU2116-0CC0 | OVERLOAD RELAY 0.18...0.25 A FOR MOTOR PROTECTION SZ S00, CLASS 10, F. MOUNTING ONTO CONTACTOR M | 46.45
3RT2035-1AC10 | CONTACTOR,AC3:18.5KW/400V, 1NO+1NC, 24V AC 60HZ, 3-POLE, SIZE S2, SCREW TERMINAL | 103.4
3RT2035-1AL20 | CONTACTOR,AC3:18.5KW/400V, 1NO+1NC, 230V AC 50/60HZ, 3-POLE, SIZE S2, SCREW TERMINAL | 99.56
3RV2011-0JA40 | CIRCUIT-BREAKER SZ S00, FOR MOTOR PROTECTION, CLASS 10, A-REL. 0.7...1A, N-RELEASE 13A, RING CABL | 61.21
3RV2011-0KA25 | CIRCUIT-BREAKER SZ S00, FOR MOTOR PROTECTION, CLASS 10, A-REL. 0.9...1.25A, N-RELEASE16A, SPRING | 60.53
3RV2011-1EA15 | CIRCUIT-BREAKER SZ S00, FOR MOTOR PROTECTION, CLASS 10, A-RELEASE 2.8...4A, N-RELEASE 52A, SCREW | 62.69
3RV2011-1EA20-ZW97 | CIRCUIT-BREAKER SZ S00, FOR MOTOR PROTECTION, CLASS 10, A-REL. 2.8...4A, N-REL. 52A, SPRING-L. CO | 60.27
3VA1063-2ED32-0KH0 | CIRCUIT BREAKER 3VA1 IEC FRAME 100 BREAKING CAPACITY CLASS B ICU=16KA @ 415 V 3-POLE, LINE PROT | 359.3
3VA1063-2ED36-0HC0 | CIRCUIT BREAKER 3VA1 IEC FRAME 100 BREAKING CAPACITY CLASS B ICU=16KA @ 415 V 3-POLE, LINE PROT | 357.93
3RT2036-1AG24 | CONTACTOR,AC3:22KW/400V, 2NO+2NC, 110V AC 50/60HZ, 3-POLE, SIZE S2, SCREW TERMINAL | 136.75
3RT2036-1XF40-0LA2 | RAIL-CONTACTOR, AC-3, 22KW/400V, 1NO+1NC, 110VDC, 0.7...1.25*US, WITH VARISTOR, 3-POLE, SIZE S2, | 294.85
3RT2036-3NB30-0CC0 | CONTACTOR,AC3:22KW/400V, 1NO+1NC, 20-33VAC/DC, COM.CAP. WITH VARISTOR, 3-POLE, SIZE S2, SPRING-T | 204.58
3RT2018-2AN21 | CONTACTOR, AC-3, 7.5KW/400V, 1NO, AC 220V, 50/60 HZ, 3-POLE, SZ S00 SPRING-LOADED TERMINAL | 41.46
3RT2018-2BB42-0CC0 | CONTACTOR, AC-3, 7.5KW/400V, 1NC, DC 24V, COM. CAPABILITY 3-POLE, SZ S00 SPRING-LOADED TERMINAL | 70.42
3RT2023-1AN24 | CONTACTOR, AC-3, 4KW/400V, 2NO+2NC, AC 220V 50/60HZ, 3-POLE, SZ S0 SCREW TERMINAL REMOVABLE AUX. | 40.79
3RT2023-1AV00 | CONTACTOR, AC-3, 4KW/400V, 1NO+1NC, AC 400V 50HZ, 3-POLE, SZ S0 SCREW TERMINAL | 31.85
3RV2011-1HA10-ZW96 | CIRCUIT-BREAKER SZ S00, FOR MOTOR PROTECTION, CLASS 10, A-REL. 5.5...8A, N-REL. 104A, SCREW CONNE | 60.27
3RV2011-1JA20 | CIRCUIT-BREAKER SZ S00, FOR MOTOR PROTECTION, CLASS 10, A-RELEASE 7...10A, N-RELEASE 130A, SPRIN | 57.31
3RV2021-0JA20-ZX95 | CIRCUIT BREAKER SZ S0, FOR MOTOR PROTECTION, CLASS 10, A-REL. 0.7...1A, N-RELEASE 13A, SPRING-L. | 56.72
3RV2011-0BA10-ZX95 | CIRCUIT-BREAKER SZ S00, FOR MOTOR PROTECTION, CLASS 10, A-REL.0.14...0.2A,N-REL.2.6A, SCREW CONNE | 50.39
3RV2011-0EA25 | CIRCUIT-BREAKER SZ S00, FOR MOTOR PROTECTION, CLASS 10, A-REL. 0.28...0.4A, N-RELEASE5.2A SPRING | 54.63
3RV2011-0FA20-ZW97 | CIRCUIT-BREAKER SZ S00, FOR MOTOR PROTECTION, CLASS 10, A-REL.0.35...0.5A,N-REL. 6.5A SPRING-L. C | 50.84
3RT2036-1AP64 | CONTACTOR,AC3:22KW/400V, 1NO+1NC,220VAC 50HZ/240V 60HZ, 3-POLE, SIZE S2, SCREW TERMINAL | 136.75
3RT2036-1AU00 | CONTACTOR,AC3:22KW/400V, 1NO+1NC, 240V AC 50HZ, 3-POLE, SIZE S2, SCREW TERMINAL | 126.9
3RT2036-3NF30 | CONTACTOR,AC3:22KW/400V, 1NO+1NC, 84 - 155V AC/DC, WITH VARISTOR, 3-POLE, SIZE S2, SPRING-TYPE T | 197.48
3RU2116-0CJ0 | OVERLOAD RELAY 0.18...0.25 A FOR MOTOR PROTECTION SZ S00, CLASS 10, F. MOUNTING ONTO CONTACTOR M | 53.5
3RV2011-1JA20-ZX95 | CIRCUIT-BREAKER SZ S00, FOR MOTOR PROTECTION, CLASS 10, A-REL. 7...10A, N-REL. 130A, SPRING-L. CO | 67.73
3RV2021-1DA20-ZX95 | CIRCUIT BREAKER SZ S0, FOR MOTOR PROTECTION, CLASS 10, A-REL.2.2...3.2A, N-REL. 42A SPRING-L. CON | 62.93
3RV2021-1GA10 | CIRCUIT-BREAKER SZ S0, FOR MOTOR PROTECTION, CLASS 10, A-REL. 4.5...6.3A, N-REL. 82A SCREW CONNEC | 53.24
3RV2311-0JC20 | CIRCUIT-BREAKER SZ S00, FOR STARTER COMBINATION, RATED CURRENT 1A, N-RELEASE 13A, SPRING-L. CONN | 50.79
3RV2311-0KC20 | CIRCUIT-BREAKER SZ S00, FOR STARTER COMBINATION, RATED CURRENT 1.25A, N-RELEASE 16A, SPRING-L. C | 50.79
3RV2311-1CC10 | CIRCUIT-BREAKER SZ S00, FOR STARTER COMBINATION, RATED CURRENT 2.5A, N-RELEASE 33A, SCREW CONNEC | 51.98
3RV2311-1EC10 | CIRCUIT-BREAKER SZ S00, FOR STARTER COMBINATION, RATED CURRENT 4A, N-RELEASE 52A, SCREW CONNECTI | 51.98
3VA1050-3ED36-0KH0 | CIRCUIT BREAKER 3VA1 IEC FRAME 100 BREAKING CAPACITY CLASS N ICU=25KA @ 415 V 3-POLE, LINE PROT | 387.16
3VA1050-3ED42-0CC0 | CIRCUIT BREAKER 3VA1 IEC FRAME 100 BREAKING CAPACITY CLASS N ICU=25KA @ 415 V 4-POLE, LINE PROT | 423.37
3VA1050-3ED42-0DC0 | CIRCUIT BREAKER 3VA1 IEC FRAME 100 BREAKING CAPACITY CLASS N ICU=25KA @ 415 V 4-POLE, LINE PROT | 423.37
3VA1050-3ED42-0CH0 | CIRCUIT BREAKER 3VA1 IEC FRAME 100 BREAKING CAPACITY CLASS N ICU=25KA @ 415 V 4-POLE, LINE PROT | 447.74
3RT2028-2AL24-3MA0 | CONTACTOR, AC-3, 18.5KW/400V, 2NO+2NC, AC 230V 50/60HZ, 3-POLE, SZ S0 SPRING-LOADED TERMINAL PER | 111.29
3RT2028-2AP60 | CONTACTOR, AC-3, 18.5KW/400V, 1NO+1NC, AC 220V 50HZ, 240V 60HZ 3-POLE, SZ S0 SPRING-LOADED TERMI | 98.21
3RT2028-2AV00 | CONTACTOR, AC-3, 18.5KW/400V, 1NO+1NC, AC 400V 50HZ, 3-POLE, SZ S0 SPRING-LOADED TERMINAL | 101.62
3RT2028-4BG40 | CONTACTOR, AC-3, 18.5KW/400V, 1NO+1NC, DC 125V, 3-POLE, SZ S0 RING CABLE LUG CONNECTION | 187.38
3VA1025-4ED32-0AH0 | CIRCUIT BREAKER 3VA1 IEC FRAME 100 BREAKING CAPACITY CLASS S ICU=36KA @ 415 V 3-POLE, LINE PROT | 278.53
3VA1025-4ED32-0BA0 | CIRCUIT BREAKER 3VA1 IEC FRAME 100 BREAKING CAPACITY CLASS S ICU=36KA @ 415 V 3-POLE, LINE PROT | 318.92
3VA1025-4ED32-0CA0 | CIRCUIT BREAKER 3VA1 IEC FRAME 100 BREAKING CAPACITY CLASS S ICU=36KA @ 415 V 3-POLE, LINE PROT | 318.92
3VA1025-4ED32-0DC0 | CIRCUIT BREAKER 3VA1 IEC FRAME 100 BREAKING CAPACITY CLASS S ICU=36KA @ 415 V 3-POLE, LINE PROT | 368.36
3VA1063-2ED36-0DH0 | CIRCUIT BREAKER 3VA1 IEC FRAME 100 BREAKING CAPACITY CLASS B ICU=16KA @ 415 V 3-POLE, LINE PROT | 407.36
3VA1063-3ED32-0AA0 | CIRCUIT BREAKER 3VA1 IEC FRAME 100 BREAKING CAPACITY CLASS N ICU=25KA @ 415 V 3-POLE, LINE PROT | 140.64
3VA1063-3ED32-0BA0 | CIRCUIT BREAKER 3VA1 IEC FRAME 100 BREAKING CAPACITY CLASS N ICU=25KA @ 415 V 3-POLE, LINE PROT | 315.45
3VA1063-3ED32-0KA0 | CIRCUIT BREAKER 3VA1 IEC FRAME 100 BREAKING CAPACITY CLASS N ICU=25KA @ 415 V 3-POLE, LINE PROT | 288.98
3VA1063-3ED36-0AF0 | CIRCUIT BREAKER 3VA1 IEC FRAME 100 BREAKING CAPACITY CLASS N ICU=25KA @ 415 V 3-POLE, LINE PROT | 273.67
3RV2011-1EA10-ZW96 | CIRCUIT-BREAKER SZ S00, FOR MOTOR PROTECTION, CLASS 10, A-REL. 2.8...4A, N-REL. 52A, SCREW CONNEC | 60.27
3RV2011-1EA25-0BA0 | SPECIAL TYPE CIRCUIT BREAKER SIZE S00, FOR MOTOR PROTECTION, CLASS 10, A-RELEASE 2.8...4A, SHORT | 85.69
3RV2011-1FA10-ZX95 | CIRCUIT-BREAKER SZ S00, FOR MOTOR PROTECTION, CLASS 10, A-REL. 3.5...5A, N-REL. 65A, SCREW CONNEC | 60.27
3RV2011-1FA20-ZW97 | CIRCUIT-BREAKER SZ S00, FOR MOTOR PROTECTION, CLASS 10, A-REL. 3.5...5A, N-REL. 65A, SPRING-L. CO | 60.27
3RV2111-1DA10 | CIRCUIT-BREAKER SZ S00, FOR MOTOR PROTECTION, CLASS 10, W. OVERLOAD RELAY FUNCTION A-RELEASE 2.2. | 85.17
3VA1063-3ED36-0BH0 | CIRCUIT BREAKER 3VA1 IEC FRAME 100 BREAKING CAPACITY CLASS N ICU=25KA @ 415 V 3-POLE, LINE PROT | 410.84
3VA1063-4ED32-0AD0 | CIRCUIT BREAKER 3VA1 IEC FRAME 100 BREAKING CAPACITY CLASS S ICU=36KA @ 415 V 3-POLE, LINE PROT | 278.53
3VA1063-4ED42-0HC0 | CIRCUIT BREAKER 3VA1 IEC FRAME 100 BREAKING CAPACITY CLASS S ICU=36KA @ 415 V 4-POLE, LINE PROT | 404.57
3VA1063-4ED42-0CH0 | CIRCUIT BREAKER 3VA1 IEC FRAME 100 BREAKING CAPACITY CLASS S ICU=36KA @ 415 V 4-POLE, LINE PROT | 454.71
3RT2024-1AC24 | CONTACTOR, AC-3, 5.5KW/400V, 2NO+2NC, AC 24V 50/60HZ, 3-POLE, SZ S0 SCREW TERMINAL REMOVABLE AUX | 46.09
3RT2024-1AF04 | CONTACTOR, AC-3, 5.5KW/400V, 2NO+2NC, AC110V 50HZ, 3-POLE, SZ S0 SCREW TERMINAL REMOVABLE AUX. S | 46.09
3VA1063-4ED36-0BC0 | CIRCUIT BREAKER 3VA1 IEC FRAME 100 BREAKING CAPACITY CLASS S ICU=36KA @ 415 V 3-POLE, LINE PROT | 392.74
3RF3410-1BB26 | SOLID-STATE CONTACTOR 3-PH 3RF3 AC53 9.2A 40 DEGREES C 48-600V / 110-230V AC 2-PH. CONTROLLED I | 175.99
3RV2021-1BA10 | CIRCUIT-BREAKER SZ S0, FOR MOTOR PROTECTION, CLASS 10, A-REL. 1.4...2A, N-RELEASE 26A, SCREW CONN | 53.24
3RT2036-1NF34 | CONTACTOR,AC3:22KW/400V, 2NC+2NO, 84 - 155V AC/DC, WITH VARISTOR, 3-POLE, SIZE S2, SCREW TERMINA | 209.52
3RV2011-0HA15-ZW97 | CIRCUIT-BREAKER SZ S00, FOR MOTOR PROTECTION, CLASS 10, A-REL. 0.55...0.8A, N-RELEASE10A, SCREW | 68.36
3RV2011-0JA15-ZW97 | CIRCUIT-BREAKER SZ S00, FOR MOTOR PROTECTION, CLASS 10, A-REL. 0.7...1A, N-RELEASE 13A, SCREW CON | 68.36
3RV2011-0KA10 | CIRCUIT-BREAKER SZ S00, FOR MOTOR PROTECTION, CLASS 10, A-REL. 0.9...1.25A, N-RELEASE16A, SCREW | 48.85
3RV2011-1BA10-ZX95 | CIRCUIT-BREAKER SZ S00, FOR MOTOR PROTECTION, CLASS 10, A-REL. 1.4...2A, N-REL. 26A, SCREW CONNEC | 60.27
3RV2011-4AA10 | CIRCUIT-BREAKER SZ S00, FOR MOTOR PROTECTION, CLASS 10, A-RELEASE 11...16A, N-RELEASE 208A, SCRE | 59.48
3RV2021-4AA15-ZX95 | CIRCUIT-BREAKER SZ S0, FOR MOTOR PROTECTION, CLASS 10, A-REL. 11...16A, N-REL. 208A, SCREW CONNEC | 86.72
3RV2021-4CA10-ZW96 | CIRCUIT-BREAKER SZ S0, FOR MOTOR PROTECTION, CLASS 10, A-REL. 17...22A, N-REL. 286A, SCREW CONNEC | 77.86
3RU2116-0FC1 | OVERLOAD RELAY 0.35...0.50 A FOR MOTOR PROTECTION SZ S00, CLASS 10, STAND-ALONE INSTALLATION MAI | 59.32
3VA1080-2ED32-0BH0 | CIRCUIT BREAKER 3VA1 IEC FRAME 100 BREAKING CAPACITY CLASS B ICU=16KA @ 415 V 3-POLE, LINE PROT | 404.57
3VA1063-3ED32-0KH0 | CIRCUIT BREAKER 3VA1 IEC FRAME 100 BREAKING CAPACITY CLASS N ICU=25KA @ 415 V 3-POLE, LINE PROT | 363.48
3VA1063-3ED36-0CH0 | CIRCUIT BREAKER 3VA1 IEC FRAME 100 BREAKING CAPACITY CLASS N ICU=25KA @ 415 V 3-POLE, LINE PROT | 410.84
3RU2116-0FB0 | OVERLOAD RELAY 0.35...0.50 A FOR MOTOR PROTECTION SZ S00, CLASS 10, F. MOUNTING ONTO CONTACTOR M | 46.45
3RU2116-0JB0 | OVERLOAD RELAY 0.70...1.0 A FOR MOTOR PROTECTION SZ S00, CLASS 10, F. MOUNTING ONTO CONTACTOR MA | 46.45
3RV2011-1GA20 | CIRCUIT-BREAKER SZ S00, FOR MOTOR PROTECTION, CLASS 10, A-RELEASE 4.5...6.3A, N-RELEASE 82A SPR | 50.99
3RV2011-1HA25 | CIRCUIT-BREAKER SZ S00, FOR MOTOR PROTECTION, CLASS 10, A-RELEASE 5.5...8A, N-RELEASE 104A, SPRI | 62.69
3SE7160-1BD00-0AS1 | SAFETY CABLE-OPERATED SWITCH 1NO/1NC, RED LED, 115 V AC, | 635.06
3RF3416-2BB04 | SOLID-STATE CONTACTOR 3-PH 3RF3 AC53 16A 40 DEGREES C 48-480V / 24V DC 2-PH. CONTROLLED INSTANT | 177.89
3RT1056-6AT36-0UA0 | CONTACTOR, 100HP 460/575V AC(40...60HZ)/DC OPERATION UC 575...600V AUXILIARY CONTACTS 2NO+2NC 3- | 568.91
3RT2916-1PB1 | SURGE SUPPRESSOR, VARISTOR, 400V 50/60HZ, 5.5KW, FOR MOTOR CONTACTORS SZ S00, | 32.09
3RT2926-1CC00 | SURGE SUPPRESSOR, RC COUPLING, AC 48...127V, DC 70...150V, FOR MOTOR CONTACTORS SZ S0, | 10.84
3RT2926-1CF00-ZX90 | SURGE SUPPRESSOR, RC COUPLING, AC 400...600V, FOR MOTOR CONTACTORS SZ S0, MULTI-UNIT PACKAGING | 12.09
3RU2116-0KC1 | OVERLOAD RELAY 0.90...1.25 A FOR MOTOR PROTECTION SZ S00, CLASS 10, STAND-ALONE INSTALLATION MAI | 59.32
3RU2116-1BB1 | OVERLOAD RELAY 1.4...2.0 A FOR MOTOR PROTECTION SZ S00, CLASS 10, STAND-ALONE INSTALLATION MAIN | 59.32
3VA1063-4ED36-0KH0 | CIRCUIT BREAKER 3VA1 IEC FRAME 100 BREAKING CAPACITY CLASS S ICU=36KA @ 415 V 3-POLE, LINE PROT | 391.34
3VA1063-4ED42-0CA0 | CIRCUIT BREAKER 3VA1 IEC FRAME 100 BREAKING CAPACITY CLASS S ICU=36KA @ 415 V 4-POLE, LINE PROT | 380.19
3VA1050-4ED42-0JA0 | CIRCUIT BREAKER 3VA1 IEC FRAME 100 BREAKING CAPACITY CLASS S ICU=36KA @ 415 V 4-POLE, LINE PROT | 355.14
3VA1063-2ED32-0JC0 | CIRCUIT BREAKER 3VA1 IEC FRAME 100 BREAKING CAPACITY CLASS B ICU=16KA @ 415 V 3-POLE, LINE PROT | 332.85
3VA1025-3ED32-0JC0 | CIRCUIT BREAKER 3VA1 IEC FRAME 100 BREAKING CAPACITY CLASS N ICU=25KA @ 415 V 3-POLE, LINE PROT | 337.04
3RU2126-1FC0 | OVERLOAD RELAY 3.5...5.0 A FOR MOTOR PROTECTION SZ S0, CLASS 10, F. MOUNTING ONTO CONTACTOR MAIN | 49.93
3RT2028-1BB40-ZX95 | CONTACTOR, AC-3, 18.5KW/400V, 1NO+1NC, DC 24V, 3-POLE, SZ S0 SCREW TERMINAL REUSABLE PACKAGING; | 160.79
3RT2028-1BJ80 | CONTACTOR, AC-3, 18.5KW/400V, 1NO+1NC, DC 72V, 3-POLE, SZ S0 SCREW TERMINAL | 149.3
3RT2035-1AG20 | CONTACTOR,AC3:18.5KW/400V, 1NO+1NC, 110V AC 50/60HZ, 3-POLE, SIZE S2, SCREW TERMINAL | 99.56
3RT2035-1AP00 | CONTACTOR,AC3:18.5KW/400V, 1NO+1NC, 230V AC 50HZ, 3-POLE, SIZE S2, SCREW TERMINAL | 99.56
3VA1025-3ED32-0KH0 | CIRCUIT BREAKER 3VA1 IEC FRAME 100 BREAKING CAPACITY CLASS N ICU=25KA @ 415 V 3-POLE, LINE PROT | 363.48
3VA1025-4ED32-0AF0 | CIRCUIT BREAKER 3VA1 IEC FRAME 100 BREAKING CAPACITY CLASS S ICU=36KA @ 415 V 3-POLE, LINE PROT | 253.47
3VA1063-2ED36-0BA0 | CIRCUIT BREAKER 3VA1 IEC FRAME 100 BREAKING CAPACITY CLASS B ICU=16KA @ 415 V 3-POLE, LINE PROT | 332.85
3SE5242-0HR03-1AK4 | SIRIUS POSITION SWITCH PLASTIC ENCLOSURE ACC. TO EN50047, 50MM DEVICE CONNECTION 2X(M20X1.5); 1N | 174.77
3VA1050-4ED36-0AE0 | CIRCUIT BREAKER 3VA1 IEC FRAME 100 BREAKING CAPACITY CLASS S ICU=36KA @ 415 V 3-POLE, LINE PROT | 327.28
3SK1213-2AB40 | SIRIUS SAFETY RELAY OUTPUT EXTENSION 3RO POWER, WITH RELAY ENABLING CIRCUITS 3 NO CONTACTS + RE | 269.52
3RV2011-1CA10-ZW97 | CIRCUIT-BREAKER SZ S00, FOR MOTOR PROTECTION, CLASS 10, A-REL.1.8...2.5A, N-REL. 33A, SCREW CONNE | 60.27
3RV2011-1CA40 | CIRCUIT-BREAKER SZ S00, FOR MOTOR PROTECTION, CLASS 10, A-REL.1.8...2.5A, N-RELEASE 33A, RING CA | 67.73
3RV2021-4BA10-ZX95 | CIRCUIT-BREAKER SZ S0, FOR MOTOR PROTECTION, CLASS 10, A-REL. 14...20A, N-REL. 260A, SCREW CONNEC | 73.43
3RV2111-0HA10 | CIRCUIT-BREAKER SZ S00, FOR MOTOR PROTECTION, CLASS 10, W. OVERLOAD RELAY FUNCTION A-RELEASE 0.55 | 78.73
3RV2111-1BA10 | CIRCUIT-BREAKER SZ S00, FOR MOTOR PROTECTION, CLASS 10, W. OVERLOAD RELAY FUNCTION A-RELEASE 1.4. | 85.17
3RX9511-0AA00 | PSN130S 3A AC120V/230V IP20, POWER SUPPLY 30 V, FOR AS-INTERFACE, WITHOUT AS-I DATA DECOUPLING, | 228.14
3RV2411-0CA15 | CIRCUIT-BREAKER SZ S00, FOR TRANSFORMER PROT. A-RELEASE 0.18...0.25A, N-RELEASE5.2A SCREW CONNEC | 65.35
3RV2411-1JA10-0BA0 | SPECIAL TYPE CIRCUIT BREAKER SIZE S00, FOR TRANSFORMER PROTECTION A-RELEASE 7...10A, SHORT-CIRCU | 85.17
3RV2711-1DD10 | CIRCUIT-BREAKER SZ S00, FOR PLANT PROTECTION, WITH APPROBATION CIRCUIT-BREAKER UL 489. CSA C22.2 | 109.27
3RV2811-0GD10 | CIRCUIT-BREAKER SZ S00, FOR TRANSFORMER PROTECTION, WITH APPROBATION CIRCUIT-BREAKER UL 489. CSA | 109.27
3SE6604-2BA10 | MAGNETICALLY-OPERATED SWITCH SWITCHING ELEMENT 25X88MM, 2 NC CONN.CABLE 10M LIYY 4X0,25SQMM (SWI | 112.56
3SE6605-3BA05 | SWITCHING ELEMENT, RECT. SMALL 5 M LINE | 66.37
3VA1050-4ED36-0JA0 | CIRCUIT BREAKER 3VA1 IEC FRAME 100 BREAKING CAPACITY CLASS S ICU=36KA @ 415 V 3-POLE, LINE PROT | 316.84
3SX5601-2GA10 | CABLE, 8-PIN, FREE CABLE END 10M LONG, FOR RFID SAFETY SWITCH 3SE63, ON STRAIGHT SOCKET M12, FOR | 53.29
3VA1025-3ED32-0DH0 | CIRCUIT BREAKER 3VA1 IEC FRAME 100 BREAKING CAPACITY CLASS N ICU=25KA @ 415 V 3-POLE, LINE PROT | 390.65
3VA1063-4ED32-0CA0 | CIRCUIT BREAKER 3VA1 IEC FRAME 100 BREAKING CAPACITY CLASS S ICU=36KA @ 415 V 3-POLE, LINE PROT | 318.92
3RV2321-1KC10 | CIRCUIT-BREAKER SZ S0, FOR STARTER COMBINATION, RATED CURRENT 12.5A, N-REL.163A SCREW CONNECTION, | 60
3RV2411-0BA10 | CIRCUIT-BREAKER SZ S00, FOR TRANSFORMER PROT. A-RELEASE 0.14...0.2A, N-RELEASE4.2A, SCREW CONNEC | 53.37
3RV2811-4AD10 | CIRCUIT-BREAKER SZ S00, FOR TRANSFORMER PROTECTION, WITH APPROBATION CIRCUIT-BREAKER UL 489. CSA | 133.9
3RV2821-4BD10 | CIRCUIT-BREAKER SZ S0, FOR TRANSFORMER PROTECTION, WITH APPROBATION CIRCUIT-BREAKER UL 489. CSA | 140.87
3RU2116-0KB0-ZX95 | OVERLOAD RELAY 0.90...1.25 A FOR MOTOR PROTECTION SZ S00, CLASS 10, F. MOUNTING ONTO CONTACTOR M | 47.66
3VA1050-4ED36-0JH0 | CIRCUIT BREAKER 3VA1 IEC FRAME 100 BREAKING CAPACITY CLASS S ICU=36KA @ 415 V 3-POLE, LINE PROT | 391.34
3ZS2711-0CC30-0YD0 | POWER MANAGEMENT SOFTWARE SENTRON POWERMANAGER V 3.X DEVICE PACK (20) 20 ADDITIONAL DEVICES LICE | 3550.7
3ZS2712-0CC30-0YD0 | POWER MANAGEMENT SOFTWARE SENTRON POWERMANAGER V 3.X DEVICE PACK (50) 50 ADDITIONAL DEVICES LICE | 7118.07
3ZS2715-0CC30-0YD0 | POWER MANAGEMENT SOFTWARE SENTRON POWERMANAGER V 3.X DEVICE PACK (500) 500 ADDITIONAL DEVICES LI | 39174.34
3RV2901-1J | LATERAL AUXILIARY SWITCH 2NO+2NC, SCREW CONNECTION, FOR CIRCUIT-BREAKERS SZ S00/S0 | 18.75
3VA1080-2ED36-0DC0 | CIRCUIT BREAKER 3VA1 IEC FRAME 100 BREAKING CAPACITY CLASS B ICU=16KA @ 415 V 3-POLE, LINE PROT | 402.48
3VA1080-2ED36-0JA0 | CIRCUIT BREAKER 3VA1 IEC FRAME 100 BREAKING CAPACITY CLASS B ICU=16KA @ 415 V 3-POLE, LINE PROT | 327.28
3VA1080-2ED36-0JH0 | CIRCUIT BREAKER 3VA1 IEC FRAME 100 BREAKING CAPACITY CLASS B ICU=16KA @ 415 V 3-POLE, LINE PROT | 401.78
3VA1080-2ED42-0AD0 | CIRCUIT BREAKER 3VA1 IEC FRAME 100 BREAKING CAPACITY CLASS B ICU=16KA @ 415 V 4-POLE, LINE PROT | 352.35
3RU2116-1KC0 | OVERLOAD RELAY 9.0...12.5 A FOR MOTOR PROTECTION BGR S00, CLASS 10 STAND-ALONE INSTALLATION MAIN | 46.45
3RU2116-1KJ0 | OVERLOAD RELAY 9.0...12.5 A FOR MOTOR PROTECTION BGR S00, CLASS 10 FOR MOUNTING ONTO CONTACTORS | 53.5
3RU2126-1EJ0 | OVERLOAD RELAY 2.8...4.0 A FOR MOTOR PROTECTION SZ S0, CLASS 10, F. MOUNTING ONTO CONTACTOR MAIN | 57.42
3VA1010-2ED42-0KC0 | CIRCUIT BREAKER 3VA1 IEC FRAME 100 BREAKING CAPACITY CLASS B ICU=16KA @ 415 V 4-POLE, LINE PROT | 460.97
3VA1010-3ED32-0AE0 | CIRCUIT BREAKER 3VA1 IEC FRAME 100 BREAKING CAPACITY CLASS N ICU=25KA @ 415 V 3-POLE, LINE PROT | 352.35
3VA1010-3ED32-0BC0 | CIRCUIT BREAKER 3VA1 IEC FRAME 100 BREAKING CAPACITY CLASS N ICU=25KA @ 415 V 3-POLE, LINE PROT | 417.81
3RT2035-3AH00 | CONTACTOR,AC3:18.5KW/400V, 1NO+1NC, 48V AC 50HZ, 3-POLE, SIZE S2, SPRING-TYPE TERMINAL | 99.56
3RT2035-3AL16 | CONTACTOR,AC3:18.5KW/400V, 2NO+2NC, 230V AC 60HZ, 3-POLE, SIZE S2, SPRING-TYPE TERMINAL LATERAL | 117.6
3RT2036-3AC20 | CONTACTOR,AC3:22KW/400V, 1NO+1NC, 24V AC 50/60HZ, 3-POLE, SIZE S2, SPRING-TYPE TERMINAL | 126.9
3RT2036-3AF00 | CONTACTOR,AC3:22KW/400V, 1NO+1NC, 110V AC 50HZ, 3-POLE, SIZE S2, SPRING-TYPE TERMINAL | 126.9
3RT2036-3NB30 | CONTACTOR,AC3:22KW/400V, 1NO+1NC, 20-33V AC/DC, 3-POLE, SIZE S2, SPRING-TYPE TERMINAL | 197.48
3RT2036-3XB40-0LA2 | RAIL-CONTACTOR, AC-3, 22KW/400V, 1NO+1NC, 24VDC, 0.7...1.25*US, WITH VARISTOR, 3-POLE, SIZE S2, | 294.85
3RT2036-3XB44-0LA2 | RAIL-CONTACTOR, AC-3, 22KW/400V, 2NO+2NC, 24VDC, 0.7...1.25*US, WITH VARISTOR, 3-POLE, SIZE S2, | 307.43
3RT2024-4AR60 | CONTACTOR, AC-3, 5.5KW/400V, 1NO+1NC, AC 400V 50HZ, 400...440V 60HZ, 3-POLE, SZ S0 RING CABLE LUG | 46.4
3RT2025-1AB04 | CONTACTOR, AC-3, 7.5KW/400V, 2NO+2NC, AC 24V 50HZ, 3-POLE, SZ S0 SCREW TERMINAL REMOVABLE AUX. S | 57.34
3VA1080-3ED42-0AD0 | CIRCUIT BREAKER 3VA1 IEC FRAME 100 BREAKING CAPACITY CLASS N ICU=25KA @ 415 V 4-POLE, LINE PROT | 359.3
3RT2035-1AV04 | CONTACTOR,AC3:18.5KW/400V, 2NO+2NC, 400V AC 50HZ, 3-POLE, SIZE S2, SCREW TERMINAL | 113.77
3RV2011-0EA40 | CIRCUIT-BREAKER SZ S00, FOR MOTOR PROTECTION, CLASS 10, A-REL. 0.28...0.4A, N-RELEASE5.2A RING C | 56.97
3VA1050-4ED32-0DA0 | CIRCUIT BREAKER 3VA1 IEC FRAME 100 BREAKING CAPACITY CLASS S ICU=36KA @ 415 V 3-POLE, LINE PROT | 318.92
3VA1050-4ED32-0DH0 | CIRCUIT BREAKER 3VA1 IEC FRAME 100 BREAKING CAPACITY CLASS S ICU=36KA @ 415 V 3-POLE, LINE PROT | 394.13
3VA1050-4ED32-0KA0 | CIRCUIT BREAKER 3VA1 IEC FRAME 100 BREAKING CAPACITY CLASS S ICU=36KA @ 415 V 3-POLE, LINE PROT | 291.77
3VA1050-4ED32-0KH0 | CIRCUIT BREAKER 3VA1 IEC FRAME 100 BREAKING CAPACITY CLASS S ICU=36KA @ 415 V 3-POLE, LINE PROT | 366.97
3RV2011-0JA20-ZX95 | CIRCUIT-BREAKER SZ S00, FOR MOTOR PROTECTION, CLASS 10, A-REL. 0.7...1A, N-REL. 13A, SPRING-L. CO | 54.57
3RV2011-0KA15-ZX95 | CIRCUIT-BREAKER SZ S00, FOR MOTOR PROTECTION, CLASS 10, A-REL. 0.9...1.25A, N-RELEASE 16A, SCREW | 71.54
3RV2011-0KA40 | CIRCUIT-BREAKER SZ S00, FOR MOTOR PROTECTION, CLASS 10, A-REL. 0.9...1.25A, N-RELEASE16A, RING C | 64.57
3RV2011-1AA15-ZW97 | 1NO+1NC CIRCUIT-BREAKER SZ S00, FOR MOTOR PROTECTION, CLASS 10, A-REL.1.1...1.6A, N-RELEASE 21A, | 71.54
3RV2021-4DA25 | CIRCUIT-BREAKER SZ S0, FOR MOTOR PROTECTION, CLASS 10, A-RELEASE 20...25A, N-RELEASE 325A, SPRIN | 87.84
3RV2021-4FA10 | CIRCUIT-BREAKER SZ S0, FOR MOTOR PROTECTION, CLASS 10, A-RELEASE 34...40A, N-RELEASE 480A, SCREW | 124.26
3RV2021-4NA10-ZX95 | CIRCUIT-BREAKER SZ S0, FOR MOTOR PROTECTION, CLASS 10, A-RELEASE 23...28A, N-RELEASE 364A, SCREW | 112.69
3RV2021-4NA15 | CIRCUIT-BREAKER SZ S0, FOR MOTOR PROTECTION, CLASS 10, A-RELEASE 23...28A, N-RELEASE 364A, SCREW | 106.61
3RW4745-0NC00 | REPAIR PART, SIRIUS SOFT STARTER, THYRISTOR-KIT F.3RW4444*-4445*, WITH NTC | 2027.82
3RW4747-0VC50 | REPAIR PART, SIRIUS SOFT STARTER, SNUBBER BOARD FOR 3RW444, S6 400-690 V | 1857.75
3RW4756-0WC50 | REPAIR PART, SIRIUS SOFT STARTER, CURRENT BOARD FOR 3RW445 400-690 V | 644.98
3RW4776-2HB00 | REPAIR PART, SIRIUS SOFT STARTER, CONTROL TERMINAL SET 3RW40* S6/S12 WITH SPRING-LOADED TERMINAL | 114.87
3RV2421-4BA15 | CIRCUIT-BREAKER SZ S0, FOR TRANSFORMER PROT. A-RELEASE 14...20A, N-RELEASE 325A, SCREW CONNECTIO | 77.13
3RV2421-4BA20 | CIRCUIT-BREAKER SZ S0, FOR TRANSFORMER PROT. A-RELEASE 14...20A, N-RELEASE 325A, SPRING-L. CONNE | 65.88
3RV2711-0CD10 | CIRCUIT-BREAKER SZ S00, FOR PLANT PROTECTION, WITH APPROBATION CIRCUIT-BREAKER UL 489. CSA C22.2 | 101.24
3RV2711-0DD10 | CIRCUIT-BREAKER SZ S00, FOR PLANT PROTECTION, WITH APPROBATION CIRCUIT-BREAKER UL 489. CSA C22.2 | 101.24
3SE5232-0HR01-1AY0 | SIRIUS POSITION SWITCH; PLASTIC ENCLOSURE ACC. TO EN 50047; 31MM SUITABLE FOR MINUS 40 DEGREES, | 46.72
3VA1025-3ED42-0AA0 | CIRCUIT BREAKER 3VA1 IEC FRAME 100 BREAKING CAPACITY CLASS N ICU=25KA @ 415 V 4-POLE, LINE PROT | 181.3
3VA1025-4ED32-0HH0 | CIRCUIT BREAKER 3VA1 IEC FRAME 100 BREAKING CAPACITY CLASS S ICU=36KA @ 415 V 3-POLE, LINE PROT | 366.97
3VA1025-4ED32-0KA0 | CIRCUIT BREAKER 3VA1 IEC FRAME 100 BREAKING CAPACITY CLASS S ICU=36KA @ 415 V 3-POLE, LINE PROT | 291.77
3VA1025-4ED36-0AA0 | CIRCUIT BREAKER 3VA1 IEC FRAME 100 BREAKING CAPACITY CLASS S ICU=36KA @ 415 V 3-POLE, LINE PROT | 160.24
3RU2116-0BB0 | OVERLOAD RELAY 0.14...0.20 A FOR MOTOR PROTECTION SZ S00, CLASS 10, F. MOUNTING ONTO CONTACTOR M | 46.45
3RU2116-1BC0 | OVERLOAD RELAY 1.4...2.0 A FOR MOTOR PROTECTION SZ S00, CLASS 10, F. MOUNTING ONTO CONTACTOR MAI | 46.45
3RU2116-1DB1 | OVERLOAD RELAY 2.2...3.2 A FOR MOTOR PROTECTION SZ S00, CLASS 10, STAND-ALONE INSTALLATION MAIN | 59.32
3VA1032-3ED32-0AE0 | CIRCUIT BREAKER 3VA1 IEC FRAME 100 BREAKING CAPACITY CLASS N ICU=25KA @ 415 V 3-POLE, LINE PROT | 298.03
3RU2126-1CB0 | OVERLOAD RELAY 1.8...2.5 A FOR MOTOR PROTECTION SZ S0, CLASS 10, F. MOUNTING ONTO CONTACTOR MAIN | 49.93
3VA1063-3ED42-0AD0 | CIRCUIT BREAKER 3VA1 IEC FRAME 100 BREAKING CAPACITY CLASS N ICU=25KA @ 415 V 4-POLE, LINE PROT | 332.85
3RW4755-0NC00 | REPAIR PART, SIRIUS SOFT STARTER, THYRISTOR-KIT FOR 3RW4453*-55* WITH NTC | 3623.91
3RW4766-0WC50 | REPAIR PART, SIRIUS SOFT STARTER, CURRENT BOARD FOR 3RW445/6 400-690 V | 757.49
3RV2011-1BA15-ZW97 | CIRCUIT-BREAKER SZ S00, FOR MOTOR PROTECTION, CLASS 10, A-REL. 1.4...2A, N-RELEASE 26A, SCREW CON | 74.06
3VA1010-3ED42-0DA0 | CIRCUIT BREAKER 3VA1 IEC FRAME 100 BREAKING CAPACITY CLASS N ICU=25KA @ 415 V 4-POLE, LINE PROT | 444.96
3VA1010-3ED42-0KC0 | CIRCUIT BREAKER 3VA1 IEC FRAME 100 BREAKING CAPACITY CLASS N ICU=25KA @ 415 V 4-POLE, LINE PROT | 467.94
3RV2011-1JA15 | CIRCUIT-BREAKER SZ S00, FOR MOTOR PROTECTION, CLASS 10, A-RELEASE 7...10A, N-RELEASE 130A, SCREW | 69.11
3RV2021-0GA10-ZW96 | CIRCUIT-BREAKER SZ S0, FOR MOTOR PROTECTION, CLASS 10, A-REL. 0.45...0.63A, N-REL.8.2A SCREW CONN | 53.3
3RV2021-1GA20-ZX95 | CIRCUIT BREAKER SZ S0, FOR MOTOR PROTECTION, CLASS 10, A-REL. 4.5...6.3A, N-REL. 82A SPRING-L. CO | 62.93
3RV2021-1KA20 | CIRCUIT-BREAKER SZ S0, FOR MOTOR PROTECTION, CLASS 10, A-REL. 9..12.5A, N-REL. 163A, SPRING-L. CO | 59.48
3RV2021-4BA10 | CIRCUIT-BREAKER SZ S0, FOR MOTOR PROTECTION, CLASS 10, A-RELEASE 14...20A, N-RELEASE 260A, SCREW | 62.14
3RT2926-1JJ00 | SURGE SUPPRESSOR, VARISTOR WITH LED, AC 24...48V, DC 12...24V, FOR MOTOR CONTACTORS SZ S0, | 11.13
3RT2936-1CF00 | SURGE SUPPRESSOR, RC ELEMENT, 400...600V AC, FOR CONTACTORS SIZE S2 | 14.65
3RT2025-2BB44-3MA0 | CONTACTOR, AC-3, 7.5KW/400V, 2NO+2NC, DC 24V, 3-POLE, SZ S0 SPRING-LOADED TERMINAL PERMANENT AUX | 94.79
3RT2025-4AG60 | CONTACTOR, AC-3, 7.5KW/400V, 1NO+1NC, AC 100V 50HZ, 100...110V 60HZ, 3-POLE, SZ S0 RING CABLE LUG | 60.52
3RT2038-1AK64 | CONTACTOR,AC3:37KW/400V, 1NO+1NC,110VAC 50HZ/120V 60HZ, 3-POLE, SIZE S2, SCREW TERMINAL | 210.06
3RT2038-1AQ20 | CONTACTOR,AC3:37KW/400V, 1NO+1NC, 500V AC 50/60HZ, 3-POLE, SIZE S2, SCREW TERMINAL | 201.3
3VA1010-3ED32-0DH0 | CIRCUIT BREAKER 3VA1 IEC FRAME 100 BREAKING CAPACITY CLASS N ICU=25KA @ 415 V 3-POLE, LINE PROT | 443.56
3RT2037-1NF34 | CONTACTOR,AC3:30KW/400V, 2NO+2NC, 84 - 155V AC/DC, WITH VARISTOR, 3-POLE, SIZE S2, SCREW TERMINA | 281.17
3RT2037-3AG20 | CONTACTOR,AC3:30KW/400V, 1NO+1NC, 110V AC 50/60HZ, 3-POLE, SIZE S2, SPRING-TYPE TERMINAL | 178.87
3RT2038-3AL20 | CONTACTOR,AC3:37KW/400V, 1NO+1NC, 230V AC 50/60HZ, 3-POLE, SIZE S2, SPRING-TYPE TERMINAL | 199.12
3RT2038-3XB40-0LA2 | RAIL-CONTACTOR, AC3, 37KW/400V, 1NO + 1NC 24V DC, 0.7...1.25*US, WITH VARISTOR, 3-POL, SIZE S2, | 393.31
3RV2021-4NA25 | CIRCUIT-BREAKER SZ S0, FOR MOTOR PROTECTION, CLASS 10, A-RELEASE 23...28A, N-RELEASE 364A, SPRIN | 106.61
3RV2111-0FA10 | CIRCUIT-BREAKER SZ S00, FOR MOTOR PROTECTION, CLASS 10, W. OVERLOAD RELAY FUNCTION A-RELEASE0.35. | 78.73
3RV2011-1CA20-ZW97 | CIRCUIT-BREAKER SZ S00, FOR MOTOR PROTECTION, CLASS 10, A-REL.1.8...2.5A, N-REL. 33A, SPRING-L. C | 60.27
3RV2011-1DA10-ZW97 | CIRCUIT-BREAKER SZ S00, FOR MOTOR PROTECTION, CLASS 10, A-REL.2.2...3.2A, N-REL. 42A, SCREW CONNE | 60.27
3RV2011-1FA10-ZW97 | CIRCUIT-BREAKER SZ S00, FOR MOTOR PROTECTION, CLASS 10, A-REL. 3.5...5A, N-REL. 65A, SCREW CONNEC | 60.27
3RT2027-4AC20 | CONTACTOR, AC-3, 15KW/400V, 1NO+1NC, AC 24V 50/60HZ, 3-POLE, SZ S0 RING CABLE LUG CONNECTION | 110.14
3TC4417-0AY80-0AD0 | CONTACTOR SIZE 2 2-POLE DC-3 AND 5, 32 A AUX. SWITCHES 22 (2NO+2NC) DIR. CURRENT ACTUATION DC 52 | 231.61
3SK1111-1AB30 | SIRIUS SAFETY RELAY STANDARD SERIES DEVICE RELAY ENABLING CIRCUITS 3 NO CONTACTS + RELAY SIGNALI | 200.62
3VA1032-3ED32-0CC0 | CIRCUIT BREAKER 3VA1 IEC FRAME 100 BREAKING CAPACITY CLASS N ICU=25KA @ 415 V 3-POLE, LINE PROT | 364.18
3VA1050-4ED42-0DH0 | CIRCUIT BREAKER 3VA1 IEC FRAME 100 BREAKING CAPACITY CLASS S ICU=36KA @ 415 V 4-POLE, LINE PROT | 454.71
3VA1050-4ED46-0AA0 | CIRCUIT BREAKER 3VA1 IEC FRAME 100 BREAKING CAPACITY CLASS S ICU=36KA @ 415 V 4-POLE, LINE PROT | 207.79
3VA1063-2ED32-0AA0 | CIRCUIT BREAKER 3VA1 IEC FRAME 100 BREAKING CAPACITY CLASS B ICU=16KA @ 415 V 3-POLE, LINE PROT | 137.22
3VA1063-2ED32-0BA0 | CIRCUIT BREAKER 3VA1 IEC FRAME 100 BREAKING CAPACITY CLASS B ICU=16KA @ 415 V 3-POLE, LINE PROT | 311.27
3VA1063-2ED32-0DH0 | CIRCUIT BREAKER 3VA1 IEC FRAME 100 BREAKING CAPACITY CLASS B ICU=16KA @ 415 V 3-POLE, LINE PROT | 385.77
3RT2036-1AC24 | CONTACTOR,AC3:22KW/400V, 2NO+2NC, 24V AC 50/60HZ, 3-POLE, SIZE S2, SCREW TERMINAL | 136.75
3RT2036-1AF00 | CONTACTOR,AC3:22KW/400V, 1NO+1NC, 110V AC 50HZ, 3-POLE, SIZE S2, SCREW TERMINAL | 126.9
3RT2036-1AR64 | CONTACTOR,AC3:22KW/400V, 1NO+1NC,400VAC50HZ/400.440V60HZ 3-POLE, SIZE S2, SCREW TERMINAL | 140.03
3RT2036-1AU60 | CONTACTOR,AC3:22KW/400V, 1NO+1NC, 277V AC 60HZ, 3-POLE, SIZE S2, SCREW TERMINAL | 129.1
3RT2024-2AL24-3MA0 | CONTACTOR, AC-3, 5.5KW/400V, 2NO+2NC, AC 230V 50/60HZ, 3-POLE, SZ S0 SPRING-LOADED TERMINAL PERM | 47.81
3RT2024-2BB40-ZW96 | CONTACTOR, AC-3, 5.5KW/400V, 1NO+1NC, DC 24V, 3-POLE, SZ S0 SPRING-LOADED TERMINAL MULTI UNIT PA | 75.33
3RT2025-1KB40 | COUPLING RELAY, AC-3, 7.5KW/400V, 1NO+1NC, DC 24V, W. PLUGGED-IN VARISTOR 3-POLE, SZ S0 SCREW TE | 89.69
3RV2311-0AC20 | CIRCUIT-BREAKER SZ S00, FOR STARTER COMBINATION, RATED CURRENT 0.16A, N-RELEASE 2.1A, SPRING-L. | 47.11
3RV2311-0DC10 | CIRCUIT-BREAKER SZ S00, FOR STARTER COMBINATION, RATED CURRENT 0.32A, N-RELEASE 4.2A, SCREW CONN | 47.78
3RV2311-0GC10 | CIRCUIT-BREAKER SZ S00, FOR STARTER COMBINATION, RATED CURRENT 0.63A, N-RELEASE 8.2A, SCREW CONN | 47.78
3VA1010-3ED36-0AH0 | CIRCUIT BREAKER 3VA1 IEC FRAME 100 BREAKING CAPACITY CLASS N ICU=25KA @ 415 V 3-POLE, LINE PROT | 351.65
3SE5242-0HR03-1AL4 | SIRIUS POSITION SWITCH PLASTIC ENCLOSURE ACC. TO EN50047, 50MM DEVICE CONNECTION 2X(M20X1.5); 1N | 194.29
3VA1063-2ED36-0AF0 | CIRCUIT BREAKER 3VA1 IEC FRAME 100 BREAKING CAPACITY CLASS B ICU=16KA @ 415 V 3-POLE, LINE PROT | 268.09
3VA1063-2ED36-0AH0 | CIRCUIT BREAKER 3VA1 IEC FRAME 100 BREAKING CAPACITY CLASS B ICU=16KA @ 415 V 3-POLE, LINE PROT | 291.77
3VA1063-2ED36-0HH0 | CIRCUIT BREAKER 3VA1 IEC FRAME 100 BREAKING CAPACITY CLASS B ICU=16KA @ 415 V 3-POLE, LINE PROT | 380.89
3VA1032-2ED36-0BA0 | CIRCUIT BREAKER 3VA1 IEC FRAME 100 BREAKING CAPACITY CLASS B ICU=16KA @ 415 V 3-POLE, LINE PROT | 332.85
3VA1032-3ED32-0HA0 | CIRCUIT BREAKER 3VA1 IEC FRAME 100 BREAKING CAPACITY CLASS N ICU=25KA @ 415 V 3-POLE, LINE PROT | 288.98
3VA1032-3ED36-0AD0 | CIRCUIT BREAKER 3VA1 IEC FRAME 100 BREAKING CAPACITY CLASS N ICU=25KA @ 415 V 3-POLE, LINE PROT | 295.95
3VA1032-3ED36-0DA0 | CIRCUIT BREAKER 3VA1 IEC FRAME 100 BREAKING CAPACITY CLASS N ICU=25KA @ 415 V 3-POLE, LINE PROT | 337.04
3RV2011-1KA20 | CIRCUIT-BREAKER SZ S00, FOR MOTOR PROTECTION, CLASS 10, A-RELEASE 9..12.5A, N-RELEASE 163A, SPRI | 57.31
3RV2011-1KA20-ZW96 | CIRCUIT-BREAKER SZ S00, FOR MOTOR PROTECTION, CLASS 10, A-REL. 9..12.5A, N-REL. 163A, SPRING-L. C | 67.73
3RV2011-1KA20-ZW97 | CIRCUIT-BREAKER SZ S00, FOR MOTOR PROTECTION, CLASS 10, A-REL. 9..12.5A, N-REL. 163A, SPRING-L. C | 67.73
3RV2011-1KA25 | CIRCUIT-BREAKER SZ S00, FOR MOTOR PROTECTION, CLASS 10, A-RELEASE 9..12.5A, N-RELEASE 163A, SPRI | 69.11
3VA1080-4ED32-0AF0 | CIRCUIT BREAKER 3VA1 IEC FRAME 100 BREAKING CAPACITY CLASS S ICU=36KA @ 415 V 3-POLE, LINE PROT | 273.67
3VA1050-3ED36-0DH0 | CIRCUIT BREAKER 3VA1 IEC FRAME 100 BREAKING CAPACITY CLASS N ICU=25KA @ 415 V 3-POLE, LINE PROT | 410.84
3VA1025-3ED36-0AA0 | CIRCUIT BREAKER 3VA1 IEC FRAME 100 BREAKING CAPACITY CLASS N ICU=25KA @ 415 V 3-POLE, LINE PROT | 155.83
3VA1032-2ED36-0DC0 | CIRCUIT BREAKER 3VA1 IEC FRAME 100 BREAKING CAPACITY CLASS B ICU=16KA @ 415 V 3-POLE, LINE PROT | 383.68
3ZS1635-1XX01-0YA0 | AS-INTERFACE PCS 7 BLOCK LIBRARY V7.1 SINGLE LICENSE 1 INSTALLATION ENGINEERING-SW, RUNTIME-SW | 571.08
3VA1080-2ED32-0AH0 | CIRCUIT BREAKER 3VA1 IEC FRAME 100 BREAKING CAPACITY CLASS B ICU=16KA @ 415 V 3-POLE, LINE PROT | 288.98
3RU2116-1EJ0 | OVERLOAD RELAY 2.8...4.0 A FOR MOTOR PROTECTION SZ S00, CLASS 10, F. MOUNTING ONTO CONTACTOR MAI | 53.5
3RU2116-1GB0 | OVERLOAD RELAY 4.5...6.3 A FOR MOTOR PROTECTION SZ S00, CLASS 10, F. MOUNTING ONTO CONTACTOR MAI | 46.45
3VA1010-3ED32-0CC0 | CIRCUIT BREAKER 3VA1 IEC FRAME 100 BREAKING CAPACITY CLASS N ICU=25KA @ 415 V 3-POLE, LINE PROT | 417.81
3VA1050-4ED36-0KA0 | CIRCUIT BREAKER 3VA1 IEC FRAME 100 BREAKING CAPACITY CLASS S ICU=36KA @ 415 V 3-POLE, LINE PROT | 316.84
3VA1063-2ED32-0HC0 | CIRCUIT BREAKER 3VA1 IEC FRAME 100 BREAKING CAPACITY CLASS B ICU=16KA @ 415 V 3-POLE, LINE PROT | 332.85
3RT2035-3AP60 | CONTACTOR,AC3:18.5KW/400V, 1NO+1NC,220VAC 50HZ/240V 60HZ, 3-POLE, SIZE S2, SPRING-TYPE TERMINAL | 99.56
3RT2036-1AB04 | CONTACTOR,AC3:22KW/400V, 2NO+2NC, 24V AC 50HZ, 3-POLE, SIZE S2, SCREW TERMINAL | 136.75
3RT2036-1AV00 | CONTACTOR,AC3:22KW/400V, 1NO+1NC, 400V AC 50HZ, 3-POLE, SIZE S2, SCREW TERMINAL | 129.1
3RT2036-1XB40-0LA2 | RAIL-CONTACTOR, AC-3, 22KW/400V, 1NO+1NC, 24VDC, 0.7...1.25*US, WITH VARISTOR, 3-POLE, SIZE S2, | 294.85
3RT2024-2BG40 | CONTACTOR, AC-3, 5.5KW/400V, 1NO+1NC, DC 125V, 3-POLE, SZ S0 SPRING-LOADED TERMINAL | 70.99
3RT2024-2XJ40-0LA2 | CONT. F. RAILW. A., AC-3, 5.5KW/400V, 1NO+1NC, . DC 72V, 0,7...1,25*US, W. VARISTOR INTEGRATED, | 95.94
3RT2025-1AU20 | CONTACTOR, AC-3, 7.5KW/400V, 1NO+1NC, AC 380V 50/60HZ, 3-POLE, SZ S0 SCREW TERMINAL | 48.38
3RT2025-1BW40 | CONTACTOR, AC-3, 7.5KW/400V, 1NO+1NC, DC 48V, 3-POLE, SZ S0 SCREW TERMINAL | 81.75
3VA1010-3ED36-0BC0 | CIRCUIT BREAKER 3VA1 IEC FRAME 100 BREAKING CAPACITY CLASS N ICU=25KA @ 415 V 3-POLE, LINE PROT | 440.77
3VA1010-3ED42-0AD0 | CIRCUIT BREAKER 3VA1 IEC FRAME 100 BREAKING CAPACITY CLASS N ICU=25KA @ 415 V 4-POLE, LINE PROT | 404.57
3VA1080-3ED36-0KC0 | CIRCUIT BREAKER 3VA1 IEC FRAME 100 BREAKING CAPACITY CLASS N ICU=25KA @ 415 V 3-POLE, LINE PROT | 378.82
3VA1080-4ED32-0AD0 | CIRCUIT BREAKER 3VA1 IEC FRAME 100 BREAKING CAPACITY CLASS S ICU=36KA @ 415 V 3-POLE, LINE PROT | 295.95
3SE5232-0RV40-1AJ0 | SIRIUS POSITION SWITCH, W SEPARATE ACTUATOR PLASTIC 31MM, ACC. TO EN50047 HIGHER CORROSION PROTEC | 55.41
3VA1063-2ED36-0JC0 | CIRCUIT BREAKER 3VA1 IEC FRAME 100 BREAKING CAPACITY CLASS B ICU=16KA @ 415 V 3-POLE, LINE PROT | 357.93
3VA1063-3ED32-0CC0 | CIRCUIT BREAKER 3VA1 IEC FRAME 100 BREAKING CAPACITY CLASS N ICU=25KA @ 415 V 3-POLE, LINE PROT | 364.18
3VA1032-2ED32-0AD0 | CIRCUIT BREAKER 3VA1 IEC FRAME 100 BREAKING CAPACITY CLASS B ICU=16KA @ 415 V 3-POLE, LINE PROT | 270.18
3VA1032-2ED36-0AE0 | CIRCUIT BREAKER 3VA1 IEC FRAME 100 BREAKING CAPACITY CLASS B ICU=16KA @ 415 V 3-POLE, LINE PROT | 318.22
3RV2011-1JA15-ZX95 | CIRCUIT BREAKER SZ S00, FOR MOTOR PROTECTION, CLASS 10, A-RELEASE 7...10A, N-RELEASE 130A, SCREW | 81.67
3RV2011-1KA15 | CIRCUIT-BREAKER SZ S00, FOR MOTOR PROTECTION, CLASS 10, A-RELEASE 9..12.5A, N-RELEASE 163A, SCRE | 69.11
3VA1080-4ED32-0BH0 | CIRCUIT BREAKER 3VA1 IEC FRAME 100 BREAKING CAPACITY CLASS S ICU=36KA @ 415 V 3-POLE, LINE PROT | 410.84
3VA1010-4ED32-0CA0 | CIRCUIT BREAKER 3VA1 IEC FRAME 100 BREAKING CAPACITY CLASS S ICU=36KA @ 415 V 3-POLE, LINE PROT | 372.54
3VA1010-4ED32-0KH0 | CIRCUIT BREAKER 3VA1 IEC FRAME 100 BREAKING CAPACITY CLASS S ICU=36KA @ 415 V 3-POLE, LINE PROT | 421.98
3VA1080-3ED42-0BA0 | CIRCUIT BREAKER 3VA1 IEC FRAME 100 BREAKING CAPACITY CLASS N ICU=25KA @ 415 V 4-POLE, LINE PROT | 400.39
3VA1080-3ED42-0CC0 | CIRCUIT BREAKER 3VA1 IEC FRAME 100 BREAKING CAPACITY CLASS N ICU=25KA @ 415 V 4-POLE, LINE PROT | 447.74
3VA1080-3ED42-0JA0 | CIRCUIT BREAKER 3VA1 IEC FRAME 100 BREAKING CAPACITY CLASS N ICU=25KA @ 415 V 4-POLE, LINE PROT | 372.54
3RV2011-1GA10-ZW96 | CIRCUIT-BREAKER SZ S00, FOR MOTOR PROTECTION, CLASS 10, A-REL. 4.5...6.3A, N-REL. 82A SCREW CONNE | 60.27
3RV2011-1GA25 | CIRCUIT-BREAKER SZ S00, FOR MOTOR PROTECTION, CLASS 10, A-RELEASE 4.5...6.3A, N-RELEASE 82A SPR | 62.69
3RV2011-1HA10-0BA0 | SPECIAL TYPE CIRCUIT BREAKER SIZE S00, FOR MOTOR PROTECTION, CLASS 10, A-RELEASE 5.5...8A, SHORT | 72.31
3RV2011-1HA10-ZX95 | CIRCUIT-BREAKER SZ S00, FOR MOTOR PROTECTION, CLASS 10, A-REL. 5.5...8A, N-REL. 104A, SCREW CONNE | 60.27
3VA1010-3ED42-0JA0 | CIRCUIT BREAKER 3VA1 IEC FRAME 100 BREAKING CAPACITY CLASS N ICU=25KA @ 415 V 4-POLE, LINE PROT | 419.88
3VA1010-3ED42-0KH0 | CIRCUIT BREAKER 3VA1 IEC FRAME 100 BREAKING CAPACITY CLASS N ICU=25KA @ 415 V 4-POLE, LINE PROT | 491.62
3VA1010-3ED46-0AA0 | CIRCUIT BREAKER 3VA1 IEC FRAME 100 BREAKING CAPACITY CLASS N ICU=25KA @ 415 V 4-POLE, LINE PROT | 254.82
3ZY1131-1BA00 | REMOVABLE TERMINAL 3-POLE, SCREW TERMINALS UP TO 2X1.5 SQMM OR 1X2.5 SQMM, FOR SIRIUS DEVICES IN | 6.22
3RW4766-0VC70 | REPAIR PART, SIRIUS SOFT STARTER, SNUBBER BOARD FOR 3RW445/6 200-460 V | 1360.6
3RW4775-0NB00 | REPAIR PART, SIRIUS SOFT STARTER, THYRISTOR-KIT FOR 3RW4075*, WITH NTC | 1166.98
3RT2037-1AV04 | CONTACTOR,AC3:30KW/400V, 2NO+2NC, 400V AC 50HZ, 3-POLE, SIZE S2, SCREW TERMINAL | 193.1
3RT2037-1NP30 | CONTACTOR,AC3:30KW/400V, 1NO+1NC, 175-280V AC/DC, WITH VARISTOR, 3-POLE, SIZE S2, SCREW TERMINAL | 270.25
3RT2037-3AF00 | CONTACTOR,AC3:30KW/400V, 1NO+1NC, 110V AC 50HZ, 3-POLE, SIZE S2, SPRING-TYPE TERMINAL | 178.87
3RT2025-2AN24 | CONTACTOR, AC-3, 7.5KW/400V, 2NO+2NC, AC 220V 50/60HZ, 3-POLE, SZ S0 SPRING-LOADED TERMINAL REMO | 57.34
3SE5232-0LE10-1AY0 | SIRIUS POSITION SWITCH; PLASTIC ENCLOSURE ACC. TO EN 50047; 31MM SUITABLE FOR MINUS 40 DEGREES, | 40.61
3VA1050-3ED42-0AE0 | CIRCUIT BREAKER 3VA1 IEC FRAME 100 BREAKING CAPACITY CLASS N ICU=25KA @ 415 V 4-POLE, LINE PROT | 359.3
3VA1050-3ED42-0JA0 | CIRCUIT BREAKER 3VA1 IEC FRAME 100 BREAKING CAPACITY CLASS N ICU=25KA @ 415 V 4-POLE, LINE PROT | 348.87
3VA1050-4ED32-0BH0 | CIRCUIT BREAKER 3VA1 IEC FRAME 100 BREAKING CAPACITY CLASS S ICU=36KA @ 415 V 3-POLE, LINE PROT | 394.13
3UF7011-1AB00-0 | BASIC UNIT 3 SIMOCODE PRO V; ETHERNET / PROFINET IO; OPC UA SERVER AS OF 01/2015; WEB SERVER; TR | 866.01
3UF7320-1AU00-0 | FAIL-SAFE DIGITAL MODULE DM-F LOCAL; FOR FAIL-SAFE SWITCH-OFF VIA HARDWARE SIGNAL; UV: 110...240 | 430.11
3SE5132-0AA00 | ENCLOSURE,PLASTIC IN ACCORDANCE WITH EN50041, WITH LID TURQUOISE; 1X(M20X1.5) | 6.4
3SE5132-0CJ24 | SIRIUS POSITION SWITCH PLASTIC ENCLOSURE 40MM, TWIST LEVER, TO EN50041, DEVICE CONNECTION 1X (M20 | 43.24
3SE5132-0CJ27 | SIRIUS POSITION SWITCH PLASTIC ENCLOSURE 40MM, TWIST LEVER, TO EN50041, DEVICE CONNECTION 1X (M20 | 44.11
3VA1063-3ED42-0AE0 | CIRCUIT BREAKER 3VA1 IEC FRAME 100 BREAKING CAPACITY CLASS N ICU=25KA @ 415 V 4-POLE, LINE PROT | 359.3
3RU2116-1AB0-ZX95 | OVERLOAD RELAY 1.1...1.6 A FOR MOTOR PROTECTION SZ S00, CLASS 10, F. MOUNTING ONTO CONTACTOR MAI | 47.66
3RU2116-1BB0 | OVERLOAD RELAY 1.4...2.0 A FOR MOTOR PROTECTION SZ S00, CLASS 10, F. MOUNTING ONTO CONTACTOR MAI | 46.45
3RU2116-1BJ0 | OVERLOAD RELAY 1.4...2.0 A FOR MOTOR PROTECTION SZ S00, CLASS 10, F. MOUNTING ONTO CONTACTOR MAI | 53.5
3RU2116-1DC0 | OVERLOAD RELAY 2.2...3.2 A FOR MOTOR PROTECTION SZ S00, CLASS 10, F. MOUNTING ONTO CONTACTOR MAI | 46.45
3RV2321-4EC10 | CIRCUIT-BREAKER SZ S0, FOR STARTER COMBINATION, RATED CURRENT 32A, N-RELEASE 400A, SCREW CONNECT | 92.67
3RV2411-0AA15 | CIRCUIT-BREAKER SZ S00, FOR TRANSFORMER PROT. A-RELEASE 0.11...0.16A, N-RELEASE3.3A SCREW CONNEC | 65.35
3VA1010-3ED36-0DH0 | CIRCUIT BREAKER 3VA1 IEC FRAME 100 BREAKING CAPACITY CLASS N ICU=25KA @ 415 V 3-POLE, LINE PROT | 465.85
3VA1010-3ED42-0BA0 | CIRCUIT BREAKER 3VA1 IEC FRAME 100 BREAKING CAPACITY CLASS N ICU=25KA @ 415 V 4-POLE, LINE PROT | 444.96
3VA1080-3ED42-0AC0 | CIRCUIT BREAKER 3VA1 IEC FRAME 100 BREAKING CAPACITY CLASS N ICU=25KA @ 415 V 4-POLE, LINE PROT | 332.85
3RT2028-2AB00 | CONTACTOR, AC-3, 18.5KW/400V, 1NO+1NC, AC 24V 50HZ, 3-POLE, SZ S0 SPRING-LOADED TERMINAL | 98.21
3RT2028-2BB40 | CONTACTOR, AC-3, 18.5KW/400V, 1NO+1NC, DC 24V, 3-POLE, SZ S0 SPRING-LOADED TERMINAL | 144.21
3RT2028-2CL24-3MA0 | CONTACTOR, AC-3, 18.5KW/400V, 2NO+2NC, AC 230V 50/60HZ, W. PLUGGED-IN VARISTOR 3-POLE, SZ S0 SPR | 121.5
3RT2035-1NP30 | CONTACTOR,AC3:18.5KW/400V, 1NO+1NC, 175-280V AC/DC, WITH VARISTOR, 3-POLE, SIZE S2, SCREW TERMIN | 152.05
3RT2036-1AC20 | CONTACTOR,AC3:22KW/400V, 1NO+1NC, 24V AC 50/60HZ, 3-POLE, SIZE S2, SCREW TERMINAL | 126.9
3RT2026-1NF30 | CONTACTOR, AC-3, 11KW/400V, 1NO+1NC, AC(50-60HZ)/DC ACTUAT. AC/DC 95...130V, 3-POLE, SZ S0 SCREW | 112.41
3RT2026-2AN24 | CONTACTOR, AC-3, 11KW/400V, 2NO+2NC, AC 220V 50/60HZ, 3-POLE, SZ S0 SPRING-LOADED TERMINAL REMOV | 72.67
3RT2024-1BM44 | CONTACTOR, AC-3, 5.5KW/400V, 2NO+2NC, DC 220V, 3-POLE, SZ S0 SCREW TERMINAL REMOVABLE AUX. SWITC | 78.91
3RT2024-1DB44-3MA0 | CONTACTOR, AC-3, 5.5KW/400V, 2NO+2NC, 24 V DC, W. INSERTED VARISTOR 3-POLE, SIZE S0 SCREW CONNEC | 90.27
3RT2024-2AF04 | CONTACTOR, AC-3, 5.5KW/400V, 2NO+2NC, AC110V 50HZ, 3-POLE, SZ S0 SPRING-LOADED TERMINAL REMOVABL | 46.09
3SK1121-1AB40 | SIRIUS SAFETY RELAY BASIC UNIT ADVANCED SERIES RELAY ENABLING CIRCUITS 3 NO CONTACTS + RELAY SIG | 253.55
3TK2806-0BB4 | CONTACTOR COMBINATION FOR SAFETY CIRCUITS ENABLING AND SIGNALLING CIRCUIT 5N0+1NC, AC-OPERATION | 1497.13
3RV2411-0HA10 | CIRCUIT-BREAKER SZ S00, FOR TRANSFORMER PROT. A-RELEASE 0.55...0.8A, N-RELEASE16A SCREW CONNECTI | 53.37
3RV2411-0KA10 | CIRCUIT-BREAKER SZ S00, FOR TRANSFORMER PROT. A-RELEASE 0.9...1.25A, N-RELEASE 26A SCREW CONNECT | 56.76
3RV2411-1GA20 | CIRCUIT-BREAKER SZ S00, FOR TRANSFORMER PROT. A-RELEASE4.5...6.3A, N-RELEASE130A, SPRING-L. CONN | 56.76
3RV2411-1JA15 | CIRCUIT-BREAKER SZ S00, FOR TRANSFORMER PROT. A-RELEASE 7...10A, N-RELEASE 208A, SCREW CONNECTIO | 74.47
3RU2116-0CB0 | OVERLOAD RELAY 0.18...0.25 A FOR MOTOR PROTECTION SZ S00, CLASS 10, F. MOUNTING ONTO CONTACTOR M | 46.45
3RV2421-4DA15 | CIRCUIT-BREAKER SZ S0, FOR TRANSFORMER PROT. A-RELEASE 20...25A, N-RELEASE 400A, SCREW CONNECTIO | 91.6
3VA1010-4ED46-0AA0 | CIRCUIT BREAKER 3VA1 IEC FRAME 100 BREAKING CAPACITY CLASS S ICU=36KA @ 415 V 4-POLE, LINE PROT | 258.25
3VA1020-2ED36-0AD0 | CIRCUIT BREAKER 3VA1 IEC FRAME 100 BREAKING CAPACITY CLASS B ICU=16KA @ 415 V 3-POLE, LINE PROT | 291.77
3VA1020-2ED36-0JA0 | CIRCUIT BREAKER 3VA1 IEC FRAME 100 BREAKING CAPACITY CLASS B ICU=16KA @ 415 V 3-POLE, LINE PROT | 309.18
3RU2116-1EC0 | OVERLOAD RELAY 2.8...4.0 A FOR MOTOR PROTECTION SZ S00, CLASS 10, F. MOUNTING ONTO CONTACTOR MAI | 46.45
3RV2021-4CA15-ZX95 | CIRCUIT-BREAKER SZ S0, FOR MOTOR PROTECTION, CLASS 10, A-REL. 17...22A, N-REL. 286A, SCREW CONNEC | 92.43
3RV2917-5A | CABLE CONNECTOR SIZE S00 SPRING-L. CONNECTION MULTI-UNIT PACKAGE 10 UNITS | 3.31
3RV2921-4M | SIGNALING SWITCH, FOR CIRCUIT-BREAKERS 3RV2. WITH RING CABLE LUG CONNECTION, | 19.93
3RT2026-2AP04 | CONTACTOR, AC-3, 11KW/400V, 2NO+2NC, AC 230V 50HZ, 3-POLE, SZ S0 SPRING-LOADED TERMINAL REMOVABL | 72.67
3VA1050-3ED36-0CH0 | CIRCUIT BREAKER 3VA1 IEC FRAME 100 BREAKING CAPACITY CLASS N ICU=25KA @ 415 V 3-POLE, LINE PROT | 410.84
3RW4747-0LC00 | REPAIR PART, SIRIUS SOFT STARTER, THYRISTOR-KIT FOR 3RW4447* | 2930.54
3VA1010-4ED36-0AF0 | CIRCUIT BREAKER 3VA1 IEC FRAME 100 BREAKING CAPACITY CLASS S ICU=36KA @ 415 V 3-POLE, LINE PROT | 330.76
3VA1010-4ED36-0AH0 | CIRCUIT BREAKER 3VA1 IEC FRAME 100 BREAKING CAPACITY CLASS S ICU=36KA @ 415 V 3-POLE, LINE PROT | 355.84
3VA1010-4ED36-0BC0 | CIRCUIT BREAKER 3VA1 IEC FRAME 100 BREAKING CAPACITY CLASS S ICU=36KA @ 415 V 3-POLE, LINE PROT | 445.65
3VA1010-4ED36-0CC0 | CIRCUIT BREAKER 3VA1 IEC FRAME 100 BREAKING CAPACITY CLASS S ICU=36KA @ 415 V 3-POLE, LINE PROT | 445.65
3RV2021-0GA20 | CIRCUIT-BREAKER SZ S0, FOR MOTOR PROTECTION, CLASS 10, A-REL. 0.45...0.63A, N-REL.8.2A SPRING-L. | 45.09
3RV2021-1DA10 | CIRCUIT-BREAKER SZ S0, FOR MOTOR PROTECTION, CLASS 10, A-REL.2.2...3.2A, N-REL. 42A SCREW CONNECT | 53.24
3RV2021-1HA10 | CIRCUIT-BREAKER SZ S0, FOR MOTOR PROTECTION, CLASS 10, A-REL. 5.5...8A, N-REL. 104A SCREW CONNECT | 53.24
3RV1011-1KA10 | CIRCUIT-BREAKER SIZE S00, FOR MOTOR PROTECTION, CLASS 10, A-REL. 9...12A, N-REL. 156A, SCREW TERM | 64.71
3RU2116-0CC1 | OVERLOAD RELAY 0.18...0.25 A FOR MOTOR PROTECTION SZ S00, CLASS 10, STAND-ALONE INSTALLATION MAI | 59.32
3ZY1440-1AA00 | CODING PINS FOR THE REMOVABLE TERMINALS OF SIRIUS DEV. IN THE INDUSTR. DIN RAIL ENCLOSURE | 0.48
3VA1063-4ED32-0HH0 | CIRCUIT BREAKER 3VA1 IEC FRAME 100 BREAKING CAPACITY CLASS S ICU=36KA @ 415 V 3-POLE, LINE PROT | 366.97
3VA1063-4ED32-0CH0 | CIRCUIT BREAKER 3VA1 IEC FRAME 100 BREAKING CAPACITY CLASS S ICU=36KA @ 415 V 3-POLE, LINE PROT | 394.13
3RU2116-1JB0-ZW96 | OVERLOAD RELAY 7.0...10 A FOR MOTOR PROTECTION SZ S00, CLASS 10, F. MOUNTING ONTO CONTACTOR MAIN | 47.66
3RU2116-1KC1 | OVERLOAD RELAY 9.0...12.5 A FOR MOTOR PROTECTION BGR S00, CLASS 10 STAND-ALONE INSTALLATION MAIN | 59.32
3VA1050-4ED42-0KA0 | CIRCUIT BREAKER 3VA1 IEC FRAME 100 BREAKING CAPACITY CLASS S ICU=36KA @ 415 V 4-POLE, LINE PROT | 355.14
3VA1063-2ED32-0AC0 | CIRCUIT BREAKER 3VA1 IEC FRAME 100 BREAKING CAPACITY CLASS B ICU=16KA @ 415 V 3-POLE, LINE PROT | 245.81
3VA1063-2ED32-0BC0 | CIRCUIT BREAKER 3VA1 IEC FRAME 100 BREAKING CAPACITY CLASS B ICU=16KA @ 415 V 3-POLE, LINE PROT | 360
3VA1063-2ED32-0CA0 | CIRCUIT BREAKER 3VA1 IEC FRAME 100 BREAKING CAPACITY CLASS B ICU=16KA @ 415 V 3-POLE, LINE PROT | 311.27
3VA1010-4ED42-0BH0 | CIRCUIT BREAKER 3VA1 IEC FRAME 100 BREAKING CAPACITY CLASS S ICU=36KA @ 415 V 4-POLE, LINE PROT | 525.73
3VA1010-4ED42-0KH0 | CIRCUIT BREAKER 3VA1 IEC FRAME 100 BREAKING CAPACITY CLASS S ICU=36KA @ 415 V 4-POLE, LINE PROT | 499.98
3VA1020-2ED36-0CA0 | CIRCUIT BREAKER 3VA1 IEC FRAME 100 BREAKING CAPACITY CLASS B ICU=16KA @ 415 V 3-POLE, LINE PROT | 332.85
3VA1020-2ED36-0DA0 | CIRCUIT BREAKER 3VA1 IEC FRAME 100 BREAKING CAPACITY CLASS B ICU=16KA @ 415 V 3-POLE, LINE PROT | 332.85
3VA1063-4ED46-0AA0 | CIRCUIT BREAKER 3VA1 IEC FRAME 100 BREAKING CAPACITY CLASS S ICU=36KA @ 415 V 4-POLE, LINE PROT | 207.79
3VA1080-2ED36-0BA0 | CIRCUIT BREAKER 3VA1 IEC FRAME 100 BREAKING CAPACITY CLASS B ICU=16KA @ 415 V 3-POLE, LINE PROT | 352.35
3VA1080-2ED36-0BH0 | CIRCUIT BREAKER 3VA1 IEC FRAME 100 BREAKING CAPACITY CLASS B ICU=16KA @ 415 V 3-POLE, LINE PROT | 427.55
3SE6617-2CA01 | MAGNETICALLY-OPERATED SWITCH CONTACT BLOCK 25X88MM, 2NC+1NC SIGNALING CONTACT, DOOR HINGES ON LEF | 99.54
3SE6714-3CA | SOLENOID, RECTANGULAR SMALL 25 X 33MM FOR MAGN.-OP. SWITCH 3SE66..-3CA0., POSITION: SOLENOID AND | 17.76
3SE7150-1BH04 | CABLE-OPERATED SWITCH METAL ENCLOSURE, 2X M20X1.5 1NO+2NC, LATCHES ACC. TO EN ISO 13850 BUTTON R | 292.77
3VA1120-5EF32-0JC0 | CIRCUIT BREAKER 3VA1 IEC FRAME 160 BREAKING CAPACITY CLASS M ICU=55KA @ 415 V 3-POLE, LINE PROT | 405.96
3VA1063-3ED32-0JH0 | CIRCUIT BREAKER 3VA1 IEC FRAME 100 BREAKING CAPACITY CLASS N ICU=25KA @ 415 V 3-POLE, LINE PROT | 363.48
3VA1063-3ED36-0CC0 | CIRCUIT BREAKER 3VA1 IEC FRAME 100 BREAKING CAPACITY CLASS N ICU=25KA @ 415 V 3-POLE, LINE PROT | 389.25
3RW4756-6SB30 | REPAIR PART, SIRIUS SOFT STARTER, CONTROL UNIT FOR 3RW4056, 115 V AC, WITH SCREW TERMINALS | 1203.61
3RW4766-0KC01 | REPAIR PART, SIRIUS SOFT STARTER, REPLACEM.CONTACT F.3RW4458/446 | 6044.22
3VA1063-3ED36-0HC0 | CIRCUIT BREAKER 3VA1 IEC FRAME 100 BREAKING CAPACITY CLASS N ICU=25KA @ 415 V 3-POLE, LINE PROT | 362.09
3VA1032-4ED32-0AD0 | CIRCUIT BREAKER 3VA1 IEC FRAME 100 BREAKING CAPACITY CLASS S ICU=36KA @ 415 V 3-POLE, LINE PROT | 278.53
3VA1010-4ED36-0DC0 | CIRCUIT BREAKER 3VA1 IEC FRAME 100 BREAKING CAPACITY CLASS S ICU=36KA @ 415 V 3-POLE, LINE PROT | 445.65
3SK1111-2AB30 | SIRIUS SAFETY RELAY STANDARD SERIES DEVICE RELAY ENABLING CIRCUITS 3 NO CONTACTS + RELAY SIGNALI | 200.62
3RT2037-1AH20 | CONTACTOR,AC3:30KW/400V, 1NO+1NC, 48V AC 50/60HZ, 3-POLE, SIZE S2, SCREW TERMINAL | 181.06
3UF7932-0CA00-0 | Y CONNECTION CABLE; FOR USE IN CONJUNCTION WITH THE INITIALIZATION MODULE; LENGTH 0.5M / 1.0M; C | 59.06
3RT2025-2AF00 | CONTACTOR, AC-3, 7.5KW/400V, 1NO+1NC, AC110V 50HZ, 3-POLE, SZ S0 SPRING-LOADED TERMINAL | 45.77
3VA1050-4ED42-0AF0 | CIRCUIT BREAKER 3VA1 IEC FRAME 100 BREAKING CAPACITY CLASS S ICU=36KA @ 415 V 4-POLE, LINE PROT | 315.45
3SK1121-1CB42 | SIRIUS SAFETY RELAY BASIC UNIT ADVANCED SERIES WITH TIME DELAY 0.5-30S RELAY ENABLING CIRCUITS 2 | 317.55
3VA1063-3ED42-0BA0 | CIRCUIT BREAKER 3VA1 IEC FRAME 100 BREAKING CAPACITY CLASS N ICU=25KA @ 415 V 4-POLE, LINE PROT | 373.24
3VA1063-4ED32-0BH0 | CIRCUIT BREAKER 3VA1 IEC FRAME 100 BREAKING CAPACITY CLASS S ICU=36KA @ 415 V 3-POLE, LINE PROT | 394.13
3RU2116-0KB1 | OVERLOAD RELAY 0.90...1.25 A FOR MOTOR PROTECTION SZ S00, CLASS 10, STAND-ALONE INSTALLATION MAI | 59.32
3RU2116-1FB0 | OVERLOAD RELAY 3.5...5.0 A FOR MOTOR PROTECTION SZ S00, CLASS 10, F. MOUNTING ONTO CONTACTOR MAI | 46.45
3RU2116-1GJ0 | OVERLOAD RELAY 4.5...6.3 A FOR MOTOR PROTECTION SZ S00, CLASS 10, F. MOUNTING ONTO CONTACTOR MAI | 53.5
3VA1032-3ED36-0BC0 | CIRCUIT BREAKER 3VA1 IEC FRAME 100 BREAKING CAPACITY CLASS N ICU=25KA @ 415 V 3-POLE, LINE PROT | 389.25
3VA1032-3ED36-0KC0 | CIRCUIT BREAKER 3VA1 IEC FRAME 100 BREAKING CAPACITY CLASS N ICU=25KA @ 415 V 3-POLE, LINE PROT | 362.09
3VA1032-4ED36-0JA0 | CIRCUIT BREAKER 3VA1 IEC FRAME 100 BREAKING CAPACITY CLASS S ICU=36KA @ 415 V 3-POLE, LINE PROT | 316.84
3VA1040-2ED32-0AF0 | CIRCUIT BREAKER 3VA1 IEC FRAME 100 BREAKING CAPACITY CLASS B ICU=16KA @ 415 V 3-POLE, LINE PROT | 245.81
3VA1050-4ED42-0JH0 | CIRCUIT BREAKER 3VA1 IEC FRAME 100 BREAKING CAPACITY CLASS S ICU=36KA @ 415 V 4-POLE, LINE PROT | 429.64
3VA1063-2ED32-0DA0 | CIRCUIT BREAKER 3VA1 IEC FRAME 100 BREAKING CAPACITY CLASS B ICU=16KA @ 415 V 3-POLE, LINE PROT | 311.27
3TC4417-0LB4-ZB01 | CONTACTOR SIZE 2, 2-POLE, FOR RAILWAY APPLICATIONS DC-3 AND 5, 7.5A AT 750V AUXILIARY CONTACTS 21 | 316.52
3VA1010-4ED36-0CH0 | CIRCUIT BREAKER 3VA1 IEC FRAME 100 BREAKING CAPACITY CLASS S ICU=36KA @ 415 V 3-POLE, LINE PROT | 472.12
3VA1020-2ED36-0HC0 | CIRCUIT BREAKER 3VA1 IEC FRAME 100 BREAKING CAPACITY CLASS B ICU=16KA @ 415 V 3-POLE, LINE PROT | 357.93
3VA1020-3ED32-0AA0 | CIRCUIT BREAKER 3VA1 IEC FRAME 100 BREAKING CAPACITY CLASS N ICU=25KA @ 415 V 3-POLE, LINE PROT | 140.64
3VA1110-4EF36-0BC0 | CIRCUIT BREAKER 3VA1 IEC FRAME 160 BREAKING CAPACITY CLASS S ICU=36KA @ 415 V 3-POLE, LINE PROT | 497.19
3VA1120-4EF42-0AA0 | CIRCUIT BREAKER 3VA1 IEC FRAME 160 BREAKING CAPACITY CLASS S ICU=36KA @ 415 V 4-POLE, LINE PROT | 222.97
3VA1020-3ED36-0BC0 | CIRCUIT BREAKER 3VA1 IEC FRAME 100 BREAKING CAPACITY CLASS N ICU=25KA @ 415 V 3-POLE, LINE PROT | 389.25
3RT2026-2BB40-ZW96 | CONTACTOR, AC-3, 11KW/400V, 1NO+1NC, DC 24V, 3-POLE, SZ S0 SPRING-LOADED TERMINAL MULTI UNIT PAC | 108.24
3RT2027-1AF00 | CONTACTOR, AC-3, 15KW/400V, 1NO+1NC, AC 110V 50HZ, 3-POLE, SZ S0 SCREW TERMINAL | 87.99
3RT2027-1BB44-ZX95 | CONTACTOR, AC-3, 15KW/400V, 2NO+2NC, DC 24V, 3-POLE, SZ S0 SCREW TERMINAL REMOVABLE AUX. SWITCH | 158.89
3RT2027-2AP60 | CONTACTOR, AC-3, 15KW/400V, 1NO+1NC, AC 220V 50HZ, 240V 60HZ 3-POLE, SZ S0 SPRING-LOADED TERMINA | 87.99
3VA1020-3ED36-0DC0 | CIRCUIT BREAKER 3VA1 IEC FRAME 100 BREAKING CAPACITY CLASS N ICU=25KA @ 415 V 3-POLE, LINE PROT | 389.25
3VA1020-3ED36-0KC0 | CIRCUIT BREAKER 3VA1 IEC FRAME 100 BREAKING CAPACITY CLASS N ICU=25KA @ 415 V 3-POLE, LINE PROT | 362.09
3TK2806-0AG2 | CONTACTOR COMBINATION FOR SAFETY CIRCUITS ENABLING AND SIGNALLING CIRCUIT 5N0+1NC, AC-OPERATION | 1559.8
3RV2021-4NA10 | CIRCUIT-BREAKER SZ S0, FOR MOTOR PROTECTION, CLASS 10, A-RELEASE 23...28A, N-RELEASE 364A, SCREW | 95.33
3RV2111-0CA10 | CIRCUIT-BREAKER SZ S00, FOR MOTOR PROTECTION, CLASS 10, W. OVERLOAD RELAY FUNCTION A-RELEASE 0.18 | 78.73
3RV2311-0EC20 | CIRCUIT-BREAKER SZ S00, FOR STARTER COMBINATION, RATED CURRENT 0.4A, N-RELEASE 5.2A, SPRING-L. C | 47.78
3RV2311-1CC20 | CIRCUIT-BREAKER SZ S00, FOR STARTER COMBINATION, RATED CURRENT 2.5A, N-RELEASE 33A, SPRING-L. CO | 51.98
3RV2321-1BC20 | CIRCUIT-BREAKER SZ S0, FOR STARTER COMBINATION, RATED CURRENT 2 A, N-REL. 26A SPRING-L. CONNECTIO | 54.1
3RT2036-1AH04 | CONTACTOR,AC3:22KW/400V, 2NO+2NC, 48V AC 50HZ, 3-POLE, SIZE S2, SCREW TERMINAL | 136.75
3RT2036-3AP00 | CONTACTOR,AC3:22KW/400V, 1NO+1NC, 230V AC 50HZ, 3-POLE, SIZE S2, SPRING-TYPE TERMINAL | 126.9
3TC4417-0CW4 | CONTACTOR SIZE 2, 2-POLE DC-3 AND 5, 32A AUXILIARY SWITCHES 22 (2NO+2NC) DC OPERATION 48V DC | 355.37
3TC4417-0CY80-0AC8 | CONTACTOR SIZE 2, 2-POLE DC-3 AND 5, 32 A AUX. SWITCHES 22 (2NO+2NC) DC OPERATION 800 V DC 0.7.. | 387.16
3TC4817-0BH0 | CONTACTOR, SIZE 4, 2-POLE DC-3 AND 5,RATD.OPERAT.CURR.75A AUXILIARY CONTACTS 22 (2NO+2NC) AC OPER | 607.4
3TC5217-5KB4-ZB01 | CONTACTOR SIZE 8, 2-POLE, DC-4, RATED OPERATIONAL CURRENT 220A AUXILIARY CONTACTS 22 (2NO+2NC) DC | 1468.64
3VA1080-2ED42-0HC0 | CIRCUIT BREAKER 3VA1 IEC FRAME 100 BREAKING CAPACITY CLASS B ICU=16KA @ 415 V 4-POLE, LINE PROT | 416.42
3RV2811-1HD10 | CIRCUIT-BREAKER SZ S00, FOR TRANSFORMER PROTECTION, WITH APPROBATION CIRCUIT-BREAKER UL 489. CSA | 117.3
3RV2411-0BA20 | CIRCUIT-BREAKER SZ S00, FOR TRANSFORMER PROT. A-RELEASE 0.14...0.2A, N-RELEASE4.2A, SPRING-L. CO | 53.37
3RV2411-0DA15 | CIRCUIT-BREAKER SZ S00, FOR TRANSFORMER PROT. A-RELEASE 0.22...0.32A, N-RELEASE6.5A SCREW CONNEC | 65.35
3RV2411-1HA10-0BA0 | SPECIAL TYPE CIRCUIT BREAKER SIZE S00, FOR TRANSFORMER PROTECTION A-RELEASE 5.5...8A, SHORT-CIRC | 79.82
3RV2411-1KA15 | CIRCUIT-BREAKER SZ S00, FOR TRANSFORMER PROT. A-RELEASE 9...12.5A, N-RELEASE 260A SCREW CONNECTI | 74.47
3RV2021-1DA10-ZW96 | CIRCUIT-BREAKER SZ S0, FOR MOTOR PROTECTION, CLASS 10, A-REL.2.2...3.2A, N-REL. 42A SCREW CONNECT | 62.93
3RV2021-1JA20 | CIRCUIT-BREAKER SZ S0, FOR MOTOR PROTECTION, CLASS 10, A-REL. 7...10A, N-REL. 130A SPRING-L. CONN | 59.48
3RV2021-4EA15-ZX95 | CIRCUIT-BREAKER SZ S0, FOR MOTOR PROTECTION, CLASS 10, A-RELEASE 27...32A, N-RELEASE 400A, SCREW | 125.98
3VA1050-3ED42-0AA0 | CIRCUIT BREAKER 3VA1 IEC FRAME 100 BREAKING CAPACITY CLASS N ICU=25KA @ 415 V 4-POLE, LINE PROT | 181.3
3RU2126-4PC1 | OVERLOAD RELAY 30...36 A FOR MOTOR PROTECTION SZ S0, CLASS 10, STAND-ALONE INSTALLATION MAIN CIR | 91.96
3VA1020-3ED32-0HH0 | CIRCUIT BREAKER 3VA1 IEC FRAME 100 BREAKING CAPACITY CLASS N ICU=25KA @ 415 V 3-POLE, LINE PROT | 363.48
3SK1211-2BW20 | SIRIUS SAFETY RELAY OUTPUT EXTENSION 4RO WITH RELAY ENABLING CIRCUITS 4 NO CONTACTS + RELAY FEED | 184
3VA1032-4ED32-0BH0 | CIRCUIT BREAKER 3VA1 IEC FRAME 100 BREAKING CAPACITY CLASS S ICU=36KA @ 415 V 3-POLE, LINE PROT | 394.13
3VA1032-4ED32-0DH0 | CIRCUIT BREAKER 3VA1 IEC FRAME 100 BREAKING CAPACITY CLASS S ICU=36KA @ 415 V 3-POLE, LINE PROT | 394.13
3VA1032-4ED32-0JA0 | CIRCUIT BREAKER 3VA1 IEC FRAME 100 BREAKING CAPACITY CLASS S ICU=36KA @ 415 V 3-POLE, LINE PROT | 291.77
3VA1032-4ED36-0DA0 | CIRCUIT BREAKER 3VA1 IEC FRAME 100 BREAKING CAPACITY CLASS S ICU=36KA @ 415 V 3-POLE, LINE PROT | 341.2
3TC4417-0AK4 | CONTACTOR, SIZE 2, 2-POLE DC-3 AND 5,RATD.OPERAT.CURR.32A AUXILIARY CONTACTS 22 (2NO+2NC) DC OPER | 212.32
4AM2342-4TT10-0FA0 | TRANSFORMER SITAS; PHASES:1; PN/PN(S6)(KVA):0,025 /0; UPRI(V):230+/-5%; USEC(V):230; ISEC(A):0,11 | 74.7
3VA1120-4EF36-0DH0 | CIRCUIT BREAKER 3VA1 IEC FRAME 160 BREAKING CAPACITY CLASS S ICU=36KA @ 415 V 3-POLE, LINE PROT | 456.8
3VA1120-4EF36-0HA0 | CIRCUIT BREAKER 3VA1 IEC FRAME 160 BREAKING CAPACITY CLASS S ICU=36KA @ 415 V 3-POLE, LINE PROT | 355.84
3VA1063-2ED42-0BC0 | CIRCUIT BREAKER 3VA1 IEC FRAME 100 BREAKING CAPACITY CLASS B ICU=16KA @ 415 V 4-POLE, LINE PROT | 419.88
3VA1063-2ED42-0BH0 | CIRCUIT BREAKER 3VA1 IEC FRAME 100 BREAKING CAPACITY CLASS B ICU=16KA @ 415 V 4-POLE, LINE PROT | 444.26
3VA1063-2ED42-0HC0 | CIRCUIT BREAKER 3VA1 IEC FRAME 100 BREAKING CAPACITY CLASS B ICU=16KA @ 415 V 4-POLE, LINE PROT | 393.43
3VA1063-2ED42-0HH0 | CIRCUIT BREAKER 3VA1 IEC FRAME 100 BREAKING CAPACITY CLASS B ICU=16KA @ 415 V 4-POLE, LINE PROT | 417.81
3RT2037-3CL24-3MA0 | CONTACTOR,AC3:30KW/400V, 2NO+2NC, 230V AC 50/60HZ, WITH PLUGGED-IN VARISTOR, 3-POLE, SIZE S2, SP | 199.67
3RT2037-3NE34 | CONTACTOR,AC3:30KW/400V, 2NO+2NC, 48 - 80V AC/DC, WITH VARISTOR, 3-POLE, SIZE S2, SPRING-TYPE TE | 286.1
3RT2038-1AG20 | CONTACTOR,AC3:37KW/400V, 1NO+1NC, 110V AC 50/60HZ, 3-POLE, SIZE S2, SCREW TERMINAL | 199.12
3VA1020-3ED36-0CC0 | CIRCUIT BREAKER 3VA1 IEC FRAME 100 BREAKING CAPACITY CLASS N ICU=25KA @ 415 V 3-POLE, LINE PROT | 389.25
3VA1063-3ED36-0AA0 | CIRCUIT BREAKER 3VA1 IEC FRAME 100 BREAKING CAPACITY CLASS N ICU=25KA @ 415 V 3-POLE, LINE PROT | 155.83
3SE5282-0HC05-8RA1 | SIRIUS POSITION SWITCH PLASTIC HOUSING TO EN50047, 31MM DEVICE CONNECTION 1X(M20X1.5); SNAP-ACTI | 20.05
3RV2311-1GC10 | CIRCUIT-BREAKER SZ S00, FOR STARTER COMBINATION, RATED CURRENT 6.3A, N-RELEASE 82A, SCREW CONNEC | 51.98
3RV2311-1HC10 | CIRCUIT-BREAKER SZ S00, FOR STARTER COMBINATION, RATED CURRENT 8A, N-RELEASE 104A, SCREW CONNECT | 51.98
3RV2311-1KC20 | CIRCUIT-BREAKER SZ S00, FOR STARTER COMBINATION, RATED CURRENT 12.5A, N-RELEASE 163A, SPRING-L. | 57.84
3RV2321-1BC10 | CIRCUIT-BREAKER SZ S0, FOR STARTER COMBINATION, RATED CURRENT 2 A, N-REL. 26A SCREW CONNECTION, | 54.1
3VA1010-2ED46-0AA0 | CIRCUIT BREAKER 3VA1 IEC FRAME 100 BREAKING CAPACITY CLASS B ICU=16KA @ 415 V 4-POLE, LINE PROT | 249.45
3VA1010-3ED32-0AC0 | CIRCUIT BREAKER 3VA1 IEC FRAME 100 BREAKING CAPACITY CLASS N ICU=25KA @ 415 V 3-POLE, LINE PROT | 300.81
3VA1110-4EF46-0AA0 | CIRCUIT BREAKER 3VA1 IEC FRAME 160 BREAKING CAPACITY CLASS S ICU=36KA @ 415 V 4-POLE, LINE PROT | 304.8
3RW4756-0VB70 | REPAIR PART, SIRIUS SOFT STARTER, SNUBBER BOARD FOR 3RW405, S6 200-460 V | 187.09
3VA1063-3ED42-0HC0 | CIRCUIT BREAKER 3VA1 IEC FRAME 100 BREAKING CAPACITY CLASS N ICU=25KA @ 415 V 4-POLE, LINE PROT | 397.62
3VA1063-3ED42-0HH0 | CIRCUIT BREAKER 3VA1 IEC FRAME 100 BREAKING CAPACITY CLASS N ICU=25KA @ 415 V 4-POLE, LINE PROT | 422.67
3VA1063-3ED42-0KC0 | CIRCUIT BREAKER 3VA1 IEC FRAME 100 BREAKING CAPACITY CLASS N ICU=25KA @ 415 V 4-POLE, LINE PROT | 397.62
3UF7931-0CA00-0 | Y CONNECTION CABLE; FOR USE IN CONJUNCTION WITH THE INITIALIZATION MODULE; LENGTH 0.1M / 1.0M; C | 51.75
3VA1063-2ED36-0AE0 | CIRCUIT BREAKER 3VA1 IEC FRAME 100 BREAKING CAPACITY CLASS B ICU=16KA @ 415 V 3-POLE, LINE PROT | 318.22
3VA1063-2ED42-0AC0 | CIRCUIT BREAKER 3VA1 IEC FRAME 100 BREAKING CAPACITY CLASS B ICU=16KA @ 415 V 4-POLE, LINE PROT | 303.6
3SF1324-1SD21-1BK4 | SAFETY POS. SWITCH W. TUMBLER HIGH DEG. OF PROTECTION IP69 K DIN 40050 LOCKING FORCE 1300N, 5 DI | 754.75
3VA1120-5EF32-0AA0 | CIRCUIT BREAKER 3VA1 IEC FRAME 160 BREAKING CAPACITY CLASS M ICU=55KA @ 415 V 3-POLE, LINE PROT | 188.68
3RT2038-1AM20 | CONTACTOR,AC3:37KW/400V, 1NO+1NC, 208V AC 50/60HZ, 3-POLE, SIZE S2, SCREW TERMINAL | 201.3
3RT2038-1AU00 | CONTACTOR,AC3:37KW/400V, 1NO+1NC, 240V AC 50HZ, 3-POLE, SIZE S2, SCREW TERMINAL | 199.12
3SX5210-2A | SPARE PARTS PACK FOR POSITION SWITCH 3SE5282 FA. RITTAL | 4.76
3RW4747-0VC70 | REPAIR PART, SIRIUS SOFT STARTER, SNUBBER BOARD FOR 3RW444, S6 200-460 V | 1199.69
3RV2311-0HC20 | CIRCUIT-BREAKER SZ S00, FOR STARTER COMBINATION, RATED CURRENT 0.8A, N-RELEASE 10 A, SPRING-L. C | 47.78
3RV2321-1HC10 | CIRCUIT-BREAKER SZ S0, FOR STARTER COMBINATION, RATED CURRENT 8A, N-REL. 104A SCREW CONNECTION, | 54.1
3RV2411-0FA20 | CIRCUIT-BREAKER SZ S00, FOR TRANSFORMER PROT. A-RELEASE 0.35...0.5A, N-RELEASE10A, SPRING-L. CON | 53.37
3RV2421-4AA10 | CIRCUIT-BREAKER SZ S0, FOR TRANSFORMER PROT. A-RELEASE 11...16A, N-RELEASE 286A, SCREW CONNECTIO | 65.88
3VA1010-3ED32-0HC0 | CIRCUIT BREAKER 3VA1 IEC FRAME 100 BREAKING CAPACITY CLASS N ICU=25KA @ 415 V 3-POLE, LINE PROT | 392.74
3VA1010-3ED32-0KC0 | CIRCUIT BREAKER 3VA1 IEC FRAME 100 BREAKING CAPACITY CLASS N ICU=25KA @ 415 V 3-POLE, LINE PROT | 392.74
3RW4766-0KC00 | REPAIR PART, SIRIUS SOFT STARTER, REPLACEM.CONTACT F.3RW4456/4457 | 4945.28
3RW4766-6HC00 | REPAIR PART, SIRIUS SOFT STARTER, CONTROL TERMINAL SET 3RW44*, WITH SCREW TERMINALS | 204.09
3VA1063-3ED36-0BA0 | CIRCUIT BREAKER 3VA1 IEC FRAME 100 BREAKING CAPACITY CLASS N ICU=25KA @ 415 V 3-POLE, LINE PROT | 337.04
3VA1063-3ED42-0CC0 | CIRCUIT BREAKER 3VA1 IEC FRAME 100 BREAKING CAPACITY CLASS N ICU=25KA @ 415 V 4-POLE, LINE PROT | 423.37
3ZS2791-1CC11-0YG0 | BLOCK LIBRARY SENTRON PAC3200 V1.3 FOR SIMATIC WINCC AS MODULES AND FACEPLATES FOR INTEGRATING PA | 961.71
3ZY1131-2BA00 | REMOVABLE TERMINAL 3-POLE, PUSH-IN TERMINALS UP TO 2X1.5 SQMM, FOR SIRIUS DEVICES IN INDUSTR. DI | 6.22
3VA1120-4EF36-0HH0 | CIRCUIT BREAKER 3VA1 IEC FRAME 160 BREAKING CAPACITY CLASS S ICU=36KA @ 415 V 3-POLE, LINE PROT | 431.03
3RT2038-3AF04 | CONTACTOR,AC3:37KW/400V, 2NO+2NC, 110V AC 50HZ, 3-POLE, SIZE S2, SPRING-TYPE TERMINAL | 210.61
3RV2021-1JA10-ZW96 | CIRCUIT-BREAKER SZ S0, FOR MOTOR PROTECTION, CLASS 10, A-REL. 7...10A, N-REL. 130A SCREW CONNECTI | 70.27
3RV2021-4AA10-0DA0 | CIRCUIT-BREAKER SZ S0, FOR MOTOR PROTECTION, CLASS 10, A-RELEASE 11...16A, N-RELEASE 208A, SCREW | 80.35
3VA1020-4ED32-0DC0 | CIRCUIT BREAKER 3VA1 IEC FRAME 100 BREAKING CAPACITY CLASS S ICU=36KA @ 415 V 3-POLE, LINE PROT | 368.36
3VA1020-4ED36-0AH0 | CIRCUIT BREAKER 3VA1 IEC FRAME 100 BREAKING CAPACITY CLASS S ICU=36KA @ 415 V 3-POLE, LINE PROT | 300.12
3VA1025-2ED32-0KH0 | CIRCUIT BREAKER 3VA1 IEC FRAME 100 BREAKING CAPACITY CLASS B ICU=16KA @ 415 V 3-POLE, LINE PROT | 359.3
3SK1213-1AB40 | SIRIUS SAFETY RELAY OUTPUT EXTENSION 3RO POWER, WITH RELAY ENABLING CIRCUITS 3 NO CONTACTS + RE | 269.52
3SB2910-0DF | BUTTON, BLUE, RAISED, FOR ILLUMINATED PUSHBUTTON | 1.29
3VA1120-4GE46-0AA0 | CIRCUIT BREAKER 3VA1 IEC FRAME 160 BREAKING CAPACITY CLASS S ICU=36KA @ 415 V 4-POLE, LINE PROT | 233.25
3VA1120-5EF32-0AE0 | CIRCUIT BREAKER 3VA1 IEC FRAME 160 BREAKING CAPACITY CLASS M ICU=55KA @ 415 V 3-POLE, LINE PROT | 366.97
3VA1120-5EF36-0JC0 | CIRCUIT BREAKER 3VA1 IEC FRAME 160 BREAKING CAPACITY CLASS M ICU=55KA @ 415 V 3-POLE, LINE PROT | 429.64
3VA1120-5EF32-0KH0 | CIRCUIT BREAKER 3VA1 IEC FRAME 160 BREAKING CAPACITY CLASS M ICU=55KA @ 415 V 3-POLE, LINE PROT | 432.43
3VA1120-5EF36-0CC0 | CIRCUIT BREAKER 3VA1 IEC FRAME 160 BREAKING CAPACITY CLASS M ICU=55KA @ 415 V 3-POLE, LINE PROT | 454.71
3VA1120-5EF36-0DC0 | CIRCUIT BREAKER 3VA1 IEC FRAME 160 BREAKING CAPACITY CLASS M ICU=55KA @ 415 V 3-POLE, LINE PROT | 454.71
3RT2038-1AV60 | CONTACTOR,AC3:37KW/400V, 1NO+1NC, 480V AC 60HZ, 3-POLE, SIZE S2, SCREW TERMINAL | 201.3
3RT2038-1NP34 | CONTACTOR,AC3:37KW/400V, 2NO+2NC, 175-280V AC/DC, WITH VARISTOR, 3-POLE, SIZE S2, SCREW TERMINAL | 294.3
3RT2038-1XB40-0LA2 | RAIL-CONTACTOR, AC-3, 37KW/400V, 1NO+1NC, 24VDC, 0.7...1.25*US, WITH VARISTOR, 3-POLE, SIZE S2, | 393.31
3SX5600-2GA01 | SPACER FOR MAGN.-OP. SWITCH 3SE66..-3CA0. | 12.95
3SX5601-2GA05 | CABLE, 8-PIN, FREE CABLE END 5M LONG, FOR RFID SAFETY SWITCH 3SE63, ON STRAIGHT SOCKET M12, FOR 2 | 41.64
3VA1063-4ED42-0AE0 | CIRCUIT BREAKER 3VA1 IEC FRAME 100 BREAKING CAPACITY CLASS S ICU=36KA @ 415 V 4-POLE, LINE PROT | 364.88
3VA1063-4ED42-0AF0 | CIRCUIT BREAKER 3VA1 IEC FRAME 100 BREAKING CAPACITY CLASS S ICU=36KA @ 415 V 4-POLE, LINE PROT | 315.45
3VA1080-2ED32-0DC0 | CIRCUIT BREAKER 3VA1 IEC FRAME 100 BREAKING CAPACITY CLASS B ICU=16KA @ 415 V 3-POLE, LINE PROT | 377.42
3RW4743-0VC80 | REPAIR PART, SIRIUS SOFT STARTER, SNUBBER BOARD FOR 3RW443/4, S6 400-600V | 1250.71
3RW4746-0LC00 | REPAIR PART, SIRIUS SOFT STARTER, THYRISTOR-KIT FOR 3RW4446* | 2551.14
3RV2411-1CA10 | CIRCUIT-BREAKER SZ S00, FOR TRANSFORMER PROT. A-RELEASE 1.8...2.5A, N-RELEASE 52A SCREW CONNECT | 56.76
3RV2411-1DA20 | CIRCUIT-BREAKER SZ S00, FOR TRANSFORMER PROT. A-RELEASE 2.2...3.2A, N-RELEASE 65A SPRING-L. CON | 56.76
3RV2411-1EA20 | CIRCUIT-BREAKER SZ S00, FOR TRANSFORMER PROT. A-RELEASE 2.8...4A, N-RELEASE 82A, SPRING-L. CONNE | 56.76
3RV2411-1FA10 | CIRCUIT-BREAKER SZ S00, FOR TRANSFORMER PROT. A-RELEASE 3.5...5A, N-RELEASE 104A, SCREW CONNECTI | 56.76
3VA1010-3ED36-0KA0 | CIRCUIT BREAKER 3VA1 IEC FRAME 100 BREAKING CAPACITY CLASS N ICU=25KA @ 415 V 3-POLE, LINE PROT | 366.27
3VA1010-3ED42-0AA0 | CIRCUIT BREAKER 3VA1 IEC FRAME 100 BREAKING CAPACITY CLASS N ICU=25KA @ 415 V 4-POLE, LINE PROT | 232.28
3VA1010-3ED42-0BC0 | CIRCUIT BREAKER 3VA1 IEC FRAME 100 BREAKING CAPACITY CLASS N ICU=25KA @ 415 V 4-POLE, LINE PROT | 492.31
3VA1010-3ED42-0CA0 | CIRCUIT BREAKER 3VA1 IEC FRAME 100 BREAKING CAPACITY CLASS N ICU=25KA @ 415 V 4-POLE, LINE PROT | 444.96
3RW4773-6SB40 | REPAIR PART, SIRIUS SOFT STARTER, CONTROL UNIT FOR 3RW4073*, 230 V AC, WITH SCREW TERMINALS | 1291.27
3RW4776-0LB00 | REPAIR PART, SIRIUS SOFT STARTER, THYRISTOR-KIT FOR 3RW4076*, | 1517.6
3RW4776-0VB80 | REPAIR PART, SIRIUS SOFT STARTER, SNUBBER BOARD FOR 3RW407, S12 400-600V | 419.95
3RW4776-6HB00 | REPAIR PART, SIRIUS SOFT STARTER, CONTROL TERMINAL SET 3RW40* S6/S12 WITH SCREW TERMINALS | 114.87
4AM2342-5AJ10-0FB0 | TRANSFORMER SITAS; PHASES:1; PN/PN(S6)(KVA):0,025 /0; UPRI(V):400+/-5%; USEC(V):110; ISEC(A):0,23 | 109.91
3RV2021-1HA10-ZW96 | CIRCUIT-BREAKER SZ S0, FOR MOTOR PROTECTION, CLASS 10, A-REL. 5.5...8A, N-REL. 104A SCREW CONNECT | 62.93
3VA1063-4ED32-0BA0 | CIRCUIT BREAKER 3VA1 IEC FRAME 100 BREAKING CAPACITY CLASS S ICU=36KA @ 415 V 3-POLE, LINE PROT | 318.92
3VA1063-4ED32-0HA0 | CIRCUIT BREAKER 3VA1 IEC FRAME 100 BREAKING CAPACITY CLASS S ICU=36KA @ 415 V 3-POLE, LINE PROT | 291.77
3VA1120-5EF32-0AH0 | CIRCUIT BREAKER 3VA1 IEC FRAME 160 BREAKING CAPACITY CLASS M ICU=55KA @ 415 V 3-POLE, LINE PROT | 341.2
3VA1120-5EF36-0AA0 | CIRCUIT BREAKER 3VA1 IEC FRAME 160 BREAKING CAPACITY CLASS M ICU=55KA @ 415 V 3-POLE, LINE PROT | 204.35
3VA1120-5EF36-0HC0 | CIRCUIT BREAKER 3VA1 IEC FRAME 160 BREAKING CAPACITY CLASS M ICU=55KA @ 415 V 3-POLE, LINE PROT | 429.64
3RU2116-1AJ0 | OVERLOAD RELAY 1.1...1.6 A FOR MOTOR PROTECTION SZ S00, CLASS 10, F. MOUNTING ONTO CONTACTOR MAI | 53.5
3RU2116-1CB0 | OVERLOAD RELAY 1.8...2.5 A FOR MOTOR PROTECTION SZ S00, CLASS 10, F. MOUNTING ONTO CONTACTOR MAI | 46.45
3RU2116-1JC0 | OVERLOAD RELAY 7.0...10 A FOR MOTOR PROTECTION SZ S00, CLASS 10, F. MOUNTING ONTO CONTACTOR MAIN | 46.45
3RU2116-1KB0-ZX95 | OVERLOAD RELAY 9.0...12.5 A FOR MOTOR PROTECTION BGR S00, CLASS 10 FOR MOUNTING ONTO CONTACTORS | 47.66
3RU2126-1EB0 | OVERLOAD RELAY 2.8...4.0 A FOR MOTOR PROTECTION SZ S0, CLASS 10, F. MOUNTING ONTO CONTACTOR MAIN | 49.93
3RT2024-2FB44-3MA0 | CONTACTOR, AC-3, 5.5KW/400V, 2NO+2NC, DC 24V, W. PLUGGED-IN DIODE ASSEMBLIES 3-POLE, SZ S0 SPRIN | 92.56
3RT2025-1AU00 | CONTACTOR, AC-3, 7.5KW/400V, 1NO+1NC, AC 240V 50HZ, 3-POLE, SZ S0 SCREW TERMINAL | 45.77
3RT2025-1BF44 | CONTACTOR, AC-3, 7.5KW/400V, 2NO+2NC, DC 110V, 3-POLE, SZ S0 SCREW TERMINAL REMOVABLE AUX. SWITC | 93.12
3RV2421-4CA20 | CIRCUIT-BREAKER SZ S0, FOR TRANSFORMER PROT. A-RELEASE 17...22A, N-RELEASE 364A, SPRING-L. CONNE | 70.18
3RV2711-1FD10 | CIRCUIT-BREAKER SZ S00, FOR PLANT PROTECTION, WITH APPROBATION CIRCUIT-BREAKER UL 489. CSA C22.2 | 109.27
3RV2011-0CA15 | CIRCUIT-BREAKER SZ S00, FOR MOTOR PROTECTION, CLASS 10, A-REL. 0.18...0.25A, N-RELEASE3.3A SCREW | 54.1
3RV2011-0DA20-ZX95 | CIRCUIT-BREAKER SZ S00, FOR MOTOR PROTECTION, CLASS 10, A-REL.0.22...0.32A,N-REL.4.2A SPRING-L. C | 50.84
3TC4817-0CF4-ZF02 | CONTACTOR SIZE 4, 2-POLE DC-3 AND 5,RATD.OPERAT.CURR.75A AUXILIARY CONTACTS 21 (2NO+1NC) DC OPERA | 1196.43
3TC4817-0LW4 | CONTACTOR SIZE 4 2-POLE DC-3 AND 5, 75 A W. 750 V AUX. CONTACTS 21 (2NO+1NC) OPER. RANGE 0.7...1. | 789.06
3RT2037-1AL24 | CONTACTOR,AC3:30KW/400V, 2NO+2NC, 230V AC 50/60HZ, 3-POLE, SIZE S2, SCREW TERMINAL | 189.83
3RT2037-1NE34 | CONTACTOR,AC3:30KW/400V, 2NO+2NC, 48 - 80V AC/DC, WITH VARISTOR, 3-POLE, SIZE S2, SCREW TERMINAL | 286.1
3RT2038-1AR60 | CONTACTOR,AC3:37KW/400V, 1NO+1NC,400VAC50HZ/400.440V60HZ 3-POLE, SIZE S2, SCREW TERMINAL | 201.3
3RT2038-1NB34 | CONTACTOR,AC3:37KW/400V, 2NO+2NC, 20-33V AC/DC, WITH VARISTOR, 3-POLE, SIZE S2, SCREW TERMINAL | 294.3
3RT2025-2AK60-ZX95 | CONTACTOR, AC-3, 7.5KW/400V, 1NO+1NC, AC110V 50HZ, 120V 60HZ 3-POLE, SZ S0 SPRING-LOADED TERMINA | 51.02
3VA1050-4ED32-0JA0 | CIRCUIT BREAKER 3VA1 IEC FRAME 100 BREAKING CAPACITY CLASS S ICU=36KA @ 415 V 3-POLE, LINE PROT | 291.77
3VA1050-4ED36-0HC0 | CIRCUIT BREAKER 3VA1 IEC FRAME 100 BREAKING CAPACITY CLASS S ICU=36KA @ 415 V 3-POLE, LINE PROT | 364.88
3TC7414-0EG | CONTACTOR SIZE 12, 1-POLE DC-3 AND 5,RATD.OPER.CURR. 400A AUXILIARY CONTACTS 44 (4NO+4NC) DC OPER | 1850.57
3TC7814-5KB | CONTACTOR SIZE 12 2-POLE DC-4, NOM. OPER. CURRENT 400 A AUX. SWITCHES 44 (4NO+4NC) DIR. CURRENT A | 4007.67
3RV2811-0ED10 | CIRCUIT-BREAKER SZ S00, FOR TRANSFORMER PROTECTION, WITH APPROBATION CIRCUIT-BREAKER UL 489. CSA | 109.27
3RV2902-1AP0 | UNDERVOLTAGE RELEASE, AC 230V/50HZ, AC 240V/60HZ, W. SCREW CONNECTION; FOR CIRCUIT-BREAKERS, SZ | 24.93
3RV2902-2DF0 | VOLTAGE RELEASE, AC 90...110V, 50/60HZ, 100% ED, AC 70...190V, 50/60HZ, 5SEC ED, DC 70...190V, 5S | 24.93
3TC7414-5KF | RAILWAY CONTACTOR 1-POLE 400 A 4NO+4NC, 110 V DC WITH INTEGR. VARISTOR | 1805.16
3VA1020-3ED36-0AE0 | CIRCUIT BREAKER 3VA1 IEC FRAME 100 BREAKING CAPACITY CLASS N ICU=25KA @ 415 V 3-POLE, LINE PROT | 322.4
4EU2522-0EG00-1BA0 | COMMUTATING CHOKE FOR CONVERTER; PHASES:3; UN1(V):400; ITHMAX 1(A) / F1(HZ):164 /60; I LN (A):14 | 2482.34
3VA1050-3ED36-0KA0 | CIRCUIT BREAKER 3VA1 IEC FRAME 100 BREAKING CAPACITY CLASS N ICU=25KA @ 415 V 3-POLE, LINE PROT | 311.96
3RV2917-5CA00 | CABLE CONNECTOR SIZE S00 SCREW CONNECTION | 3.31
3RV2922-1CV1 | UNDERVOLTAGE RELEASE, AC 415V/50HZ, AC 480V/60HZ, WITH LEADING AUX. CONTACTS 2NO, W. SCREW CONNE | 35.06
3RT2038-3AP00 | CONTACTOR,AC3:37KW/400V, 1NO+1NC, 230V AC 50HZ, 3-POLE, SIZE S2, SPRING-TYPE TERMINAL | 199.12
3RT2038-3NB30-0CC0 | CONTACTOR,AC3:37KW/400V, 1NO+1NC, 20-33VAC/DC, COM.CAP. WITH VARISTOR, 3-POLE, SIZE S2, SPRING-T | 292.13
3VA1020-4ED36-0JH0 | CIRCUIT BREAKER 3VA1 IEC FRAME 100 BREAKING CAPACITY CLASS S ICU=36KA @ 415 V 3-POLE, LINE PROT | 391.34
3VA1025-2ED32-0BC0 | CIRCUIT BREAKER 3VA1 IEC FRAME 100 BREAKING CAPACITY CLASS B ICU=16KA @ 415 V 3-POLE, LINE PROT | 360
3VA1025-2ED32-0HA0 | CIRCUIT BREAKER 3VA1 IEC FRAME 100 BREAKING CAPACITY CLASS B ICU=16KA @ 415 V 3-POLE, LINE PROT | 284.8
3VA1025-2ED32-0CH0 | CIRCUIT BREAKER 3VA1 IEC FRAME 100 BREAKING CAPACITY CLASS B ICU=16KA @ 415 V 3-POLE, LINE PROT | 385.77
3SE5114-0CC02-1AC4 | POSITION SWITCH 3SE51, W. ROUNDED PLUNGER (STAINL. STEEL) METAL ENCLOSURE 40MM TO EN50041 1NO/1 | 73.53
3VA1110-4EF32-0DH0 | CIRCUIT BREAKER 3VA1 IEC FRAME 160 BREAKING CAPACITY CLASS S ICU=36KA @ 415 V 3-POLE, LINE PROT | 498.58
3VA1010-4ED32-0JH0 | CIRCUIT BREAKER 3VA1 IEC FRAME 100 BREAKING CAPACITY CLASS S ICU=36KA @ 415 V 3-POLE, LINE PROT | 421.98
3VA1110-4FD46-0AA0 | CIRCUIT BREAKER 3VA1 IEC FRAME 160 BREAKING CAPACITY CLASS S ICU=36KA @ 415 V 4-POLE, LINE PROT | 284.72
3VA1110-4FF46-0AA0 | CIRCUIT BREAKER 3VA1 IEC FRAME 160 BREAKING CAPACITY CLASS S ICU=36KA @ 415 V 4-POLE, LINE PROT | 304.8
3VA1110-4GF42-0AA0 | CIRCUIT BREAKER 3VA1 IEC FRAME 160 BREAKING CAPACITY CLASS S ICU=36KA @ 415 V 4-POLE, LINE PROT | 282.78
3SE2283-6GA43 | SIGUARD HINGE SWITCH MOLDED MAT.HOUS. W. ALA. HINGE 3NC, FOR 40MM PROFILE SUPPLIED WITH ADDITION | 181.52
3VA1110-5ED32-0HC0 | CIRCUIT BREAKER 3VA1 IEC FRAME 160 BREAKING CAPACITY CLASS M ICU=55KA @ 415 V 3-POLE, LINE PROT | 454.02
3VA1032-4ED32-0DC0 | CIRCUIT BREAKER 3VA1 IEC FRAME 100 BREAKING CAPACITY CLASS S ICU=36KA @ 415 V 3-POLE, LINE PROT | 368.36
3VA1032-4ED32-0JH0 | CIRCUIT BREAKER 3VA1 IEC FRAME 100 BREAKING CAPACITY CLASS S ICU=36KA @ 415 V 3-POLE, LINE PROT | 366.97
3VA1032-4ED36-0AA0 | CIRCUIT BREAKER 3VA1 IEC FRAME 100 BREAKING CAPACITY CLASS S ICU=36KA @ 415 V 3-POLE, LINE PROT | 160.24
3VA1040-3ED36-0CA0 | CIRCUIT BREAKER 3VA1 IEC FRAME 100 BREAKING CAPACITY CLASS N ICU=25KA @ 415 V 3-POLE, LINE PROT | 337.04
3VA1040-4ED32-0HC0 | CIRCUIT BREAKER 3VA1 IEC FRAME 100 BREAKING CAPACITY CLASS S ICU=36KA @ 415 V 3-POLE, LINE PROT | 341.2
3VA1040-4ED42-0AA0 | CIRCUIT BREAKER 3VA1 IEC FRAME 100 BREAKING CAPACITY CLASS S ICU=36KA @ 415 V 4-POLE, LINE PROT | 187.69
3VA1050-2ED32-0AD0 | CIRCUIT BREAKER 3VA1 IEC FRAME 100 BREAKING CAPACITY CLASS B ICU=16KA @ 415 V 3-POLE, LINE PROT | 270.18
3VA1050-2ED32-0AF0 | CIRCUIT BREAKER 3VA1 IEC FRAME 100 BREAKING CAPACITY CLASS B ICU=16KA @ 415 V 3-POLE, LINE PROT | 245.81
3RV2311-1FC20 | CIRCUIT-BREAKER SZ S00, FOR STARTER COMBINATION, RATED CURRENT 5A, N-RELEASE 65A, SPRING-L. CONN | 51.98
3RV2311-1JC20 | CIRCUIT-BREAKER SZ S00, FOR STARTER COMBINATION, RATED CURRENT 10A, N-RELEASE 130A, SPRING-L. CO | 57.84
3SE5060-0CA00 | CONTACT BLOCK FOR POSITION SWITCH 3SE5162, INSTALLATION POSITION RIGHT IN SWITCH 1NO/1NC SNAP-AC | 15.15
3VA1120-5EF36-0KH0 | CIRCUIT BREAKER 3VA1 IEC FRAME 160 BREAKING CAPACITY CLASS M ICU=55KA @ 415 V 3-POLE, LINE PROT | 454.02
3VA1120-6EE46-0AA0 | CIRCUIT BREAKER 3VA1 IEC FRAME 160 BREAKING CAPACITY CLASS H ICU=70KA @ 415 V 4-POLE, LINE PROT | 276.39
3VA1010-4ED36-0KA0 | CIRCUIT BREAKER 3VA1 IEC FRAME 100 BREAKING CAPACITY CLASS S ICU=36KA @ 415 V 3-POLE, LINE PROT | 370.45
3VA1010-4ED42-0DC0 | CIRCUIT BREAKER 3VA1 IEC FRAME 100 BREAKING CAPACITY CLASS S ICU=36KA @ 415 V 4-POLE, LINE PROT | 500.67
3VA1010-4ED42-0CH0 | CIRCUIT BREAKER 3VA1 IEC FRAME 100 BREAKING CAPACITY CLASS S ICU=36KA @ 415 V 4-POLE, LINE PROT | 525.73
3TF6933-1QG7-ZA02 | CONTACTOR SIZE 14, 3-POLE AC-3 450KW, 400/380V (690V) AUXILIARY SWITCH 33 (3NO+3NC) INTEGRATED RE | 5273.19
3SE5132-0CA00-1AJ0 | SIRIUS POSITION SWITCH, . METAL, 40MM, ACC.TO EN50041 INCREASED CORROSION PROTECTION, DEVICE CON | 36.45
3VA1010-4ED32-0AE0 | CIRCUIT BREAKER 3VA1 IEC FRAME 100 BREAKING CAPACITY CLASS S ICU=36KA @ 415 V 3-POLE, LINE PROT | 358.61
3VA1110-5ED32-0AB0 | CIRCUIT BREAKER 3VA1 IEC FRAME 160 BREAKING CAPACITY CLASS M ICU=55KA @ 415 V 3-POLE, LINE PROT | 391.34
3VA1110-5ED32-0AG0 | CIRCUIT BREAKER 3VA1 IEC FRAME 160 BREAKING CAPACITY CLASS M ICU=55KA @ 415 V 3-POLE, LINE PROT | 391.34
3SE6627-2CA01 | MAGNETICALLY-OPERATED SWITCH CONTACT BLOCK 25X88MM, 2NC+1NC SIGNALING CONTACT, DOOR HINGES ON RIG | 99.54
3SE6627-3CA01 | MAGNETICALLY-OPERATED SWITCH, CONTACT BLOCK, RECT. SMALL 25X33MM, DOOR HINGES ON RIGHT CONTACT EL | 91.73
3VA1110-4EF32-0JA0 | CIRCUIT BREAKER 3VA1 IEC FRAME 160 BREAKING CAPACITY CLASS S ICU=36KA @ 415 V 3-POLE, LINE PROT | 397.62
3VA1110-4EF36-0JA0 | CIRCUIT BREAKER 3VA1 IEC FRAME 160 BREAKING CAPACITY CLASS S ICU=36KA @ 415 V 3-POLE, LINE PROT | 421.28
3VA1032-4ED36-0DH0 | CIRCUIT BREAKER 3VA1 IEC FRAME 100 BREAKING CAPACITY CLASS S ICU=36KA @ 415 V 3-POLE, LINE PROT | 416.42
3VA1032-4ED36-0JH0 | CIRCUIT BREAKER 3VA1 IEC FRAME 100 BREAKING CAPACITY CLASS S ICU=36KA @ 415 V 3-POLE, LINE PROT | 391.34
3VA1040-3ED32-0BC0 | CIRCUIT BREAKER 3VA1 IEC FRAME 100 BREAKING CAPACITY CLASS N ICU=25KA @ 415 V 3-POLE, LINE PROT | 364.18
3VA1040-3ED36-0AF0 | CIRCUIT BREAKER 3VA1 IEC FRAME 100 BREAKING CAPACITY CLASS N ICU=25KA @ 415 V 3-POLE, LINE PROT | 273.67
3VA1050-2ED36-0AC0 | CIRCUIT BREAKER 3VA1 IEC FRAME 100 BREAKING CAPACITY CLASS B ICU=16KA @ 415 V 3-POLE, LINE PROT | 268.09
3RV2021-4BA15 | CIRCUIT-BREAKER SZ S0, FOR MOTOR PROTECTION, CLASS 10, A-RELEASE 14...20A, N-RELEASE 260A, SCREW | 73.38
3RV2111-1HA10 | CIRCUIT-BREAKER SZ S00, FOR MOTOR PROTECTION, CLASS 10, W. OVERLOAD RELAY FUNCTION A-RELEASE 5.5. | 85.17
3RV2311-0FC20 | CIRCUIT-BREAKER SZ S00, FOR STARTER COMBINATION, RATED CURRENT 0.5A, N-RELEASE 6.5A, SPRING-L. C | 47.78
3RU2126-1EC0 | OVERLOAD RELAY 2.8...4.0 A FOR MOTOR PROTECTION SZ S0, CLASS 10, F. MOUNTING ONTO CONTACTOR MAIN | 49.93
3VA1040-2ED32-0DC0 | CIRCUIT BREAKER 3VA1 IEC FRAME 100 BREAKING CAPACITY CLASS B ICU=16KA @ 415 V 3-POLE, LINE PROT | 360
3SE5000-0CA00-1AC1 | CONTACT BLOCK FOR POSITION SWITCH 3SE51/52 1NO/1NC SNAP-ACTION CONTACT, GOLD-PLATED CONTACTS | 54.92
3SE5060-0BA00 | CONTACT BLOCK FOR POSITION SWITCH 3SE5162, INSTALLATION POSITION RIGHT IN SWITCH 1NO/1NC SLOW-AC | 16.16
3SE5000-0AC03-1AJ0 | ACTUATOR HEAD FOR POSITION SWITCH 3SE5132 ROUNDED PLUNGER WITH 3MM OVERTRAVEL, STAINLESS STEEL P | 24.02
3VA1132-3EF36-0AA0 | CIRCUIT BREAKER 3VA1 IEC FRAME 160 BREAKING CAPACITY CLASS N ICU=25KA @ 415 V 3-POLE, LINE PROT | 173.96
3VA1120-5GD46-0AA0 | CIRCUIT BREAKER 3VA1 IEC FRAME 160 BREAKING CAPACITY CLASS M ICU=55KA @ 415 V 4-POLE, LINE PROT | 249.92
3VA1120-6ED46-0AA0 | CIRCUIT BREAKER 3VA1 IEC FRAME 160 BREAKING CAPACITY CLASS H ICU=70KA @ 415 V 4-POLE, LINE PROT | 270.52
3VA1020-2ED32-0CC0 | CIRCUIT BREAKER 3VA1 IEC FRAME 100 BREAKING CAPACITY CLASS B ICU=16KA @ 415 V 3-POLE, LINE PROT | 360
3RV2811-0FD10 | CIRCUIT-BREAKER SZ S00, FOR TRANSFORMER PROTECTION, WITH APPROBATION CIRCUIT-BREAKER UL 489. CSA | 109.27
3RV2811-1GD10 | CIRCUIT-BREAKER SZ S00, FOR TRANSFORMER PROTECTION, WITH APPROBATION CIRCUIT-BREAKER UL 489. CSA | 117.3
3VA1120-6EF36-0HH0 | CIRCUIT BREAKER 3VA1 IEC FRAME 160 BREAKING CAPACITY CLASS H ICU=70KA @ 415 V 3-POLE, LINE PROT | 477.69
3VA1120-6EF36-0KC0 | CIRCUIT BREAKER 3VA1 IEC FRAME 160 BREAKING CAPACITY CLASS H ICU=70KA @ 415 V 3-POLE, LINE PROT | 453.32
3VA1010-4ED42-0JC0 | CIRCUIT BREAKER 3VA1 IEC FRAME 100 BREAKING CAPACITY CLASS S ICU=36KA @ 415 V 4-POLE, LINE PROT | 474.21
3VA1020-2ED32-0AA0 | CIRCUIT BREAKER 3VA1 IEC FRAME 100 BREAKING CAPACITY CLASS B ICU=16KA @ 415 V 3-POLE, LINE PROT | 137.22
3VA1120-6EF32-0AA0 | CIRCUIT BREAKER 3VA1 IEC FRAME 160 BREAKING CAPACITY CLASS H ICU=70KA @ 415 V 3-POLE, LINE PROT | 204.84
3VA1120-6EF32-0HA0 | CIRCUIT BREAKER 3VA1 IEC FRAME 160 BREAKING CAPACITY CLASS H ICU=70KA @ 415 V 3-POLE, LINE PROT | 380.19
3VA1120-6EF32-0JC0 | CIRCUIT BREAKER 3VA1 IEC FRAME 160 BREAKING CAPACITY CLASS H ICU=70KA @ 415 V 3-POLE, LINE PROT | 431.03
3VA1120-6EF32-0KC0 | CIRCUIT BREAKER 3VA1 IEC FRAME 160 BREAKING CAPACITY CLASS H ICU=70KA @ 415 V 3-POLE, LINE PROT | 431.03
3VA1120-6EF36-0AE0 | CIRCUIT BREAKER 3VA1 IEC FRAME 160 BREAKING CAPACITY CLASS H ICU=70KA @ 415 V 3-POLE, LINE PROT | 412.23
3SF1314-1SH11-1BA1 | SAFETY POS. W. TUMBLER LOCKING FORCE 2600N, 5 DIR. OF APPROACH METAL ENCLOSURE, M12 CONNECTOR, A | 1005.86
3VA1032-2ED36-0AH0 | CIRCUIT BREAKER 3VA1 IEC FRAME 100 BREAKING CAPACITY CLASS B ICU=16KA @ 415 V 3-POLE, LINE PROT | 291.77
3VA1032-2ED36-0HA0 | CIRCUIT BREAKER 3VA1 IEC FRAME 100 BREAKING CAPACITY CLASS B ICU=16KA @ 415 V 3-POLE, LINE PROT | 309.18
3VA1032-2ED36-0JC0 | CIRCUIT BREAKER 3VA1 IEC FRAME 100 BREAKING CAPACITY CLASS B ICU=16KA @ 415 V 3-POLE, LINE PROT | 357.93
3VA1032-2ED36-0KC0 | CIRCUIT BREAKER 3VA1 IEC FRAME 100 BREAKING CAPACITY CLASS B ICU=16KA @ 415 V 3-POLE, LINE PROT | 357.93
3TK2810-0A | SIRIUS CONNECTING CABLE FOR LINKING THE SAFE SPEED MONITOR 3TK2810-1 WITH THE ADAPTER FOR CONNE | 31.67
3RV2421-4CA10 | CIRCUIT-BREAKER SZ S0, FOR TRANSFORMER PROT. A-RELEASE 17...22A, N-RELEASE 364A, SCREW CONNECTIO | 70.18
3RV2421-4DA20 | CIRCUIT-BREAKER SZ S0, FOR TRANSFORMER PROT. A-RELEASE 20...25A, N-RELEASE 400A, SPRING-L. CONNE | 80.35
3RV2711-0FD10 | CIRCUIT-BREAKER SZ S00, FOR PLANT PROTECTION, WITH APPROBATION CIRCUIT-BREAKER UL 489. CSA C22.2 | 101.24
3RV2711-0JD10 | CIRCUIT-BREAKER SZ S00, FOR PLANT PROTECTION, WITH APPROBATION CIRCUIT-BREAKER UL 489. CSA C22.2 | 109.27
3VA1050-3ED36-0KC0 | CIRCUIT BREAKER 3VA1 IEC FRAME 100 BREAKING CAPACITY CLASS N ICU=25KA @ 415 V 3-POLE, LINE PROT | 362.09
3VA1050-3ED42-0CA0 | CIRCUIT BREAKER 3VA1 IEC FRAME 100 BREAKING CAPACITY CLASS N ICU=25KA @ 415 V 4-POLE, LINE PROT | 373.24
3VA1110-4EF32-0BA0 | CIRCUIT BREAKER 3VA1 IEC FRAME 160 BREAKING CAPACITY CLASS S ICU=36KA @ 415 V 3-POLE, LINE PROT | 423.37
3VA1010-4ED32-0DC0 | CIRCUIT BREAKER 3VA1 IEC FRAME 100 BREAKING CAPACITY CLASS S ICU=36KA @ 415 V 3-POLE, LINE PROT | 422.67
3UG4622-1AW38-0AA5-ZX95 | DIGITAL MONITORING RELAY CURRENT MONITORING, 22.5MM FROM 0.15 TO 2A AC/DC SUPPLY VOLTAGE AC/DC 2 | 158.26
3UG4825-2CA40 | DIGITAL MONITORING RELAY FOR FAULT CURRENT MONITORING (W. DIFFERENTIAL CT 3UL23) FOR IO-LINK SET | 251.95
3UG4841-2CA40 | DIGITAL MONITORING RELAY COS-PHI AND CURRENT MONITORING FOR IO-LINK 90 TO 690V AC, 0.2 TO 10A OV | 242.45
3ZS2716-0CC30-0YD0 | POWER MANAGEMENT SOFTWARE SENTRON POWERMANAGER V 3.X DEVICE PACK (1000) 1000 ADDITIONAL DEVICES | 57177.87
4AC3716-0 | SAFETY TRANSFORMER, 16VA PRIM 230V AC,50HZ, SEK 8V AC WITH PTC PROT.,2MW | 46.66
4AC3724-0 | SAFETY TRANSFORMER, 24VA PRIM 230V AC,50HZ, SEK 8V,12V AC WITH PTC PROT.,3MW | 52.32
4AC3740-0 | SAFETY TRANSFORMER, 40VA PRIM 230V AC,50HZ, SEK 2X12V / 24V AC WITH PTC PROT.,5MW | 80.14
3VA1020-2ED32-0CA0 | CIRCUIT BREAKER 3VA1 IEC FRAME 100 BREAKING CAPACITY CLASS B ICU=16KA @ 415 V 3-POLE, LINE PROT | 311.27
3VA1020-2ED32-0DC0 | CIRCUIT BREAKER 3VA1 IEC FRAME 100 BREAKING CAPACITY CLASS B ICU=16KA @ 415 V 3-POLE, LINE PROT | 360
3VA1020-2ED32-0JC0 | CIRCUIT BREAKER 3VA1 IEC FRAME 100 BREAKING CAPACITY CLASS B ICU=16KA @ 415 V 3-POLE, LINE PROT | 332.85
3VA1120-5EF36-0CH0 | CIRCUIT BREAKER 3VA1 IEC FRAME 160 BREAKING CAPACITY CLASS M ICU=55KA @ 415 V 3-POLE, LINE PROT | 479.78
3SE5122-0PB01 | SIRIUS POSITION SWITCH METAL ENCLOSURE 56MM WIDE DEVICE CONNECTION 3X (M20X1.5) 2NO/ 1NC SLOW-ACT | 39.76
3VA1110-5EE32-0AF0 | CIRCUIT BREAKER 3VA1 IEC FRAME 160 BREAKING CAPACITY CLASS M ICU=55KA @ 415 V 3-POLE, LINE PROT | 371.15
3VA1110-5EE32-0BH0 | CIRCUIT BREAKER 3VA1 IEC FRAME 160 BREAKING CAPACITY CLASS M ICU=55KA @ 415 V 3-POLE, LINE PROT | 511.81
3VA1110-5EE32-0DC0 | CIRCUIT BREAKER 3VA1 IEC FRAME 160 BREAKING CAPACITY CLASS M ICU=55KA @ 415 V 3-POLE, LINE PROT | 486.74
3SE6605-2BA10 | CONTACT BLOCK RECTANGUL., LARGE 25X88 MM, 1NO+1NC 10 M CABLE | 81.97
3RT2024-2BB44-ZX95 | CONTACTOR, AC-3, 5.5KW/400V, 2NO+2NC, DC 24V, 3-POLE, SZ S0 SPRING-LOADED TERMINAL REMOVABLE AUX | 87.99
3RT2024-2BW40 | CONTACTOR, AC-3, 5.5KW/400V, 1NO+1NC, DC 48V, 3-POLE, SZ S0 SPRING-LOADED TERMINAL | 67.55
3RT2024-4AK60 | CONTACTOR, AC-3, 5.5KW/400V, 1NO+1NC, AC110V 50HZ, 120V 60HZ 3-POLE, SZ S0 RING CABLE LUG CONNEC | 43.11
3VA1040-2ED32-0KC0 | CIRCUIT BREAKER 3VA1 IEC FRAME 100 BREAKING CAPACITY CLASS B ICU=16KA @ 415 V 3-POLE, LINE PROT | 332.85
3RV2021-4CA10-ZX95 | CIRCUIT-BREAKER SZ S0, FOR MOTOR PROTECTION, CLASS 10, A-REL. 17...22A, N-REL. 286A, SCREW CONNEC | 77.86
3RV2021-4DA10-ZX95 | CIRCUIT-BREAKER SZ S0, FOR MOTOR PROTECTION, CLASS 10, A-REL. 20...25A, N-REL. 325A, SCREW CONNEC | 88.62
3RV2021-4PA10 | CIRCUIT-BREAKER SZ S0, FOR MOTOR PROTECTION, CLASS 10, A-RELEASE 30...36A, N-RELEASE 432A, SCREW | 114.61
3RV2111-1AA10 | CIRCUIT-BREAKER SZ S00, FOR MOTOR PROTECTION, CLASS 10, W. OVERLOAD RELAY FUNCTION A-RELEASE 1.1. | 81.42
3VA1040-3ED32-0JA0 | CIRCUIT BREAKER 3VA1 IEC FRAME 100 BREAKING CAPACITY CLASS N ICU=25KA @ 415 V 3-POLE, LINE PROT | 288.98
3VA1040-3ED32-0JH0 | CIRCUIT BREAKER 3VA1 IEC FRAME 100 BREAKING CAPACITY CLASS N ICU=25KA @ 415 V 3-POLE, LINE PROT | 363.48
3RV2901-1G | TRANSVERSE AUX. SWITCH, SUITABLE F. ELECTRONICS, 1CO, SCREW CONNECTION, FOR CIRCUIT-BREAKERS SZ | 25.72
3RV2901-2A | LATERAL AUXILIARY SWITCH 1NO+1NC, SPRING-L. CONNECTION, FOR CIRCUIT-BREAKERS, SZ S00/S0 | 8.3
3VA1010-3ED36-0DA0 | CIRCUIT BREAKER 3VA1 IEC FRAME 100 BREAKING CAPACITY CLASS N ICU=25KA @ 415 V 3-POLE, LINE PROT | 393.43
3VA1025-3ED32-0DC0 | CIRCUIT BREAKER 3VA1 IEC FRAME 100 BREAKING CAPACITY CLASS N ICU=25KA @ 415 V 3-POLE, LINE PROT | 364.18
3VA1025-3ED32-0HA0 | CIRCUIT BREAKER 3VA1 IEC FRAME 100 BREAKING CAPACITY CLASS N ICU=25KA @ 415 V 3-POLE, LINE PROT | 288.98
3SK1122-1CB42 | SIRIUS SAFETY RELAY BASIC UNIT ADVANCED SERIES WITH TIME DELAY 0.5-30S ELECTRONIC ENABLING CIRCUI | 190.77
3RV2321-1GC20 | CIRCUIT-BREAKER SZ S0, FOR STARTER COMBINATION, RATED CURRENT 6.3A, N-REL. 82A SPRING-L. CONNECTI | 54.1
3RV2321-1JC10 | CIRCUIT-BREAKER SZ S0, FOR STARTER COMBINATION, RATED CURRENT 10A, N-REL. 130A SCREW CONNECTION, | 60
3RV2321-4BC20 | CIRCUIT-BREAKER SZ S0, FOR STARTER COMBINATION, RATED CURRENT 20A, N-RELEASE 260A, SPRING-L. CON | 60.53
3VA1080-3ED36-0JC0 | CIRCUIT BREAKER 3VA1 IEC FRAME 100 BREAKING CAPACITY CLASS N ICU=25KA @ 415 V 3-POLE, LINE PROT | 378.82
3VA1080-3ED42-0BH0 | CIRCUIT BREAKER 3VA1 IEC FRAME 100 BREAKING CAPACITY CLASS N ICU=25KA @ 415 V 4-POLE, LINE PROT | 474.21
3VA1080-3ED42-0HA0 | CIRCUIT BREAKER 3VA1 IEC FRAME 100 BREAKING CAPACITY CLASS N ICU=25KA @ 415 V 4-POLE, LINE PROT | 372.54
3VA1040-3ED42-0AA0 | CIRCUIT BREAKER 3VA1 IEC FRAME 100 BREAKING CAPACITY CLASS N ICU=25KA @ 415 V 4-POLE, LINE PROT | 181.3
3VA1050-2ED32-0AC0 | CIRCUIT BREAKER 3VA1 IEC FRAME 100 BREAKING CAPACITY CLASS B ICU=16KA @ 415 V 3-POLE, LINE PROT | 245.81
3VA1050-2ED32-0BC0 | CIRCUIT BREAKER 3VA1 IEC FRAME 100 BREAKING CAPACITY CLASS B ICU=16KA @ 415 V 3-POLE, LINE PROT | 360
3RT2027-4AN60 | CONTACTOR, AC-3, 15KW/400V, 1NO+1NC, AC 200V 50HZ, 200...220V 60HZ, 3-POLE, SZ S0 RING CABLE LUG | 113.32
3RT2027-4VB40 | COUPLING RELAY, AC-3, 15KW/400V, 1NO+1NC, DC 24V, W. INTEGRATED DIODE COMBINATION 3POLE, SZ. S0 | 171.55
3RT2028-1AN20 | CONTACTOR, AC-3, 18.5KW/400V, 1NO+1NC, AC 220V 50/60HZ, 3-POLE, SZ S0 SCREW TERMINAL | 98.21
3RT2037-1AP00-1AA0 | CONTACTOR,AC3:30KW/400V, 1NO+1NC, 230V AC 50HZ, 3-POLE, SIZE S2, SCREW TERMINAL UPRIGHT MOUNTING | 193.64
3RT2037-3AF04 | CONTACTOR,AC3:30KW/400V, 2NO+2NC, 110V AC 50HZ, 3-POLE, SIZE S2, SPRING-TYPE TERMINAL | 189.83
3RT2038-1AP00 | CONTACTOR,AC3:37KW/400V, 1NO+1NC, 230V AC 50HZ, 3-POLE, SIZE S2, SCREW TERMINAL | 199.12
3RT2038-3XF44-0LA2 | RAIL-CONTACTOR, AC3, 37KW/400V, 2NO + 2NC 110V DC, 0.7...1.25*US, WITH VARISTOR, 3-POLE, SIZE S2 | 404.23
3RV2021-4BA10-0BA0 | SPECIAL TYPE CIRCUIT BREAKER SIZE S0, FOR MOTOR PROTECTION, CLASS 10, A-RELEASE 14...20A, SHORT- | 85.17
3VA1020-3ED42-0AA0 | CIRCUIT BREAKER 3VA1 IEC FRAME 100 BREAKING CAPACITY CLASS N ICU=25KA @ 415 V 4-POLE, LINE PROT | 181.3
3VA1025-2ED36-0AA0 | CIRCUIT BREAKER 3VA1 IEC FRAME 100 BREAKING CAPACITY CLASS B ICU=16KA @ 415 V 3-POLE, LINE PROT | 153.88
3RV2021-4FA10-ZX95 | CIRCUIT-BREAKER SZ S0, FOR MOTOR PROTECTION, CLASS 10, A-RELEASE 34...40A, N-RELEASE 480A, SCREW | 146.87
3RV2111-1EA10 | CIRCUIT-BREAKER SZ S00, FOR MOTOR PROTECTION, CLASS 10, W. OVERLOAD RELAY FUNCTION A-RELEASE 2.8A | 85.17
3RV2311-0FC10 | CIRCUIT-BREAKER SZ S00, FOR STARTER COMBINATION, RATED CURRENT 0.5A, N-RELEASE 6.5A, SCREW CONNE | 47.78
3RT2024-2FB40 | CONTACTOR, AC-3, 5.5KW/400V, 1NO+1NC, DC 24V, W.INTEGR.DIODE 3-POLE, SZ S0 SPRING-LOADED TERMINA | 83.45
3RT2025-1BB44 | CONTACTOR, AC-3, 7.5KW/400V, 2NO+2NC, DC 24V, 3-POLE, SZ S0 SCREW TERMINAL REMOVABLE AUX. SWITCH | 93.12
3RT2025-1CL24-3MA0 | CONTACTOR, AC-3, 7.5KW/400V, 2NO+2NC, AC 230V 50/60HZ, W. PLUGGED-IN VARISTOR 3-POLE, SZ S0 SCRE | 67
3VA1063-4ED36-0CH0 | CIRCUIT BREAKER 3VA1 IEC FRAME 100 BREAKING CAPACITY CLASS S ICU=36KA @ 415 V 3-POLE, LINE PROT | 416.42
3VA1063-4ED42-0AD0 | CIRCUIT BREAKER 3VA1 IEC FRAME 100 BREAKING CAPACITY CLASS S ICU=36KA @ 415 V 4-POLE, LINE PROT | 338.41
3VA1063-2ED32-0AE0 | CIRCUIT BREAKER 3VA1 IEC FRAME 100 BREAKING CAPACITY CLASS B ICU=16KA @ 415 V 3-POLE, LINE PROT | 293.86
3RV2321-1DC20 | CIRCUIT-BREAKER SZ S0, FOR STARTER COMBINATION, RATED CURRENT 3.2A, N-REL. 42A SPRING-L. CONNECTI | 54.1
3RT2028-1BF40 | CONTACTOR, AC-3, 18.5KW/400V, 1NO+1NC, DC 110V, 3-POLE, SZ S0 SCREW TERMINAL | 144.21
3RT2028-2AK64-3MA0 | CONTACTOR, AC-3, 18.5KW/400V, 2NO+2NC AC110V 50HZ/120V 60HZ 3-POLE, SZ S0 SPRING-LOADED TERMINAL | 111.29
3RT2035-1AD04 | CONTACTOR,AC3:18.5KW/400V, 2NO+2NC, 42V AC 50HZ, 3-POLE, SIZE S2, SCREW TERMINAL | 113.77
3RT2035-1AH20 | CONTACTOR,AC3:18.5KW/400V, 1NO+1NC, 48V AC 50/60HZ, 3-POLE, SIZE S2, SCREW TERMINAL | 103.4
3RV2011-0GA15-ZX95 | CIRCUIT BREAKER SZ S00, FOR MOTOR PROTECTION, CLASS 10, A-REL. 0.45...0.63A, N-RELEASE 8.2A SCRE | 65.2
3VA1025-3ED46-0AA0 | CIRCUIT BREAKER 3VA1 IEC FRAME 100 BREAKING CAPACITY CLASS N ICU=25KA @ 415 V 4-POLE, LINE PROT | 204.35
3VA1063-2ED32-0KA0 | CIRCUIT BREAKER 3VA1 IEC FRAME 100 BREAKING CAPACITY CLASS B ICU=16KA @ 415 V 3-POLE, LINE PROT | 284.8
3VA1063-3ED36-0AH0 | CIRCUIT BREAKER 3VA1 IEC FRAME 100 BREAKING CAPACITY CLASS N ICU=25KA @ 415 V 3-POLE, LINE PROT | 295.95
3VA1050-4ED36-0BA0 | CIRCUIT BREAKER 3VA1 IEC FRAME 100 BREAKING CAPACITY CLASS S ICU=36KA @ 415 V 3-POLE, LINE PROT | 341.2
3RV2011-1CA20-ZX95 | CIRCUIT-BREAKER SZ S00, FOR MOTOR PROTECTION, CLASS 10, A-REL.1.8...2.5A, N-REL. 33A, SPRING-L. C | 60.27
3RV2011-1DA15 | CIRCUIT-BREAKER SZ S00, FOR MOTOR PROTECTION, CLASS 10, A-REL. 2.2...3.2A, N-RELEASE42A, SCREW C | 62.69
3SE6724-3CA | SOLENOID, RECTANGULAR SMALL 25 X 33 MM FOR MAGN.-OP. SWITCH 3SE66..-3CA0., POSITION: MOUNTED WITH | 17.76
3VA1010-3ED32-0HA0 | CIRCUIT BREAKER 3VA1 IEC FRAME 100 BREAKING CAPACITY CLASS N ICU=25KA @ 415 V 3-POLE, LINE PROT | 341.2
3VA1010-3ED32-0KA0 | CIRCUIT BREAKER 3VA1 IEC FRAME 100 BREAKING CAPACITY CLASS N ICU=25KA @ 415 V 3-POLE, LINE PROT | 341.2
3VA1025-4ED32-0HC0 | CIRCUIT BREAKER 3VA1 IEC FRAME 100 BREAKING CAPACITY CLASS S ICU=36KA @ 415 V 3-POLE, LINE PROT | 341.2
3VA1032-2ED32-0KC0 | CIRCUIT BREAKER 3VA1 IEC FRAME 100 BREAKING CAPACITY CLASS B ICU=16KA @ 415 V 3-POLE, LINE PROT | 332.85
3RV2321-4EC20 | CIRCUIT-BREAKER SZ S0, FOR STARTER COMBINATION, RATED CURRENT 32A, N-RELEASE 400A, SPRING-L. CON | 92.67
3RV2411-1GA10 | CIRCUIT-BREAKER SZ S00, FOR TRANSFORMER PROT. A-RELEASE4.5...6.3A, N-RELEASE130A, SCREW CONNECTI | 56.76
3RV2811-0HD10 | CIRCUIT-BREAKER SZ S00, FOR TRANSFORMER PROTECTION, WITH APPROBATION CIRCUIT-BREAKER UL 489. CSA | 109.27
3VA1050-3ED42-0DA0 | CIRCUIT BREAKER 3VA1 IEC FRAME 100 BREAKING CAPACITY CLASS N ICU=25KA @ 415 V 4-POLE, LINE PROT | 373.24
3TC5217-0LB4-ZB01 | CONTACTOR SIZE 8, 2-POLE DC-3 AND 5, 170A AT 750V AUXILIARY CONTACTS 21 (2NO+1NC) SETTING RANGE 0 | 1493.97
3VA1010-3ED42-0CC0 | CIRCUIT BREAKER 3VA1 IEC FRAME 100 BREAKING CAPACITY CLASS N ICU=25KA @ 415 V 4-POLE, LINE PROT | 492.31
3VA1010-3ED42-0KA0 | CIRCUIT BREAKER 3VA1 IEC FRAME 100 BREAKING CAPACITY CLASS N ICU=25KA @ 415 V 4-POLE, LINE PROT | 419.88
3VA1080-4ED32-0AE0 | CIRCUIT BREAKER 3VA1 IEC FRAME 100 BREAKING CAPACITY CLASS S ICU=36KA @ 415 V 3-POLE, LINE PROT | 322.4
3VA1040-3ED32-0KC0 | CIRCUIT BREAKER 3VA1 IEC FRAME 100 BREAKING CAPACITY CLASS N ICU=25KA @ 415 V 3-POLE, LINE PROT | 337.04
3VA1040-3ED36-0DC0 | CIRCUIT BREAKER 3VA1 IEC FRAME 100 BREAKING CAPACITY CLASS N ICU=25KA @ 415 V 3-POLE, LINE PROT | 389.25
3RV2901-1C | LATERAL AUXILIARY SWITCH 2NC, SCREW CONNECTION, FOR CIRCUIT-BREAKERS, SZ S00/S0 | 8.3
3RV2901-2E-ZX90 | TRANSVERSE AUX. SWITCH, 1NO+1NC, SPRING-LOADED TERMINAL, FOR CIRCUIT BREAKER, SZ S00/S1 | 9.24
3VA1010-4ED42-0BA0 | CIRCUIT BREAKER 3VA1 IEC FRAME 100 BREAKING CAPACITY CLASS S ICU=36KA @ 415 V 4-POLE, LINE PROT | 451.23
3VA1020-2ED32-0AF0 | CIRCUIT BREAKER 3VA1 IEC FRAME 100 BREAKING CAPACITY CLASS B ICU=16KA @ 415 V 3-POLE, LINE PROT | 245.81
3VA1020-2ED32-0BA0 | CIRCUIT BREAKER 3VA1 IEC FRAME 100 BREAKING CAPACITY CLASS B ICU=16KA @ 415 V 3-POLE, LINE PROT | 311.27
3SF1324-1SF21-1BK4 | SAFETY POS. SWITCH W. TUMBLER HIGH DEG. OF PROTECTION IP69 K DIN 40050 LOCKING FORCE 1300N, 5 DI | 872.41
3TC4417-1LF4 | CONTACT. (FAGA) RAILWAY VERSION AUX. SWITCH 22 (2NO+2NC) DIRECT CURRENT ACTIONING WITH BUILT-ON V | 254.32
3VA1050-2ED36-0JA0 | CIRCUIT BREAKER 3VA1 IEC FRAME 100 BREAKING CAPACITY CLASS B ICU=16KA @ 415 V 3-POLE, LINE PROT | 309.18
3VA1110-5ED32-0JH0 | CIRCUIT BREAKER 3VA1 IEC FRAME 160 BREAKING CAPACITY CLASS M ICU=55KA @ 415 V 3-POLE, LINE PROT | 479.09
3VA1110-5EE46-0AA0 | CIRCUIT BREAKER 3VA1 IEC FRAME 160 BREAKING CAPACITY CLASS M ICU=55KA @ 415 V 4-POLE, LINE PROT | 315.59
3VA1110-5EF32-0DH0 | CIRCUIT BREAKER 3VA1 IEC FRAME 160 BREAKING CAPACITY CLASS M ICU=55KA @ 415 V 3-POLE, LINE PROT | 529.22
3VA1032-4ED32-0HC0 | CIRCUIT BREAKER 3VA1 IEC FRAME 100 BREAKING CAPACITY CLASS S ICU=36KA @ 415 V 3-POLE, LINE PROT | 341.2
3VA1032-4ED36-0BH0 | CIRCUIT BREAKER 3VA1 IEC FRAME 100 BREAKING CAPACITY CLASS S ICU=36KA @ 415 V 3-POLE, LINE PROT | 416.42
3VA1050-3ED42-0HH0 | CIRCUIT BREAKER 3VA1 IEC FRAME 100 BREAKING CAPACITY CLASS N ICU=25KA @ 415 V 4-POLE, LINE PROT | 422.67
3VA1050-4ED32-0AH0 | CIRCUIT BREAKER 3VA1 IEC FRAME 100 BREAKING CAPACITY CLASS S ICU=36KA @ 415 V 3-POLE, LINE PROT | 278.53
3VA1020-2ED36-0DH0 | CIRCUIT BREAKER 3VA1 IEC FRAME 100 BREAKING CAPACITY CLASS B ICU=16KA @ 415 V 3-POLE, LINE PROT | 407.36
3TC4417-0AN4-ZX95 | CONTACTOR SIZE 2 2-POLE DC-3 AND 5, 32 A AUXILIARY SWITCH 22 (2NO+2NC) DC OPERATION DC 250 V REU | 236.75
3TC4417-0BK6 | CONTACTOR SIZE 2 2-POLE DC-3 AND 5, 32 A AUXILIARY SWITCH 22 (2NO+2NC) AC OPERATION AC 120V 60HZ | 149.3
3TC4417-0LV4-ZB01 | CONTACTOR SIZE 2, 2-POLE FOR RAILWAY APPLICATIONS DC-3 AND 5, 7.5A AT 750V AUXILIARY CONTACTS 21 | 327.28
3VA1032-3ED32-0CA0 | CIRCUIT BREAKER 3VA1 IEC FRAME 100 BREAKING CAPACITY CLASS N ICU=25KA @ 415 V 3-POLE, LINE PROT | 315.45
3VA1032-3ED32-0JH0 | CIRCUIT BREAKER 3VA1 IEC FRAME 100 BREAKING CAPACITY CLASS N ICU=25KA @ 415 V 3-POLE, LINE PROT | 363.48
3VA1032-3ED32-0KC0 | CIRCUIT BREAKER 3VA1 IEC FRAME 100 BREAKING CAPACITY CLASS N ICU=25KA @ 415 V 3-POLE, LINE PROT | 337.04
3VA1032-3ED36-0BA0 | CIRCUIT BREAKER 3VA1 IEC FRAME 100 BREAKING CAPACITY CLASS N ICU=25KA @ 415 V 3-POLE, LINE PROT | 337.04
3VA1050-4ED32-0CA0 | CIRCUIT BREAKER 3VA1 IEC FRAME 100 BREAKING CAPACITY CLASS S ICU=36KA @ 415 V 3-POLE, LINE PROT | 318.92
3VA1050-4ED32-0DC0 | CIRCUIT BREAKER 3VA1 IEC FRAME 100 BREAKING CAPACITY CLASS S ICU=36KA @ 415 V 3-POLE, LINE PROT | 368.36
3VA1050-4ED36-0AA0 | CIRCUIT BREAKER 3VA1 IEC FRAME 100 BREAKING CAPACITY CLASS S ICU=36KA @ 415 V 3-POLE, LINE PROT | 160.24
3RT2024-4AP60-ZX95 | CONTACTOR, AC-3, 5.5KW/400V, 1NO+1NC, AC 220V 50HZ, 240V 60HZ 3-POLE, SZ S0 RING CABLE LUG CONNE | 43.11
4EU2452-1GA00-0AA0 | OUTPUT CHOKE; PHASES:3; UN1(V):400; ITHMAX 1(A) / F1(HZ):80 /350; F TAKT(KHZ):8; I LN (A):80; LN( | 2195.37
3VA1125-4EF32-0CC0 | CIRCUIT BREAKER 3VA1 IEC FRAME 160 BREAKING CAPACITY CLASS S ICU=36KA @ 415 V 3-POLE, LINE PROT | 406.66
3VA1125-4EF32-0DA0 | CIRCUIT BREAKER 3VA1 IEC FRAME 160 BREAKING CAPACITY CLASS S ICU=36KA @ 415 V 3-POLE, LINE PROT | 358.61
3VA1125-4EF32-0JA0 | CIRCUIT BREAKER 3VA1 IEC FRAME 160 BREAKING CAPACITY CLASS S ICU=36KA @ 415 V 3-POLE, LINE PROT | 331.46
3VA1125-4EF32-0KA0 | CIRCUIT BREAKER 3VA1 IEC FRAME 160 BREAKING CAPACITY CLASS S ICU=36KA @ 415 V 3-POLE, LINE PROT | 331.46
3UF7960-0AA00-0 | BUS TERMINAL FOR CONNECTING A PROFIBUS CABLE TO A SIMOCODE PRO S | 62.66
3VA1080-4ED32-0AA0 | CIRCUIT BREAKER 3VA1 IEC FRAME 100 BREAKING CAPACITY CLASS S ICU=36KA @ 415 V 3-POLE, LINE PROT | 155.83
3VA1080-4ED32-0AH0 | CIRCUIT BREAKER 3VA1 IEC FRAME 100 BREAKING CAPACITY CLASS S ICU=36KA @ 415 V 3-POLE, LINE PROT | 295.95
3VA1080-4ED32-0CH0 | CIRCUIT BREAKER 3VA1 IEC FRAME 100 BREAKING CAPACITY CLASS S ICU=36KA @ 415 V 3-POLE, LINE PROT | 410.84
3VA1120-4EF36-0HC0 | CIRCUIT BREAKER 3VA1 IEC FRAME 160 BREAKING CAPACITY CLASS S ICU=36KA @ 415 V 3-POLE, LINE PROT | 405.27
3VA1120-4GD42-0AA0 | CIRCUIT BREAKER 3VA1 IEC FRAME 160 BREAKING CAPACITY CLASS S ICU=36KA @ 415 V 4-POLE, LINE PROT | 206.33
3VA1120-5ED36-0AA0 | CIRCUIT BREAKER 3VA1 IEC FRAME 160 BREAKING CAPACITY CLASS M ICU=55KA @ 415 V 3-POLE, LINE PROT | 192.58
3VA1120-5ED42-0AA0 | CIRCUIT BREAKER 3VA1 IEC FRAME 160 BREAKING CAPACITY CLASS M ICU=55KA @ 415 V 4-POLE, LINE PROT | 227.38
3VA1132-4EF32-0AC0 | CIRCUIT BREAKER 3VA1 IEC FRAME 160 BREAKING CAPACITY CLASS S ICU=36KA @ 415 V 3-POLE, LINE PROT | 291.07
3VA1050-2ED42-0HA0 | CIRCUIT BREAKER 3VA1 IEC FRAME 100 BREAKING CAPACITY CLASS B ICU=16KA @ 415 V 4-POLE, LINE PROT | 343.99
3VA1050-3ED32-0BA0 | CIRCUIT BREAKER 3VA1 IEC FRAME 100 BREAKING CAPACITY CLASS N ICU=25KA @ 415 V 3-POLE, LINE PROT | 315.45
3VA1080-2ED42-0DA0 | CIRCUIT BREAKER 3VA1 IEC FRAME 100 BREAKING CAPACITY CLASS B ICU=16KA @ 415 V 4-POLE, LINE PROT | 394.13
3TK2810-1KA42 | SIRIUS SAFETY RELAY SAFETY-RELATED SPEED MONITORING, 110 - 240 V AC/DC, 45.0 MM, SPRING-LOADED T | 1359.79
3VA1050-2ED32-0JC0 | CIRCUIT BREAKER 3VA1 IEC FRAME 100 BREAKING CAPACITY CLASS B ICU=16KA @ 415 V 3-POLE, LINE PROT | 332.85
3VA1032-3ED32-0AC0 | CIRCUIT BREAKER 3VA1 IEC FRAME 100 BREAKING CAPACITY CLASS N ICU=25KA @ 415 V 3-POLE, LINE PROT | 248.6
3VA1032-3ED32-0AF0 | CIRCUIT BREAKER 3VA1 IEC FRAME 100 BREAKING CAPACITY CLASS N ICU=25KA @ 415 V 3-POLE, LINE PROT | 248.6
3VA1010-4ED32-0KC0 | CIRCUIT BREAKER 3VA1 IEC FRAME 100 BREAKING CAPACITY CLASS S ICU=36KA @ 415 V 3-POLE, LINE PROT | 396.22
3VA1110-5ED32-0KA0 | CIRCUIT BREAKER 3VA1 IEC FRAME 160 BREAKING CAPACITY CLASS M ICU=55KA @ 415 V 3-POLE, LINE PROT | 405.27
3VA1110-5EE32-0JH0 | CIRCUIT BREAKER 3VA1 IEC FRAME 160 BREAKING CAPACITY CLASS M ICU=55KA @ 415 V 3-POLE, LINE PROT | 486.04
3VA1110-5EE32-0KH0 | CIRCUIT BREAKER 3VA1 IEC FRAME 160 BREAKING CAPACITY CLASS M ICU=55KA @ 415 V 3-POLE, LINE PROT | 486.04
3VA1110-5EE42-0AA0 | CIRCUIT BREAKER 3VA1 IEC FRAME 160 BREAKING CAPACITY CLASS M ICU=55KA @ 415 V 4-POLE, LINE PROT | 295.98
3RT2025-2AB04 | CONTACTOR, AC-3, 7.5KW/400V, 2NO+2NC, AC 24V 50HZ, 3-POLE, SZ S0 SPRING-LOADED TERMINAL REMOVABL | 57.34
3RT2025-2AG20 | CONTACTOR, AC-3, 7.5KW/400V, 1NO+1NC, AC110V 50/60HZ, 3-POLE, SZ S0 SPRING-LOADED TERMINAL | 45.77
3RT2025-2AL24-3MA0 | CONTACTOR, AC-3, 7.5KW/400V, 2NO+2NC, AC 230V 50/60HZ, 3-POLE, SZ S0 SPRING-LOADED TERMINAL PERM | 59.06
3SE5232-0HC05-1AB2 | SIRIUS POSITION SWITCH PLASTIC HOUSING ACC.TO EN50047, 31MM CABINET TYPE DEVICE CONNECTION 1X(M2 | 20.36
3TC4417-0AY80-0AB7 | CONTACTOR SIZE 2 2-POLE DC-3 AND 5, 32 A AUX. SWITCHES 22 (2NO+2NC) DIRECT CURRENT ACTUATING 72 | 231.61
3TC4417-0AY80-0AG5 | CONTACTOR SIZE 2 2-POLE DC-3 AND 5, 32 A AUX. SWITCHES 22 (2NO+2NC) 104 V DC, | 231.61
3VA1080-2ED32-0JC0 | CIRCUIT BREAKER 3VA1 IEC FRAME 100 BREAKING CAPACITY CLASS B ICU=16KA @ 415 V 3-POLE, LINE PROT | 352.35
3VA1080-2ED36-0AC0 | CIRCUIT BREAKER 3VA1 IEC FRAME 100 BREAKING CAPACITY CLASS B ICU=16KA @ 415 V 3-POLE, LINE PROT | 286.19
3VA1050-3ED36-0HA0 | CIRCUIT BREAKER 3VA1 IEC FRAME 100 BREAKING CAPACITY CLASS N ICU=25KA @ 415 V 3-POLE, LINE PROT | 311.96
3VA1050-3ED36-0HH0 | CIRCUIT BREAKER 3VA1 IEC FRAME 100 BREAKING CAPACITY CLASS N ICU=25KA @ 415 V 3-POLE, LINE PROT | 387.16
3VA1110-5EF32-0JC0 | CIRCUIT BREAKER 3VA1 IEC FRAME 160 BREAKING CAPACITY CLASS M ICU=55KA @ 415 V 3-POLE, LINE PROT | 476.3
3VA1110-5EF36-0AH0 | CIRCUIT BREAKER 3VA1 IEC FRAME 160 BREAKING CAPACITY CLASS M ICU=55KA @ 415 V 3-POLE, LINE PROT | 436.61
3TC4417-4AF4 | REVERSING CONTACTOR F.3TF6833.D DC-3 AND 5,RATD.OPERAT.CURR.32A AUXILAIRY CONTACTS 22 (2NO+2NC) D | 207.22
3TC4417-5KV4 | CONTACTOR SIZE 2, 2-POLE DC-3 AND 5, 32A AUX. SWITCHES 22 (2NO+2NC) DC OPERATION WITH INTEGRATED | 254.88
3TC4817-0BD0 | CONTACTOR, SIZE 4, 2-POLE DC-3 AND 5,RATD.OPERAT.CURR.75A AUXILIARY CONTACTS 22 (2NO+2NC) AC OPER | 607.4
3VA1050-4ED42-0AC0 | CIRCUIT BREAKER 3VA1 IEC FRAME 100 BREAKING CAPACITY CLASS S ICU=36KA @ 415 V 4-POLE, LINE PROT | 315.45
3VA1050-4ED42-0BC0 | CIRCUIT BREAKER 3VA1 IEC FRAME 100 BREAKING CAPACITY CLASS S ICU=36KA @ 415 V 4-POLE, LINE PROT | 431.03
3VA1050-4ED42-0BH0 | CIRCUIT BREAKER 3VA1 IEC FRAME 100 BREAKING CAPACITY CLASS S ICU=36KA @ 415 V 4-POLE, LINE PROT | 454.71
3RT2025-1AF04 | CONTACTOR, AC-3, 7.5KW/400V, 2NO+2NC, AC110V 50HZ, 3-POLE, SZ S0 SCREW TERMINAL REMOVABLE AUX. S | 57.34
3RT2025-1AG24 | CONTACTOR, AC-3, 7.5KW/400V, 2NO+2NC, AC110V 50/60HZ, 3-POLE, SZ S0 SCREW TERMINAL REMOVABLE AUX | 57.34
3RT2025-1AN20 | CONTACTOR, AC-3, 7.5KW/400V, 1NO+1NC, AC 220V 50/60HZ, 3-POLE, SZ S0 SCREW TERMINAL | 45.77
3RT2025-1AP00-1AA0 | CONTACTOR, AC-3, 7.5KW/400V, 1NO+1NC, AC 230V 50HZ, 3-POLE, SZ S0 SCREW TERMINAL | 53.13
3VA1125-4GF46-0AA0 | CIRCUIT BREAKER 3VA1 IEC FRAME 160 BREAKING CAPACITY CLASS S ICU=36KA @ 415 V 4-POLE, LINE PROT | 245.03
3RV2011-1FA40 | CIRCUIT-BREAKER SZ S00, FOR MOTOR PROTECTION, CLASS 10, A-RELEASE 3.5...5A, N-RELEASE 65A, RING | 67.73
3RV2021-4CA40 | CIRCUIT-BREAKER SZ S0, FOR MOTOR PROTECTION, CLASS 10, A-RELEASE 17...22A, N-RELEASE 286A, RING | 87.35
3RV2111-0AA10 | CIRCUIT-BREAKER SZ S00, FOR MOTOR PROTECTION, CLASS 10, W. OVERLOAD RELAY FUNCTION A-RELEASE 0.11 | 78.73
3RV2111-0JA10 | CIRCUIT-BREAKER SZ S00, FOR MOTOR PROTECTION, CLASS 10, W. OVERLOAD RELAY FUNCTION A-RELEASE 0.7. | 81.42
3RW4727-0VC70 | REPAIR PART, SIRIUS SOFT STARTER, SNUBBER BOARD FOR 3RW442, S6 200-460 V | 817.68
3RX9512-0AA00 | PSN130S 4A AC120V/230V IP20, POWER SUPPLY 30 V, FOR AS-INTERFACE, WITHOUT AS-I DATA DECOUPLING, | 341.51
3VA1063-4ED36-0AA0 | CIRCUIT BREAKER 3VA1 IEC FRAME 100 BREAKING CAPACITY CLASS S ICU=36KA @ 415 V 3-POLE, LINE PROT | 160.24
3RV2411-1EA15 | CIRCUIT-BREAKER SZ S00, FOR TRANSFORMER PROT. A-RELEASE 2.8...4A, N-RELEASE 82A, SCREW CONNECTIO | 68.55
3RV2411-4AA15 | CIRCUIT-BREAKER SZ S00, FOR TRANSFORMER PROT. A-RELEASE 11...16A, N-RELEASE 286A, SCREW CONNECTI | 74.47
3RV2711-1BD10 | CIRCUIT-BREAKER SZ S00, FOR PLANT PROTECTION, WITH APPROBATION CIRCUIT-BREAKER UL 489. CSA C22.2 | 109.27
3RV2811-0CD10 | CIRCUIT-BREAKER SZ S00, FOR TRANSFORMER PROTECTION, WITH APPROBATION CIRCUIT-BREAKER UL 489. CSA | 109.27
3SE6724-2CA | SOLENOID, RECTANGULAR LARGE 25 X 88 MM FOR MAGN.-OP. SWITCH 3SE66.7-2CA0., MOUNTED WITH 90 DEGREE | 17.76
3SB2901-5EB | INSERT CAP FOR PUSHBUTTON AND ILLUMINATED PUSHBUTTON RAISED: CLEAR WITH BLACK LETTERING, WITH I | 0.93
3VA1050-4ED36-0BH0 | CIRCUIT BREAKER 3VA1 IEC FRAME 100 BREAKING CAPACITY CLASS S ICU=36KA @ 415 V 3-POLE, LINE PROT | 416.42
3VA1025-3ED32-0HC0 | CIRCUIT BREAKER 3VA1 IEC FRAME 100 BREAKING CAPACITY CLASS N ICU=25KA @ 415 V 3-POLE, LINE PROT | 337.04
3VA1032-2ED36-0HC0 | CIRCUIT BREAKER 3VA1 IEC FRAME 100 BREAKING CAPACITY CLASS B ICU=16KA @ 415 V 3-POLE, LINE PROT | 357.93
3VA1080-2ED32-0AF0 | CIRCUIT BREAKER 3VA1 IEC FRAME 100 BREAKING CAPACITY CLASS B ICU=16KA @ 415 V 3-POLE, LINE PROT | 261.82
3VA1080-2ED36-0CC0 | CIRCUIT BREAKER 3VA1 IEC FRAME 100 BREAKING CAPACITY CLASS B ICU=16KA @ 415 V 3-POLE, LINE PROT | 402.48
3RU2116-1EB1 | OVERLOAD RELAY 2.8...4.0 A FOR MOTOR PROTECTION SZ S00, CLASS 10, STAND-ALONE INSTALLATION MAIN | 59.32
3RU2116-1FB0-ZX95 | OVERLOAD RELAY 3.5...5.0 A FOR MOTOR PROTECTION SZ S00, CLASS 10, F. MOUNTING ONTO CONTACTOR MAI | 47.66
3RU2116-1GC1 | OVERLOAD RELAY 4.5...6.3 A FOR MOTOR PROTECTION SZ S00, CLASS 10, STAND-ALONE INSTALLATION MAIN | 59.32
3VA1010-3ED36-0AF0 | CIRCUIT BREAKER 3VA1 IEC FRAME 100 BREAKING CAPACITY CLASS N ICU=25KA @ 415 V 3-POLE, LINE PROT | 327.28
3VA1050-4ED36-0KH0 | CIRCUIT BREAKER 3VA1 IEC FRAME 100 BREAKING CAPACITY CLASS S ICU=36KA @ 415 V 3-POLE, LINE PROT | 391.34
3RT2035-3AL20-1AA0 | CONTACTOR,AC3:18.5KW/400V, 1NO+1NC, 230V AC 50/60HZ, 3-POLE, SIZE S2, SPRING-TYPE TERMINAL UPRIG | 114.32
3RT2035-3XF40-0LA2 | RAIL-CONTACTOR, AC-3, 18.5KW/400V, 1NO+1NC, 110VDC, 0.7...1.25*US, WITH VARISTOR, 3-POLE, SIZE S | 193.64
3RT2036-1NB34 | CONTACTOR,AC3:22KW/400V, 2NO+2NC, 20-33V AC/DC, WITH VARISTOR, 3-POLE, SIZE S2, SCREW TERMINAL | 209.52
3RT2036-3AB00 | CONTACTOR,AC3:22KW/400V, 1NO+1NC, 24V AC 50HZ, 3-POLE, SIZE S2, SPRING-TYPE TERMINAL | 126.9
3RT2024-2BF44 | CONTACTOR, AC-3, 5.5KW/400V, 2NO+2NC, DC 110V, 3-POLE, SZ S0 SPRING-LOADED TERMINAL REMOVABLE AU | 78.91
3RT2024-2BM40 | CONTACTOR, AC-3, 5.5KW/400V, 1NO+1NC, DC 220V, 3-POLE, SZ S0 SPRING-LOADED TERMINAL | 67.55
3RT2025-1BB44-3MA0 | CONTACTOR, AC-3, 7.5KW/400V, 2NO+2NC, DC 24V, 3-POLE, SZ S0 SCREW TERMINAL PERMANENT AUX. SWITCH | 94.79
3RT2025-1FB48-0ME1 | CONTACTOR, AC-3, 7.5KW/400V, 2NO+1NCW.3RH2911-1HA21, DC 24V, W.INTEGR.DIODE 3-POLE, SZ S0 SCREW | 101.62
3RT2025-1AB00 | CONTACTOR, AC-3, 7.5KW/400V, 1NO+1NC, AC 24V 50HZ, 3-POLE, SZ S0 SCREW TERMINAL | 45.77
3RT2025-1AM20 | CONTACTOR, AC-3, 7.5KW/400V, 1NO+1NC, AC 208V 50/60HZ, 3-POLE, SZ S0 SCREW TERMINAL | 48.38
3SK1121-2CB44 | SIRIUS SAFETY RELAY BASIC UNIT ADVANCED SERIES WITH TIME DELAY 5-300S RELAY ENABLING CIRCUITS 2 | 317.55
3SE5132-0CA00-1AC1 | BASIC SWITCH FOR POSITION SWITCH 3SE513, PLASTIC ENCLOSURE, TO EN50041 1X(M20X1.5) 1NO/1NC GOLD- | 25.02
3VA1080-2ED42-0BA0 | CIRCUIT BREAKER 3VA1 IEC FRAME 100 BREAKING CAPACITY CLASS B ICU=16KA @ 415 V 4-POLE, LINE PROT | 394.13
3VA1120-6GF46-0AA0 | CIRCUIT BREAKER 3VA1 IEC FRAME 160 BREAKING CAPACITY CLASS H ICU=70KA @ 415 V 4-POLE, LINE PROT | 287.65
3VA1125-3EF32-0DA0 | CIRCUIT BREAKER 3VA1 IEC FRAME 160 BREAKING CAPACITY CLASS N ICU=25KA @ 415 V 3-POLE, LINE PROT | 337.73
3VA1125-4EF42-0AA0 | CIRCUIT BREAKER 3VA1 IEC FRAME 160 BREAKING CAPACITY CLASS S ICU=36KA @ 415 V 4-POLE, LINE PROT | 222.97
3TC4817-0BJ1 | CONTACTOR, SIZE 4, 2-POLE DC-3 AND 5,RATD.OPERAT.CURR.75A AUXILIARY CONTACTS 22 (2NO+2NC) AC OPER | 607.4
3TC4817-0BL1 | CONTACTOR SIZE 4 2-POLE DC-3 AND 5, 75 A AUX. SWITCHES 22 (2NO+2NC) ALT. CURRENT ACTUATION 230 V | 669.84
3VA1050-4ED36-0JC0 | CIRCUIT BREAKER 3VA1 IEC FRAME 100 BREAKING CAPACITY CLASS S ICU=36KA @ 415 V 3-POLE, LINE PROT | 364.88
3RT2024-2AP60 | CONTACTOR, AC-3, 5.5KW/400V, 1NO+1NC, AC 220V 50HZ, 240V 60HZ 3-POLE, SZ S0 SPRING-LOADED TERMIN | 34.46
3RT2025-1AD20 | CONTACTOR, AC-3, 7.5KW/400V, 1NO+1NC, AC 42V 50/60HZ, 3-POLE, SZ S0 SCREW TERMINAL | 48.38
3RT2025-1AP04 | CONTACTOR, AC-3, 7.5KW/400V, 2NO+2NC, AC 230V 50HZ, 3-POLE, SZ S0 SCREW TERMINAL REMOVABLE AUX. | 57.34
3VA1132-3GD42-0AA0 | CIRCUIT BREAKER 3VA1 IEC FRAME 160 BREAKING CAPACITY CLASS N ICU=25KA @ 415 V 4-POLE, LINE PROT | 192.08
3VA1132-4ED32-0AA0 | CIRCUIT BREAKER 3VA1 IEC FRAME 160 BREAKING CAPACITY CLASS S ICU=36KA @ 415 V 3-POLE, LINE PROT | 159.75
3VA1120-5EE42-0AA0 | CIRCUIT BREAKER 3VA1 IEC FRAME 160 BREAKING CAPACITY CLASS M ICU=55KA @ 415 V 4-POLE, LINE PROT | 232.79
3VA1120-5EF32-0BH0 | CIRCUIT BREAKER 3VA1 IEC FRAME 160 BREAKING CAPACITY CLASS M ICU=55KA @ 415 V 3-POLE, LINE PROT | 457.5
3VA1120-6EF36-0BH0 | CIRCUIT BREAKER 3VA1 IEC FRAME 160 BREAKING CAPACITY CLASS H ICU=70KA @ 415 V 3-POLE, LINE PROT | 503.45
3VA1125-3EF32-0BA0 | CIRCUIT BREAKER 3VA1 IEC FRAME 160 BREAKING CAPACITY CLASS N ICU=25KA @ 415 V 3-POLE, LINE PROT | 337.73
3VA1125-3EF32-0JH0 | CIRCUIT BREAKER 3VA1 IEC FRAME 160 BREAKING CAPACITY CLASS N ICU=25KA @ 415 V 3-POLE, LINE PROT | 389.25
3VA1063-2ED36-0CC0 | CIRCUIT BREAKER 3VA1 IEC FRAME 100 BREAKING CAPACITY CLASS B ICU=16KA @ 415 V 3-POLE, LINE PROT | 383.68
3VA1050-3ED32-0BH0 | CIRCUIT BREAKER 3VA1 IEC FRAME 100 BREAKING CAPACITY CLASS N ICU=25KA @ 415 V 3-POLE, LINE PROT | 390.65
3VA1080-3ED32-0AE0 | CIRCUIT BREAKER 3VA1 IEC FRAME 100 BREAKING CAPACITY CLASS N ICU=25KA @ 415 V 3-POLE, LINE PROT | 318.22
3VA1020-2ED36-0AE0 | CIRCUIT BREAKER 3VA1 IEC FRAME 100 BREAKING CAPACITY CLASS B ICU=16KA @ 415 V 3-POLE, LINE PROT | 318.22
3VA1020-3ED32-0CC0 | CIRCUIT BREAKER 3VA1 IEC FRAME 100 BREAKING CAPACITY CLASS N ICU=25KA @ 415 V 3-POLE, LINE PROT | 364.18
3VA1020-3ED36-0JC0 | CIRCUIT BREAKER 3VA1 IEC FRAME 100 BREAKING CAPACITY CLASS N ICU=25KA @ 415 V 3-POLE, LINE PROT | 362.09
3VA1125-5ED32-0AA0 | CIRCUIT BREAKER 3VA1 IEC FRAME 160 BREAKING CAPACITY CLASS M ICU=55KA @ 415 V 3-POLE, LINE PROT | 174.97
3VA1110-5EE32-0KA0 | CIRCUIT BREAKER 3VA1 IEC FRAME 160 BREAKING CAPACITY CLASS M ICU=55KA @ 415 V 3-POLE, LINE PROT | 409.45
3VA1110-4EF32-0HA0 | CIRCUIT BREAKER 3VA1 IEC FRAME 160 BREAKING CAPACITY CLASS S ICU=36KA @ 415 V 3-POLE, LINE PROT | 397.62
3VA1150-4EF36-0BA0 | CIRCUIT BREAKER 3VA1 IEC FRAME 160 BREAKING CAPACITY CLASS S ICU=36KA @ 415 V 3-POLE, LINE PROT | 380.89
3VA1150-4EF36-0CA0 | CIRCUIT BREAKER 3VA1 IEC FRAME 160 BREAKING CAPACITY CLASS S ICU=36KA @ 415 V 3-POLE, LINE PROT | 380.89
3SE5112-0CC02-1AJ0 | SIRIUS POSITION SWITCH, METAL ENCLOSURE 40MM, ACC. TO EN50041 DEVICE CONNECTION 1X (M20X1.5) 1NO | 64.62
3VA1120-6EF36-0HA0 | CIRCUIT BREAKER 3VA1 IEC FRAME 160 BREAKING CAPACITY CLASS H ICU=70KA @ 415 V 3-POLE, LINE PROT | 404.57
3VA1120-6EF36-0CH0 | CIRCUIT BREAKER 3VA1 IEC FRAME 160 BREAKING CAPACITY CLASS H ICU=70KA @ 415 V 3-POLE, LINE PROT | 503.45
3VA1120-6EF46-0AA0 | CIRCUIT BREAKER 3VA1 IEC FRAME 160 BREAKING CAPACITY CLASS H ICU=70KA @ 415 V 4-POLE, LINE PROT | 287.65
3VA1125-3EE42-0AA0 | CIRCUIT BREAKER 3VA1 IEC FRAME 160 BREAKING CAPACITY CLASS N ICU=25KA @ 415 V 4-POLE, LINE PROT | 195.02
3SE5232-0LK64-1AL8 | SIRIUS POSITION SWITCH PLASTIC ENCLOSURE ACC. TO EN50047, 31MM DEVICE CONNECTION 1X M20X1.5); 1N | 37.86
3SE5234-0CD03-1AJ1 | SIRIUS POSITION SWITCH PLASTIC 31MM, ACC. TO EN 50047 INCREASED CORROSION PROTECTION, W. M12 PLUG | 79.38
3SE5242-0HR01-1AK4 | SIRIUS POSITION SWITCH PLASTIC ENCLOSURE ACC. TO EN50047, 50MM DEVICE CONNECTION 2X(M20X1.5); 1N | 167.82
3VA1120-5EF32-0HC0 | CIRCUIT BREAKER 3VA1 IEC FRAME 160 BREAKING CAPACITY CLASS M ICU=55KA @ 415 V 3-POLE, LINE PROT | 405.96
3VA1120-5EF36-0BA0 | CIRCUIT BREAKER 3VA1 IEC FRAME 160 BREAKING CAPACITY CLASS M ICU=55KA @ 415 V 3-POLE, LINE PROT | 405.96
3VA1120-5EF36-0KC0 | CIRCUIT BREAKER 3VA1 IEC FRAME 160 BREAKING CAPACITY CLASS M ICU=55KA @ 415 V 3-POLE, LINE PROT | 429.64
3VA1120-5EF42-0AA0 | CIRCUIT BREAKER 3VA1 IEC FRAME 160 BREAKING CAPACITY CLASS M ICU=55KA @ 415 V 4-POLE, LINE PROT | 245.03
3VA1120-5GE46-0AA0 | CIRCUIT BREAKER 3VA1 IEC FRAME 160 BREAKING CAPACITY CLASS M ICU=55KA @ 415 V 4-POLE, LINE PROT | 254.82
3VA1020-3ED32-0HC0 | CIRCUIT BREAKER 3VA1 IEC FRAME 100 BREAKING CAPACITY CLASS N ICU=25KA @ 415 V 3-POLE, LINE PROT | 337.04
3VA1020-3ED32-0KH0 | CIRCUIT BREAKER 3VA1 IEC FRAME 100 BREAKING CAPACITY CLASS N ICU=25KA @ 415 V 3-POLE, LINE PROT | 363.48
3VA1020-3ED36-0AA0 | CIRCUIT BREAKER 3VA1 IEC FRAME 100 BREAKING CAPACITY CLASS N ICU=25KA @ 415 V 3-POLE, LINE PROT | 155.83
3VA1020-3ED36-0DH0 | CIRCUIT BREAKER 3VA1 IEC FRAME 100 BREAKING CAPACITY CLASS N ICU=25KA @ 415 V 3-POLE, LINE PROT | 410.84
3VA1110-5EF32-0AE0 | CIRCUIT BREAKER 3VA1 IEC FRAME 160 BREAKING CAPACITY CLASS M ICU=55KA @ 415 V 3-POLE, LINE PROT | 438
3VA1110-5EF32-0AH0 | CIRCUIT BREAKER 3VA1 IEC FRAME 160 BREAKING CAPACITY CLASS M ICU=55KA @ 415 V 3-POLE, LINE PROT | 411.54
3VA1110-4EF36-0HH0 | CIRCUIT BREAKER 3VA1 IEC FRAME 160 BREAKING CAPACITY CLASS S ICU=36KA @ 415 V 3-POLE, LINE PROT | 493.01
3SE5242-0HR01-1AK6 | SIRIUS POSITION SWITCH, PLASTIC ENCLOSURE ACC. TO EN50047, 50MM DEVICE CONNECTION 2X(M20X1.5); 1 | 151.11
3VA1063-2ED36-0JA0 | CIRCUIT BREAKER 3VA1 IEC FRAME 100 BREAKING CAPACITY CLASS B ICU=16KA @ 415 V 3-POLE, LINE PROT | 309.18
3VA1063-2ED36-0KC0 | CIRCUIT BREAKER 3VA1 IEC FRAME 100 BREAKING CAPACITY CLASS B ICU=16KA @ 415 V 3-POLE, LINE PROT | 357.93
3VA1063-2ED42-0AD0 | CIRCUIT BREAKER 3VA1 IEC FRAME 100 BREAKING CAPACITY CLASS B ICU=16KA @ 415 V 4-POLE, LINE PROT | 329.37
3VA1020-3ED32-0DA0 | CIRCUIT BREAKER 3VA1 IEC FRAME 100 BREAKING CAPACITY CLASS N ICU=25KA @ 415 V 3-POLE, LINE PROT | 315.45
3VA1020-3ED32-0HA0 | CIRCUIT BREAKER 3VA1 IEC FRAME 100 BREAKING CAPACITY CLASS N ICU=25KA @ 415 V 3-POLE, LINE PROT | 288.98
3VA1020-3ED32-0CH0 | CIRCUIT BREAKER 3VA1 IEC FRAME 100 BREAKING CAPACITY CLASS N ICU=25KA @ 415 V 3-POLE, LINE PROT | 390.65
3VA1020-3ED36-0AD0 | CIRCUIT BREAKER 3VA1 IEC FRAME 100 BREAKING CAPACITY CLASS N ICU=25KA @ 415 V 3-POLE, LINE PROT | 295.95
3VA1120-5EE46-0AA0 | CIRCUIT BREAKER 3VA1 IEC FRAME 160 BREAKING CAPACITY CLASS M ICU=55KA @ 415 V 4-POLE, LINE PROT | 254.82
3VA1120-5EF32-0AB0 | CIRCUIT BREAKER 3VA1 IEC FRAME 160 BREAKING CAPACITY CLASS M ICU=55KA @ 415 V 3-POLE, LINE PROT | 341.2
3VA1120-5EF32-0AC0 | CIRCUIT BREAKER 3VA1 IEC FRAME 160 BREAKING CAPACITY CLASS M ICU=55KA @ 415 V 3-POLE, LINE PROT | 317.52
3VA1120-5EF32-0AG0 | CIRCUIT BREAKER 3VA1 IEC FRAME 160 BREAKING CAPACITY CLASS M ICU=55KA @ 415 V 3-POLE, LINE PROT | 341.2
3VA1050-4ED42-0HC0 | CIRCUIT BREAKER 3VA1 IEC FRAME 100 BREAKING CAPACITY CLASS S ICU=36KA @ 415 V 4-POLE, LINE PROT | 404.57
3VA1063-2ED32-0AD0 | CIRCUIT BREAKER 3VA1 IEC FRAME 100 BREAKING CAPACITY CLASS B ICU=16KA @ 415 V 3-POLE, LINE PROT | 270.18
3VA1063-2ED32-0BH0 | CIRCUIT BREAKER 3VA1 IEC FRAME 100 BREAKING CAPACITY CLASS B ICU=16KA @ 415 V 3-POLE, LINE PROT | 385.77
3VA1063-2ED32-0HA0 | CIRCUIT BREAKER 3VA1 IEC FRAME 100 BREAKING CAPACITY CLASS B ICU=16KA @ 415 V 3-POLE, LINE PROT | 284.8
3VA1080-3ED32-0DA0 | CIRCUIT BREAKER 3VA1 IEC FRAME 100 BREAKING CAPACITY CLASS N ICU=25KA @ 415 V 3-POLE, LINE PROT | 332.85
3VA1080-3ED32-0DH0 | CIRCUIT BREAKER 3VA1 IEC FRAME 100 BREAKING CAPACITY CLASS N ICU=25KA @ 415 V 3-POLE, LINE PROT | 407.36
3VA1080-3ED32-0JA0 | CIRCUIT BREAKER 3VA1 IEC FRAME 100 BREAKING CAPACITY CLASS N ICU=25KA @ 415 V 3-POLE, LINE PROT | 309.18
3VA1080-3ED32-0JH0 | CIRCUIT BREAKER 3VA1 IEC FRAME 100 BREAKING CAPACITY CLASS N ICU=25KA @ 415 V 3-POLE, LINE PROT | 380.89
3VA1125-3EF32-0KA0 | CIRCUIT BREAKER 3VA1 IEC FRAME 160 BREAKING CAPACITY CLASS N ICU=25KA @ 415 V 3-POLE, LINE PROT | 312.66
3VA1125-3GE42-0AA0 | CIRCUIT BREAKER 3VA1 IEC FRAME 160 BREAKING CAPACITY CLASS N ICU=25KA @ 415 V 4-POLE, LINE PROT | 195.02
3VA1125-3GE46-0AA0 | CIRCUIT BREAKER 3VA1 IEC FRAME 160 BREAKING CAPACITY CLASS N ICU=25KA @ 415 V 4-POLE, LINE PROT | 217.59
3VA1125-4ED36-0AA0 | CIRCUIT BREAKER 3VA1 IEC FRAME 160 BREAKING CAPACITY CLASS S ICU=36KA @ 415 V 3-POLE, LINE PROT | 174.97
3VA1125-4EF32-0AC0 | CIRCUIT BREAKER 3VA1 IEC FRAME 160 BREAKING CAPACITY CLASS S ICU=36KA @ 415 V 3-POLE, LINE PROT | 291.07
3VA1110-4EF32-0CA0 | CIRCUIT BREAKER 3VA1 IEC FRAME 160 BREAKING CAPACITY CLASS S ICU=36KA @ 415 V 3-POLE, LINE PROT | 423.37
3VA1063-3ED36-0CA0 | CIRCUIT BREAKER 3VA1 IEC FRAME 100 BREAKING CAPACITY CLASS N ICU=25KA @ 415 V 3-POLE, LINE PROT | 337.04
3VA1063-3ED36-0DC0 | CIRCUIT BREAKER 3VA1 IEC FRAME 100 BREAKING CAPACITY CLASS N ICU=25KA @ 415 V 3-POLE, LINE PROT | 389.25
3VA1063-3ED36-0JC0 | CIRCUIT BREAKER 3VA1 IEC FRAME 100 BREAKING CAPACITY CLASS N ICU=25KA @ 415 V 3-POLE, LINE PROT | 362.09
3VA1110-5EF36-0AE0 | CIRCUIT BREAKER 3VA1 IEC FRAME 160 BREAKING CAPACITY CLASS M ICU=55KA @ 415 V 3-POLE, LINE PROT | 461.67
3VA1110-5EF36-0BH0 | CIRCUIT BREAKER 3VA1 IEC FRAME 160 BREAKING CAPACITY CLASS M ICU=55KA @ 415 V 3-POLE, LINE PROT | 552.89
3VA1110-5EF36-0HH0 | CIRCUIT BREAKER 3VA1 IEC FRAME 160 BREAKING CAPACITY CLASS M ICU=55KA @ 415 V 3-POLE, LINE PROT | 527.12
3VA1110-5GE46-0AA0 | CIRCUIT BREAKER 3VA1 IEC FRAME 160 BREAKING CAPACITY CLASS M ICU=55KA @ 415 V 4-POLE, LINE PROT | 315.59
3VA1020-4ED32-0JA0 | CIRCUIT BREAKER 3VA1 IEC FRAME 100 BREAKING CAPACITY CLASS S ICU=36KA @ 415 V 3-POLE, LINE PROT | 291.77
3VA1020-4ED32-0KH0 | CIRCUIT BREAKER 3VA1 IEC FRAME 100 BREAKING CAPACITY CLASS S ICU=36KA @ 415 V 3-POLE, LINE PROT | 366.97
3VA1020-4ED36-0CA0 | CIRCUIT BREAKER 3VA1 IEC FRAME 100 BREAKING CAPACITY CLASS S ICU=36KA @ 415 V 3-POLE, LINE PROT | 341.2
3VA1020-4ED36-0KA0 | CIRCUIT BREAKER 3VA1 IEC FRAME 100 BREAKING CAPACITY CLASS S ICU=36KA @ 415 V 3-POLE, LINE PROT | 316.84
3VA1020-4ED32-0CA0 | CIRCUIT BREAKER 3VA1 IEC FRAME 100 BREAKING CAPACITY CLASS S ICU=36KA @ 415 V 3-POLE, LINE PROT | 318.92
3VA1110-4EF36-0DH0 | CIRCUIT BREAKER 3VA1 IEC FRAME 160 BREAKING CAPACITY CLASS S ICU=36KA @ 415 V 3-POLE, LINE PROT | 520.87
3VA1063-3ED32-0CA0 | CIRCUIT BREAKER 3VA1 IEC FRAME 100 BREAKING CAPACITY CLASS N ICU=25KA @ 415 V 3-POLE, LINE PROT | 315.45
3VA1063-3ED32-0HC0 | CIRCUIT BREAKER 3VA1 IEC FRAME 100 BREAKING CAPACITY CLASS N ICU=25KA @ 415 V 3-POLE, LINE PROT | 337.04
3VA1020-2ED36-0KC0 | CIRCUIT BREAKER 3VA1 IEC FRAME 100 BREAKING CAPACITY CLASS B ICU=16KA @ 415 V 3-POLE, LINE PROT | 357.93
3VA1020-3ED32-0AH0 | CIRCUIT BREAKER 3VA1 IEC FRAME 100 BREAKING CAPACITY CLASS N ICU=25KA @ 415 V 3-POLE, LINE PROT | 275.06
3VA1020-3ED36-0JA0 | CIRCUIT BREAKER 3VA1 IEC FRAME 100 BREAKING CAPACITY CLASS N ICU=25KA @ 415 V 3-POLE, LINE PROT | 311.96
3VA1110-5EF32-0DA0 | CIRCUIT BREAKER 3VA1 IEC FRAME 160 BREAKING CAPACITY CLASS M ICU=55KA @ 415 V 3-POLE, LINE PROT | 454.02
3VA1050-2ED42-0BC0 | CIRCUIT BREAKER 3VA1 IEC FRAME 100 BREAKING CAPACITY CLASS B ICU=16KA @ 415 V 4-POLE, LINE PROT | 419.88
3VA1050-2ED42-0JA0 | CIRCUIT BREAKER 3VA1 IEC FRAME 100 BREAKING CAPACITY CLASS B ICU=16KA @ 415 V 4-POLE, LINE PROT | 343.99
3VA1020-4ED32-0BA0 | CIRCUIT BREAKER 3VA1 IEC FRAME 100 BREAKING CAPACITY CLASS S ICU=36KA @ 415 V 3-POLE, LINE PROT | 318.92
3VA1110-5EF36-0JA0 | CIRCUIT BREAKER 3VA1 IEC FRAME 160 BREAKING CAPACITY CLASS M ICU=55KA @ 415 V 3-POLE, LINE PROT | 452.62
3VA1110-6EF36-0DA0 | CIRCUIT BREAKER 3VA1 IEC FRAME 160 BREAKING CAPACITY CLASS H ICU=70KA @ 415 V 3-POLE, LINE PROT | 509.02
3VA1110-6GD42-0AA0 | CIRCUIT BREAKER 3VA1 IEC FRAME 160 BREAKING CAPACITY CLASS H ICU=70KA @ 415 V 4-POLE, LINE PROT | 314.62
3VA1080-2ED42-0JC0 | CIRCUIT BREAKER 3VA1 IEC FRAME 100 BREAKING CAPACITY CLASS B ICU=16KA @ 415 V 4-POLE, LINE PROT | 416.42
3VA1080-3ED32-0HA0 | CIRCUIT BREAKER 3VA1 IEC FRAME 100 BREAKING CAPACITY CLASS N ICU=25KA @ 415 V 3-POLE, LINE PROT | 309.18
3VA1110-4EF36-0JC0 | CIRCUIT BREAKER 3VA1 IEC FRAME 160 BREAKING CAPACITY CLASS S ICU=36KA @ 415 V 3-POLE, LINE PROT | 471.42
3VA1040-2ED32-0BH0 | CIRCUIT BREAKER 3VA1 IEC FRAME 100 BREAKING CAPACITY CLASS B ICU=16KA @ 415 V 3-POLE, LINE PROT | 385.77
3VA1040-2ED32-0KA0 | CIRCUIT BREAKER 3VA1 IEC FRAME 100 BREAKING CAPACITY CLASS B ICU=16KA @ 415 V 3-POLE, LINE PROT | 284.8
3VA1025-2ED42-0AA0 | CIRCUIT BREAKER 3VA1 IEC FRAME 100 BREAKING CAPACITY CLASS B ICU=16KA @ 415 V 4-POLE, LINE PROT | 178.87
3TC5617-5KB4-ZB01 | CONTACTOR SIZE 12, 2-POLE, DC-3/5, 400 A AUXIL. SWITCH (2NO+2NC) DC OPERATION, DC 24 V WITH INTE | 4152.72
3VA1132-4EF32-0DA0 | CIRCUIT BREAKER 3VA1 IEC FRAME 160 BREAKING CAPACITY CLASS S ICU=36KA @ 415 V 3-POLE, LINE PROT | 358.61
3VA1132-4EF32-0HH0 | CIRCUIT BREAKER 3VA1 IEC FRAME 160 BREAKING CAPACITY CLASS S ICU=36KA @ 415 V 3-POLE, LINE PROT | 405.96
3VA1040-3ED32-0AC0 | CIRCUIT BREAKER 3VA1 IEC FRAME 100 BREAKING CAPACITY CLASS N ICU=25KA @ 415 V 3-POLE, LINE PROT | 248.6
3VA1040-3ED32-0BH0 | CIRCUIT BREAKER 3VA1 IEC FRAME 100 BREAKING CAPACITY CLASS N ICU=25KA @ 415 V 3-POLE, LINE PROT | 390.65
3VA1040-3ED36-0BH0 | CIRCUIT BREAKER 3VA1 IEC FRAME 100 BREAKING CAPACITY CLASS N ICU=25KA @ 415 V 3-POLE, LINE PROT | 410.84
3VA1132-3EF36-0BA0 | CIRCUIT BREAKER 3VA1 IEC FRAME 160 BREAKING CAPACITY CLASS N ICU=25KA @ 415 V 3-POLE, LINE PROT | 362.79
3VA1063-4ED36-0JH0 | CIRCUIT BREAKER 3VA1 IEC FRAME 100 BREAKING CAPACITY CLASS S ICU=36KA @ 415 V 3-POLE, LINE PROT | 391.34
3VA1080-2ED32-0AD0 | CIRCUIT BREAKER 3VA1 IEC FRAME 100 BREAKING CAPACITY CLASS B ICU=16KA @ 415 V 3-POLE, LINE PROT | 288.98
3VA1080-2ED32-0KH0 | CIRCUIT BREAKER 3VA1 IEC FRAME 100 BREAKING CAPACITY CLASS B ICU=16KA @ 415 V 3-POLE, LINE PROT | 376.03
3UL2306-1A | RESIDUAL CURRENT TRANSFORMER FOR RESIDUAL CURRENT MONITORING . . | 279.81
3VA1010-3ED36-0JC0 | CIRCUIT BREAKER 3VA1 IEC FRAME 100 BREAKING CAPACITY CLASS N ICU=25KA @ 415 V 3-POLE, LINE PROT | 414.33
3VA1010-3ED42-0DC0 | CIRCUIT BREAKER 3VA1 IEC FRAME 100 BREAKING CAPACITY CLASS N ICU=25KA @ 415 V 4-POLE, LINE PROT | 492.31
3SE5242-0HR01-1AL4 | SIRIUS POSITION SWITCH, PLASTIC ENCLOSURE ACC. TO EN50047, 50MM DEVICE CONNECTION 2X(M20X1.5); 1 | 179.65
3VA1063-2ED36-0CH0 | CIRCUIT BREAKER 3VA1 IEC FRAME 100 BREAKING CAPACITY CLASS B ICU=16KA @ 415 V 3-POLE, LINE PROT | 407.36
3VA1063-2ED42-0CH0 | CIRCUIT BREAKER 3VA1 IEC FRAME 100 BREAKING CAPACITY CLASS B ICU=16KA @ 415 V 4-POLE, LINE PROT | 444.26
3VA1025-4ED32-0JA0 | CIRCUIT BREAKER 3VA1 IEC FRAME 100 BREAKING CAPACITY CLASS S ICU=36KA @ 415 V 3-POLE, LINE PROT | 291.77
3VA1032-2ED32-0JA0 | CIRCUIT BREAKER 3VA1 IEC FRAME 100 BREAKING CAPACITY CLASS B ICU=16KA @ 415 V 3-POLE, LINE PROT | 284.8
3RV2011-1HA15-0BA0 | CIRCUIT-BREAKER SZ S00, FOR MOTOR PROTECTION, CLASS 10, A-RELEASE 5.5...8A, N-RELEASE 104A, SCRE | 85.69
3RV2011-1KA10 | CIRCUIT-BREAKER SZ S00, FOR MOTOR PROTECTION, CLASS 10, A-RELEASE 9..12.5A, N-RELEASE 163A, SCRE | 57.31
3VA1080-4ED32-0BA0 | CIRCUIT BREAKER 3VA1 IEC FRAME 100 BREAKING CAPACITY CLASS S ICU=36KA @ 415 V 3-POLE, LINE PROT | 337.04
3VA1080-4ED32-0JA0 | CIRCUIT BREAKER 3VA1 IEC FRAME 100 BREAKING CAPACITY CLASS S ICU=36KA @ 415 V 3-POLE, LINE PROT | 311.96
3VA1010-4ED32-0CH0 | CIRCUIT BREAKER 3VA1 IEC FRAME 100 BREAKING CAPACITY CLASS S ICU=36KA @ 415 V 3-POLE, LINE PROT | 447.05
3ZY1321-1AA00 | SEALING COVER 17.5 MM FOR SIRIUS DEVICES IN THE INDUSTR. DIN RAIL ENCLOSURE, WITH BOTTOM RECESS | 3.44
3VA1063-3ED32-0DC0 | CIRCUIT BREAKER 3VA1 IEC FRAME 100 BREAKING CAPACITY CLASS N ICU=25KA @ 415 V 3-POLE, LINE PROT | 364.18
3VA1063-3ED36-0AD0 | CIRCUIT BREAKER 3VA1 IEC FRAME 100 BREAKING CAPACITY CLASS N ICU=25KA @ 415 V 3-POLE, LINE PROT | 295.95
3RW4755-6SB30 | REPAIR PART, SIRIUS SOFT STARTER, CONTROL UNIT FOR 3RW4055*, 115 V AC, WITH SCREW TERMINALS | 1119.89
3VA1032-3ED36-0HC0 | CIRCUIT BREAKER 3VA1 IEC FRAME 100 BREAKING CAPACITY CLASS N ICU=25KA @ 415 V 3-POLE, LINE PROT | 362.09
3VA1032-4ED32-0BC0 | CIRCUIT BREAKER 3VA1 IEC FRAME 100 BREAKING CAPACITY CLASS S ICU=36KA @ 415 V 3-POLE, LINE PROT | 368.36
3RV2011-1KA40 | CIRCUIT-BREAKER SZ S00, FOR MOTOR PROTECTION, CLASS 10, A-RELEASE 9..12.5A, N-RELEASE 163A, RING | 75.96
3VA1032-3ED32-0CH0 | CIRCUIT BREAKER 3VA1 IEC FRAME 100 BREAKING CAPACITY CLASS N ICU=25KA @ 415 V 3-POLE, LINE PROT | 390.65
3RT2025-1NP30 | CONTACTOR, AC-3, 7.5KW/400V, 1NO+1NC, AC(50-60HZ)/DC ACTUAT. AC/DC 200...280V, 3-POLE, SZ S0 SCRE | 94.79
3RT2025-2AN20 | CONTACTOR, AC-3, 7.5KW/400V, 1NO+1NC, AC 220V 50/60HZ, 3-POLE, SZ S0 SPRING-LOADED TERMINAL | 45.77
3SE5122-0PC02 | POSITION SWITCH 3SE5122, METAL ENCLOSURE 56MM, 3X(M20X1.5) 2NO/1NC SLOW-ACTION CONTACTS WITH ROU | 51.93
3VA1063-3ED42-0AF0 | CIRCUIT BREAKER 3VA1 IEC FRAME 100 BREAKING CAPACITY CLASS N ICU=25KA @ 415 V 4-POLE, LINE PROT | 309.87
3VA1063-4ED32-0AE0 | CIRCUIT BREAKER 3VA1 IEC FRAME 100 BREAKING CAPACITY CLASS S ICU=36KA @ 415 V 3-POLE, LINE PROT | 303.6
3RU2116-0HB1 | OVERLOAD RELAY 0.55...0.80 A FOR MOTOR PROTECTION SZ S00, CLASS 10, STAND-ALONE INSTALLATION MAI | 59.32
3RU2116-1FJ0 | OVERLOAD RELAY 3.5...5.0 A FOR MOTOR PROTECTION SZ S00, CLASS 10, F. MOUNTING ONTO CONTACTOR MAI | 53.5
3RU2116-1HB0-ZX95 | OVERLOAD RELAY 5.5...8.0 A FOR MOTOR PROTECTION SZ S00, CLASS 10, F. MOUNTING ONTO CONTACTOR MAI | 47.66
3VA1032-3ED36-0HH0 | CIRCUIT BREAKER 3VA1 IEC FRAME 100 BREAKING CAPACITY CLASS N ICU=25KA @ 415 V 3-POLE, LINE PROT | 387.16
3VA1040-2ED32-0AD0 | CIRCUIT BREAKER 3VA1 IEC FRAME 100 BREAKING CAPACITY CLASS B ICU=16KA @ 415 V 3-POLE, LINE PROT | 270.18
3VA1040-2ED36-0AA0 | CIRCUIT BREAKER 3VA1 IEC FRAME 100 BREAKING CAPACITY CLASS B ICU=16KA @ 415 V 3-POLE, LINE PROT | 153.88
3VA1020-4ED42-0AA0 | CIRCUIT BREAKER 3VA1 IEC FRAME 100 BREAKING CAPACITY CLASS S ICU=36KA @ 415 V 4-POLE, LINE PROT | 187.69
3VA1025-2ED32-0AA0 | CIRCUIT BREAKER 3VA1 IEC FRAME 100 BREAKING CAPACITY CLASS B ICU=16KA @ 415 V 3-POLE, LINE PROT | 137.22
3VA1025-2ED32-0KC0 | CIRCUIT BREAKER 3VA1 IEC FRAME 100 BREAKING CAPACITY CLASS B ICU=16KA @ 415 V 3-POLE, LINE PROT | 332.85
3VA1110-6GE46-0AA0 | CIRCUIT BREAKER 3VA1 IEC FRAME 160 BREAKING CAPACITY CLASS H ICU=70KA @ 415 V 4-POLE, LINE PROT | 344.02
3VA1132-4EF32-0AH0 | CIRCUIT BREAKER 3VA1 IEC FRAME 160 BREAKING CAPACITY CLASS S ICU=36KA @ 415 V 3-POLE, LINE PROT | 317.52
3VA1132-4EF32-0BC0 | CIRCUIT BREAKER 3VA1 IEC FRAME 160 BREAKING CAPACITY CLASS S ICU=36KA @ 415 V 3-POLE, LINE PROT | 406.66
3SE5000-0AE05-1AJ0 | ACTUATOR HEAD FOR POSITION SWITCH 3SE51 ROLLER LEVER, STAINLESS STEEL LEVER, WITH PLASTIC ROLLER | 29.22
3SE5000-0AV01-ZX95 | SEPARATE STANDARD ACTUATOR FOR POS. W. TUMBLER 3SE5312../3SE5322.. AND ASI 3SF13... AND POS. WIT | 6.06
3VA1080-2ED32-0CA0 | CIRCUIT BREAKER 3VA1 IEC FRAME 100 BREAKING CAPACITY CLASS B ICU=16KA @ 415 V 3-POLE, LINE PROT | 330.07
3VA1080-2ED32-0HA0 | CIRCUIT BREAKER 3VA1 IEC FRAME 100 BREAKING CAPACITY CLASS B ICU=16KA @ 415 V 3-POLE, LINE PROT | 303.6
3VA1080-2ED32-0HH0 | CIRCUIT BREAKER 3VA1 IEC FRAME 100 BREAKING CAPACITY CLASS B ICU=16KA @ 415 V 3-POLE, LINE PROT | 376.03
3VA1080-2ED32-0KA0 | CIRCUIT BREAKER 3VA1 IEC FRAME 100 BREAKING CAPACITY CLASS B ICU=16KA @ 415 V 3-POLE, LINE PROT | 303.6
3VA1150-4EF46-0AA0 | CIRCUIT BREAKER 3VA1 IEC FRAME 160 BREAKING CAPACITY CLASS S ICU=36KA @ 415 V 4-POLE, LINE PROT | 245.03
3SK1211-2BB40 | SIRIUS SAFETY RELAY OUTPUT EXTENSION 4RO WITH RELAY ENABLING CIRCUITS 4 NO CONTACTS + RELAY FEED | 184
3VA1040-4ED32-0HA0 | CIRCUIT BREAKER 3VA1 IEC FRAME 100 BREAKING CAPACITY CLASS S ICU=36KA @ 415 V 3-POLE, LINE PROT | 291.77
3VA1040-4ED32-0HH0 | CIRCUIT BREAKER 3VA1 IEC FRAME 100 BREAKING CAPACITY CLASS S ICU=36KA @ 415 V 3-POLE, LINE PROT | 366.97
3VA1050-2ED32-0KC0 | CIRCUIT BREAKER 3VA1 IEC FRAME 100 BREAKING CAPACITY CLASS B ICU=16KA @ 415 V 3-POLE, LINE PROT | 332.85
3VA1150-4GF42-0AA0 | CIRCUIT BREAKER 3VA1 IEC FRAME 160 BREAKING CAPACITY CLASS S ICU=36KA @ 415 V 4-POLE, LINE PROT | 222.97
3VA1150-5ED36-0AA0 | CIRCUIT BREAKER 3VA1 IEC FRAME 160 BREAKING CAPACITY CLASS M ICU=55KA @ 415 V 3-POLE, LINE PROT | 192.58
3VA1150-5EF32-0AE0 | CIRCUIT BREAKER 3VA1 IEC FRAME 160 BREAKING CAPACITY CLASS M ICU=55KA @ 415 V 3-POLE, LINE PROT | 366.97
3VA1150-5EF32-0AH0 | CIRCUIT BREAKER 3VA1 IEC FRAME 160 BREAKING CAPACITY CLASS M ICU=55KA @ 415 V 3-POLE, LINE PROT | 341.2
3VA1150-5EF32-0HC0 | CIRCUIT BREAKER 3VA1 IEC FRAME 160 BREAKING CAPACITY CLASS M ICU=55KA @ 415 V 3-POLE, LINE PROT | 405.96
3RW4773-0LB00 | REPAIR PART, SIRIUS SOFT STARTER, THYRISTOR KIT FOR 3RW4073* | 866.07
3RW4774-6SB40 | REPAIR PART, SIRIUS SOFT STARTER, CONTROL UNIT FOR 3RW4074*, 230 V AC, WITH SCREW TERMINALS | 1386.76
3RW4775-6SB30 | REPAIR PART, SIRIUS SOFT STARTER, CONTROL UNIT FOR 3RW4075*, 115 V AC, WITH SCREW TERMINALS | 1478.35
3RW4776-0NB00 | REPAIR PART, SIRIUS SOFT STARTER, THYRISTOR-KIT FOR 3RW4076*, WITH NTC | 1543.76
3RT2025-2AV00 | CONTACTOR, AC-3, 7.5KW/400V, 1NO+1NC, AC 400V 50HZ, 3-POLE, SZ S0 SPRING-LOADED TERMINAL | 48.38
3RT2025-2AV04 | CONTACTOR, AC-3, 7.5KW/400V, 2NO+2NC, AC 400V 50HZ, 3-POLE, SZ S0 SPRING-LOADED TERMINAL REMOVAB | 60.21
3VA1120-6EF32-0DH0 | CIRCUIT BREAKER 3VA1 IEC FRAME 160 BREAKING CAPACITY CLASS H ICU=70KA @ 415 V 3-POLE, LINE PROT | 480.48
3VA1120-6EF36-0AB0 | CIRCUIT BREAKER 3VA1 IEC FRAME 160 BREAKING CAPACITY CLASS H ICU=70KA @ 415 V 3-POLE, LINE PROT | 390.65
3VA1110-5FE42-0AA0 | CIRCUIT BREAKER 3VA1 IEC FRAME 160 BREAKING CAPACITY CLASS M ICU=55KA @ 415 V 4-POLE, LINE PROT | 295.98
3VA1110-5GF46-0AA0 | CIRCUIT BREAKER 3VA1 IEC FRAME 160 BREAKING CAPACITY CLASS M ICU=55KA @ 415 V 4-POLE, LINE PROT | 332.74
3VA1110-6EF32-0BC0 | CIRCUIT BREAKER 3VA1 IEC FRAME 160 BREAKING CAPACITY CLASS H ICU=70KA @ 415 V 3-POLE, LINE PROT | 534.79
3VA1110-6EF32-0CH0 | CIRCUIT BREAKER 3VA1 IEC FRAME 160 BREAKING CAPACITY CLASS H ICU=70KA @ 415 V 3-POLE, LINE PROT | 561.26
3VA1050-3ED32-0AC0 | CIRCUIT BREAKER 3VA1 IEC FRAME 100 BREAKING CAPACITY CLASS N ICU=25KA @ 415 V 3-POLE, LINE PROT | 248.6
3VA1050-3ED32-0JA0 | CIRCUIT BREAKER 3VA1 IEC FRAME 100 BREAKING CAPACITY CLASS N ICU=25KA @ 415 V 3-POLE, LINE PROT | 288.98
3VA1050-3ED32-0JH0 | CIRCUIT BREAKER 3VA1 IEC FRAME 100 BREAKING CAPACITY CLASS N ICU=25KA @ 415 V 3-POLE, LINE PROT | 363.48
3VA1050-3ED36-0AE0 | CIRCUIT BREAKER 3VA1 IEC FRAME 100 BREAKING CAPACITY CLASS N ICU=25KA @ 415 V 3-POLE, LINE PROT | 322.4
3VA1110-4FD42-0AA0 | CIRCUIT BREAKER 3VA1 IEC FRAME 160 BREAKING CAPACITY CLASS S ICU=36KA @ 415 V 4-POLE, LINE PROT | 261.69
3VA1110-4FE42-0AA0 | CIRCUIT BREAKER 3VA1 IEC FRAME 160 BREAKING CAPACITY CLASS S ICU=36KA @ 415 V 4-POLE, LINE PROT | 267.56
3VA1110-5ED32-0BA0 | CIRCUIT BREAKER 3VA1 IEC FRAME 160 BREAKING CAPACITY CLASS M ICU=55KA @ 415 V 3-POLE, LINE PROT | 432.43
3VA1032-4ED36-0HC0 | CIRCUIT BREAKER 3VA1 IEC FRAME 100 BREAKING CAPACITY CLASS S ICU=36KA @ 415 V 3-POLE, LINE PROT | 364.88
3VA1132-4EF36-0CA0 | CIRCUIT BREAKER 3VA1 IEC FRAME 160 BREAKING CAPACITY CLASS S ICU=36KA @ 415 V 3-POLE, LINE PROT | 380.89
3VA1132-4EF36-0HC0 | CIRCUIT BREAKER 3VA1 IEC FRAME 160 BREAKING CAPACITY CLASS S ICU=36KA @ 415 V 3-POLE, LINE PROT | 405.27
3VA1132-4EF36-0HH0 | CIRCUIT BREAKER 3VA1 IEC FRAME 160 BREAKING CAPACITY CLASS S ICU=36KA @ 415 V 3-POLE, LINE PROT | 431.03
3VA1132-4EF36-0JA0 | CIRCUIT BREAKER 3VA1 IEC FRAME 160 BREAKING CAPACITY CLASS S ICU=36KA @ 415 V 3-POLE, LINE PROT | 355.84
3VA1063-3ED36-0KH0 | CIRCUIT BREAKER 3VA1 IEC FRAME 100 BREAKING CAPACITY CLASS N ICU=25KA @ 415 V 3-POLE, LINE PROT | 387.16
3VA1010-2ED36-0DC0 | CIRCUIT BREAKER 3VA1 IEC FRAME 100 BREAKING CAPACITY CLASS B ICU=16KA @ 415 V 3-POLE, LINE PROT | 435.91
3VA1010-2ED36-0HH0 | CIRCUIT BREAKER 3VA1 IEC FRAME 100 BREAKING CAPACITY CLASS B ICU=16KA @ 415 V 3-POLE, LINE PROT | 435.22
3VA1010-2ED36-0KH0 | CIRCUIT BREAKER 3VA1 IEC FRAME 100 BREAKING CAPACITY CLASS B ICU=16KA @ 415 V 3-POLE, LINE PROT | 435.22
3VA1010-2ED42-0AC0 | CIRCUIT BREAKER 3VA1 IEC FRAME 100 BREAKING CAPACITY CLASS B ICU=16KA @ 415 V 4-POLE, LINE PROT | 371.85
3TC4814-0BM0 | CONTACTOR SIZE 4 2-POLE DC4, NOM. OPER. CURRENT 75 A AUX. SWITCHES 44 E (4NO+4NC) ALT. CURRENT A | 692.56
3TC4817-0AA4 | CONTACTOR SIZE 4 2-POLE DC-3 AND 5, 75 A AUX. SWITCHES 22 (2NO+2NC) DIR. CURRENT ACTUATION 12 V- | 817.44
3TC4817-0AN4 | CONTACTOR SIZE 4 2-POLE DC-3 AND 5, 75 A AUXILIARY SWITCH 22 (2NO+2NC) DC OPERATION DC 250 V | 755.01
3TC5217-0BK1 | CONTACTOR SIZE 8 2-POLE DC-3 AND 5, 220 A AUX. SWITCHES 22 (2NO+2NC) ALT. CURRENT ACTUATION 120 | 1101.26
3VA1050-2ED42-0AA0 | CIRCUIT BREAKER 3VA1 IEC FRAME 100 BREAKING CAPACITY CLASS B ICU=16KA @ 415 V 4-POLE, LINE PROT | 223.12
3VA1050-2ED42-0CA0 | CIRCUIT BREAKER 3VA1 IEC FRAME 100 BREAKING CAPACITY CLASS B ICU=16KA @ 415 V 4-POLE, LINE PROT | 369.06
3VA1050-2ED42-0HC0 | CIRCUIT BREAKER 3VA1 IEC FRAME 100 BREAKING CAPACITY CLASS B ICU=16KA @ 415 V 4-POLE, LINE PROT | 393.43
3VA1080-2ED36-0BC0 | CIRCUIT BREAKER 3VA1 IEC FRAME 100 BREAKING CAPACITY CLASS B ICU=16KA @ 415 V 3-POLE, LINE PROT | 402.48
3VA1080-2ED36-0KA0 | CIRCUIT BREAKER 3VA1 IEC FRAME 100 BREAKING CAPACITY CLASS B ICU=16KA @ 415 V 3-POLE, LINE PROT | 327.28
3VA1120-6EF36-0AC0 | CIRCUIT BREAKER 3VA1 IEC FRAME 160 BREAKING CAPACITY CLASS H ICU=70KA @ 415 V 3-POLE, LINE PROT | 364.18
3VA1120-6EF36-0AG0 | CIRCUIT BREAKER 3VA1 IEC FRAME 160 BREAKING CAPACITY CLASS H ICU=70KA @ 415 V 3-POLE, LINE PROT | 390.65
3VA1010-2ED32-0JH0 | CIRCUIT BREAKER 3VA1 IEC FRAME 100 BREAKING CAPACITY CLASS B ICU=16KA @ 415 V 3-POLE, LINE PROT | 409.45
3VA1010-2ED36-0AH0 | CIRCUIT BREAKER 3VA1 IEC FRAME 100 BREAKING CAPACITY CLASS B ICU=16KA @ 415 V 3-POLE, LINE PROT | 347.47
3VA1010-2ED36-0JC0 | CIRCUIT BREAKER 3VA1 IEC FRAME 100 BREAKING CAPACITY CLASS B ICU=16KA @ 415 V 3-POLE, LINE PROT | 408.75
3VA1010-2ED42-0AH0 | CIRCUIT BREAKER 3VA1 IEC FRAME 100 BREAKING CAPACITY CLASS B ICU=16KA @ 415 V 4-POLE, LINE PROT | 397.62
3VA1125-4EE36-0AA0 | CIRCUIT BREAKER 3VA1 IEC FRAME 160 BREAKING CAPACITY CLASS S ICU=36KA @ 415 V 3-POLE, LINE PROT | 178.87
3VA1132-5EF32-0DH0 | CIRCUIT BREAKER 3VA1 IEC FRAME 160 BREAKING CAPACITY CLASS M ICU=55KA @ 415 V 3-POLE, LINE PROT | 457.5
3VA1132-5EF32-0HC0 | CIRCUIT BREAKER 3VA1 IEC FRAME 160 BREAKING CAPACITY CLASS M ICU=55KA @ 415 V 3-POLE, LINE PROT | 405.96
3VA1132-5EF32-0HH0 | CIRCUIT BREAKER 3VA1 IEC FRAME 160 BREAKING CAPACITY CLASS M ICU=55KA @ 415 V 3-POLE, LINE PROT | 432.43
3VA1132-5EF32-0KC0 | CIRCUIT BREAKER 3VA1 IEC FRAME 160 BREAKING CAPACITY CLASS M ICU=55KA @ 415 V 3-POLE, LINE PROT | 405.96
3VA1032-2ED32-0HA0 | CIRCUIT BREAKER 3VA1 IEC FRAME 100 BREAKING CAPACITY CLASS B ICU=16KA @ 415 V 3-POLE, LINE PROT | 284.8
3VA1032-2ED32-0KH0 | CIRCUIT BREAKER 3VA1 IEC FRAME 100 BREAKING CAPACITY CLASS B ICU=16KA @ 415 V 3-POLE, LINE PROT | 359.3
3VA1150-5ED42-0AA0 | CIRCUIT BREAKER 3VA1 IEC FRAME 160 BREAKING CAPACITY CLASS M ICU=55KA @ 415 V 4-POLE, LINE PROT | 227.38
3VA1150-5EF32-0AA0 | CIRCUIT BREAKER 3VA1 IEC FRAME 160 BREAKING CAPACITY CLASS M ICU=55KA @ 415 V 3-POLE, LINE PROT | 188.68
3VA1050-2ED42-0JC0 | CIRCUIT BREAKER 3VA1 IEC FRAME 100 BREAKING CAPACITY CLASS B ICU=16KA @ 415 V 4-POLE, LINE PROT | 393.43
3VA1050-2ED42-0JH0 | CIRCUIT BREAKER 3VA1 IEC FRAME 100 BREAKING CAPACITY CLASS B ICU=16KA @ 415 V 4-POLE, LINE PROT | 417.81
3VA1050-2ED42-0KA0 | CIRCUIT BREAKER 3VA1 IEC FRAME 100 BREAKING CAPACITY CLASS B ICU=16KA @ 415 V 4-POLE, LINE PROT | 343.99
3VA1050-3ED32-0AA0 | CIRCUIT BREAKER 3VA1 IEC FRAME 100 BREAKING CAPACITY CLASS N ICU=25KA @ 415 V 3-POLE, LINE PROT | 140.64
3VA1063-2ED42-0DH0 | CIRCUIT BREAKER 3VA1 IEC FRAME 100 BREAKING CAPACITY CLASS B ICU=16KA @ 415 V 4-POLE, LINE PROT | 444.26
3VA1063-2ED42-0JC0 | CIRCUIT BREAKER 3VA1 IEC FRAME 100 BREAKING CAPACITY CLASS B ICU=16KA @ 415 V 4-POLE, LINE PROT | 393.43
3VA1063-2ED42-0JH0 | CIRCUIT BREAKER 3VA1 IEC FRAME 100 BREAKING CAPACITY CLASS B ICU=16KA @ 415 V 4-POLE, LINE PROT | 417.81
3VA1063-2ED42-0KC0 | CIRCUIT BREAKER 3VA1 IEC FRAME 100 BREAKING CAPACITY CLASS B ICU=16KA @ 415 V 4-POLE, LINE PROT | 393.43
3VA1020-4ED36-0AC0 | CIRCUIT BREAKER 3VA1 IEC FRAME 100 BREAKING CAPACITY CLASS S ICU=36KA @ 415 V 3-POLE, LINE PROT | 277.14
3VA1020-4ED36-0KH0 | CIRCUIT BREAKER 3VA1 IEC FRAME 100 BREAKING CAPACITY CLASS S ICU=36KA @ 415 V 3-POLE, LINE PROT | 391.34
3VA1020-4ED46-0AA0 | CIRCUIT BREAKER 3VA1 IEC FRAME 100 BREAKING CAPACITY CLASS S ICU=36KA @ 415 V 4-POLE, LINE PROT | 207.79
3VA1025-2ED32-0CC0 | CIRCUIT BREAKER 3VA1 IEC FRAME 100 BREAKING CAPACITY CLASS B ICU=16KA @ 415 V 3-POLE, LINE PROT | 360
3VA1150-4GD46-0AA0 | CIRCUIT BREAKER 3VA1 IEC FRAME 160 BREAKING CAPACITY CLASS S ICU=36KA @ 415 V 4-POLE, LINE PROT | 228.35
3VA1150-4GE42-0AA0 | CIRCUIT BREAKER 3VA1 IEC FRAME 160 BREAKING CAPACITY CLASS S ICU=36KA @ 415 V 4-POLE, LINE PROT | 210.23
3VA1150-5ED46-0AA0 | CIRCUIT BREAKER 3VA1 IEC FRAME 160 BREAKING CAPACITY CLASS M ICU=55KA @ 415 V 4-POLE, LINE PROT | 249.92
3VA1010-2ED32-0DC0 | CIRCUIT BREAKER 3VA1 IEC FRAME 100 BREAKING CAPACITY CLASS B ICU=16KA @ 415 V 3-POLE, LINE PROT | 410.84
3VA1010-2ED42-0AE0 | CIRCUIT BREAKER 3VA1 IEC FRAME 100 BREAKING CAPACITY CLASS B ICU=16KA @ 415 V 4-POLE, LINE PROT | 422.67
3VA1150-4EF36-0KH0 | CIRCUIT BREAKER 3VA1 IEC FRAME 160 BREAKING CAPACITY CLASS S ICU=36KA @ 415 V 3-POLE, LINE PROT | 431.03
3VA1050-2ED36-0AA0 | CIRCUIT BREAKER 3VA1 IEC FRAME 100 BREAKING CAPACITY CLASS B ICU=16KA @ 415 V 3-POLE, LINE PROT | 191.95
3VA1050-2ED36-0AH0 | CIRCUIT BREAKER 3VA1 IEC FRAME 100 BREAKING CAPACITY CLASS B ICU=16KA @ 415 V 3-POLE, LINE PROT | 291.77
3VA1132-4EF42-0AA0 | CIRCUIT BREAKER 3VA1 IEC FRAME 160 BREAKING CAPACITY CLASS S ICU=36KA @ 415 V 4-POLE, LINE PROT | 222.97
3VA1150-4GE46-0AA0 | CIRCUIT BREAKER 3VA1 IEC FRAME 160 BREAKING CAPACITY CLASS S ICU=36KA @ 415 V 4-POLE, LINE PROT | 233.25
3VA1150-5EF32-0KC0 | CIRCUIT BREAKER 3VA1 IEC FRAME 160 BREAKING CAPACITY CLASS M ICU=55KA @ 415 V 3-POLE, LINE PROT | 405.96
3VA1080-2ED36-0AE0 | CIRCUIT BREAKER 3VA1 IEC FRAME 100 BREAKING CAPACITY CLASS B ICU=16KA @ 415 V 3-POLE, LINE PROT | 336.34
3RW4745-0VC50 | REPAIR PART, SIRIUS SOFT STARTER, SNUBBER BOARD FOR 3RW443/4, S6 400-690V | 1569.93
3RW4766-0LC00 | REPAIR PART, SIRIUS SOFT STARTER, THYRISTOR-KIT FOR 3RW446* | 7915.05
3VA1063-3ED42-0JC0 | CIRCUIT BREAKER 3VA1 IEC FRAME 100 BREAKING CAPACITY CLASS N ICU=25KA @ 415 V 4-POLE, LINE PROT | 397.62
3VA1063-4ED32-0AF0 | CIRCUIT BREAKER 3VA1 IEC FRAME 100 BREAKING CAPACITY CLASS S ICU=36KA @ 415 V 3-POLE, LINE PROT | 253.47
3RT2025-1DB44-3MA0 | CONTACTOR, AC-3, 7.5KW/400V, 2NO+2NC, 24 V DC, W. INSERTED VARISTOR 3-POLE, SIZE S0 SCREW CONNEC | 103.33
3RT2025-2AG24 | CONTACTOR, AC-3, 7.5KW/400V, 2NO+2NC, AC110V 50/60HZ, 3-POLE, SZ S0 SPRING-LOADED TERMINAL REMOV | 57.34
3SE5232-0RV40-ZX95 | POSITION SWITCH WITH SEPARATE ACTUATOR PLASTIC, 31MM ACC. TO EN 50047 SLOW-ACTION CONTACTS 1NO+1 | 45.41
3VA1120-6ED32-0AA0 | CIRCUIT BREAKER 3VA1 IEC FRAME 160 BREAKING CAPACITY CLASS H ICU=70KA @ 415 V 3-POLE, LINE PROT | 192.08
3VA1125-3EE46-0AA0 | CIRCUIT BREAKER 3VA1 IEC FRAME 160 BREAKING CAPACITY CLASS N ICU=25KA @ 415 V 4-POLE, LINE PROT | 217.59
3VA1125-4ED42-0AA0 | CIRCUIT BREAKER 3VA1 IEC FRAME 160 BREAKING CAPACITY CLASS S ICU=36KA @ 415 V 4-POLE, LINE PROT | 206.33
3VA1010-2ED32-0AC0 | CIRCUIT BREAKER 3VA1 IEC FRAME 100 BREAKING CAPACITY CLASS B ICU=16KA @ 415 V 3-POLE, LINE PROT | 295.95
3VA1010-2ED32-0HA0 | CIRCUIT BREAKER 3VA1 IEC FRAME 100 BREAKING CAPACITY CLASS B ICU=16KA @ 415 V 3-POLE, LINE PROT | 336.34
3SK1213-1AJ20 | SIRIUS SAFETY RELAY OUTPUT EXTENSION 3RO POWER, WITH RELAY ENABLING CIRCUITS 3 NO CONTACTS + RE | 269.52
3VA1063-4ED36-0AE0 | CIRCUIT BREAKER 3VA1 IEC FRAME 100 BREAKING CAPACITY CLASS S ICU=36KA @ 415 V 3-POLE, LINE PROT | 327.28
3SE5322-1SF21-1AG4 | SAFTEY POS. SW. W. SOL. INTERL. LOCKING FORCE 1300N, 5 APPROACH DIRETIONS HIGH DEG. PRO. IP69K,DI | 302.55
3VA1050-4ED42-0BA0 | CIRCUIT BREAKER 3VA1 IEC FRAME 100 BREAKING CAPACITY CLASS S ICU=36KA @ 415 V 4-POLE, LINE PROT | 380.19
3VA1125-4EF32-0AA0 | CIRCUIT BREAKER 3VA1 IEC FRAME 160 BREAKING CAPACITY CLASS S ICU=36KA @ 415 V 3-POLE, LINE PROT | 172.02
3VA1110-5ED32-0JC0 | CIRCUIT BREAKER 3VA1 IEC FRAME 160 BREAKING CAPACITY CLASS M ICU=55KA @ 415 V 3-POLE, LINE PROT | 454.02
3VA1110-5EF32-0CC0 | CIRCUIT BREAKER 3VA1 IEC FRAME 160 BREAKING CAPACITY CLASS M ICU=55KA @ 415 V 3-POLE, LINE PROT | 502.75
3VA1132-5EF32-0BC0 | CIRCUIT BREAKER 3VA1 IEC FRAME 160 BREAKING CAPACITY CLASS M ICU=55KA @ 415 V 3-POLE, LINE PROT | 433.13
3VA1132-5EF36-0BH0 | CIRCUIT BREAKER 3VA1 IEC FRAME 160 BREAKING CAPACITY CLASS M ICU=55KA @ 415 V 3-POLE, LINE PROT | 479.78
3RT2025-1AR60 | CONTACTOR, AC-3, 7.5KW/400V, 1NO+1NC, AC 400V 50HZ, 400...440V 60HZ, 3-POLE, SZ S0 SCREW TERMINAL | 48.38
3RT2025-1AV00 | CONTACTOR, AC-3, 7.5KW/400V, 1NO+1NC, AC 400V 50HZ, 3-POLE, SZ S0 SCREW TERMINAL | 48.38
3VA1050-3ED36-0JC0 | CIRCUIT BREAKER 3VA1 IEC FRAME 100 BREAKING CAPACITY CLASS N ICU=25KA @ 415 V 3-POLE, LINE PROT | 362.09
3VA1050-3ED42-0AD0 | CIRCUIT BREAKER 3VA1 IEC FRAME 100 BREAKING CAPACITY CLASS N ICU=25KA @ 415 V 4-POLE, LINE PROT | 332.85
3VA1050-3ED42-0BC0 | CIRCUIT BREAKER 3VA1 IEC FRAME 100 BREAKING CAPACITY CLASS N ICU=25KA @ 415 V 4-POLE, LINE PROT | 423.37
3UG4851-2AA40 | DIGITAL MONITORING RELAY SPEED MONITORING, FOR IO-LINK FROM 0.1 TO 2200 RPM OVERSHOOT AND UNDERS | 254.48
3VA1063-4ED32-0AH0 | CIRCUIT BREAKER 3VA1 IEC FRAME 100 BREAKING CAPACITY CLASS S ICU=36KA @ 415 V 3-POLE, LINE PROT | 278.53
3VA1063-4ED32-0DC0 | CIRCUIT BREAKER 3VA1 IEC FRAME 100 BREAKING CAPACITY CLASS S ICU=36KA @ 415 V 3-POLE, LINE PROT | 368.36
3VA1063-4ED32-0JA0 | CIRCUIT BREAKER 3VA1 IEC FRAME 100 BREAKING CAPACITY CLASS S ICU=36KA @ 415 V 3-POLE, LINE PROT | 291.77
3VA1063-4ED32-0KH0 | CIRCUIT BREAKER 3VA1 IEC FRAME 100 BREAKING CAPACITY CLASS S ICU=36KA @ 415 V 3-POLE, LINE PROT | 366.97
3VA1050-4ED32-0AC0 | CIRCUIT BREAKER 3VA1 IEC FRAME 100 BREAKING CAPACITY CLASS S ICU=36KA @ 415 V 3-POLE, LINE PROT | 253.47
3VA1050-4ED32-0CH0 | CIRCUIT BREAKER 3VA1 IEC FRAME 100 BREAKING CAPACITY CLASS S ICU=36KA @ 415 V 3-POLE, LINE PROT | 394.13
3VA1050-4ED36-0CA0 | CIRCUIT BREAKER 3VA1 IEC FRAME 100 BREAKING CAPACITY CLASS S ICU=36KA @ 415 V 3-POLE, LINE PROT | 341.2
3VA1050-4ED36-0DA0 | CIRCUIT BREAKER 3VA1 IEC FRAME 100 BREAKING CAPACITY CLASS S ICU=36KA @ 415 V 3-POLE, LINE PROT | 341.2
3VA1110-5EE32-0AE0 | CIRCUIT BREAKER 3VA1 IEC FRAME 160 BREAKING CAPACITY CLASS M ICU=55KA @ 415 V 3-POLE, LINE PROT | 421.98
3VA1110-5EE32-0AH0 | CIRCUIT BREAKER 3VA1 IEC FRAME 160 BREAKING CAPACITY CLASS M ICU=55KA @ 415 V 3-POLE, LINE PROT | 396.22
3VA1110-5EE32-0CH0 | CIRCUIT BREAKER 3VA1 IEC FRAME 160 BREAKING CAPACITY CLASS M ICU=55KA @ 415 V 3-POLE, LINE PROT | 511.81
3VA1110-5EE32-0JC0 | CIRCUIT BREAKER 3VA1 IEC FRAME 160 BREAKING CAPACITY CLASS M ICU=55KA @ 415 V 3-POLE, LINE PROT | 460.29
3VA1110-5EE32-0KC0 | CIRCUIT BREAKER 3VA1 IEC FRAME 160 BREAKING CAPACITY CLASS M ICU=55KA @ 415 V 3-POLE, LINE PROT | 460.29
3VA1025-3ED32-0AC0 | CIRCUIT BREAKER 3VA1 IEC FRAME 100 BREAKING CAPACITY CLASS N ICU=25KA @ 415 V 3-POLE, LINE PROT | 248.6
3VA1025-3ED32-0AE0 | CIRCUIT BREAKER 3VA1 IEC FRAME 100 BREAKING CAPACITY CLASS N ICU=25KA @ 415 V 3-POLE, LINE PROT | 298.03
3VA1025-3ED32-0KA0 | CIRCUIT BREAKER 3VA1 IEC FRAME 100 BREAKING CAPACITY CLASS N ICU=25KA @ 415 V 3-POLE, LINE PROT | 288.98
3VA1150-5EF42-0AA0 | CIRCUIT BREAKER 3VA1 IEC FRAME 160 BREAKING CAPACITY CLASS M ICU=55KA @ 415 V 4-POLE, LINE PROT | 245.03
3VA1110-6EF32-0AF0 | CIRCUIT BREAKER 3VA1 IEC FRAME 160 BREAKING CAPACITY CLASS H ICU=70KA @ 415 V 3-POLE, LINE PROT | 420.58
3VA1110-6EF32-0HH0 | CIRCUIT BREAKER 3VA1 IEC FRAME 160 BREAKING CAPACITY CLASS H ICU=70KA @ 415 V 3-POLE, LINE PROT | 533.4
3VA1110-6EF32-0JH0 | CIRCUIT BREAKER 3VA1 IEC FRAME 160 BREAKING CAPACITY CLASS H ICU=70KA @ 415 V 3-POLE, LINE PROT | 533.4
3VA1063-2ED32-0CH0 | CIRCUIT BREAKER 3VA1 IEC FRAME 100 BREAKING CAPACITY CLASS B ICU=16KA @ 415 V 3-POLE, LINE PROT | 385.77
3VA1080-4ED42-0JC0 | CIRCUIT BREAKER 3VA1 IEC FRAME 100 BREAKING CAPACITY CLASS S ICU=36KA @ 415 V 4-POLE, LINE PROT | 428.94
3VA1080-4ED42-0JH0 | CIRCUIT BREAKER 3VA1 IEC FRAME 100 BREAKING CAPACITY CLASS S ICU=36KA @ 415 V 4-POLE, LINE PROT | 453.32
3VA1096-2ED32-0AF0 | CIRCUIT BREAKER 3VA1 IEC FRAME 100 BREAKING CAPACITY CLASS B ICU=16KA @ 415 V 3-POLE, LINE PROT | 245.81
3VA1132-5GD42-0AA0 | CIRCUIT BREAKER 3VA1 IEC FRAME 160 BREAKING CAPACITY CLASS M ICU=55KA @ 415 V 4-POLE, LINE PROT | 227.38
3VA1025-4ED32-0AA0 | CIRCUIT BREAKER 3VA1 IEC FRAME 100 BREAKING CAPACITY CLASS S ICU=36KA @ 415 V 3-POLE, LINE PROT | 143.11
3VA1032-2ED32-0BC0 | CIRCUIT BREAKER 3VA1 IEC FRAME 100 BREAKING CAPACITY CLASS B ICU=16KA @ 415 V 3-POLE, LINE PROT | 360
3VA1032-2ED32-0DC0 | CIRCUIT BREAKER 3VA1 IEC FRAME 100 BREAKING CAPACITY CLASS B ICU=16KA @ 415 V 3-POLE, LINE PROT | 360
3VA1150-5EF32-0DH0 | CIRCUIT BREAKER 3VA1 IEC FRAME 160 BREAKING CAPACITY CLASS M ICU=55KA @ 415 V 3-POLE, LINE PROT | 457.5
3VA1150-5EF36-0BA0 | CIRCUIT BREAKER 3VA1 IEC FRAME 160 BREAKING CAPACITY CLASS M ICU=55KA @ 415 V 3-POLE, LINE PROT | 405.96
3VA1110-5EF32-0DC0 | CIRCUIT BREAKER 3VA1 IEC FRAME 160 BREAKING CAPACITY CLASS M ICU=55KA @ 415 V 3-POLE, LINE PROT | 502.75
3VA1050-2ED42-0HH0 | CIRCUIT BREAKER 3VA1 IEC FRAME 100 BREAKING CAPACITY CLASS B ICU=16KA @ 415 V 4-POLE, LINE PROT | 417.81
3VA1050-3ED32-0AH0 | CIRCUIT BREAKER 3VA1 IEC FRAME 100 BREAKING CAPACITY CLASS N ICU=25KA @ 415 V 3-POLE, LINE PROT | 275.06
3VA1050-3ED32-0HC0 | CIRCUIT BREAKER 3VA1 IEC FRAME 100 BREAKING CAPACITY CLASS N ICU=25KA @ 415 V 3-POLE, LINE PROT | 337.04
3VA1063-2ED36-0AA0 | CIRCUIT BREAKER 3VA1 IEC FRAME 100 BREAKING CAPACITY CLASS B ICU=16KA @ 415 V 3-POLE, LINE PROT | 153.88
3VA1063-2ED42-0CA0 | CIRCUIT BREAKER 3VA1 IEC FRAME 100 BREAKING CAPACITY CLASS B ICU=16KA @ 415 V 4-POLE, LINE PROT | 369.06
3VA1080-4ED36-0DC0 | CIRCUIT BREAKER 3VA1 IEC FRAME 100 BREAKING CAPACITY CLASS S ICU=36KA @ 415 V 3-POLE, LINE PROT | 408.75
3VA1080-4ED42-0AE0 | CIRCUIT BREAKER 3VA1 IEC FRAME 100 BREAKING CAPACITY CLASS S ICU=36KA @ 415 V 4-POLE, LINE PROT | 390.65
3VA1096-3ED32-0AC0 | CIRCUIT BREAKER 3VA1 IEC FRAME 100 BREAKING CAPACITY CLASS N ICU=25KA @ 415 V 3-POLE, LINE PROT | 248.6
3VA1096-4ED32-0AE0 | CIRCUIT BREAKER 3VA1 IEC FRAME 100 BREAKING CAPACITY CLASS S ICU=36KA @ 415 V 3-POLE, LINE PROT | 303.6
3VA1020-4ED32-0JH0 | CIRCUIT BREAKER 3VA1 IEC FRAME 100 BREAKING CAPACITY CLASS S ICU=36KA @ 415 V 3-POLE, LINE PROT | 366.97
3VA1025-3ED32-0AA0 | CIRCUIT BREAKER 3VA1 IEC FRAME 100 BREAKING CAPACITY CLASS N ICU=25KA @ 415 V 3-POLE, LINE PROT | 140.64
3VA1025-3ED32-0JH0 | CIRCUIT BREAKER 3VA1 IEC FRAME 100 BREAKING CAPACITY CLASS N ICU=25KA @ 415 V 3-POLE, LINE PROT | 363.48
3VA1125-4EF32-0HC0 | CIRCUIT BREAKER 3VA1 IEC FRAME 160 BREAKING CAPACITY CLASS S ICU=36KA @ 415 V 3-POLE, LINE PROT | 380.19
3VA1150-4EF36-0HA0 | CIRCUIT BREAKER 3VA1 IEC FRAME 160 BREAKING CAPACITY CLASS S ICU=36KA @ 415 V 3-POLE, LINE PROT | 355.84
3VA1110-6FD46-0AA0 | CIRCUIT BREAKER 3VA1 IEC FRAME 160 BREAKING CAPACITY CLASS H ICU=70KA @ 415 V 4-POLE, LINE PROT | 336.16
3VA1112-1AA32-0BA0 | SWITCH DISCONNECTOR 3VA1 IEC FRAME 160 3-POLE SD100, IN=125A WITHOUT OVERLOAD PROTECTION WITHOU | 412.23
3VA1132-3EF36-0KA0 | CIRCUIT BREAKER 3VA1 IEC FRAME 160 BREAKING CAPACITY CLASS N ICU=25KA @ 415 V 3-POLE, LINE PROT | 334.94
3VA1132-4EF36-0KC0 | CIRCUIT BREAKER 3VA1 IEC FRAME 160 BREAKING CAPACITY CLASS S ICU=36KA @ 415 V 3-POLE, LINE PROT | 405.27
3VA1063-4ED42-0BC0 | CIRCUIT BREAKER 3VA1 IEC FRAME 100 BREAKING CAPACITY CLASS S ICU=36KA @ 415 V 4-POLE, LINE PROT | 431.03
3VA1110-6ED46-0AA0 | CIRCUIT BREAKER 3VA1 IEC FRAME 160 BREAKING CAPACITY CLASS H ICU=70KA @ 415 V 4-POLE, LINE PROT | 336.16
3VA1110-6EF32-0AH0 | CIRCUIT BREAKER 3VA1 IEC FRAME 160 BREAKING CAPACITY CLASS H ICU=70KA @ 415 V 3-POLE, LINE PROT | 444.96
3VA1180-3GE46-0AA0 | CIRCUIT BREAKER 3VA1 IEC FRAME 160 BREAKING CAPACITY CLASS N ICU=25KA @ 415 V 4-POLE, LINE PROT | 235.21
3VA1180-4EF32-0AF0 | CIRCUIT BREAKER 3VA1 IEC FRAME 160 BREAKING CAPACITY CLASS S ICU=36KA @ 415 V 3-POLE, LINE PROT | 316.84
3VA1096-2ED32-0JH0 | CIRCUIT BREAKER 3VA1 IEC FRAME 100 BREAKING CAPACITY CLASS B ICU=16KA @ 415 V 3-POLE, LINE PROT | 359.3
3VA1025-4ED32-0CC0 | CIRCUIT BREAKER 3VA1 IEC FRAME 100 BREAKING CAPACITY CLASS S ICU=36KA @ 415 V 3-POLE, LINE PROT | 368.36
3VA1050-3ED36-0BC0 | CIRCUIT BREAKER 3VA1 IEC FRAME 100 BREAKING CAPACITY CLASS N ICU=25KA @ 415 V 3-POLE, LINE PROT | 389.25
3VA1080-3ED32-0AC0 | CIRCUIT BREAKER 3VA1 IEC FRAME 100 BREAKING CAPACITY CLASS N ICU=25KA @ 415 V 3-POLE, LINE PROT | 268.09
3VA1125-4EF32-0AF0 | CIRCUIT BREAKER 3VA1 IEC FRAME 160 BREAKING CAPACITY CLASS S ICU=36KA @ 415 V 3-POLE, LINE PROT | 291.07
3VA1112-1AA36-0AE0 | SWITCH DISCONNECTOR 3VA1 IEC FRAME 160 3-POLE SD100, IN=125A WITHOUT OVERLOAD PROTECTION WITHOU | 421.98
3VA1112-1AA36-0AH0 | SWITCH DISCONNECTOR 3VA1 IEC FRAME 160 3-POLE SD100, IN=125A WITHOUT OVERLOAD PROTECTION WITHOU | 396.22
3VA1112-1AA36-0BH0 | SWITCH DISCONNECTOR 3VA1 IEC FRAME 160 3-POLE SD100, IN=125A WITHOUT OVERLOAD PROTECTION WITHOU | 511.81
3VA1132-3EF36-0BC0 | CIRCUIT BREAKER 3VA1 IEC FRAME 160 BREAKING CAPACITY CLASS N ICU=25KA @ 415 V 3-POLE, LINE PROT | 409.45
3VA1063-4ED42-0AC0 | CIRCUIT BREAKER 3VA1 IEC FRAME 100 BREAKING CAPACITY CLASS S ICU=36KA @ 415 V 4-POLE, LINE PROT | 315.45
3VA1110-6EF32-0DA0 | CIRCUIT BREAKER 3VA1 IEC FRAME 160 BREAKING CAPACITY CLASS H ICU=70KA @ 415 V 3-POLE, LINE PROT | 486.04
3VA1110-6EF32-0KH0 | CIRCUIT BREAKER 3VA1 IEC FRAME 160 BREAKING CAPACITY CLASS H ICU=70KA @ 415 V 3-POLE, LINE PROT | 533.4
3VA1080-3ED36-0DC0 | CIRCUIT BREAKER 3VA1 IEC FRAME 100 BREAKING CAPACITY CLASS N ICU=25KA @ 415 V 3-POLE, LINE PROT | 405.96
3VA1080-3ED36-0JA0 | CIRCUIT BREAKER 3VA1 IEC FRAME 100 BREAKING CAPACITY CLASS N ICU=25KA @ 415 V 3-POLE, LINE PROT | 330.76
3VA1132-5EF36-0BA0 | CIRCUIT BREAKER 3VA1 IEC FRAME 160 BREAKING CAPACITY CLASS M ICU=55KA @ 415 V 3-POLE, LINE PROT | 405.96
3VA1132-5EF36-0HA0 | CIRCUIT BREAKER 3VA1 IEC FRAME 160 BREAKING CAPACITY CLASS M ICU=55KA @ 415 V 3-POLE, LINE PROT | 378.82
3VA1132-5EF36-0JC0 | CIRCUIT BREAKER 3VA1 IEC FRAME 160 BREAKING CAPACITY CLASS M ICU=55KA @ 415 V 3-POLE, LINE PROT | 429.64
3VA1080-3ED32-0KC0 | CIRCUIT BREAKER 3VA1 IEC FRAME 100 BREAKING CAPACITY CLASS N ICU=25KA @ 415 V 3-POLE, LINE PROT | 357.93
3VA1132-4EF32-0AD0 | CIRCUIT BREAKER 3VA1 IEC FRAME 160 BREAKING CAPACITY CLASS S ICU=36KA @ 415 V 3-POLE, LINE PROT | 317.52
3VA1132-4EF32-0KC0 | CIRCUIT BREAKER 3VA1 IEC FRAME 160 BREAKING CAPACITY CLASS S ICU=36KA @ 415 V 3-POLE, LINE PROT | 380.19
3VA1063-4ED42-0BH0 | CIRCUIT BREAKER 3VA1 IEC FRAME 100 BREAKING CAPACITY CLASS S ICU=36KA @ 415 V 4-POLE, LINE PROT | 454.71
3VA1063-4ED42-0DH0 | CIRCUIT BREAKER 3VA1 IEC FRAME 100 BREAKING CAPACITY CLASS S ICU=36KA @ 415 V 4-POLE, LINE PROT | 454.71
3UL2307-1A | RESIDUAL CURRENT TRANSFORMER FOR RESIDUAL CURRENT MONITORING FEED-THROUGH OPENING 210MM, RESIDUAL | 405.14
3VA1010-2ED32-0BC0 | CIRCUIT BREAKER 3VA1 IEC FRAME 100 BREAKING CAPACITY CLASS B ICU=16KA @ 415 V 3-POLE, LINE PROT | 410.84
3VA1010-2ED32-0DA0 | CIRCUIT BREAKER 3VA1 IEC FRAME 100 BREAKING CAPACITY CLASS B ICU=16KA @ 415 V 3-POLE, LINE PROT | 363.48
3VA1010-2ED36-0AC0 | CIRCUIT BREAKER 3VA1 IEC FRAME 100 BREAKING CAPACITY CLASS B ICU=16KA @ 415 V 3-POLE, LINE PROT | 321.7
3VA1112-1AA32-0AH0 | SWITCH DISCONNECTOR 3VA1 IEC FRAME 160 3-POLE SD100, IN=125A WITHOUT OVERLOAD PROTECTION WITHOU | 372.54
3VA1112-1AA32-0CC0 | SWITCH DISCONNECTOR 3VA1 IEC FRAME 160 3-POLE SD100, IN=125A WITHOUT OVERLOAD PROTECTION WITHOU | 463.06
3VA1112-1AA32-0DH0 | SWITCH DISCONNECTOR 3VA1 IEC FRAME 160 3-POLE SD100, IN=125A WITHOUT OVERLOAD PROTECTION WITHOU | 488.83
3VA1112-1AA32-0KA0 | SWITCH DISCONNECTOR 3VA1 IEC FRAME 160 3-POLE SD100, IN=125A WITHOUT OVERLOAD PROTECTION WITHOU | 389.95
3SE5212-0CC05-1AJ0 | SIRIUS POSITION SWITCH PLASTIC 31MM, ACC. TO EN 50047 INCREASED CORROSION PROTECTION, DEVICE CONN | 40.87
3VA1063-2ED32-0JH0 | CIRCUIT BREAKER 3VA1 IEC FRAME 100 BREAKING CAPACITY CLASS B ICU=16KA @ 415 V 3-POLE, LINE PROT | 359.3
3TC4417-0CY80-0AC0 | CONTACTOR SIZE 2, 2-POLE DC-3 AND 5, 32 A AUX. SWITCHES 22 (2NO+2NC) 24 V DC, 0.7...1.33 US | 387.16
3VA1010-4ED36-0HC0 | CIRCUIT BREAKER 3VA1 IEC FRAME 100 BREAKING CAPACITY CLASS S ICU=36KA @ 415 V 3-POLE, LINE PROT | 420.58
3VA1020-2ED36-0KH0 | CIRCUIT BREAKER 3VA1 IEC FRAME 100 BREAKING CAPACITY CLASS B ICU=16KA @ 415 V 3-POLE, LINE PROT | 380.89
3VA1063-4ED36-0JA0 | CIRCUIT BREAKER 3VA1 IEC FRAME 100 BREAKING CAPACITY CLASS S ICU=36KA @ 415 V 3-POLE, LINE PROT | 316.84
3VA1110-4EF32-0DA0 | CIRCUIT BREAKER 3VA1 IEC FRAME 160 BREAKING CAPACITY CLASS S ICU=36KA @ 415 V 3-POLE, LINE PROT | 423.37
3VA1110-4EF36-0KH0 | CIRCUIT BREAKER 3VA1 IEC FRAME 160 BREAKING CAPACITY CLASS S ICU=36KA @ 415 V 3-POLE, LINE PROT | 493.01
3VA1120-4EF36-0JC0 | CIRCUIT BREAKER 3VA1 IEC FRAME 160 BREAKING CAPACITY CLASS S ICU=36KA @ 415 V 3-POLE, LINE PROT | 405.27
3VA1020-3ED32-0BA0 | CIRCUIT BREAKER 3VA1 IEC FRAME 100 BREAKING CAPACITY CLASS N ICU=25KA @ 415 V 3-POLE, LINE PROT | 315.45
3VA1063-2ED32-0KC0 | CIRCUIT BREAKER 3VA1 IEC FRAME 100 BREAKING CAPACITY CLASS B ICU=16KA @ 415 V 3-POLE, LINE PROT | 332.85
3VA1063-2ED36-0DA0 | CIRCUIT BREAKER 3VA1 IEC FRAME 100 BREAKING CAPACITY CLASS B ICU=16KA @ 415 V 3-POLE, LINE PROT | 332.85
3VA1063-2ED42-0AH0 | CIRCUIT BREAKER 3VA1 IEC FRAME 100 BREAKING CAPACITY CLASS B ICU=16KA @ 415 V 4-POLE, LINE PROT | 329.37
3VA1063-3ED32-0CH0 | CIRCUIT BREAKER 3VA1 IEC FRAME 100 BREAKING CAPACITY CLASS N ICU=25KA @ 415 V 3-POLE, LINE PROT | 390.65
3VA1120-5EF32-0HA0 | CIRCUIT BREAKER 3VA1 IEC FRAME 160 BREAKING CAPACITY CLASS M ICU=55KA @ 415 V 3-POLE, LINE PROT | 357.93
3RT2038-1AG24 | CONTACTOR,AC3:37KW/400V, 2NO+2NC, 110V AC 50/60HZ, 3-POLE, SIZE S2, SCREW TERMINAL | 210.06
3RT2038-1AP04-3MA0 | CONTACTOR,AC3:37KW/400V, 2NO+2NC, 230V AC 50HZ, 3-POLE, SIZE S2, SCREW TERMINAL, AUXILIARY CONTA | 212.24
3SX5100-1A | MOUNTING PLATE BLACK FOR CONTROL CABINET POSITION SWITCH 3SE5232-0CH05-1AB. OR 3SE523. PLASTIC 31 | 2.58
3VA1063-4ED36-0JC0 | CIRCUIT BREAKER 3VA1 IEC FRAME 100 BREAKING CAPACITY CLASS S ICU=36KA @ 415 V 3-POLE, LINE PROT | 364.88
3RV2311-1BC20 | CIRCUIT-BREAKER SZ S00, FOR STARTER COMBINATION, RATED CURRENT 2 A, N-RELEASE 26A, SPRING-L. CON | 51.98
3RV2321-1FC20 | CIRCUIT-BREAKER SZ S0, FOR STARTER COMBINATION, RATED CURRENT 5A, N-REL. 65A SPRING-L. CONNECTION | 54.1
3RV2321-4CC10 | CIRCUIT-BREAKER SZ S0, FOR STARTER COMBINATION, RATED CURRENT 22A, N-RELEASE 286A, SCREW CONNECT | 63.19
3RV2711-0BD10 | CIRCUIT-BREAKER SZ S00, FOR PLANT PROTECTION, WITH APPROBATION CIRCUIT-BREAKER UL 489. CSA C22.2 | 101.24
3VA1010-3ED32-0JC0 | CIRCUIT BREAKER 3VA1 IEC FRAME 100 BREAKING CAPACITY CLASS N ICU=25KA @ 415 V 3-POLE, LINE PROT | 392.74
3VA1010-3ED36-0DC0 | CIRCUIT BREAKER 3VA1 IEC FRAME 100 BREAKING CAPACITY CLASS N ICU=25KA @ 415 V 3-POLE, LINE PROT | 440.77
3RW4756-6SB40 | REPAIR PART, SIRIUS SOFT STARTER, CONTROL UNIT FOR 3RW4056, 230 V AC, WITH SCREW TERMINALS | 1203.61
3RW4766-2HC00 | REPAIR PART, SIRIUS SOFT STARTER, CONTROL TERMINAL SET 3RW44*, WITH SPRING-LOADED TERMINALS | 204.09
3RX9513-0AA00 | PSN130S 8A AC120V/230V IP20, POWER SUPPLY 30 V, FOR AS-INTERFACE, WITHOUT AS-I DATA DECOUPLING, | 545.26
3VA1063-3ED36-0DH0 | CIRCUIT BREAKER 3VA1 IEC FRAME 100 BREAKING CAPACITY CLASS N ICU=25KA @ 415 V 3-POLE, LINE PROT | 410.84
3ZY1212-2EA00 | DEVICE CONNECTOR FOR MOTOR STARTER 3RM1, WIDTH 22.5 MM, FOR THE ELECTR. CONNECTION OF SIRIUS DEV | 18.52
3VA1150-5EF32-0AB0 | CIRCUIT BREAKER 3VA1 IEC FRAME 160 BREAKING CAPACITY CLASS M ICU=55KA @ 415 V 3-POLE, LINE PROT | 341.2
3VA1110-6EF36-0JA0 | CIRCUIT BREAKER 3VA1 IEC FRAME 160 BREAKING CAPACITY CLASS H ICU=70KA @ 415 V 3-POLE, LINE PROT | 482.56
3VA1063-2ED46-0AA0 | CIRCUIT BREAKER 3VA1 IEC FRAME 100 BREAKING CAPACITY CLASS B ICU=16KA @ 415 V 4-POLE, LINE PROT | 200.93
3VA1150-5EF32-0AG0 | CIRCUIT BREAKER 3VA1 IEC FRAME 160 BREAKING CAPACITY CLASS M ICU=55KA @ 415 V 3-POLE, LINE PROT | 341.2
3VA1110-5EF36-0AB0 | CIRCUIT BREAKER 3VA1 IEC FRAME 160 BREAKING CAPACITY CLASS M ICU=55KA @ 415 V 3-POLE, LINE PROT | 436.61
3VA1110-5EF36-0AG0 | CIRCUIT BREAKER 3VA1 IEC FRAME 160 BREAKING CAPACITY CLASS M ICU=55KA @ 415 V 3-POLE, LINE PROT | 436.61
3VA1110-5EF36-0BA0 | CIRCUIT BREAKER 3VA1 IEC FRAME 160 BREAKING CAPACITY CLASS M ICU=55KA @ 415 V 3-POLE, LINE PROT | 477.69
3VA1180-4EF32-0HC0 | CIRCUIT BREAKER 3VA1 IEC FRAME 160 BREAKING CAPACITY CLASS S ICU=36KA @ 415 V 3-POLE, LINE PROT | 405.27
3VA1180-4EF36-0AF0 | CIRCUIT BREAKER 3VA1 IEC FRAME 160 BREAKING CAPACITY CLASS S ICU=36KA @ 415 V 3-POLE, LINE PROT | 337.73
3VA1180-4EF36-0DH0 | CIRCUIT BREAKER 3VA1 IEC FRAME 160 BREAKING CAPACITY CLASS S ICU=36KA @ 415 V 3-POLE, LINE PROT | 479.09
3VA1180-4EF36-0HA0 | CIRCUIT BREAKER 3VA1 IEC FRAME 160 BREAKING CAPACITY CLASS S ICU=36KA @ 415 V 3-POLE, LINE PROT | 377.42
3VA1110-6EF36-0JC0 | CIRCUIT BREAKER 3VA1 IEC FRAME 160 BREAKING CAPACITY CLASS H ICU=70KA @ 415 V 3-POLE, LINE PROT | 531.31
3VA1132-3EF36-0CC0 | CIRCUIT BREAKER 3VA1 IEC FRAME 160 BREAKING CAPACITY CLASS N ICU=25KA @ 415 V 3-POLE, LINE PROT | 409.45
3VA1132-3EF36-0DC0 | CIRCUIT BREAKER 3VA1 IEC FRAME 160 BREAKING CAPACITY CLASS N ICU=25KA @ 415 V 3-POLE, LINE PROT | 409.45
3VA1132-3EF36-0DH0 | CIRCUIT BREAKER 3VA1 IEC FRAME 160 BREAKING CAPACITY CLASS N ICU=25KA @ 415 V 3-POLE, LINE PROT | 435.91
3SE5282-0HC05-8RA0 | SIRIUS POSITION SWITCH PLASTIC HOUSING TO EN50047, 31MM DEVICE CONNECTION 1X(M20X1.5); SNAP-ACTI | 18.8
3VA1063-3ED32-0JA0 | CIRCUIT BREAKER 3VA1 IEC FRAME 100 BREAKING CAPACITY CLASS N ICU=25KA @ 415 V 3-POLE, LINE PROT | 288.98
3VA1063-3ED36-0HH0 | CIRCUIT BREAKER 3VA1 IEC FRAME 100 BREAKING CAPACITY CLASS N ICU=25KA @ 415 V 3-POLE, LINE PROT | 387.16
3VA1180-3EF32-0KA0 | CIRCUIT BREAKER 3VA1 IEC FRAME 160 BREAKING CAPACITY CLASS N ICU=25KA @ 415 V 3-POLE, LINE PROT | 334.25
3VA1032-2ED36-0AA0 | CIRCUIT BREAKER 3VA1 IEC FRAME 100 BREAKING CAPACITY CLASS B ICU=16KA @ 415 V 3-POLE, LINE PROT | 153.88
3VA1112-3ED32-0AA0 | CIRCUIT BREAKER 3VA1 IEC FRAME 160 BREAKING CAPACITY CLASS N ICU=25KA @ 415 V 3-POLE, LINE PROT | 300.88
3VA1112-3ED42-0AA0 | CIRCUIT BREAKER 3VA1 IEC FRAME 160 BREAKING CAPACITY CLASS N ICU=25KA @ 415 V 4-POLE, LINE PROT | 390.08
3VA1112-3EF32-0AB0 | CIRCUIT BREAKER 3VA1 IEC FRAME 160 BREAKING CAPACITY CLASS N ICU=25KA @ 415 V 3-POLE, LINE PROT | 532
3VA1180-3EF36-0CC0 | CIRCUIT BREAKER 3VA1 IEC FRAME 160 BREAKING CAPACITY CLASS N ICU=25KA @ 415 V 3-POLE, LINE PROT | 433.82
3VA1180-3EF36-0KA0 | CIRCUIT BREAKER 3VA1 IEC FRAME 160 BREAKING CAPACITY CLASS N ICU=25KA @ 415 V 3-POLE, LINE PROT | 358.61
3VA1180-4ED32-0AA0 | CIRCUIT BREAKER 3VA1 IEC FRAME 160 BREAKING CAPACITY CLASS S ICU=36KA @ 415 V 3-POLE, LINE PROT | 174.47
3VA1180-4ED36-0AA0 | CIRCUIT BREAKER 3VA1 IEC FRAME 160 BREAKING CAPACITY CLASS S ICU=36KA @ 415 V 3-POLE, LINE PROT | 192.58
3VA1180-4EF32-0AA0 | CIRCUIT BREAKER 3VA1 IEC FRAME 160 BREAKING CAPACITY CLASS S ICU=36KA @ 415 V 3-POLE, LINE PROT | 188.18
3VA1010-2ED36-0DA0 | CIRCUIT BREAKER 3VA1 IEC FRAME 100 BREAKING CAPACITY CLASS B ICU=16KA @ 415 V 3-POLE, LINE PROT | 389.25
3RW4745-0VC70 | REPAIR PART, SIRIUS SOFT STARTER, SNUBBER BOARD FOR 3RW444, S6 200-460 V | 1044.01
3VA1132-4EF36-0KH0 | CIRCUIT BREAKER 3VA1 IEC FRAME 160 BREAKING CAPACITY CLASS S ICU=36KA @ 415 V 3-POLE, LINE PROT | 431.03
3VA1132-5EE36-0AA0 | CIRCUIT BREAKER 3VA1 IEC FRAME 160 BREAKING CAPACITY CLASS M ICU=55KA @ 415 V 3-POLE, LINE PROT | 195.52
3VA1080-3ED36-0AF0 | CIRCUIT BREAKER 3VA1 IEC FRAME 100 BREAKING CAPACITY CLASS N ICU=25KA @ 415 V 3-POLE, LINE PROT | 290.38
3VA1110-6EF36-0AD0 | CIRCUIT BREAKER 3VA1 IEC FRAME 160 BREAKING CAPACITY CLASS H ICU=70KA @ 415 V 3-POLE, LINE PROT | 467.94
3VA1132-3EF36-0JH0 | CIRCUIT BREAKER 3VA1 IEC FRAME 160 BREAKING CAPACITY CLASS N ICU=25KA @ 415 V 3-POLE, LINE PROT | 408.75
3VA1132-4ED42-0AA0 | CIRCUIT BREAKER 3VA1 IEC FRAME 160 BREAKING CAPACITY CLASS S ICU=36KA @ 415 V 4-POLE, LINE PROT | 206.33
3VA1063-4ED42-0KH0 | CIRCUIT BREAKER 3VA1 IEC FRAME 100 BREAKING CAPACITY CLASS S ICU=36KA @ 415 V 4-POLE, LINE PROT | 429.64
3VA1080-2ED36-0AD0 | CIRCUIT BREAKER 3VA1 IEC FRAME 100 BREAKING CAPACITY CLASS B ICU=16KA @ 415 V 3-POLE, LINE PROT | 311.96
3VA1132-4EF36-0DH0 | CIRCUIT BREAKER 3VA1 IEC FRAME 160 BREAKING CAPACITY CLASS S ICU=36KA @ 415 V 3-POLE, LINE PROT | 456.8
3UL2303-1A | RESIDUAL CURRENT TRANSFORMER FOR RESIDUAL CURRENT MONITORING . . | 141.16
3VA1080-3ED32-0KA0 | CIRCUIT BREAKER 3VA1 IEC FRAME 100 BREAKING CAPACITY CLASS N ICU=25KA @ 415 V 3-POLE, LINE PROT | 309.18
3VA1080-3ED36-0DH0 | CIRCUIT BREAKER 3VA1 IEC FRAME 100 BREAKING CAPACITY CLASS N ICU=25KA @ 415 V 3-POLE, LINE PROT | 432.43
3VA1112-1AA42-0AF0 | SWITCH DISCONNECTOR 3VA1 IEC FRAME 160 4-POLE SD100, IN=125A WITHOUT OVERLOAD PROTECTION WITHOU | 438
3VA1112-1AA42-0HH0 | SWITCH DISCONNECTOR 3VA1 IEC FRAME 160 4-POLE SD100, IN=125A WITHOUT OVERLOAD PROTECTION WITHOU | 552.89
3VA1180-3EF36-0JH0 | CIRCUIT BREAKER 3VA1 IEC FRAME 160 BREAKING CAPACITY CLASS N ICU=25KA @ 415 V 3-POLE, LINE PROT | 433.13
3VA1180-4EF32-0AD0 | CIRCUIT BREAKER 3VA1 IEC FRAME 160 BREAKING CAPACITY CLASS S ICU=36KA @ 415 V 3-POLE, LINE PROT | 339.11
3VA1080-4ED36-0JC0 | CIRCUIT BREAKER 3VA1 IEC FRAME 100 BREAKING CAPACITY CLASS S ICU=36KA @ 415 V 3-POLE, LINE PROT | 384.38
3VA1180-3EF36-0HH0 | CIRCUIT BREAKER 3VA1 IEC FRAME 160 BREAKING CAPACITY CLASS N ICU=25KA @ 415 V 3-POLE, LINE PROT | 433.13
3VA1010-2ED42-0AF0 | CIRCUIT BREAKER 3VA1 IEC FRAME 100 BREAKING CAPACITY CLASS B ICU=16KA @ 415 V 4-POLE, LINE PROT | 371.85
3VA1080-4ED32-0KC0 | CIRCUIT BREAKER 3VA1 IEC FRAME 100 BREAKING CAPACITY CLASS S ICU=36KA @ 415 V 3-POLE, LINE PROT | 362.09
3VA1063-4ED32-0AC0 | CIRCUIT BREAKER 3VA1 IEC FRAME 100 BREAKING CAPACITY CLASS S ICU=36KA @ 415 V 3-POLE, LINE PROT | 253.47
3VA1063-4ED36-0AF0 | CIRCUIT BREAKER 3VA1 IEC FRAME 100 BREAKING CAPACITY CLASS S ICU=36KA @ 415 V 3-POLE, LINE PROT | 277.14
3RW4755-0KC00 | REPAIR PART, SIRIUS SOFT STARTER, REPLACEM.CONTACT F.3RW4453/4455 | 3192.19
3RW4775-0LB00 | REPAIR PART, SIRIUS SOFT STARTER, THYRISTOR-KIT FOR 3RW4075*, | 1142.12
3VA1080-4ED36-0JA0 | CIRCUIT BREAKER 3VA1 IEC FRAME 100 BREAKING CAPACITY CLASS S ICU=36KA @ 415 V 3-POLE, LINE PROT | 334.25
3VL9600-3JQ21 | BREAKER VL CABLE MAX FLEX 96 J/M-FR | 495.18
3VA1150-6ED32-0AA0 | CIRCUIT BREAKER 3VA1 IEC FRAME 160 BREAKING CAPACITY CLASS H ICU=70KA @ 415 V 3-POLE, LINE PROT | 192.08
3VA1150-6EE46-0AA0 | CIRCUIT BREAKER 3VA1 IEC FRAME 160 BREAKING CAPACITY CLASS H ICU=70KA @ 415 V 4-POLE, LINE PROT | 276.39
3VA1080-4ED46-0AA0 | CIRCUIT BREAKER 3VA1 IEC FRAME 100 BREAKING CAPACITY CLASS S ICU=36KA @ 415 V 4-POLE, LINE PROT | 226.39
3VA1096-2ED32-0BC0 | CIRCUIT BREAKER 3VA1 IEC FRAME 100 BREAKING CAPACITY CLASS B ICU=16KA @ 415 V 3-POLE, LINE PROT | 360
3SE5112-0PD02-1AA7 | SIRIUS POSITION SWITCH METAL HOUSING 40MM ACC. TO EN50041 DEVICE CONNECTION 1X (M20X1.5) 2 NO/1 | 60.86
3VA1120-4EF36-0CA0 | CIRCUIT BREAKER 3VA1 IEC FRAME 160 BREAKING CAPACITY CLASS S ICU=36KA @ 415 V 3-POLE, LINE PROT | 380.89
3VA1120-4EF36-0KA0 | CIRCUIT BREAKER 3VA1 IEC FRAME 160 BREAKING CAPACITY CLASS S ICU=36KA @ 415 V 3-POLE, LINE PROT | 355.84
3RV2021-1KA20-ZX95 | CIRCUIT BREAKER SZ S0, FOR MOTOR PROTECTION, CLASS 10, A-REL. 9..12.5A, N-REL. 163A, SPRING-L. CO | 70.27
3VA1020-4ED32-0AC0 | CIRCUIT BREAKER 3VA1 IEC FRAME 100 BREAKING CAPACITY CLASS S ICU=36KA @ 415 V 3-POLE, LINE PROT | 253.47
3VA1020-4ED32-0HC0 | CIRCUIT BREAKER 3VA1 IEC FRAME 100 BREAKING CAPACITY CLASS S ICU=36KA @ 415 V 3-POLE, LINE PROT | 341.2
3VA1025-3ED32-0CC0 | CIRCUIT BREAKER 3VA1 IEC FRAME 100 BREAKING CAPACITY CLASS N ICU=25KA @ 415 V 3-POLE, LINE PROT | 364.18
3VA1063-3ED42-0KH0 | CIRCUIT BREAKER 3VA1 IEC FRAME 100 BREAKING CAPACITY CLASS N ICU=25KA @ 415 V 4-POLE, LINE PROT | 422.67
3SE5532-0FC05-1AM0-ZX95 | POSITION SWITCH PLASTIC, COMPACT ACC. TO 50047 WITH ROUNDED PLUNGER; 1XM20X1.5, (TEFLON PLUNGER) | 21.59
3VA1120-4GF42-0AA0 | CIRCUIT BREAKER 3VA1 IEC FRAME 160 BREAKING CAPACITY CLASS S ICU=36KA @ 415 V 4-POLE, LINE PROT | 222.97
3SE5162-0BA00-1AJ0 | SIRIUS POSITION SWITCH, BASIC SWITCH, METAL, 56MM,XL INCREASED CORROSION PROTECTION, DEVICE CONN | 99.54
3VA1080-3ED42-0KC0 | CIRCUIT BREAKER 3VA1 IEC FRAME 100 BREAKING CAPACITY CLASS N ICU=25KA @ 415 V 4-POLE, LINE PROT | 422.67
3SE5122-0PH01 | SIRIUS POSITION SWITCH METAL ENCLOSURE 56MM WIDE DEVICE CONNECTION 3X (M20X1.5) 2NO/ 1NC SLOW-ACT | 55.35
3VA1010-3ED42-0HH0 | CIRCUIT BREAKER 3VA1 IEC FRAME 100 BREAKING CAPACITY CLASS N ICU=25KA @ 415 V 4-POLE, LINE PROT | 491.62
3VA1110-5ED32-0AC0 | CIRCUIT BREAKER 3VA1 IEC FRAME 160 BREAKING CAPACITY CLASS M ICU=55KA @ 415 V 3-POLE, LINE PROT | 364.88
3VA1110-5ED32-0JA0 | CIRCUIT BREAKER 3VA1 IEC FRAME 160 BREAKING CAPACITY CLASS M ICU=55KA @ 415 V 3-POLE, LINE PROT | 405.27
3SE6627-2CA04 | MAGNETICALLY-OPERATED SWITCH CONTACT BLOCK 25X88MM, 2NC+1NC SIGNALING CONTACT, DOOR HINGES ON THE | 91.1
3SE2283-0GA53 | HINGE SWITCH PLASTIC CASING WITH ALU HINGE 1NO/2NC SLOW-ACTION CONTACTS FOR 40 MM PROFILE ACTUA | 181.52
3VA1110-4EF36-0CC0 | CIRCUIT BREAKER 3VA1 IEC FRAME 160 BREAKING CAPACITY CLASS S ICU=36KA @ 415 V 3-POLE, LINE PROT | 497.19
3VA1032-4ED36-0CH0 | CIRCUIT BREAKER 3VA1 IEC FRAME 100 BREAKING CAPACITY CLASS S ICU=36KA @ 415 V 3-POLE, LINE PROT | 416.42
3VA1032-4ED36-0KA0 | CIRCUIT BREAKER 3VA1 IEC FRAME 100 BREAKING CAPACITY CLASS S ICU=36KA @ 415 V 3-POLE, LINE PROT | 316.84
3VA1040-3ED36-0AA0 | CIRCUIT BREAKER 3VA1 IEC FRAME 100 BREAKING CAPACITY CLASS N ICU=25KA @ 415 V 3-POLE, LINE PROT | 155.83
3VA1040-3ED36-0BC0 | CIRCUIT BREAKER 3VA1 IEC FRAME 100 BREAKING CAPACITY CLASS N ICU=25KA @ 415 V 3-POLE, LINE PROT | 389.25
3RV2021-4AA25 | CIRCUIT-BREAKER SZ S0, FOR MOTOR PROTECTION, CLASS 10, A-RELEASE 11...16A, N-RELEASE 208A, SPRIN | 73.38
3RV2021-4BA25 | CIRCUIT-BREAKER SZ S0, FOR MOTOR PROTECTION, CLASS 10, A-RELEASE 14...20A, N-RELEASE 260A, SPRIN | 73.38
3RV2111-1FA10 | CIRCUIT-BREAKER SZ S00, FOR MOTOR PROTECTION, CLASS 10, W. OVERLOAD RELAY FUNCTION A-RELEASE 3.5. | 85.17
3RV2311-0CC20 | CIRCUIT-BREAKER SZ S00, FOR STARTER COMBINATION, RATED CURRENT 0.25A, N-RELEASE 3.3A, SPRING-L. | 47.11
3VA1040-2ED32-0CC0 | CIRCUIT BREAKER 3VA1 IEC FRAME 100 BREAKING CAPACITY CLASS B ICU=16KA @ 415 V 3-POLE, LINE PROT | 360
3SE5000-0AA24 | TWIST LEVER FOR POSITION SWITCH 3SE51 /52 METAL LEVER 30MM LONG WITH PLASTIC ROLLER 19MM, CAN BE | 5.36
3SE5050-0GA00 | CONTACT BLOCK FOR . 1NO/1NC SNAP-ACTION CONTACT, 2X2MM CONTACT GAP | 17.7
3VA1120-5EF36-0KA0 | CIRCUIT BREAKER 3VA1 IEC FRAME 160 BREAKING CAPACITY CLASS M ICU=55KA @ 415 V 3-POLE, LINE PROT | 378.82
3RW4746-0NC00 | REPAIR PART, SIRIUS SOFT STARTER, THYRISTOR-KIT FOR 3RW4446*, WITH NTC | 2668.88
3VA1116-1AA42-0JC0 | SWITCH DISCONNECTOR 3VA1 IEC FRAME 160 4-POLE SD100, IN=160A WITHOUT OVERLOAD PROTECTION WITHOU | 554.29
3VA1116-1AA42-0KA0 | SWITCH DISCONNECTOR 3VA1 IEC FRAME 160 4-POLE SD100, IN=160A WITHOUT OVERLOAD PROTECTION WITHOU | 504.14
3VA1116-3ED32-0AA0 | CIRCUIT BREAKER 3VA1 IEC FRAME 160 BREAKING CAPACITY CLASS N ICU=25KA @ 415 V 3-POLE, LINE PROT | 350.39
3VA1150-5EF36-0KA0 | CIRCUIT BREAKER 3VA1 IEC FRAME 160 BREAKING CAPACITY CLASS M ICU=55KA @ 415 V 3-POLE, LINE PROT | 378.82
3VA1150-5GD46-0AA0 | CIRCUIT BREAKER 3VA1 IEC FRAME 160 BREAKING CAPACITY CLASS M ICU=55KA @ 415 V 4-POLE, LINE PROT | 249.92
3VA1180-4EF32-0KH0 | CIRCUIT BREAKER 3VA1 IEC FRAME 160 BREAKING CAPACITY CLASS S ICU=36KA @ 415 V 3-POLE, LINE PROT | 431.03
3VA1180-4EF36-0AD0 | CIRCUIT BREAKER 3VA1 IEC FRAME 160 BREAKING CAPACITY CLASS S ICU=36KA @ 415 V 3-POLE, LINE PROT | 364.18
3VA1180-4EF36-0BC0 | CIRCUIT BREAKER 3VA1 IEC FRAME 160 BREAKING CAPACITY CLASS S ICU=36KA @ 415 V 3-POLE, LINE PROT | 454.02
3VA1080-2ED36-0HA0 | CIRCUIT BREAKER 3VA1 IEC FRAME 100 BREAKING CAPACITY CLASS B ICU=16KA @ 415 V 3-POLE, LINE PROT | 327.28
3VA1080-2ED36-0HH0 | CIRCUIT BREAKER 3VA1 IEC FRAME 100 BREAKING CAPACITY CLASS B ICU=16KA @ 415 V 3-POLE, LINE PROT | 401.78
3VA1080-2ED36-0CH0 | CIRCUIT BREAKER 3VA1 IEC FRAME 100 BREAKING CAPACITY CLASS B ICU=16KA @ 415 V 3-POLE, LINE PROT | 427.55
3VA1032-2ED36-0AD0 | CIRCUIT BREAKER 3VA1 IEC FRAME 100 BREAKING CAPACITY CLASS B ICU=16KA @ 415 V 3-POLE, LINE PROT | 291.77
3VA1032-2ED36-0BC0 | CIRCUIT BREAKER 3VA1 IEC FRAME 100 BREAKING CAPACITY CLASS B ICU=16KA @ 415 V 3-POLE, LINE PROT | 383.68
3TH4262-5CE4 | CONT. RELAY 62 E DIN EN 50 011 6NO+2NC, F. FORK-TYPE CABLE LUG DIR. CURRENT ACTUATING DC 60V | 105.72
3VA1150-6EF32-0KA0 | CIRCUIT BREAKER 3VA1 IEC FRAME 160 BREAKING CAPACITY CLASS H ICU=70KA @ 415 V 3-POLE, LINE PROT | 380.19
3VA1150-6EF36-0CA0 | CIRCUIT BREAKER 3VA1 IEC FRAME 160 BREAKING CAPACITY CLASS H ICU=70KA @ 415 V 3-POLE, LINE PROT | 431.03
3VA1150-6EF36-0JA0 | CIRCUIT BREAKER 3VA1 IEC FRAME 160 BREAKING CAPACITY CLASS H ICU=70KA @ 415 V 3-POLE, LINE PROT | 404.57
3VA1132-5GF42-0AA0 | CIRCUIT BREAKER 3VA1 IEC FRAME 160 BREAKING CAPACITY CLASS M ICU=55KA @ 415 V 4-POLE, LINE PROT | 245.03
3VA1010-3ED32-0DA0 | CIRCUIT BREAKER 3VA1 IEC FRAME 100 BREAKING CAPACITY CLASS N ICU=25KA @ 415 V 3-POLE, LINE PROT | 368.36
3VA1116-1AA42-0KC0 | SWITCH DISCONNECTOR 3VA1 IEC FRAME 160 4-POLE SD100, IN=160A WITHOUT OVERLOAD PROTECTION WITHOU | 554.29
3VA1116-1AA42-0KH0 | SWITCH DISCONNECTOR 3VA1 IEC FRAME 160 4-POLE SD100, IN=160A WITHOUT OVERLOAD PROTECTION WITHOU | 578.66
3VA1096-3ED32-0JH0 | CIRCUIT BREAKER 3VA1 IEC FRAME 100 BREAKING CAPACITY CLASS N ICU=25KA @ 415 V 3-POLE, LINE PROT | 363.48
3VA1132-4EF36-0CH0 | CIRCUIT BREAKER 3VA1 IEC FRAME 160 BREAKING CAPACITY CLASS S ICU=36KA @ 415 V 3-POLE, LINE PROT | 456.8
3SE6605-2BA05 | SWITCHING ELEMENT, RECT. LARGE 5 M LINE | 66.37
3SE6617-3CA01 | MAGNETICALLY-OPERATED SWITCH, CONTACT BLOCK, RECT. SMALL 25X33MM, DOOR HINGES ON LEFT CONTACT ELE | 91.73
3SE6624-4CA01 | MAGNETICALLY-OPERATED SWITCH, CONTACT BLOCK 25X88MM, 2NC, WITH LED DOOR HINGES ON LEFT, INTEGRAT | 98.89
3VA1132-6EF36-0AA0 | CIRCUIT BREAKER 3VA1 IEC FRAME 160 BREAKING CAPACITY CLASS H ICU=70KA @ 415 V 3-POLE, LINE PROT | 222
3VA1132-6EF36-0DC0 | CIRCUIT BREAKER 3VA1 IEC FRAME 160 BREAKING CAPACITY CLASS H ICU=70KA @ 415 V 3-POLE, LINE PROT | 479.09
3VA1096-4ED32-0BH0 | CIRCUIT BREAKER 3VA1 IEC FRAME 100 BREAKING CAPACITY CLASS S ICU=36KA @ 415 V 3-POLE, LINE PROT | 394.13
3VA1096-4ED32-0DC0 | CIRCUIT BREAKER 3VA1 IEC FRAME 100 BREAKING CAPACITY CLASS S ICU=36KA @ 415 V 3-POLE, LINE PROT | 368.36
3VA1112-1AA36-0AC0 | SWITCH DISCONNECTOR 3VA1 IEC FRAME 160 3-POLE SD100, IN=125A WITHOUT OVERLOAD PROTECTION WITHOU | 371.15
3VA1180-4EF32-0BH0 | CIRCUIT BREAKER 3VA1 IEC FRAME 160 BREAKING CAPACITY CLASS S ICU=36KA @ 415 V 3-POLE, LINE PROT | 456.8
3VA1180-4EF32-0JC0 | CIRCUIT BREAKER 3VA1 IEC FRAME 160 BREAKING CAPACITY CLASS S ICU=36KA @ 415 V 3-POLE, LINE PROT | 405.27
3VA1080-4ED32-0JC0 | CIRCUIT BREAKER 3VA1 IEC FRAME 100 BREAKING CAPACITY CLASS S ICU=36KA @ 415 V 3-POLE, LINE PROT | 362.09
3VA1080-4ED36-0CA0 | CIRCUIT BREAKER 3VA1 IEC FRAME 100 BREAKING CAPACITY CLASS S ICU=36KA @ 415 V 3-POLE, LINE PROT | 362.09
3VA1063-3ED36-0KC0 | CIRCUIT BREAKER 3VA1 IEC FRAME 100 BREAKING CAPACITY CLASS N ICU=25KA @ 415 V 3-POLE, LINE PROT | 362.09
3VA1063-3ED42-0AA0 | CIRCUIT BREAKER 3VA1 IEC FRAME 100 BREAKING CAPACITY CLASS N ICU=25KA @ 415 V 4-POLE, LINE PROT | 181.3
3VA1063-3ED42-0DC0 | CIRCUIT BREAKER 3VA1 IEC FRAME 100 BREAKING CAPACITY CLASS N ICU=25KA @ 415 V 4-POLE, LINE PROT | 423.37
3VA1063-3ED42-0DH0 | CIRCUIT BREAKER 3VA1 IEC FRAME 100 BREAKING CAPACITY CLASS N ICU=25KA @ 415 V 4-POLE, LINE PROT | 447.74
3VA1080-4ED36-0DA0 | CIRCUIT BREAKER 3VA1 IEC FRAME 100 BREAKING CAPACITY CLASS S ICU=36KA @ 415 V 3-POLE, LINE PROT | 362.09
3VA1080-4ED36-0DH0 | CIRCUIT BREAKER 3VA1 IEC FRAME 100 BREAKING CAPACITY CLASS S ICU=36KA @ 415 V 3-POLE, LINE PROT | 435.22
3VA1080-4ED36-0HC0 | CIRCUIT BREAKER 3VA1 IEC FRAME 100 BREAKING CAPACITY CLASS S ICU=36KA @ 415 V 3-POLE, LINE PROT | 384.38
3VA1080-4ED36-0CH0 | CIRCUIT BREAKER 3VA1 IEC FRAME 100 BREAKING CAPACITY CLASS S ICU=36KA @ 415 V 3-POLE, LINE PROT | 435.22
3VL9600-3JF01 | BREAKER VL DOOR MNT RHO 1.12.3. 3R D-M | 153.72
3VL9600-3JG01 | BREAKER VL ROT HANDLE RED/YLW DG-MG | 73.27
3VL9600-3JJ01 | BREAKER VL SHAFT VAR DEPTH ROT 2 D/M-F | 41.46
3VA1080-4ED42-0AD0 | CIRCUIT BREAKER 3VA1 IEC FRAME 100 BREAKING CAPACITY CLASS S ICU=36KA @ 415 V 4-POLE, LINE PROT | 364.18
3VA1080-4ED42-0BA0 | CIRCUIT BREAKER 3VA1 IEC FRAME 100 BREAKING CAPACITY CLASS S ICU=36KA @ 415 V 4-POLE, LINE PROT | 405.27
3VA1080-4ED42-0DC0 | CIRCUIT BREAKER 3VA1 IEC FRAME 100 BREAKING CAPACITY CLASS S ICU=36KA @ 415 V 4-POLE, LINE PROT | 454.02
3VA1080-4ED42-0KC0 | CIRCUIT BREAKER 3VA1 IEC FRAME 100 BREAKING CAPACITY CLASS S ICU=36KA @ 415 V 4-POLE, LINE PROT | 428.94
3VA1025-4ED32-0JC0 | CIRCUIT BREAKER 3VA1 IEC FRAME 100 BREAKING CAPACITY CLASS S ICU=36KA @ 415 V 3-POLE, LINE PROT | 341.2
3VA1025-4ED42-0AA0 | CIRCUIT BREAKER 3VA1 IEC FRAME 100 BREAKING CAPACITY CLASS S ICU=36KA @ 415 V 4-POLE, LINE PROT | 187.69
3VA1096-2ED32-0BA0 | CIRCUIT BREAKER 3VA1 IEC FRAME 100 BREAKING CAPACITY CLASS B ICU=16KA @ 415 V 3-POLE, LINE PROT | 311.27
3VA1096-2ED32-0CC0 | CIRCUIT BREAKER 3VA1 IEC FRAME 100 BREAKING CAPACITY CLASS B ICU=16KA @ 415 V 3-POLE, LINE PROT | 360
3VA1096-2ED32-0HA0 | CIRCUIT BREAKER 3VA1 IEC FRAME 100 BREAKING CAPACITY CLASS B ICU=16KA @ 415 V 3-POLE, LINE PROT | 284.8
3VA1096-2ED32-0CH0 | CIRCUIT BREAKER 3VA1 IEC FRAME 100 BREAKING CAPACITY CLASS B ICU=16KA @ 415 V 3-POLE, LINE PROT | 385.77
3VA1080-2ED36-0KC0 | CIRCUIT BREAKER 3VA1 IEC FRAME 100 BREAKING CAPACITY CLASS B ICU=16KA @ 415 V 3-POLE, LINE PROT | 374.64
3VA1080-2ED42-0AA0 | CIRCUIT BREAKER 3VA1 IEC FRAME 100 BREAKING CAPACITY CLASS B ICU=16KA @ 415 V 4-POLE, LINE PROT | 196.04
3VA1080-2ED42-0HA0 | CIRCUIT BREAKER 3VA1 IEC FRAME 100 BREAKING CAPACITY CLASS B ICU=16KA @ 415 V 4-POLE, LINE PROT | 366.97
3VA1180-4EF36-0JC0 | CIRCUIT BREAKER 3VA1 IEC FRAME 160 BREAKING CAPACITY CLASS S ICU=36KA @ 415 V 3-POLE, LINE PROT | 428.94
3VA1180-4EF36-0KA0 | CIRCUIT BREAKER 3VA1 IEC FRAME 160 BREAKING CAPACITY CLASS S ICU=36KA @ 415 V 3-POLE, LINE PROT | 377.42
3SE6606-2BA04 | MAG. SWITCHING ELEMENT, 2NC+1NO MOULDED PLASTIC HOUSING 25X88 CONN.CABLE 3M LIYY, 6X0,25SQMM (SWI | 91.73
3VA1080-2ED36-0AF0 | CIRCUIT BREAKER 3VA1 IEC FRAME 100 BREAKING CAPACITY CLASS B ICU=16KA @ 415 V 3-POLE, LINE PROT | 286.19
3VA1032-2ED32-0BA0 | CIRCUIT BREAKER 3VA1 IEC FRAME 100 BREAKING CAPACITY CLASS B ICU=16KA @ 415 V 3-POLE, LINE PROT | 311.27
3VA1032-2ED32-0DA0 | CIRCUIT BREAKER 3VA1 IEC FRAME 100 BREAKING CAPACITY CLASS B ICU=16KA @ 415 V 3-POLE, LINE PROT | 311.27
3VA1080-4ED42-0HA0 | CIRCUIT BREAKER 3VA1 IEC FRAME 100 BREAKING CAPACITY CLASS S ICU=36KA @ 415 V 4-POLE, LINE PROT | 377.42
3VA1096-2ED32-0AH0 | CIRCUIT BREAKER 3VA1 IEC FRAME 100 BREAKING CAPACITY CLASS B ICU=16KA @ 415 V 3-POLE, LINE PROT | 270.18
3VA1096-2ED32-0KA0 | CIRCUIT BREAKER 3VA1 IEC FRAME 100 BREAKING CAPACITY CLASS B ICU=16KA @ 415 V 3-POLE, LINE PROT | 284.8
3VA1150-6EF32-0AF0 | CIRCUIT BREAKER 3VA1 IEC FRAME 160 BREAKING CAPACITY CLASS H ICU=70KA @ 415 V 3-POLE, LINE PROT | 339.11
3VA1132-6ED46-0AA0 | CIRCUIT BREAKER 3VA1 IEC FRAME 160 BREAKING CAPACITY CLASS H ICU=70KA @ 415 V 4-POLE, LINE PROT | 270.52
3VA1132-6EF32-0BC0 | CIRCUIT BREAKER 3VA1 IEC FRAME 160 BREAKING CAPACITY CLASS H ICU=70KA @ 415 V 3-POLE, LINE PROT | 456.8
3VA1010-3ED32-0CH0 | CIRCUIT BREAKER 3VA1 IEC FRAME 100 BREAKING CAPACITY CLASS N ICU=25KA @ 415 V 3-POLE, LINE PROT | 443.56
3VA1180-4EF36-0CC0 | CIRCUIT BREAKER 3VA1 IEC FRAME 160 BREAKING CAPACITY CLASS S ICU=36KA @ 415 V 3-POLE, LINE PROT | 454.02
3VA1180-5EF32-0AB0 | CIRCUIT BREAKER 3VA1 IEC FRAME 160 BREAKING CAPACITY CLASS M ICU=55KA @ 415 V 3-POLE, LINE PROT | 368.36
3VL9600-3JP01 | BREAKER VL MAX FLEX HDL 3R D-MG | 355.2
3VA1132-5EF32-0JC0 | CIRCUIT BREAKER 3VA1 IEC FRAME 160 BREAKING CAPACITY CLASS M ICU=55KA @ 415 V 3-POLE, LINE PROT | 405.96
3VA1132-5EF36-0JA0 | CIRCUIT BREAKER 3VA1 IEC FRAME 160 BREAKING CAPACITY CLASS M ICU=55KA @ 415 V 3-POLE, LINE PROT | 378.82
3VA1132-6EF32-0AD0 | CIRCUIT BREAKER 3VA1 IEC FRAME 160 BREAKING CAPACITY CLASS H ICU=70KA @ 415 V 3-POLE, LINE PROT | 366.27
3SE5413-0CP20-1EA2 | COMPACT SWITCH WITH CONNECTION LINE 2M SNAP-ACTION CONTACTS 1NO+1NC TWIST LEVER | 50.81
3VA1132-6EF32-0DH0 | CIRCUIT BREAKER 3VA1 IEC FRAME 160 BREAKING CAPACITY CLASS H ICU=70KA @ 415 V 3-POLE, LINE PROT | 480.48
3VA1132-6EF32-0KH0 | CIRCUIT BREAKER 3VA1 IEC FRAME 160 BREAKING CAPACITY CLASS H ICU=70KA @ 415 V 3-POLE, LINE PROT | 454.71
3VA1096-4ED32-0HA0 | CIRCUIT BREAKER 3VA1 IEC FRAME 100 BREAKING CAPACITY CLASS S ICU=36KA @ 415 V 3-POLE, LINE PROT | 291.77
3VA1110-1AA32-0AA0 | SWITCH DISCONNECTOR 3VA1 IEC FRAME 160 3-POLE SD100, IN=100A WITHOUT OVERLOAD PROTECTION WITHOU | 162.2
3VA1150-5EF32-0BH0 | CIRCUIT BREAKER 3VA1 IEC FRAME 160 BREAKING CAPACITY CLASS M ICU=55KA @ 415 V 3-POLE, LINE PROT | 457.5
3VA1150-5EF36-0AH0 | CIRCUIT BREAKER 3VA1 IEC FRAME 160 BREAKING CAPACITY CLASS M ICU=55KA @ 415 V 3-POLE, LINE PROT | 364.88
3VA1150-6EF32-0AE0 | CIRCUIT BREAKER 3VA1 IEC FRAME 160 BREAKING CAPACITY CLASS H ICU=70KA @ 415 V 3-POLE, LINE PROT | 392.74
3VA1150-6EF32-0DA0 | CIRCUIT BREAKER 3VA1 IEC FRAME 160 BREAKING CAPACITY CLASS H ICU=70KA @ 415 V 3-POLE, LINE PROT | 406.66
3VA1010-3ED42-0AC0 | CIRCUIT BREAKER 3VA1 IEC FRAME 100 BREAKING CAPACITY CLASS N ICU=25KA @ 415 V 4-POLE, LINE PROT | 377.42
3VA1116-3ED42-0AA0 | CIRCUIT BREAKER 3VA1 IEC FRAME 160 BREAKING CAPACITY CLASS N ICU=25KA @ 415 V 4-POLE, LINE PROT | 455.26
3VA1116-3EF32-0AC0 | CIRCUIT BREAKER 3VA1 IEC FRAME 160 BREAKING CAPACITY CLASS N ICU=25KA @ 415 V 3-POLE, LINE PROT | 582.15
3VA1096-3ED32-0HA0 | CIRCUIT BREAKER 3VA1 IEC FRAME 100 BREAKING CAPACITY CLASS N ICU=25KA @ 415 V 3-POLE, LINE PROT | 288.98
3VA1096-3ED36-0AA0 | CIRCUIT BREAKER 3VA1 IEC FRAME 100 BREAKING CAPACITY CLASS N ICU=25KA @ 415 V 3-POLE, LINE PROT | 155.83
3VA1180-4GF46-0AA0 | CIRCUIT BREAKER 3VA1 IEC FRAME 160 BREAKING CAPACITY CLASS S ICU=36KA @ 415 V 4-POLE, LINE PROT | 264.62
3VA1180-5ED32-0AA0 | CIRCUIT BREAKER 3VA1 IEC FRAME 160 BREAKING CAPACITY CLASS M ICU=55KA @ 415 V 3-POLE, LINE PROT | 193.07
3VA1132-5GE42-0AA0 | CIRCUIT BREAKER 3VA1 IEC FRAME 160 BREAKING CAPACITY CLASS M ICU=55KA @ 415 V 4-POLE, LINE PROT | 232.79
3VA1132-5GF46-0AA0 | CIRCUIT BREAKER 3VA1 IEC FRAME 160 BREAKING CAPACITY CLASS M ICU=55KA @ 415 V 4-POLE, LINE PROT | 265.6
3VA1132-6ED32-0AA0 | CIRCUIT BREAKER 3VA1 IEC FRAME 160 BREAKING CAPACITY CLASS H ICU=70KA @ 415 V 3-POLE, LINE PROT | 192.08
3VA1132-6EE36-0AA0 | CIRCUIT BREAKER 3VA1 IEC FRAME 160 BREAKING CAPACITY CLASS H ICU=70KA @ 415 V 3-POLE, LINE PROT | 210.23
3VA1110-1AA32-0AH0 | SWITCH DISCONNECTOR 3VA1 IEC FRAME 160 3-POLE SD100, IN=100A WITHOUT OVERLOAD PROTECTION WITHOU | 307.09
3VA1032-3ED32-0DA0 | CIRCUIT BREAKER 3VA1 IEC FRAME 100 BREAKING CAPACITY CLASS N ICU=25KA @ 415 V 3-POLE, LINE PROT | 315.45
3VA1032-3ED32-0HC0 | CIRCUIT BREAKER 3VA1 IEC FRAME 100 BREAKING CAPACITY CLASS N ICU=25KA @ 415 V 3-POLE, LINE PROT | 337.04
3VA1032-3ED32-0KA0 | CIRCUIT BREAKER 3VA1 IEC FRAME 100 BREAKING CAPACITY CLASS N ICU=25KA @ 415 V 3-POLE, LINE PROT | 288.98
3VA1150-5EF36-0BC0 | CIRCUIT BREAKER 3VA1 IEC FRAME 160 BREAKING CAPACITY CLASS M ICU=55KA @ 415 V 3-POLE, LINE PROT | 454.71
3VA1150-5EF36-0HA0 | CIRCUIT BREAKER 3VA1 IEC FRAME 160 BREAKING CAPACITY CLASS M ICU=55KA @ 415 V 3-POLE, LINE PROT | 378.82
3VA1150-5EF36-0CH0 | CIRCUIT BREAKER 3VA1 IEC FRAME 160 BREAKING CAPACITY CLASS M ICU=55KA @ 415 V 3-POLE, LINE PROT | 479.78
3VA1150-5EF36-0KC0 | CIRCUIT BREAKER 3VA1 IEC FRAME 160 BREAKING CAPACITY CLASS M ICU=55KA @ 415 V 3-POLE, LINE PROT | 429.64
3VA1010-3ED42-0HA0 | CIRCUIT BREAKER 3VA1 IEC FRAME 100 BREAKING CAPACITY CLASS N ICU=25KA @ 415 V 4-POLE, LINE PROT | 419.88
3VA1010-4ED32-0AA0 | CIRCUIT BREAKER 3VA1 IEC FRAME 100 BREAKING CAPACITY CLASS S ICU=36KA @ 415 V 3-POLE, LINE PROT | 180.83
3VA1010-4ED36-0AC0 | CIRCUIT BREAKER 3VA1 IEC FRAME 100 BREAKING CAPACITY CLASS S ICU=36KA @ 415 V 3-POLE, LINE PROT | 330.76
3VA1010-4ED36-0DH0 | CIRCUIT BREAKER 3VA1 IEC FRAME 100 BREAKING CAPACITY CLASS S ICU=36KA @ 415 V 3-POLE, LINE PROT | 472.12
3VA1110-6EF36-0KA0 | CIRCUIT BREAKER 3VA1 IEC FRAME 160 BREAKING CAPACITY CLASS H ICU=70KA @ 415 V 3-POLE, LINE PROT | 482.56
3VA1110-6GF46-0AA0 | CIRCUIT BREAKER 3VA1 IEC FRAME 160 BREAKING CAPACITY CLASS H ICU=70KA @ 415 V 4-POLE, LINE PROT | 360.66
3VA1112-1AA32-0AF0 | SWITCH DISCONNECTOR 3VA1 IEC FRAME 160 3-POLE SD100, IN=125A WITHOUT OVERLOAD PROTECTION WITHOU | 348.87
3VA1112-1AA32-0BC0 | SWITCH DISCONNECTOR 3VA1 IEC FRAME 160 3-POLE SD100, IN=125A WITHOUT OVERLOAD PROTECTION WITHOU | 463.06
3VA1110-1AA42-0AH0 | SWITCH DISCONNECTOR 3VA1 IEC FRAME 160 4-POLE SD100, IN=100A WITHOUT OVERLOAD PROTECTION WITHOU | 373.24
3VA1110-1AA42-0BA0 | SWITCH DISCONNECTOR 3VA1 IEC FRAME 160 4-POLE SD100, IN=100A WITHOUT OVERLOAD PROTECTION WITHOU | 414.33
3TH4280-5CE4 | DC 60V | 111.42
3VA1010-4ED42-0DH0 | CIRCUIT BREAKER 3VA1 IEC FRAME 100 BREAKING CAPACITY CLASS S ICU=36KA @ 415 V 4-POLE, LINE PROT | 525.73
3VA1096-4ED46-0AA0 | CIRCUIT BREAKER 3VA1 IEC FRAME 100 BREAKING CAPACITY CLASS S ICU=36KA @ 415 V 4-POLE, LINE PROT | 207.79
3VA1110-1AA32-0AG0 | SWITCH DISCONNECTOR 3VA1 IEC FRAME 160 3-POLE SD100, IN=100A WITHOUT OVERLOAD PROTECTION WITHOU | 307.09
3VA1110-1AA32-0BA0 | SWITCH DISCONNECTOR 3VA1 IEC FRAME 160 3-POLE SD100, IN=100A WITHOUT OVERLOAD PROTECTION WITHOU | 347.47
3VA1110-1AA36-0AE0 | SWITCH DISCONNECTOR 3VA1 IEC FRAME 160 3-POLE SD100, IN=100A WITHOUT OVERLOAD PROTECTION WITHOU | 354.44
3VA1150-5EF46-0AA0 | CIRCUIT BREAKER 3VA1 IEC FRAME 160 BREAKING CAPACITY CLASS M ICU=55KA @ 415 V 4-POLE, LINE PROT | 265.6
3VA1120-5GE42-0AA0 | CIRCUIT BREAKER 3VA1 IEC FRAME 160 BREAKING CAPACITY CLASS M ICU=55KA @ 415 V 4-POLE, LINE PROT | 232.79
3VA1020-2ED32-0BC0 | CIRCUIT BREAKER 3VA1 IEC FRAME 100 BREAKING CAPACITY CLASS B ICU=16KA @ 415 V 3-POLE, LINE PROT | 360
3VA1020-2ED32-0HH0 | CIRCUIT BREAKER 3VA1 IEC FRAME 100 BREAKING CAPACITY CLASS B ICU=16KA @ 415 V 3-POLE, LINE PROT | 359.3
3RV2811-1KD10 | CIRCUIT-BREAKER SZ S00, FOR TRANSFORMER PROTECTION, WITH APPROBATION CIRCUIT-BREAKER UL 489. CSA | 128.02
3VA1120-6EF36-0AH0 | CIRCUIT BREAKER 3VA1 IEC FRAME 160 BREAKING CAPACITY CLASS H ICU=70KA @ 415 V 3-POLE, LINE PROT | 390.65
3VA1120-6EF36-0JA0 | CIRCUIT BREAKER 3VA1 IEC FRAME 160 BREAKING CAPACITY CLASS H ICU=70KA @ 415 V 3-POLE, LINE PROT | 404.57
3VA1010-3ED32-0AA0 | CIRCUIT BREAKER 3VA1 IEC FRAME 100 BREAKING CAPACITY CLASS N ICU=25KA @ 415 V 3-POLE, LINE PROT | 178.37
3VA1010-3ED32-0JA0 | CIRCUIT BREAKER 3VA1 IEC FRAME 100 BREAKING CAPACITY CLASS N ICU=25KA @ 415 V 3-POLE, LINE PROT | 341.2
3VA1010-3ED36-0AC0 | CIRCUIT BREAKER 3VA1 IEC FRAME 100 BREAKING CAPACITY CLASS N ICU=25KA @ 415 V 3-POLE, LINE PROT | 327.28
3VA1025-4ED32-0BH0 | CIRCUIT BREAKER 3VA1 IEC FRAME 100 BREAKING CAPACITY CLASS S ICU=36KA @ 415 V 3-POLE, LINE PROT | 394.13
3VA1032-2ED32-0HH0 | CIRCUIT BREAKER 3VA1 IEC FRAME 100 BREAKING CAPACITY CLASS B ICU=16KA @ 415 V 3-POLE, LINE PROT | 359.3
3SK1112-2BB40 | SIRIUS SAFETY RELAY STANDARD SERIES DEVICE ELECTRONIC OUTPUTS 2 ENABLING CIRCUITS + 1 SIGNALING | 158.15
3RV2411-0DA20 | CIRCUIT-BREAKER SZ S00, FOR TRANSFORMER PROT. A-RELEASE 0.22...0.32A, N-RELEASE6.5A SPRING-L. CO | 53.37
3RV2411-1KA20 | CIRCUIT-BREAKER SZ S00, FOR TRANSFORMER PROT. A-RELEASE 9...12.5A, N-RELEASE 260A SPRING-L. CONN | 62.69
3RV2711-1HD10 | CIRCUIT-BREAKER SZ S00, FOR PLANT PROTECTION, WITH APPROBATION CIRCUIT-BREAKER UL 489. CSA C22.2 | 109.27
3RV2811-1DD10 | CIRCUIT-BREAKER SZ S00, FOR TRANSFORMER PROTECTION, WITH APPROBATION CIRCUIT-BREAKER UL 489. CSA | 117.3
3VA1032-2ED42-0AA0 | CIRCUIT BREAKER 3VA1 IEC FRAME 100 BREAKING CAPACITY CLASS B ICU=16KA @ 415 V 4-POLE, LINE PROT | 178.87
3TC7814-1CF | CONTACTOR,SIZE 12,2-POLE DC-3 AND 5,RATD.OPER.CURR. 400A AUXILIARY CONTACTS 44 (4NO+4NC) AC OPERA | 4257.43
3VA1010-3ED42-0CH0 | CIRCUIT BREAKER 3VA1 IEC FRAME 100 BREAKING CAPACITY CLASS N ICU=25KA @ 415 V 4-POLE, LINE PROT | 518.78
3VA1080-4ED32-0CC0 | CIRCUIT BREAKER 3VA1 IEC FRAME 100 BREAKING CAPACITY CLASS S ICU=36KA @ 415 V 3-POLE, LINE PROT | 389.25
3VA1040-3ED36-0AD0 | CIRCUIT BREAKER 3VA1 IEC FRAME 100 BREAKING CAPACITY CLASS N ICU=25KA @ 415 V 3-POLE, LINE PROT | 295.95
3VA1040-3ED36-0KC0 | CIRCUIT BREAKER 3VA1 IEC FRAME 100 BREAKING CAPACITY CLASS N ICU=25KA @ 415 V 3-POLE, LINE PROT | 362.09
3RV2901-0H | COVER CAP FOR TRANSVERSE AUX. SWITCH, FOR SIRIUS CIRCUIT-BREAKER 3RV2 | 3.79
3RV2901-2B | LATERAL AUXILIARY SWITCH 2S, SPRING-L. CONNECTION, FOR CIRCUIT-BREAKERS, SZ S00/S0 | 8.3
3ZS1635-1XX11-0YE0 | AS-INTERFACE PCS 7 BLOCK LIBRARY MIGRATION V7-V8 SINGLE LICENSE 1 INSTALLATION ENGINEERING-SW, | 274.06
3VA1010-4ED42-0KA0 | CIRCUIT BREAKER 3VA1 IEC FRAME 100 BREAKING CAPACITY CLASS S ICU=36KA @ 415 V 4-POLE, LINE PROT | 425.46
3VA1020-2ED32-0AH0 | CIRCUIT BREAKER 3VA1 IEC FRAME 100 BREAKING CAPACITY CLASS B ICU=16KA @ 415 V 3-POLE, LINE PROT | 270.18
3VA1050-2ED36-0DH0 | CIRCUIT BREAKER 3VA1 IEC FRAME 100 BREAKING CAPACITY CLASS B ICU=16KA @ 415 V 3-POLE, LINE PROT | 407.36
3VA1050-2ED42-0AF0 | CIRCUIT BREAKER 3VA1 IEC FRAME 100 BREAKING CAPACITY CLASS B ICU=16KA @ 415 V 4-POLE, LINE PROT | 303.6
3VA1110-5EF32-0AD0 | CIRCUIT BREAKER 3VA1 IEC FRAME 160 BREAKING CAPACITY CLASS M ICU=55KA @ 415 V 3-POLE, LINE PROT | 411.54
3VA1032-3ED32-0BH0 | CIRCUIT BREAKER 3VA1 IEC FRAME 100 BREAKING CAPACITY CLASS N ICU=25KA @ 415 V 3-POLE, LINE PROT | 390.65
3ZS2718-2CC00-0YH0 | POWERMANAGEMENTSOFTWARE SENTRON POWERMANAGER OPTION PACKAGE "DISTRIBUTED SYSTEMS (5)" LICENCE ON | 9435.18
3ZS2718-3CC00-0YH0 | POWERMANAGEMENTSOFTWARE SENTRON POWERMANAGER OPTION PACKAGE "DISTRIBUTED SYSTEMS (10)" LICENCE O | 14719.55
3VA1116-3EF32-0BA0 | CIRCUIT BREAKER 3VA1 IEC FRAME 160 BREAKING CAPACITY CLASS N ICU=25KA @ 415 V 3-POLE, LINE PROT | 649.68
3VA1096-2ED32-0HC0 | CIRCUIT BREAKER 3VA1 IEC FRAME 100 BREAKING CAPACITY CLASS B ICU=16KA @ 415 V 3-POLE, LINE PROT | 332.85
3VA1096-2ED32-0JA0 | CIRCUIT BREAKER 3VA1 IEC FRAME 100 BREAKING CAPACITY CLASS B ICU=16KA @ 415 V 3-POLE, LINE PROT | 284.8
3VA1096-2ED32-0KC0 | CIRCUIT BREAKER 3VA1 IEC FRAME 100 BREAKING CAPACITY CLASS B ICU=16KA @ 415 V 3-POLE, LINE PROT | 332.85
3VA1112-1AA36-0KA0 | SWITCH DISCONNECTOR 3VA1 IEC FRAME 160 3-POLE SD100, IN=125A WITHOUT OVERLOAD PROTECTION WITHOU | 409.45
3VA1112-1AA42-0AG0 | SWITCH DISCONNECTOR 3VA1 IEC FRAME 160 4-POLE SD100, IN=125A WITHOUT OVERLOAD PROTECTION WITHOU | 463.06
3VA1112-1AA42-0DA0 | SWITCH DISCONNECTOR 3VA1 IEC FRAME 160 4-POLE SD100, IN=125A WITHOUT OVERLOAD PROTECTION WITHOU | 503.45
3VA1112-1AA42-0JH0 | SWITCH DISCONNECTOR 3VA1 IEC FRAME 160 4-POLE SD100, IN=125A WITHOUT OVERLOAD PROTECTION WITHOU | 552.89
3VA1180-4EF36-0KH0 | CIRCUIT BREAKER 3VA1 IEC FRAME 160 BREAKING CAPACITY CLASS S ICU=36KA @ 415 V 3-POLE, LINE PROT | 453.32
3VA1150-6EF36-0AF0 | CIRCUIT BREAKER 3VA1 IEC FRAME 160 BREAKING CAPACITY CLASS H ICU=70KA @ 415 V 3-POLE, LINE PROT | 364.18
3VA1150-6GE42-0AA0 | CIRCUIT BREAKER 3VA1 IEC FRAME 160 BREAKING CAPACITY CLASS H ICU=70KA @ 415 V 4-POLE, LINE PROT | 254.82
3VA1112-1AA46-0AA0 | SWITCH DISCONNECTOR 3VA1 IEC FRAME 160 4-POLE SD100, IN=125A WITHOUT OVERLOAD PROTECTION WITHOU | 295.98
3VL9600-3JJ21 | BREAKER VL SHAFT VAR DEPTH ROT 16D/M-FR | 61.68
3VA1150-6EF36-0AH0 | CIRCUIT BREAKER 3VA1 IEC FRAME 160 BREAKING CAPACITY CLASS H ICU=70KA @ 415 V 3-POLE, LINE PROT | 390.65
3VA1150-6EF36-0HH0 | CIRCUIT BREAKER 3VA1 IEC FRAME 160 BREAKING CAPACITY CLASS H ICU=70KA @ 415 V 3-POLE, LINE PROT | 477.69
3SX5600-1G | CAPS AND SPACERS FOR RFID SAFETY SWITCH 3SE63, COMPRISING 8X CAPS FOR MOUNTING HOLES AND 4X SEA | 8.74
3VA1112-3EF32-0AG0 | CIRCUIT BREAKER 3VA1 IEC FRAME 160 BREAKING CAPACITY CLASS N ICU=25KA @ 415 V 3-POLE, LINE PROT | 532
3VA1112-3EF32-0CA0 | CIRCUIT BREAKER 3VA1 IEC FRAME 160 BREAKING CAPACITY CLASS N ICU=25KA @ 415 V 3-POLE, LINE PROT | 572.39
3UF7902-0AA00-0 | INITIALIZATION MODULE FOR AUTOM. PARAMETERIZATION OF SIMCODE PRO; FOR FIXED INSTALLATION IN SWIT | 73.58
3UF7937-0CA00-0 | Y CONNECTION CABLE; FOR USE IN CONJUNCTION WITH THE INITIALIZATION MODULE; LENGTH 1.0M / 1.0M; C | 82.65
3VA1163-1AA32-0AF0 | SWITCH DISCONNECTOR 3VA1 IEC FRAME 160 3-POLE SD100, IN=63A WITHOUT OVERLOAD PROTECTION WITHOUT | 231.19
3VA1150-6GE46-0AA0 | CIRCUIT BREAKER 3VA1 IEC FRAME 160 BREAKING CAPACITY CLASS H ICU=70KA @ 415 V 4-POLE, LINE PROT | 276.39
3VA1163-1AA32-0AE0 | SWITCH DISCONNECTOR 3VA1 IEC FRAME 160 3-POLE SD100, IN=63A WITHOUT OVERLOAD PROTECTION WITHOUT | 282.01
3VA1163-1AA32-0AG0 | SWITCH DISCONNECTOR 3VA1 IEC FRAME 160 3-POLE SD100, IN=63A WITHOUT OVERLOAD PROTECTION WITHOUT | 256.24
3VA1163-1AA32-0DC0 | SWITCH DISCONNECTOR 3VA1 IEC FRAME 160 3-POLE SD100, IN=63A WITHOUT OVERLOAD PROTECTION WITHOUT | 348.17
3VA1080-4ED32-0HC0 | CIRCUIT BREAKER 3VA1 IEC FRAME 100 BREAKING CAPACITY CLASS S ICU=36KA @ 415 V 3-POLE, LINE PROT | 362.09
3VA1112-3EF36-0BH0 | CIRCUIT BREAKER 3VA1 IEC FRAME 160 BREAKING CAPACITY CLASS N ICU=25KA @ 415 V 3-POLE, LINE PROT | 672.66
3VA1112-3EF36-0CA0 | CIRCUIT BREAKER 3VA1 IEC FRAME 160 BREAKING CAPACITY CLASS N ICU=25KA @ 415 V 3-POLE, LINE PROT | 598.16
3VA1150-6EF32-0HA0 | CIRCUIT BREAKER 3VA1 IEC FRAME 160 BREAKING CAPACITY CLASS H ICU=70KA @ 415 V 3-POLE, LINE PROT | 380.19
3VA1112-1AA32-0HA0 | SWITCH DISCONNECTOR 3VA1 IEC FRAME 160 3-POLE SD100, IN=125A WITHOUT OVERLOAD PROTECTION WITHOU | 389.95
3VA1112-1AA36-0AF0 | SWITCH DISCONNECTOR 3VA1 IEC FRAME 160 3-POLE SD100, IN=125A WITHOUT OVERLOAD PROTECTION WITHOU | 371.15
3VA1110-1AA36-0DH0 | SWITCH DISCONNECTOR 3VA1 IEC FRAME 160 3-POLE SD100, IN=100A WITHOUT OVERLOAD PROTECTION WITHOU | 444.26
3VA1110-1AA42-0AA0 | SWITCH DISCONNECTOR 3VA1 IEC FRAME 160 4-POLE SD100, IN=100A WITHOUT OVERLOAD PROTECTION WITHOU | 210.23
3VA1180-5ED46-0AA0 | CIRCUIT BREAKER 3VA1 IEC FRAME 160 BREAKING CAPACITY CLASS M ICU=55KA @ 415 V 4-POLE, LINE PROT | 272.45
3ZY1321-2AA00 | SEALING COVER 22.5 MM, FOR SIRIUS DEVICES IN THE INDUSTR. DIN RAIL ENCLOSURE WITH BOTTOM RECESS | 3.44
3VA1010-4ED36-0KH0 | CIRCUIT BREAKER 3VA1 IEC FRAME 100 BREAKING CAPACITY CLASS S ICU=36KA @ 415 V 3-POLE, LINE PROT | 444.96
3VA1010-4ED42-0CC0 | CIRCUIT BREAKER 3VA1 IEC FRAME 100 BREAKING CAPACITY CLASS S ICU=36KA @ 415 V 4-POLE, LINE PROT | 500.67
3SE5122-0PF01 | SIRIUS POSITION SWITCH METAL ENCLOSURE 56MM WIDE DEVICE CONNECTION 3X (M20X1.5) 2NO/1NC SLOW-ACTI | 49.53
3VA1096-4ED32-0JC0 | CIRCUIT BREAKER 3VA1 IEC FRAME 100 BREAKING CAPACITY CLASS S ICU=36KA @ 415 V 3-POLE, LINE PROT | 341.2
3VA1150-5GE46-0AA0 | CIRCUIT BREAKER 3VA1 IEC FRAME 160 BREAKING CAPACITY CLASS M ICU=55KA @ 415 V 4-POLE, LINE PROT | 254.82
3VA1150-6EF32-0AD0 | CIRCUIT BREAKER 3VA1 IEC FRAME 160 BREAKING CAPACITY CLASS H ICU=70KA @ 415 V 3-POLE, LINE PROT | 366.27
3VL9600-3JP41 | BREAKER VL MAX FLEX HDL NEMA 4X D/MG | 565.18
3VL9600-3JQ71 | BREAKER VL CABLE MAX FLEX 72 J/M-FR | 364.36
3VA1116-3EF32-0BC0 | CIRCUIT BREAKER 3VA1 IEC FRAME 160 BREAKING CAPACITY CLASS N ICU=25KA @ 415 V 3-POLE, LINE PROT | 696.34
3VA1150-6EF36-0AE0 | CIRCUIT BREAKER 3VA1 IEC FRAME 160 BREAKING CAPACITY CLASS H ICU=70KA @ 415 V 3-POLE, LINE PROT | 412.23
3SE5132-0PD05 | SIRIUS POSITION SWITCH PLASTIC ENCLOSURE 40MM, TO EN50041 DEVICE CONNECTION 1X (M20X1.5) 2NO/1NC | 35.83
3VA1180-5EF36-0AG0 | CIRCUIT BREAKER 3VA1 IEC FRAME 160 BREAKING CAPACITY CLASS M ICU=55KA @ 415 V 3-POLE, LINE PROT | 392.74
3VA1180-5EF36-0JH0 | CIRCUIT BREAKER 3VA1 IEC FRAME 160 BREAKING CAPACITY CLASS M ICU=55KA @ 415 V 3-POLE, LINE PROT | 479.78
3VA1163-1AA36-0AC0 | SWITCH DISCONNECTOR 3VA1 IEC FRAME 160 3-POLE SD100, IN=63A WITHOUT OVERLOAD PROTECTION WITHOUT | 254.87
3VA1163-1AA36-0CA0 | SWITCH DISCONNECTOR 3VA1 IEC FRAME 160 3-POLE SD100, IN=63A WITHOUT OVERLOAD PROTECTION WITHOUT | 321.7
3VA1112-3EE46-0AA0 | CIRCUIT BREAKER 3VA1 IEC FRAME 160 BREAKING CAPACITY CLASS N ICU=25KA @ 415 V 4-POLE, LINE PROT | 421.44
3VA1112-3EF36-0AA0 | CIRCUIT BREAKER 3VA1 IEC FRAME 160 BREAKING CAPACITY CLASS N ICU=25KA @ 415 V 3-POLE, LINE PROT | 338.12
3VA1163-1AA36-0AD0 | SWITCH DISCONNECTOR 3VA1 IEC FRAME 160 3-POLE SD100, IN=63A WITHOUT OVERLOAD PROTECTION WITHOUT | 280.62
3VA1163-1AA36-0CC0 | SWITCH DISCONNECTOR 3VA1 IEC FRAME 160 3-POLE SD100, IN=63A WITHOUT OVERLOAD PROTECTION WITHOUT | 370.45
3VA1080-4ED32-0DC0 | CIRCUIT BREAKER 3VA1 IEC FRAME 100 BREAKING CAPACITY CLASS S ICU=36KA @ 415 V 3-POLE, LINE PROT | 389.25
3SK1220-1AB40 | SIRIUS SAFETY RELAY ADVANCED EXPANSION UNIT INPUT EXTENSION FOR ONE ADDITIONAL 2-CHANNEL OR TWO | 151.99
3VA1112-3EF32-0KH0 | CIRCUIT BREAKER 3VA1 IEC FRAME 160 BREAKING CAPACITY CLASS N ICU=25KA @ 415 V 3-POLE, LINE PROT | 621.14
3VA1112-4EF32-0CC0 | CIRCUIT BREAKER 3VA1 IEC FRAME 160 BREAKING CAPACITY CLASS S ICU=36KA @ 415 V 3-POLE, LINE PROT | 661.53
3VA1132-6EF36-0HH0 | CIRCUIT BREAKER 3VA1 IEC FRAME 160 BREAKING CAPACITY CLASS H ICU=70KA @ 415 V 3-POLE, LINE PROT | 477.69
3VL9600-4TA01 | BREAKER VL METRIC NUT KEEPER M CAT NUMBER TMKM | 20.61
3VA1116-1AA42-0CH0 | SWITCH DISCONNECTOR 3VA1 IEC FRAME 160 4-POLE SD100, IN=160A WITHOUT OVERLOAD PROTECTION WITHOU | 604.41
3VA1116-1AA42-0JA0 | SWITCH DISCONNECTOR 3VA1 IEC FRAME 160 4-POLE SD100, IN=160A WITHOUT OVERLOAD PROTECTION WITHOU | 504.14
3VA1116-1AA42-0JH0 | SWITCH DISCONNECTOR 3VA1 IEC FRAME 160 4-POLE SD100, IN=160A WITHOUT OVERLOAD PROTECTION WITHOU | 578.66
3VA1180-5EF32-0BC0 | CIRCUIT BREAKER 3VA1 IEC FRAME 160 BREAKING CAPACITY CLASS M ICU=55KA @ 415 V 3-POLE, LINE PROT | 458.89
3VA1180-5EF32-0CA0 | CIRCUIT BREAKER 3VA1 IEC FRAME 160 BREAKING CAPACITY CLASS M ICU=55KA @ 415 V 3-POLE, LINE PROT | 408.05
3VA1180-5EF32-0KH0 | CIRCUIT BREAKER 3VA1 IEC FRAME 160 BREAKING CAPACITY CLASS M ICU=55KA @ 415 V 3-POLE, LINE PROT | 457.5
3VA1180-5EF36-0AB0 | CIRCUIT BREAKER 3VA1 IEC FRAME 160 BREAKING CAPACITY CLASS M ICU=55KA @ 415 V 3-POLE, LINE PROT | 392.74
3VA1163-1AA36-0DA0 | SWITCH DISCONNECTOR 3VA1 IEC FRAME 160 3-POLE SD100, IN=63A WITHOUT OVERLOAD PROTECTION WITHOUT | 321.7
3VA1112-1AA42-0AD0 | SWITCH DISCONNECTOR 3VA1 IEC FRAME 160 4-POLE SD100, IN=125A WITHOUT OVERLOAD PROTECTION WITHOU | 463.06
3VA1112-1AA42-0BC0 | SWITCH DISCONNECTOR 3VA1 IEC FRAME 160 4-POLE SD100, IN=125A WITHOUT OVERLOAD PROTECTION WITHOU | 553.59
3VA1112-1AA42-0DH0 | SWITCH DISCONNECTOR 3VA1 IEC FRAME 160 4-POLE SD100, IN=125A WITHOUT OVERLOAD PROTECTION WITHOU | 577.27
3VA1132-6EF32-0CC0 | CIRCUIT BREAKER 3VA1 IEC FRAME 160 BREAKING CAPACITY CLASS H ICU=70KA @ 415 V 3-POLE, LINE PROT | 456.8
3VA1132-6EF32-0JC0 | CIRCUIT BREAKER 3VA1 IEC FRAME 160 BREAKING CAPACITY CLASS H ICU=70KA @ 415 V 3-POLE, LINE PROT | 431.03
3VA1132-6EF32-0JH0 | CIRCUIT BREAKER 3VA1 IEC FRAME 160 BREAKING CAPACITY CLASS H ICU=70KA @ 415 V 3-POLE, LINE PROT | 454.71
3VA1132-6EF36-0AF0 | CIRCUIT BREAKER 3VA1 IEC FRAME 160 BREAKING CAPACITY CLASS H ICU=70KA @ 415 V 3-POLE, LINE PROT | 364.18
3SK1121-2CB41 | SIRIUS SAFETY RELAY BASIC UNIT ADVANCED SERIES WITH TIME DELAY 0.05-3S RELAY ENABLING CIRCUITS 2 | 317.55
3SK1122-1CB41 | SIRIUS SAFETY RELAY BASIC UNIT ADVANCED SERIES WITH TIME DELAY 0.05-3S ELECTRONIC ENABLING CIRCUI | 190.77
3VA1132-6EF36-0BC0 | CIRCUIT BREAKER 3VA1 IEC FRAME 160 BREAKING CAPACITY CLASS H ICU=70KA @ 415 V 3-POLE, LINE PROT | 479.09
3VA1132-6EF36-0BH0 | CIRCUIT BREAKER 3VA1 IEC FRAME 160 BREAKING CAPACITY CLASS H ICU=70KA @ 415 V 3-POLE, LINE PROT | 503.45
3VA1132-6EF36-0DA0 | CIRCUIT BREAKER 3VA1 IEC FRAME 160 BREAKING CAPACITY CLASS H ICU=70KA @ 415 V 3-POLE, LINE PROT | 431.03
3VA1132-6EF36-0CH0 | CIRCUIT BREAKER 3VA1 IEC FRAME 160 BREAKING CAPACITY CLASS H ICU=70KA @ 415 V 3-POLE, LINE PROT | 503.45
3VA1140-3EF32-0KA0 | CIRCUIT BREAKER 3VA1 IEC FRAME 160 BREAKING CAPACITY CLASS N ICU=25KA @ 415 V 3-POLE, LINE PROT | 312.66
3VA1140-3EF36-0AF0 | CIRCUIT BREAKER 3VA1 IEC FRAME 160 BREAKING CAPACITY CLASS N ICU=25KA @ 415 V 3-POLE, LINE PROT | 295.25
3VA1140-3EF36-0BA0 | CIRCUIT BREAKER 3VA1 IEC FRAME 160 BREAKING CAPACITY CLASS N ICU=25KA @ 415 V 3-POLE, LINE PROT | 362.79
3VA1140-3EF36-0CA0 | CIRCUIT BREAKER 3VA1 IEC FRAME 160 BREAKING CAPACITY CLASS N ICU=25KA @ 415 V 3-POLE, LINE PROT | 362.79
3VA1180-4EF36-0DC0 | CIRCUIT BREAKER 3VA1 IEC FRAME 160 BREAKING CAPACITY CLASS S ICU=36KA @ 415 V 3-POLE, LINE PROT | 454.02
3VA1180-4EF36-0KC0 | CIRCUIT BREAKER 3VA1 IEC FRAME 160 BREAKING CAPACITY CLASS S ICU=36KA @ 415 V 3-POLE, LINE PROT | 428.94
3VA1180-4EF42-0AA0 | CIRCUIT BREAKER 3VA1 IEC FRAME 160 BREAKING CAPACITY CLASS S ICU=36KA @ 415 V 4-POLE, LINE PROT | 245.03
3VA1112-3EF46-0AA0 | CIRCUIT BREAKER 3VA1 IEC FRAME 160 BREAKING CAPACITY CLASS N ICU=25KA @ 415 V 4-POLE, LINE PROT | 441.03
3VA1112-3EF36-0DA0 | CIRCUIT BREAKER 3VA1 IEC FRAME 160 BREAKING CAPACITY CLASS N ICU=25KA @ 415 V 3-POLE, LINE PROT | 598.16
3VA1112-3EF36-0CH0 | CIRCUIT BREAKER 3VA1 IEC FRAME 160 BREAKING CAPACITY CLASS N ICU=25KA @ 415 V 3-POLE, LINE PROT | 672.66
3VA1096-4ED32-0CH0 | CIRCUIT BREAKER 3VA1 IEC FRAME 100 BREAKING CAPACITY CLASS S ICU=36KA @ 415 V 3-POLE, LINE PROT | 394.13
3VA1096-4ED32-0JA0 | CIRCUIT BREAKER 3VA1 IEC FRAME 100 BREAKING CAPACITY CLASS S ICU=36KA @ 415 V 3-POLE, LINE PROT | 291.77
3VA1110-1AA32-0AF0 | SWITCH DISCONNECTOR 3VA1 IEC FRAME 160 3-POLE SD100, IN=100A WITHOUT OVERLOAD PROTECTION WITHOU | 280.62
3VA1010-2ED42-0KH0 | CIRCUIT BREAKER 3VA1 IEC FRAME 100 BREAKING CAPACITY CLASS B ICU=16KA @ 415 V 4-POLE, LINE PROT | 486.74
3VA1080-2ED36-0KH0 | CIRCUIT BREAKER 3VA1 IEC FRAME 100 BREAKING CAPACITY CLASS B ICU=16KA @ 415 V 3-POLE, LINE PROT | 401.78
3VA1132-6EF36-0KA0 | CIRCUIT BREAKER 3VA1 IEC FRAME 160 BREAKING CAPACITY CLASS H ICU=70KA @ 415 V 3-POLE, LINE PROT | 404.57
3VA1110-1AA36-0AA0 | SWITCH DISCONNECTOR 3VA1 IEC FRAME 160 3-POLE SD100, IN=100A WITHOUT OVERLOAD PROTECTION WITHOU | 178.87
3VA1110-1AA36-0AB0 | SWITCH DISCONNECTOR 3VA1 IEC FRAME 160 3-POLE SD100, IN=100A WITHOUT OVERLOAD PROTECTION WITHOU | 329.37
3VA1110-1AA36-0HC0 | SWITCH DISCONNECTOR 3VA1 IEC FRAME 160 3-POLE SD100, IN=100A WITHOUT OVERLOAD PROTECTION WITHOU | 393.43
3VA1110-1AA42-0AD0 | SWITCH DISCONNECTOR 3VA1 IEC FRAME 160 4-POLE SD100, IN=100A WITHOUT OVERLOAD PROTECTION WITHOU | 373.24
3VA1180-5EF32-0AG0 | CIRCUIT BREAKER 3VA1 IEC FRAME 160 BREAKING CAPACITY CLASS M ICU=55KA @ 415 V 3-POLE, LINE PROT | 368.36
3SE5162-0CA00-1AJ0 | SIRIUS POSITION SWITCH, . METAL, 56MM, INCREASED CORROSION PROTECTION, DEVICE CONNECTION 3X (M20 | 98.89
3VA1110-4EF32-0HC0 | CIRCUIT BREAKER 3VA1 IEC FRAME 160 BREAKING CAPACITY CLASS S ICU=36KA @ 415 V 3-POLE, LINE PROT | 446.35
3VA1112-3EF32-0AE0 | CIRCUIT BREAKER 3VA1 IEC FRAME 160 BREAKING CAPACITY CLASS N ICU=25KA @ 415 V 3-POLE, LINE PROT | 557.77
3VA1112-3EF32-0AF0 | CIRCUIT BREAKER 3VA1 IEC FRAME 160 BREAKING CAPACITY CLASS N ICU=25KA @ 415 V 3-POLE, LINE PROT | 506.93
3VA1112-3EF32-0DC0 | CIRCUIT BREAKER 3VA1 IEC FRAME 160 BREAKING CAPACITY CLASS N ICU=25KA @ 415 V 3-POLE, LINE PROT | 621.84
3VA1080-3ED42-0AH0 | CIRCUIT BREAKER 3VA1 IEC FRAME 100 BREAKING CAPACITY CLASS N ICU=25KA @ 415 V 4-POLE, LINE PROT | 359.3
3VA1163-1AA36-0HA0 | SWITCH DISCONNECTOR 3VA1 IEC FRAME 160 3-POLE SD100, IN=63A WITHOUT OVERLOAD PROTECTION WITHOUT | 293.86
3VA1163-1AA36-0KA0 | SWITCH DISCONNECTOR 3VA1 IEC FRAME 160 3-POLE SD100, IN=63A WITHOUT OVERLOAD PROTECTION WITHOUT | 293.86
3VA1163-1AA42-0AH0 | SWITCH DISCONNECTOR 3VA1 IEC FRAME 160 4-POLE SD100, IN=63A WITHOUT OVERLOAD PROTECTION WITHOUT | 311.96
3VA1163-1AA42-0HC0 | SWITCH DISCONNECTOR 3VA1 IEC FRAME 160 4-POLE SD100, IN=63A WITHOUT OVERLOAD PROTECTION WITHOUT | 374.64
3VA1163-3ED32-0AA0 | CIRCUIT BREAKER 3VA1 IEC FRAME 160 BREAKING CAPACITY CLASS N ICU=25KA @ 415 V 3-POLE, LINE PROT | 146.53
3VA1010-4ED42-0HA0 | CIRCUIT BREAKER 3VA1 IEC FRAME 100 BREAKING CAPACITY CLASS S ICU=36KA @ 415 V 4-POLE, LINE PROT | 425.46
3VA1010-4ED42-0JH0 | CIRCUIT BREAKER 3VA1 IEC FRAME 100 BREAKING CAPACITY CLASS S ICU=36KA @ 415 V 4-POLE, LINE PROT | 499.98
3VA1020-2ED32-0HC0 | CIRCUIT BREAKER 3VA1 IEC FRAME 100 BREAKING CAPACITY CLASS B ICU=16KA @ 415 V 3-POLE, LINE PROT | 332.85
3VA1020-2ED32-0CH0 | CIRCUIT BREAKER 3VA1 IEC FRAME 100 BREAKING CAPACITY CLASS B ICU=16KA @ 415 V 3-POLE, LINE PROT | 385.77
3VA1032-4ED32-0AF0 | CIRCUIT BREAKER 3VA1 IEC FRAME 100 BREAKING CAPACITY CLASS S ICU=36KA @ 415 V 3-POLE, LINE PROT | 253.47
3VA2025-6KQ32-0AA0 | CIRCUIT BREAKER 3VA2 IEC FRAME 100 BREAKING CAPACITY CLASS H ICU=85KA @ 415 V 3POLE, LINE PROTE | 1228.62
3VA1032-3ED36-0CA0 | CIRCUIT BREAKER 3VA1 IEC FRAME 100 BREAKING CAPACITY CLASS N ICU=25KA @ 415 V 3-POLE, LINE PROT | 337.04
3VA1180-4GD42-0AA0 | CIRCUIT BREAKER 3VA1 IEC FRAME 160 BREAKING CAPACITY CLASS S ICU=36KA @ 415 V 4-POLE, LINE PROT | 226.88
3VA1180-5EF32-0HH0 | CIRCUIT BREAKER 3VA1 IEC FRAME 160 BREAKING CAPACITY CLASS M ICU=55KA @ 415 V 3-POLE, LINE PROT | 457.5
3VA1180-5EF32-0CH0 | CIRCUIT BREAKER 3VA1 IEC FRAME 160 BREAKING CAPACITY CLASS M ICU=55KA @ 415 V 3-POLE, LINE PROT | 483.95
3VA1180-5EF32-0JA0 | CIRCUIT BREAKER 3VA1 IEC FRAME 160 BREAKING CAPACITY CLASS M ICU=55KA @ 415 V 3-POLE, LINE PROT | 383.68
3VA1010-3ED36-0CH0 | CIRCUIT BREAKER 3VA1 IEC FRAME 100 BREAKING CAPACITY CLASS N ICU=25KA @ 415 V 3-POLE, LINE PROT | 465.85
3VA1010-3ED36-0KC0 | CIRCUIT BREAKER 3VA1 IEC FRAME 100 BREAKING CAPACITY CLASS N ICU=25KA @ 415 V 3-POLE, LINE PROT | 414.33
3VA1010-3ED42-0AE0 | CIRCUIT BREAKER 3VA1 IEC FRAME 100 BREAKING CAPACITY CLASS N ICU=25KA @ 415 V 4-POLE, LINE PROT | 429.64
3VA1010-4ED32-0AH0 | CIRCUIT BREAKER 3VA1 IEC FRAME 100 BREAKING CAPACITY CLASS S ICU=36KA @ 415 V 3-POLE, LINE PROT | 332.16
3VA1116-3EE46-0AA0 | CIRCUIT BREAKER 3VA1 IEC FRAME 160 BREAKING CAPACITY CLASS N ICU=25KA @ 415 V 4-POLE, LINE PROT | 486.61
3VA1116-3EF32-0CC0 | CIRCUIT BREAKER 3VA1 IEC FRAME 160 BREAKING CAPACITY CLASS N ICU=25KA @ 415 V 3-POLE, LINE PROT | 696.34
3VA1112-3EF32-0DH0 | CIRCUIT BREAKER 3VA1 IEC FRAME 160 BREAKING CAPACITY CLASS N ICU=25KA @ 415 V 3-POLE, LINE PROT | 647.59
3VA1112-3EF32-0JH0 | CIRCUIT BREAKER 3VA1 IEC FRAME 160 BREAKING CAPACITY CLASS N ICU=25KA @ 415 V 3-POLE, LINE PROT | 621.14
3VA1112-3EF36-0AD0 | CIRCUIT BREAKER 3VA1 IEC FRAME 160 BREAKING CAPACITY CLASS N ICU=25KA @ 415 V 3-POLE, LINE PROT | 555.68
3VA1112-4EF32-0AD0 | CIRCUIT BREAKER 3VA1 IEC FRAME 160 BREAKING CAPACITY CLASS S ICU=36KA @ 415 V 3-POLE, LINE PROT | 571.69
3VA1112-4EF32-0DA0 | CIRCUIT BREAKER 3VA1 IEC FRAME 160 BREAKING CAPACITY CLASS S ICU=36KA @ 415 V 3-POLE, LINE PROT | 612.08
3VA1032-2ED36-0DA0 | CIRCUIT BREAKER 3VA1 IEC FRAME 100 BREAKING CAPACITY CLASS B ICU=16KA @ 415 V 3-POLE, LINE PROT | 332.85
3VA1032-2ED36-0JH0 | CIRCUIT BREAKER 3VA1 IEC FRAME 100 BREAKING CAPACITY CLASS B ICU=16KA @ 415 V 3-POLE, LINE PROT | 380.89
3VA1032-2ED36-0KH0 | CIRCUIT BREAKER 3VA1 IEC FRAME 100 BREAKING CAPACITY CLASS B ICU=16KA @ 415 V 3-POLE, LINE PROT | 380.89
3VA1032-3ED32-0AH0 | CIRCUIT BREAKER 3VA1 IEC FRAME 100 BREAKING CAPACITY CLASS N ICU=25KA @ 415 V 3-POLE, LINE PROT | 275.06
3VA1132-5EF36-0JH0 | CIRCUIT BREAKER 3VA1 IEC FRAME 160 BREAKING CAPACITY CLASS M ICU=55KA @ 415 V 3-POLE, LINE PROT | 454.02
3VA1020-3ED36-0AH0 | CIRCUIT BREAKER 3VA1 IEC FRAME 100 BREAKING CAPACITY CLASS N ICU=25KA @ 415 V 3-POLE, LINE PROT | 295.95
3VA1020-3ED36-0BH0 | CIRCUIT BREAKER 3VA1 IEC FRAME 100 BREAKING CAPACITY CLASS N ICU=25KA @ 415 V 3-POLE, LINE PROT | 410.84
3VA1020-4ED32-0AD0 | CIRCUIT BREAKER 3VA1 IEC FRAME 100 BREAKING CAPACITY CLASS S ICU=36KA @ 415 V 3-POLE, LINE PROT | 278.53
3VA1140-3EF32-0DH0 | CIRCUIT BREAKER 3VA1 IEC FRAME 160 BREAKING CAPACITY CLASS N ICU=25KA @ 415 V 3-POLE, LINE PROT | 411.54
3VA1140-3EF32-0HH0 | CIRCUIT BREAKER 3VA1 IEC FRAME 160 BREAKING CAPACITY CLASS N ICU=25KA @ 415 V 3-POLE, LINE PROT | 389.25
3VA1140-3EF36-0AE0 | CIRCUIT BREAKER 3VA1 IEC FRAME 160 BREAKING CAPACITY CLASS N ICU=25KA @ 415 V 3-POLE, LINE PROT | 347.47
3VA1140-3EF36-0AH0 | CIRCUIT BREAKER 3VA1 IEC FRAME 160 BREAKING CAPACITY CLASS N ICU=25KA @ 415 V 3-POLE, LINE PROT | 321.7
3VA1140-3EF36-0HC0 | CIRCUIT BREAKER 3VA1 IEC FRAME 160 BREAKING CAPACITY CLASS N ICU=25KA @ 415 V 3-POLE, LINE PROT | 385.77
3TH4280-6CH8 | CONT. RELAY 80E DIN EN 50011 8 NO, GLEICHSTROMBETAETIGUNG FOR BRITISH RAIL 96 V DC | 115.21
3VA1132-6GD42-0AA0 | CIRCUIT BREAKER 3VA1 IEC FRAME 160 BREAKING CAPACITY CLASS H ICU=70KA @ 415 V 4-POLE, LINE PROT | 247.96
3VA1140-3EF32-0AG0 | CIRCUIT BREAKER 3VA1 IEC FRAME 160 BREAKING CAPACITY CLASS N ICU=25KA @ 415 V 3-POLE, LINE PROT | 297.33
3VA1080-2ED42-0AE0 | CIRCUIT BREAKER 3VA1 IEC FRAME 100 BREAKING CAPACITY CLASS B ICU=16KA @ 415 V 4-POLE, LINE PROT | 376.03
3VA1080-2ED42-0HH0 | CIRCUIT BREAKER 3VA1 IEC FRAME 100 BREAKING CAPACITY CLASS B ICU=16KA @ 415 V 4-POLE, LINE PROT | 440.77
3VA1080-3ED42-0AE0 | CIRCUIT BREAKER 3VA1 IEC FRAME 100 BREAKING CAPACITY CLASS N ICU=25KA @ 415 V 4-POLE, LINE PROT | 384.38
3VA1140-3EE36-0AA0 | CIRCUIT BREAKER 3VA1 IEC FRAME 160 BREAKING CAPACITY CLASS N ICU=25KA @ 415 V 3-POLE, LINE PROT | 165.65
3VA1140-3EF32-0AE0 | CIRCUIT BREAKER 3VA1 IEC FRAME 160 BREAKING CAPACITY CLASS N ICU=25KA @ 415 V 3-POLE, LINE PROT | 323.1
3VA1150-6EF36-0KC0 | CIRCUIT BREAKER 3VA1 IEC FRAME 160 BREAKING CAPACITY CLASS H ICU=70KA @ 415 V 3-POLE, LINE PROT | 453.32
3VA1163-1AA32-0JH0 | SWITCH DISCONNECTOR 3VA1 IEC FRAME 160 3-POLE SD100, IN=63A WITHOUT OVERLOAD PROTECTION WITHOUT | 347.47
3VA1110-1AA32-0JH0 | SWITCH DISCONNECTOR 3VA1 IEC FRAME 160 3-POLE SD100, IN=100A WITHOUT OVERLOAD PROTECTION WITHOU | 394.83
3VA1110-1AA42-0HC0 | SWITCH DISCONNECTOR 3VA1 IEC FRAME 160 4-POLE SD100, IN=100A WITHOUT OVERLOAD PROTECTION WITHOU | 438
3VA1110-1AA42-0JH0 | SWITCH DISCONNECTOR 3VA1 IEC FRAME 160 4-POLE SD100, IN=100A WITHOUT OVERLOAD PROTECTION WITHOU | 463.06
3VA1112-3GF42-0AA0 | CIRCUIT BREAKER 3VA1 IEC FRAME 160 BREAKING CAPACITY CLASS N ICU=25KA @ 415 V 4-POLE, LINE PROT | 420.97
3VA1112-4EF32-0AA0 | CIRCUIT BREAKER 3VA1 IEC FRAME 160 BREAKING CAPACITY CLASS S ICU=36KA @ 415 V 3-POLE, LINE PROT | 350.88
3VA1180-5EF32-0DC0 | CIRCUIT BREAKER 3VA1 IEC FRAME 160 BREAKING CAPACITY CLASS M ICU=55KA @ 415 V 3-POLE, LINE PROT | 458.89
3VA1180-5EF36-0DC0 | CIRCUIT BREAKER 3VA1 IEC FRAME 160 BREAKING CAPACITY CLASS M ICU=55KA @ 415 V 3-POLE, LINE PROT | 480.48
3VA1110-4EF36-0CA0 | CIRCUIT BREAKER 3VA1 IEC FRAME 160 BREAKING CAPACITY CLASS S ICU=36KA @ 415 V 3-POLE, LINE PROT | 446.35
3VA1032-3ED36-0AH0 | CIRCUIT BREAKER 3VA1 IEC FRAME 100 BREAKING CAPACITY CLASS N ICU=25KA @ 415 V 3-POLE, LINE PROT | 295.95
3VA1180-5EF36-0BH0 | CIRCUIT BREAKER 3VA1 IEC FRAME 160 BREAKING CAPACITY CLASS M ICU=55KA @ 415 V 3-POLE, LINE PROT | 505.54
3VA1112-3EE42-0AA0 | CIRCUIT BREAKER 3VA1 IEC FRAME 160 BREAKING CAPACITY CLASS N ICU=25KA @ 415 V 4-POLE, LINE PROT | 398.9
3VA1080-3ED42-0DC0 | CIRCUIT BREAKER 3VA1 IEC FRAME 100 BREAKING CAPACITY CLASS N ICU=25KA @ 415 V 4-POLE, LINE PROT | 447.74
3VA1010-3ED36-0CC0 | CIRCUIT BREAKER 3VA1 IEC FRAME 100 BREAKING CAPACITY CLASS N ICU=25KA @ 415 V 3-POLE, LINE PROT | 440.77
3VA1010-4ED32-0DH0 | CIRCUIT BREAKER 3VA1 IEC FRAME 100 BREAKING CAPACITY CLASS S ICU=36KA @ 415 V 3-POLE, LINE PROT | 447.05
3VA1163-1AA36-0AE0 | SWITCH DISCONNECTOR 3VA1 IEC FRAME 160 3-POLE SD100, IN=63A WITHOUT OVERLOAD PROTECTION WITHOUT | 307.09
3VA1163-3EF32-0CA0 | CIRCUIT BREAKER 3VA1 IEC FRAME 160 BREAKING CAPACITY CLASS N ICU=25KA @ 415 V 3-POLE, LINE PROT | 337.73
3TK2810-1KA41 | SIRIUS SAFETY RELAY SAFETY-RELATED SPEED MONITORING, 110 - 240 V AC/DC, 45.0 MM, SCREW CONNECTIO | 1359.79
3VA1020-2ED36-0BC0 | CIRCUIT BREAKER 3VA1 IEC FRAME 100 BREAKING CAPACITY CLASS B ICU=16KA @ 415 V 3-POLE, LINE PROT | 383.68
3VA1020-3ED32-0KC0 | CIRCUIT BREAKER 3VA1 IEC FRAME 100 BREAKING CAPACITY CLASS N ICU=25KA @ 415 V 3-POLE, LINE PROT | 337.04
3VA1112-4EF36-0AG0 | CIRCUIT BREAKER 3VA1 IEC FRAME 160 BREAKING CAPACITY CLASS S ICU=36KA @ 415 V 3-POLE, LINE PROT | 598.16
3VA1032-3ED32-0DC0 | CIRCUIT BREAKER 3VA1 IEC FRAME 100 BREAKING CAPACITY CLASS N ICU=25KA @ 415 V 3-POLE, LINE PROT | 364.18
3VA1032-3ED36-0KA0 | CIRCUIT BREAKER 3VA1 IEC FRAME 100 BREAKING CAPACITY CLASS N ICU=25KA @ 415 V 3-POLE, LINE PROT | 311.96
3VA1032-4ED32-0JD0 | CIRCUIT BREAKER 3VA1 IEC FRAME 100 BREAKING CAPACITY CLASS S ICU=36KA @ 415 V 3-POLE, LINE PROT | 366.97
3VA1050-3ED42-0HC0 | CIRCUIT BREAKER 3VA1 IEC FRAME 100 BREAKING CAPACITY CLASS N ICU=25KA @ 415 V 4-POLE, LINE PROT | 397.62
3VA1050-4ED32-0AA0 | CIRCUIT BREAKER 3VA1 IEC FRAME 100 BREAKING CAPACITY CLASS S ICU=36KA @ 415 V 3-POLE, LINE PROT | 143.11
3RT2025-1AB00-1AA0-ZW96 | CONTACTOR, AC-3, 7.5KW/400V, 1NO+1NC, AC 24V 50HZ, 3-POLE, SZ S0 SCREW TERMINAL | 59.25
3RT2025-1AN60 | CONTACTOR, AC-3, 7.5KW/400V, 1NO+1NC, AC 200V 50HZ, 200...220V 60HZ, 3-POLE, SZ S0 SCREW TERMINAL | 48.38
3SK1211-1BB40 | SIRIUS SAFETY RELAY OUTPUT EXTENSION 4RO WITH RELAY ENABLING CIRCUITS 4 NO CONTACTS + RELAY FEED | 184
3VA1080-2ED42-0CA0 | CIRCUIT BREAKER 3VA1 IEC FRAME 100 BREAKING CAPACITY CLASS B ICU=16KA @ 415 V 4-POLE, LINE PROT | 394.13
3VA1110-5EF36-0DC0 | CIRCUIT BREAKER 3VA1 IEC FRAME 160 BREAKING CAPACITY CLASS M ICU=55KA @ 415 V 3-POLE, LINE PROT | 528.52
3VA1125-3EF32-0AE0 | CIRCUIT BREAKER 3VA1 IEC FRAME 160 BREAKING CAPACITY CLASS N ICU=25KA @ 415 V 3-POLE, LINE PROT | 323.1
3TC4817-0BK1 | CONTACTOR, SIZE 4, 2-POLE DC-3 AND 5,RATD.OPERAT.CURR.75A AUXILIARY CONTACTS 22 (2NO+2NC) AC OPER | 607.4
3VA1020-2ED32-0KH0 | CIRCUIT BREAKER 3VA1 IEC FRAME 100 BREAKING CAPACITY CLASS B ICU=16KA @ 415 V 3-POLE, LINE PROT | 359.3
3VA1050-4ED36-0AH0 | CIRCUIT BREAKER 3VA1 IEC FRAME 100 BREAKING CAPACITY CLASS S ICU=36KA @ 415 V 3-POLE, LINE PROT | 300.12
3VA1050-4ED36-0KC0 | CIRCUIT BREAKER 3VA1 IEC FRAME 100 BREAKING CAPACITY CLASS S ICU=36KA @ 415 V 3-POLE, LINE PROT | 364.88
3RT2024-2AP04 | CONTACTOR, AC-3, 5.5KW/400V, 2NO+2NC, AC 230V 50HZ, 3-POLE, SZ S0 SPRING-LOADED TERMINAL REMOVAB | 46.09
3RT2024-2BB40-0CC0 | CONTACTOR, AC-3, 5.5KW/400V, 1NO+1NC, DC 24V, COM. CAPABILITY, 3-POLE, SZ S0 SPRING-LOADED TERMI | 73.24
3VA1120-4EF36-0CC0 | CIRCUIT BREAKER 3VA1 IEC FRAME 160 BREAKING CAPACITY CLASS S ICU=36KA @ 415 V 3-POLE, LINE PROT | 432.43
3VA1132-3EF36-0CH0 | CIRCUIT BREAKER 3VA1 IEC FRAME 160 BREAKING CAPACITY CLASS N ICU=25KA @ 415 V 3-POLE, LINE PROT | 435.91
3VA1132-3GF42-0AA0 | CIRCUIT BREAKER 3VA1 IEC FRAME 160 BREAKING CAPACITY CLASS N ICU=25KA @ 415 V 4-POLE, LINE PROT | 204.35
3TK2810-1A | SIRIUS ADAPTER FOR 3TK2810-1 FOR CONNECTING 15-POLE ENCODERS, TYPE: SIEMENS / HEIDENHAIN | 96.93
3SE5000-0AA16 | TWIST LEVER FOR POSITION SWITCH 3SE51 STAINLESS STEEL LEVER 35MM LONG,STEP 9MM, W. PLASTIC ROLLE | 9.84
3VA1120-6EF36-0AA0 | CIRCUIT BREAKER 3VA1 IEC FRAME 160 BREAKING CAPACITY CLASS H ICU=70KA @ 415 V 3-POLE, LINE PROT | 222
3VA1120-6EF36-0CC0 | CIRCUIT BREAKER 3VA1 IEC FRAME 160 BREAKING CAPACITY CLASS H ICU=70KA @ 415 V 3-POLE, LINE PROT | 479.09
3VA1125-3EF32-0AD0 | CIRCUIT BREAKER 3VA1 IEC FRAME 160 BREAKING CAPACITY CLASS N ICU=25KA @ 415 V 3-POLE, LINE PROT | 297.33
3VA1125-3EF32-0HA0 | CIRCUIT BREAKER 3VA1 IEC FRAME 160 BREAKING CAPACITY CLASS N ICU=25KA @ 415 V 3-POLE, LINE PROT | 312.66
3VA1080-2ED42-0KH0 | CIRCUIT BREAKER 3VA1 IEC FRAME 100 BREAKING CAPACITY CLASS B ICU=16KA @ 415 V 4-POLE, LINE PROT | 440.77
3VA1080-3ED32-0CA0 | CIRCUIT BREAKER 3VA1 IEC FRAME 100 BREAKING CAPACITY CLASS N ICU=25KA @ 415 V 3-POLE, LINE PROT | 332.85
3VA1080-3ED36-0AC0 | CIRCUIT BREAKER 3VA1 IEC FRAME 100 BREAKING CAPACITY CLASS N ICU=25KA @ 415 V 3-POLE, LINE PROT | 290.38
3VA1020-2ED36-0BH0 | CIRCUIT BREAKER 3VA1 IEC FRAME 100 BREAKING CAPACITY CLASS B ICU=16KA @ 415 V 3-POLE, LINE PROT | 407.36
3VA1020-3ED32-0DC0 | CIRCUIT BREAKER 3VA1 IEC FRAME 100 BREAKING CAPACITY CLASS N ICU=25KA @ 415 V 3-POLE, LINE PROT | 364.18
3VA2025-7HL32-0AA0 | CIRCUIT BREAKER 3VA2 IEC FRAME 100 BREAKING CAPACITY CLASS C ICU=110KA @ 415 V 3POLE, LINE PROT | 514.69
3VA2025-8HM32-0AA0 | CIRCUIT BREAKER 3VA2 IEC FRAME 100 BREAKING CAPACITY CLASS L ICU=150KA @ 415 V 3POLE, LINE PROT | 806.85
3VA1116-3EF36-0BH0 | CIRCUIT BREAKER 3VA1 IEC FRAME 160 BREAKING CAPACITY CLASS N ICU=25KA @ 415 V 3-POLE, LINE PROT | 752.04
3VA1116-3EF36-0HH0 | CIRCUIT BREAKER 3VA1 IEC FRAME 160 BREAKING CAPACITY CLASS N ICU=25KA @ 415 V 3-POLE, LINE PROT | 724.2
3VA1116-3EF36-0JH0 | CIRCUIT BREAKER 3VA1 IEC FRAME 160 BREAKING CAPACITY CLASS N ICU=25KA @ 415 V 3-POLE, LINE PROT | 724.2
3VA1116-3EF36-0KH0 | CIRCUIT BREAKER 3VA1 IEC FRAME 160 BREAKING CAPACITY CLASS N ICU=25KA @ 415 V 3-POLE, LINE PROT | 724.2
3VA1140-4EF32-0DC0 | CIRCUIT BREAKER 3VA1 IEC FRAME 160 BREAKING CAPACITY CLASS S ICU=36KA @ 415 V 3-POLE, LINE PROT | 406.66
3VA1032-4ED32-0CA0 | CIRCUIT BREAKER 3VA1 IEC FRAME 100 BREAKING CAPACITY CLASS S ICU=36KA @ 415 V 3-POLE, LINE PROT | 318.92
3ZX1812-0WL50-0AN2 | OPERATING INSTRUCTIONS FOR SENTRON 3WL5 IN TWO LANGUAGES GERMAN/ENGLISH | 17.31
3ZY1212-2FA00 | DEVICE TERMINATION CONNECTOR FOR MOTOR STARTER 3RM1, WIDTH 22.5 MM, FOR THE ELECTR. CONNECTION OF | 20.06
3VA1132-6EF36-0DH0 | CIRCUIT BREAKER 3VA1 IEC FRAME 160 BREAKING CAPACITY CLASS H ICU=70KA @ 415 V 3-POLE, LINE PROT | 503.45
3VA1132-6EF42-0AA0 | CIRCUIT BREAKER 3VA1 IEC FRAME 160 BREAKING CAPACITY CLASS H ICU=70KA @ 415 V 4-POLE, LINE PROT | 266.57
3VA1132-6GD46-0AA0 | CIRCUIT BREAKER 3VA1 IEC FRAME 160 BREAKING CAPACITY CLASS H ICU=70KA @ 415 V 4-POLE, LINE PROT | 270.52
3VA1140-3EF32-0JH0 | CIRCUIT BREAKER 3VA1 IEC FRAME 160 BREAKING CAPACITY CLASS N ICU=25KA @ 415 V 3-POLE, LINE PROT | 389.25
3VA1140-3EF36-0HA0 | CIRCUIT BREAKER 3VA1 IEC FRAME 160 BREAKING CAPACITY CLASS N ICU=25KA @ 415 V 3-POLE, LINE PROT | 334.94
3VA2025-7JQ42-0AA0 | CIRCUIT BREAKER 3VA2 IEC FRAME 100 BREAKING CAPACITY CLASS C ICU=110KA @ 415 V 4POLE, LINE PROT | 1314.19
3VA2025-7KP36-0AA0 | CIRCUIT BREAKER 3VA2 IEC FRAME 100 BREAKING CAPACITY CLASS C ICU=110KA @ 415 V 3POLE, LINE PROT | 1167.49
3VA2025-8HM46-0AA0 | CIRCUIT BREAKER 3VA2 IEC FRAME 100 BREAKING CAPACITY CLASS L ICU=150KA @ 415 V 4POLE, LINE PROT | 1002.45
3VA2025-8HN32-0AA0 | CIRCUIT BREAKER 3VA2 IEC FRAME 100 BREAKING CAPACITY CLASS L ICU=150KA @ 415 V 3POLE, LINE PROT | 635.69
3VA2025-7HM32-0AA0 | CIRCUIT BREAKER 3VA2 IEC FRAME 100 BREAKING CAPACITY CLASS C ICU=110KA @ 415 V 3POLE, LINE PROT | 745.74
3TC4817-5KB4-ZB01 | CONTACTOR SIZE 4, 2-POLE, DC-4, RATED OPERATIONAL CURRENT 75A AUXILIARY CONTACTS 22 (2NO+2NC) DC | 968.55
3TC7814-0EY80-0AB6 | CONTACTOR SIZE 12 2-POLE DC-3 AND 5, 400 A AUX. SWITCHES 44 (4NO+4NC) DC ACTUATION 72 V DC, 0.7. | 4007.67
3VA1116-4EF32-0CA0 | CIRCUIT BREAKER 3VA1 IEC FRAME 160 BREAKING CAPACITY CLASS S ICU=36KA @ 415 V 3-POLE, LINE PROT | 695.64
3VA2025-8KQ32-0AA0 | CIRCUIT BREAKER 3VA2 IEC FRAME 100 BREAKING CAPACITY CLASS L ICU=150KA @ 415 V 3POLE, LINE PROT | 1338.64
3VA2040-5HL46-0AA0 | CIRCUIT BREAKER 3VA2 IEC FRAME 100 BREAKING CAPACITY CLASS M ICU=55KA @ 415 V 4POLE, LINE PROTE | 576.43
3VA2040-5HM36-0AA0 | CIRCUIT BREAKER 3VA2 IEC FRAME 100 BREAKING CAPACITY CLASS M ICU=55KA @ 415 V 3POLE, LINE PROTE | 684.61
3SE5162-0CH60-1AJ0 | SIRIUS POSITION SWITCH, WITH TWIST LEVER ADJUSTABLE LENGTH WITH GRID HOLE, METAL, 56MM, XL INCRE | 138.6
3VA2040-6JQ46-0AA0 | CIRCUIT BREAKER 3VA2 IEC FRAME 100 BREAKING CAPACITY CLASS H ICU=85KA @ 415 V 4POLE, LINE PROTE | 1308.08
3VA2040-6KQ36-0AA0 | CIRCUIT BREAKER 3VA2 IEC FRAME 100 BREAKING CAPACITY CLASS H ICU=85KA @ 415 V 3POLE, LINE PROTE | 1259.17
3VA1163-1AA36-0CH0 | SWITCH DISCONNECTOR 3VA1 IEC FRAME 160 3-POLE SD100, IN=63A WITHOUT OVERLOAD PROTECTION WITHOUT | 395.53
3VA1032-3ED36-0JC0 | CIRCUIT BREAKER 3VA1 IEC FRAME 100 BREAKING CAPACITY CLASS N ICU=25KA @ 415 V 3-POLE, LINE PROT | 362.09
3VA2025-8JP46-0AA0 | CIRCUIT BREAKER 3VA2 IEC FRAME 100 BREAKING CAPACITY CLASS L ICU=150KA @ 415 V 4POLE, LINE PROT | 1204.16
3VA1132-6EF32-0AA0 | CIRCUIT BREAKER 3VA1 IEC FRAME 160 BREAKING CAPACITY CLASS H ICU=70KA @ 415 V 3-POLE, LINE PROT | 204.84
3VA1116-3EF32-0JC0 | CIRCUIT BREAKER 3VA1 IEC FRAME 160 BREAKING CAPACITY CLASS N ICU=25KA @ 415 V 3-POLE, LINE PROT | 675.45
3VA1116-4ED46-0AA0 | CIRCUIT BREAKER 3VA1 IEC FRAME 160 BREAKING CAPACITY CLASS S ICU=36KA @ 415 V 4-POLE, LINE PROT | 519.44
3VA1140-3EF36-0DC0 | CIRCUIT BREAKER 3VA1 IEC FRAME 160 BREAKING CAPACITY CLASS N ICU=25KA @ 415 V 3-POLE, LINE PROT | 409.45
3TC4817-0BP00-0KF0 | CONTACTOR SIZE 4, 2-POLE, DC-3 AND 5, 75A AUX. SWITCHES 22 (2NO+2NC) ALT. CURRENT ACTUATION 230 | 607.4
3VA1140-3GF42-0AA0 | CIRCUIT BREAKER 3VA1 IEC FRAME 160 BREAKING CAPACITY CLASS N ICU=25KA @ 415 V 4-POLE, LINE PROT | 204.35
3VA1140-4EF32-0BC0 | CIRCUIT BREAKER 3VA1 IEC FRAME 160 BREAKING CAPACITY CLASS S ICU=36KA @ 415 V 3-POLE, LINE PROT | 406.66
3VA1132-6EF36-0AB0 | CIRCUIT BREAKER 3VA1 IEC FRAME 160 BREAKING CAPACITY CLASS H ICU=70KA @ 415 V 3-POLE, LINE PROT | 390.65
3VA1140-3GF46-0AA0 | CIRCUIT BREAKER 3VA1 IEC FRAME 160 BREAKING CAPACITY CLASS N ICU=25KA @ 415 V 4-POLE, LINE PROT | 226.88
3VA1116-3EF32-0HC0 | CIRCUIT BREAKER 3VA1 IEC FRAME 160 BREAKING CAPACITY CLASS N ICU=25KA @ 415 V 3-POLE, LINE PROT | 675.45
3VA2025-7HN36-0AA0 | CIRCUIT BREAKER 3VA2 IEC FRAME 100 BREAKING CAPACITY CLASS C ICU=110KA @ 415 V 3POLE, LINE PROT | 592.92
3VA2025-8JP32-0AA0 | CIRCUIT BREAKER 3VA2 IEC FRAME 100 BREAKING CAPACITY CLASS L ICU=150KA @ 415 V 3POLE, LINE PROT | 1008.55
3VA2040-6HL42-0AA0 | CIRCUIT BREAKER 3VA2 IEC FRAME 100 BREAKING CAPACITY CLASS H ICU=85KA @ 415 V 4POLE, LINE PROTE | 611.25
3VA1140-4EF32-0DH0 | CIRCUIT BREAKER 3VA1 IEC FRAME 160 BREAKING CAPACITY CLASS S ICU=36KA @ 415 V 3-POLE, LINE PROT | 433.13
3VA1140-4EF32-0JC0 | CIRCUIT BREAKER 3VA1 IEC FRAME 160 BREAKING CAPACITY CLASS S ICU=36KA @ 415 V 3-POLE, LINE PROT | 380.19
3VA1116-4ED32-0AA0 | CIRCUIT BREAKER 3VA1 IEC FRAME 160 BREAKING CAPACITY CLASS S ICU=36KA @ 415 V 3-POLE, LINE PROT | 380.26
3VA1116-4EF32-0BC0 | CIRCUIT BREAKER 3VA1 IEC FRAME 160 BREAKING CAPACITY CLASS S ICU=36KA @ 415 V 3-POLE, LINE PROT | 752.04
3UF7330-1AU00-0 | FAIL-SAFE DIGITAL MODULE DM-F PROFISAFE; FOR FAIL-SAFE SWITCH-OFF VIA BUS / PROFISAFE; UV: 110..2 | 548.68
3UG4622-1AW38-0AA6-ZX95 | DIGITAL MONITORING RELAY CURRENT MONITORING, 22.5MM FROM 0.15 TO 4.2A AC/DC SUPPLY VOLTAGE AC/DC | 158.26
3VA1163-1AA42-0BC0 | SWITCH DISCONNECTOR 3VA1 IEC FRAME 160 4-POLE SD100, IN=63A WITHOUT OVERLOAD PROTECTION WITHOUT | 402.48
3VA1163-1AA42-0HH0 | SWITCH DISCONNECTOR 3VA1 IEC FRAME 160 4-POLE SD100, IN=63A WITHOUT OVERLOAD PROTECTION WITHOUT | 401.78
3VA2025-7JQ36-0AA0 | CIRCUIT BREAKER 3VA2 IEC FRAME 100 BREAKING CAPACITY CLASS C ICU=110KA @ 415 V 3POLE, LINE PROT | 1198.03
3VA2040-5HM46-0AA0 | CIRCUIT BREAKER 3VA2 IEC FRAME 100 BREAKING CAPACITY CLASS M ICU=55KA @ 415 V 4POLE, LINE PROTE | 806.85
3VA2040-6KP36-0AA0 | CIRCUIT BREAKER 3VA2 IEC FRAME 100 BREAKING CAPACITY CLASS H ICU=85KA @ 415 V 3POLE, LINE PROTE | 1084.25
3VA1110-3EE42-0AA0 | CIRCUIT BREAKER 3VA1 IEC FRAME 160 BREAKING CAPACITY CLASS N ICU=25KA @ 415 V 4-POLE, LINE PROT | 246.97
3VA1040-2ED32-0AA0 | CIRCUIT BREAKER 3VA1 IEC FRAME 100 BREAKING CAPACITY CLASS B ICU=16KA @ 415 V 3-POLE, LINE PROT | 137.22
3VA1040-2ED32-0CH0 | CIRCUIT BREAKER 3VA1 IEC FRAME 100 BREAKING CAPACITY CLASS B ICU=16KA @ 415 V 3-POLE, LINE PROT | 385.77
3VA2040-6HN32-0AA0 | CIRCUIT BREAKER 3VA2 IEC FRAME 100 BREAKING CAPACITY CLASS H ICU=85KA @ 415 V 3POLE, LINE PROTE | 535.47
3VA1020-3ED36-0CH0 | CIRCUIT BREAKER 3VA1 IEC FRAME 100 BREAKING CAPACITY CLASS N ICU=25KA @ 415 V 3-POLE, LINE PROT | 410.84
3SK1122-1CB44 | SIRIUS SAFETY RELAY BASIC UNIT ADVANCED SERIES WITH TIME DELAY 5-300S ELECTRONIC ENABLING CIRCUIT | 190.77
3VA1125-4EF32-0BC0 | CIRCUIT BREAKER 3VA1 IEC FRAME 160 BREAKING CAPACITY CLASS S ICU=36KA @ 415 V 3-POLE, LINE PROT | 406.66
3VA1110-5EE32-0JA0 | CIRCUIT BREAKER 3VA1 IEC FRAME 160 BREAKING CAPACITY CLASS M ICU=55KA @ 415 V 3-POLE, LINE PROT | 409.45
3VA1110-4EF32-0DC0 | CIRCUIT BREAKER 3VA1 IEC FRAME 160 BREAKING CAPACITY CLASS S ICU=36KA @ 415 V 3-POLE, LINE PROT | 473.51
3VA1110-4EF36-0AD0 | CIRCUIT BREAKER 3VA1 IEC FRAME 160 BREAKING CAPACITY CLASS S ICU=36KA @ 415 V 3-POLE, LINE PROT | 405.96
3VA1063-3ED32-0AE0 | CIRCUIT BREAKER 3VA1 IEC FRAME 100 BREAKING CAPACITY CLASS N ICU=25KA @ 415 V 3-POLE, LINE PROT | 298.03
3VA1063-3ED32-0DA0 | CIRCUIT BREAKER 3VA1 IEC FRAME 100 BREAKING CAPACITY CLASS N ICU=25KA @ 415 V 3-POLE, LINE PROT | 315.45
3VA1020-2ED46-0AA0 | CIRCUIT BREAKER 3VA1 IEC FRAME 100 BREAKING CAPACITY CLASS B ICU=16KA @ 415 V 4-POLE, LINE PROT | 200.93
3VA1020-3ED32-0CA0 | CIRCUIT BREAKER 3VA1 IEC FRAME 100 BREAKING CAPACITY CLASS N ICU=25KA @ 415 V 3-POLE, LINE PROT | 315.45
3VA1020-3ED36-0AF0 | CIRCUIT BREAKER 3VA1 IEC FRAME 100 BREAKING CAPACITY CLASS N ICU=25KA @ 415 V 3-POLE, LINE PROT | 273.67
3VA1110-5EF32-0CA0 | CIRCUIT BREAKER 3VA1 IEC FRAME 160 BREAKING CAPACITY CLASS M ICU=55KA @ 415 V 3-POLE, LINE PROT | 454.02
3VA1110-5EF36-0AA0 | CIRCUIT BREAKER 3VA1 IEC FRAME 160 BREAKING CAPACITY CLASS M ICU=55KA @ 415 V 3-POLE, LINE PROT | 255.79
3VA1050-2ED36-0JH0 | CIRCUIT BREAKER 3VA1 IEC FRAME 100 BREAKING CAPACITY CLASS B ICU=16KA @ 415 V 3-POLE, LINE PROT | 380.89
3VA1050-2ED42-0BH0 | CIRCUIT BREAKER 3VA1 IEC FRAME 100 BREAKING CAPACITY CLASS B ICU=16KA @ 415 V 4-POLE, LINE PROT | 444.26
3VA1020-3ED46-0AA0 | CIRCUIT BREAKER 3VA1 IEC FRAME 100 BREAKING CAPACITY CLASS N ICU=25KA @ 415 V 4-POLE, LINE PROT | 204.35
3VA1020-4ED32-0CC0 | CIRCUIT BREAKER 3VA1 IEC FRAME 100 BREAKING CAPACITY CLASS S ICU=36KA @ 415 V 3-POLE, LINE PROT | 368.36
3VA1110-5FD42-0AA0 | CIRCUIT BREAKER 3VA1 IEC FRAME 160 BREAKING CAPACITY CLASS M ICU=55KA @ 415 V 4-POLE, LINE PROT | 287.65
3VA1110-6EF36-0CC0 | CIRCUIT BREAKER 3VA1 IEC FRAME 160 BREAKING CAPACITY CLASS H ICU=70KA @ 415 V 3-POLE, LINE PROT | 557.77
3VA1110-6FF46-0AA0 | CIRCUIT BREAKER 3VA1 IEC FRAME 160 BREAKING CAPACITY CLASS H ICU=70KA @ 415 V 4-POLE, LINE PROT | 360.66
3VA1080-2ED42-0JH0 | CIRCUIT BREAKER 3VA1 IEC FRAME 100 BREAKING CAPACITY CLASS B ICU=16KA @ 415 V 4-POLE, LINE PROT | 440.77
3VA1110-4EF42-0AA0 | CIRCUIT BREAKER 3VA1 IEC FRAME 160 BREAKING CAPACITY CLASS S ICU=36KA @ 415 V 4-POLE, LINE PROT | 282.78
3VA1032-4ED46-0AA0 | CIRCUIT BREAKER 3VA1 IEC FRAME 100 BREAKING CAPACITY CLASS S ICU=36KA @ 415 V 4-POLE, LINE PROT | 207.79
3VA1040-2ED32-0HH0 | CIRCUIT BREAKER 3VA1 IEC FRAME 100 BREAKING CAPACITY CLASS B ICU=16KA @ 415 V 3-POLE, LINE PROT | 359.3
3TC5617-0BK1 | CONTACTOR SIZE 12 2-POLE DC-3 AND 5, 400 A AUX. SWITCHES 22 (2NO+2NC) ALT. CURRENT ACTUATION 120 | 3292.4
3VA1132-4EF32-0BH0 | CIRCUIT BREAKER 3VA1 IEC FRAME 160 BREAKING CAPACITY CLASS S ICU=36KA @ 415 V 3-POLE, LINE PROT | 433.13
3VA1132-4EF32-0HC0 | CIRCUIT BREAKER 3VA1 IEC FRAME 160 BREAKING CAPACITY CLASS S ICU=36KA @ 415 V 3-POLE, LINE PROT | 380.19
3VA1040-3ED32-0BA0 | CIRCUIT BREAKER 3VA1 IEC FRAME 100 BREAKING CAPACITY CLASS N ICU=25KA @ 415 V 3-POLE, LINE PROT | 315.45
3VA1040-3ED36-0BA0 | CIRCUIT BREAKER 3VA1 IEC FRAME 100 BREAKING CAPACITY CLASS N ICU=25KA @ 415 V 3-POLE, LINE PROT | 337.04
3VA1132-3EF36-0AD0 | CIRCUIT BREAKER 3VA1 IEC FRAME 160 BREAKING CAPACITY CLASS N ICU=25KA @ 415 V 3-POLE, LINE PROT | 321.7
3VA1140-3EF36-0KA0 | CIRCUIT BREAKER 3VA1 IEC FRAME 160 BREAKING CAPACITY CLASS N ICU=25KA @ 415 V 3-POLE, LINE PROT | 334.94
3VA1140-3EF46-0AA0 | CIRCUIT BREAKER 3VA1 IEC FRAME 160 BREAKING CAPACITY CLASS N ICU=25KA @ 415 V 4-POLE, LINE PROT | 226.88
3VA1140-4ED32-0AA0 | CIRCUIT BREAKER 3VA1 IEC FRAME 160 BREAKING CAPACITY CLASS S ICU=36KA @ 415 V 3-POLE, LINE PROT | 159.75
3VA1140-4EE42-0AA0 | CIRCUIT BREAKER 3VA1 IEC FRAME 160 BREAKING CAPACITY CLASS S ICU=36KA @ 415 V 4-POLE, LINE PROT | 210.23
3VA1140-4EF32-0BH0 | CIRCUIT BREAKER 3VA1 IEC FRAME 160 BREAKING CAPACITY CLASS S ICU=36KA @ 415 V 3-POLE, LINE PROT | 433.13
3VA1116-3EF36-0CC0 | CIRCUIT BREAKER 3VA1 IEC FRAME 160 BREAKING CAPACITY CLASS N ICU=25KA @ 415 V 3-POLE, LINE PROT | 724.2
3VA1116-3EF36-0DC0 | CIRCUIT BREAKER 3VA1 IEC FRAME 160 BREAKING CAPACITY CLASS N ICU=25KA @ 415 V 3-POLE, LINE PROT | 724.2
3VA1116-3FD46-0AA0 | CIRCUIT BREAKER 3VA1 IEC FRAME 160 BREAKING CAPACITY CLASS N ICU=25KA @ 415 V 4-POLE, LINE PROT | 477.79
4AM2342-5AT10-0FB0 | TRANSFORMER SITAS; PHASES:1; PN/PN(S6)(KVA):0,025 /0; UPRI(V):400+/-5%; USEC(V):230; ISEC(A):0,11 | 109.91
3VA1163-3ED36-0AA0 | CIRCUIT BREAKER 3VA1 IEC FRAME 160 BREAKING CAPACITY CLASS N ICU=25KA @ 415 V 3-POLE, LINE PROT | 162.2
3VA1163-3EF32-0CC0 | CIRCUIT BREAKER 3VA1 IEC FRAME 160 BREAKING CAPACITY CLASS N ICU=25KA @ 415 V 3-POLE, LINE PROT | 389.95
3VA1163-3EF32-0HC0 | CIRCUIT BREAKER 3VA1 IEC FRAME 160 BREAKING CAPACITY CLASS N ICU=25KA @ 415 V 3-POLE, LINE PROT | 362.79
3VA1163-3EF32-0KC0 | CIRCUIT BREAKER 3VA1 IEC FRAME 160 BREAKING CAPACITY CLASS N ICU=25KA @ 415 V 3-POLE, LINE PROT | 362.79
3VA1163-3EF32-0KH0 | CIRCUIT BREAKER 3VA1 IEC FRAME 160 BREAKING CAPACITY CLASS N ICU=25KA @ 415 V 3-POLE, LINE PROT | 389.25
3VA1032-4ED32-0AA0 | CIRCUIT BREAKER 3VA1 IEC FRAME 100 BREAKING CAPACITY CLASS S ICU=36KA @ 415 V 3-POLE, LINE PROT | 143.11
3VA1032-4ED32-0KH0 | CIRCUIT BREAKER 3VA1 IEC FRAME 100 BREAKING CAPACITY CLASS S ICU=36KA @ 415 V 3-POLE, LINE PROT | 366.97
3VA1032-4ED36-0AC0 | CIRCUIT BREAKER 3VA1 IEC FRAME 100 BREAKING CAPACITY CLASS S ICU=36KA @ 415 V 3-POLE, LINE PROT | 277.14
3VA1032-4ED36-0AF0 | CIRCUIT BREAKER 3VA1 IEC FRAME 100 BREAKING CAPACITY CLASS S ICU=36KA @ 415 V 3-POLE, LINE PROT | 277.14
3VA2040-7HN46-0AA0 | CIRCUIT BREAKER 3VA2 IEC FRAME 100 BREAKING CAPACITY CLASS C ICU=110KA @ 415 V 4POLE, LINE PROT | 745.74
3VA1140-4EF32-0HC0 | CIRCUIT BREAKER 3VA1 IEC FRAME 160 BREAKING CAPACITY CLASS S ICU=36KA @ 415 V 3-POLE, LINE PROT | 380.19
3VA1140-4EF32-0KA0 | CIRCUIT BREAKER 3VA1 IEC FRAME 160 BREAKING CAPACITY CLASS S ICU=36KA @ 415 V 3-POLE, LINE PROT | 331.46
3VA1140-4EF36-0AB0 | CIRCUIT BREAKER 3VA1 IEC FRAME 160 BREAKING CAPACITY CLASS S ICU=36KA @ 415 V 3-POLE, LINE PROT | 339.11
3VA1110-4EF36-0AE0 | CIRCUIT BREAKER 3VA1 IEC FRAME 160 BREAKING CAPACITY CLASS S ICU=36KA @ 415 V 3-POLE, LINE PROT | 432.43
3VA1110-4EF36-0AH0 | CIRCUIT BREAKER 3VA1 IEC FRAME 160 BREAKING CAPACITY CLASS S ICU=36KA @ 415 V 3-POLE, LINE PROT | 405.96
3VA1110-4EF36-0DA0 | CIRCUIT BREAKER 3VA1 IEC FRAME 160 BREAKING CAPACITY CLASS S ICU=36KA @ 415 V 3-POLE, LINE PROT | 446.35
3VA1110-4EF36-0HA0 | CIRCUIT BREAKER 3VA1 IEC FRAME 160 BREAKING CAPACITY CLASS S ICU=36KA @ 415 V 3-POLE, LINE PROT | 421.28
3VA1140-5EF32-0CH0 | CIRCUIT BREAKER 3VA1 IEC FRAME 160 BREAKING CAPACITY CLASS M ICU=55KA @ 415 V 3-POLE, LINE PROT | 457.5
3VA2040-7HL46-0AA0 | CIRCUIT BREAKER 3VA2 IEC FRAME 100 BREAKING CAPACITY CLASS C ICU=110KA @ 415 V 4POLE, LINE PROT | 690.7
3VA2040-7HM32-0AA0 | CIRCUIT BREAKER 3VA2 IEC FRAME 100 BREAKING CAPACITY CLASS C ICU=110KA @ 415 V 3POLE, LINE PROT | 745.74
3VA2040-7HN42-0AA0 | CIRCUIT BREAKER 3VA2 IEC FRAME 100 BREAKING CAPACITY CLASS C ICU=110KA @ 415 V 4POLE, LINE PROT | 709.05
3VA2040-6HL46-0AA0 | CIRCUIT BREAKER 3VA2 IEC FRAME 100 BREAKING CAPACITY CLASS H ICU=85KA @ 415 V 4POLE, LINE PROTE | 647.91
3VA2040-6HN32-0BD0 | CIRCUIT BREAKER 3VA2 IEC FRAME 100 BREAKING CAPACITY CLASS H ICU=85KA @ 415 V 3POLE, LINE PROTE | 800.79
3VA2040-6JQ32-0AA0 | CIRCUIT BREAKER 3VA2 IEC FRAME 100 BREAKING CAPACITY CLASS H ICU=85KA @ 415 V 3POLE, LINE PROTE | 1155.27
3VA2040-6JQ36-0AA0 | CIRCUIT BREAKER 3VA2 IEC FRAME 100 BREAKING CAPACITY CLASS H ICU=85KA @ 415 V 3POLE, LINE PROTE | 1167.49
3VA2040-5KP36-0AA0 | CIRCUIT BREAKER 3VA2 IEC FRAME 100 BREAKING CAPACITY CLASS M ICU=55KA @ 415 V 3POLE, LINE PROTE | 1037.94
3VA2040-5KQ46-0AA0 | CIRCUIT BREAKER 3VA2 IEC FRAME 100 BREAKING CAPACITY CLASS M ICU=55KA @ 415 V 4POLE, LINE PROTE | 1338.64
3VA2040-6HM32-0AA0 | CIRCUIT BREAKER 3VA2 IEC FRAME 100 BREAKING CAPACITY CLASS H ICU=85KA @ 415 V 3POLE, LINE PROTE | 709.05
3VA1163-3EF36-0AG0 | CIRCUIT BREAKER 3VA1 IEC FRAME 160 BREAKING CAPACITY CLASS N ICU=25KA @ 415 V 3-POLE, LINE PROT | 321.7
3VA1110-1AA46-0AA0 | SWITCH DISCONNECTOR 3VA1 IEC FRAME 160 4-POLE SD100, IN=100A WITHOUT OVERLOAD PROTECTION WITHOU | 233.25
3VA1110-3EF32-0AD0 | CIRCUIT BREAKER 3VA1 IEC FRAME 160 BREAKING CAPACITY CLASS N ICU=25KA @ 415 V 3-POLE, LINE PROT | 358.61
3VA1110-3EF32-0BA0 | CIRCUIT BREAKER 3VA1 IEC FRAME 160 BREAKING CAPACITY CLASS N ICU=25KA @ 415 V 3-POLE, LINE PROT | 398.31
3VA1120-5EE36-0AA0 | CIRCUIT BREAKER 3VA1 IEC FRAME 160 BREAKING CAPACITY CLASS M ICU=55KA @ 415 V 3-POLE, LINE PROT | 195.52
3VA1120-5EF32-0AF0 | CIRCUIT BREAKER 3VA1 IEC FRAME 160 BREAKING CAPACITY CLASS M ICU=55KA @ 415 V 3-POLE, LINE PROT | 317.52
3VA1120-5EF32-0BC0 | CIRCUIT BREAKER 3VA1 IEC FRAME 160 BREAKING CAPACITY CLASS M ICU=55KA @ 415 V 3-POLE, LINE PROT | 433.13
3VA1120-5EF32-0CH0 | CIRCUIT BREAKER 3VA1 IEC FRAME 160 BREAKING CAPACITY CLASS M ICU=55KA @ 415 V 3-POLE, LINE PROT | 457.5
3VA1032-4ED36-0AE0 | CIRCUIT BREAKER 3VA1 IEC FRAME 100 BREAKING CAPACITY CLASS S ICU=36KA @ 415 V 3-POLE, LINE PROT | 327.28
3VA1140-4EF36-0AC0 | CIRCUIT BREAKER 3VA1 IEC FRAME 160 BREAKING CAPACITY CLASS S ICU=36KA @ 415 V 3-POLE, LINE PROT | 316.84
3VA1140-4EF36-0AG0 | CIRCUIT BREAKER 3VA1 IEC FRAME 160 BREAKING CAPACITY CLASS S ICU=36KA @ 415 V 3-POLE, LINE PROT | 339.11
3VA1140-4EF36-0BH0 | CIRCUIT BREAKER 3VA1 IEC FRAME 160 BREAKING CAPACITY CLASS S ICU=36KA @ 415 V 3-POLE, LINE PROT | 456.8
3VA1112-4EF36-0AC0 | CIRCUIT BREAKER 3VA1 IEC FRAME 160 BREAKING CAPACITY CLASS S ICU=36KA @ 415 V 3-POLE, LINE PROT | 570.3
3VA1110-3EF32-0KH0 | CIRCUIT BREAKER 3VA1 IEC FRAME 160 BREAKING CAPACITY CLASS N ICU=25KA @ 415 V 3-POLE, LINE PROT | 446.35
5SG7621-0KK16 | MINIZED-SWITCH-DISCONNECTOR D01 16A 400V 2P FOR FUSE-LINKS 2-16A | 34.1
3VA1112-4EF32-0BA0 | CIRCUIT BREAKER 3VA1 IEC FRAME 160 BREAKING CAPACITY CLASS S ICU=36KA @ 415 V 3-POLE, LINE PROT | 612.08
3VA1040-2ED32-0JA0 | CIRCUIT BREAKER 3VA1 IEC FRAME 100 BREAKING CAPACITY CLASS B ICU=16KA @ 415 V 3-POLE, LINE PROT | 284.8
3VA1040-3ED32-0JC0 | CIRCUIT BREAKER 3VA1 IEC FRAME 100 BREAKING CAPACITY CLASS N ICU=25KA @ 415 V 3-POLE, LINE PROT | 337.04
3VA2040-7JQ36-0AA0 | CIRCUIT BREAKER 3VA2 IEC FRAME 100 BREAKING CAPACITY CLASS C ICU=110KA @ 415 V 3POLE, LINE PROT | 1198.03
3VA1040-2ED32-0AE0 | CIRCUIT BREAKER 3VA1 IEC FRAME 100 BREAKING CAPACITY CLASS B ICU=16KA @ 415 V 3-POLE, LINE PROT | 293.86
3VA1040-2ED32-0JC0 | CIRCUIT BREAKER 3VA1 IEC FRAME 100 BREAKING CAPACITY CLASS B ICU=16KA @ 415 V 3-POLE, LINE PROT | 332.85
3VA1040-3ED32-0AD0 | CIRCUIT BREAKER 3VA1 IEC FRAME 100 BREAKING CAPACITY CLASS N ICU=25KA @ 415 V 3-POLE, LINE PROT | 275.06
3VA1040-3ED32-0CA0 | CIRCUIT BREAKER 3VA1 IEC FRAME 100 BREAKING CAPACITY CLASS N ICU=25KA @ 415 V 3-POLE, LINE PROT | 315.45
3VA2040-6KQ42-0AA0 | CIRCUIT BREAKER 3VA2 IEC FRAME 100 BREAKING CAPACITY CLASS H ICU=85KA @ 415 V 4POLE, LINE PROTE | 1356.97
3VA1110-3EF32-0JH0 | CIRCUIT BREAKER 3VA1 IEC FRAME 160 BREAKING CAPACITY CLASS N ICU=25KA @ 415 V 3-POLE, LINE PROT | 446.35
5SG7661-0KK16 | MINIZED-SWITCH-DISCONNECTOR D01 16A 400V 3P+N FOR FUSE-LINKS 2-16A | 51.16
3VA1120-4EF36-0JH0 | CIRCUIT BREAKER 3VA1 IEC FRAME 160 BREAKING CAPACITY CLASS S ICU=36KA @ 415 V 3-POLE, LINE PROT | 431.03
3VA1120-5EF32-0JH0 | CIRCUIT BREAKER 3VA1 IEC FRAME 160 BREAKING CAPACITY CLASS M ICU=55KA @ 415 V 3-POLE, LINE PROT | 432.43
3VA1120-5EF36-0BC0 | CIRCUIT BREAKER 3VA1 IEC FRAME 160 BREAKING CAPACITY CLASS M ICU=55KA @ 415 V 3-POLE, LINE PROT | 454.71
3VA1110-4EF36-0KC0 | CIRCUIT BREAKER 3VA1 IEC FRAME 160 BREAKING CAPACITY CLASS S ICU=36KA @ 415 V 3-POLE, LINE PROT | 471.42
3VA1032-4ED32-0HH0 | CIRCUIT BREAKER 3VA1 IEC FRAME 100 BREAKING CAPACITY CLASS S ICU=36KA @ 415 V 3-POLE, LINE PROT | 366.97
3VA1140-4EF36-0KH0 | CIRCUIT BREAKER 3VA1 IEC FRAME 160 BREAKING CAPACITY CLASS S ICU=36KA @ 415 V 3-POLE, LINE PROT | 431.03
3VA1140-5EF32-0AD0 | CIRCUIT BREAKER 3VA1 IEC FRAME 160 BREAKING CAPACITY CLASS M ICU=55KA @ 415 V 3-POLE, LINE PROT | 341.2
3VA1110-3EF32-0DC0 | CIRCUIT BREAKER 3VA1 IEC FRAME 160 BREAKING CAPACITY CLASS N ICU=25KA @ 415 V 3-POLE, LINE PROT | 447.05
3VA1110-3EF36-0AA0 | CIRCUIT BREAKER 3VA1 IEC FRAME 160 BREAKING CAPACITY CLASS N ICU=25KA @ 415 V 3-POLE, LINE PROT | 217.11
3VA1112-4EF36-0BA0 | CIRCUIT BREAKER 3VA1 IEC FRAME 160 BREAKING CAPACITY CLASS S ICU=36KA @ 415 V 3-POLE, LINE PROT | 638.55
3VA1110-1AA42-0AB0 | SWITCH DISCONNECTOR 3VA1 IEC FRAME 160 4-POLE SD100, IN=100A WITHOUT OVERLOAD PROTECTION WITHOU | 373.24
3VA1110-3EF32-0HA0 | CIRCUIT BREAKER 3VA1 IEC FRAME 160 BREAKING CAPACITY CLASS N ICU=25KA @ 415 V 3-POLE, LINE PROT | 371.85
3VA1120-5EF36-0DH0 | CIRCUIT BREAKER 3VA1 IEC FRAME 160 BREAKING CAPACITY CLASS M ICU=55KA @ 415 V 3-POLE, LINE PROT | 479.78
3VA2040-8HL36-0AA0 | CIRCUIT BREAKER 3VA2 IEC FRAME 100 BREAKING CAPACITY CLASS L ICU=150KA @ 415 V 3POLE, LINE PROT | 600.27
3VA2040-8HM32-0AA0 | CIRCUIT BREAKER 3VA2 IEC FRAME 100 BREAKING CAPACITY CLASS L ICU=150KA @ 415 V 3POLE, LINE PROT | 806.85
3VA1163-3EF36-0CA0 | CIRCUIT BREAKER 3VA1 IEC FRAME 160 BREAKING CAPACITY CLASS N ICU=25KA @ 415 V 3-POLE, LINE PROT | 362.79
3VA1032-4ED36-0HH0 | CIRCUIT BREAKER 3VA1 IEC FRAME 100 BREAKING CAPACITY CLASS S ICU=36KA @ 415 V 3-POLE, LINE PROT | 391.34
3VA1040-3ED36-0JA0 | CIRCUIT BREAKER 3VA1 IEC FRAME 100 BREAKING CAPACITY CLASS N ICU=25KA @ 415 V 3-POLE, LINE PROT | 311.96
3VA1112-4EF42-0AA0 | CIRCUIT BREAKER 3VA1 IEC FRAME 160 BREAKING CAPACITY CLASS S ICU=36KA @ 415 V 4-POLE, LINE PROT | 455.75
3VA1112-5ED32-0HA0 | CIRCUIT BREAKER 3VA1 IEC FRAME 160 BREAKING CAPACITY CLASS M ICU=55KA @ 415 V 3-POLE, LINE PROT | 599.55
3VA1140-4EF36-0DA0 | CIRCUIT BREAKER 3VA1 IEC FRAME 160 BREAKING CAPACITY CLASS S ICU=36KA @ 415 V 3-POLE, LINE PROT | 380.89
3VA1163-3EF46-0AA0 | CIRCUIT BREAKER 3VA1 IEC FRAME 160 BREAKING CAPACITY CLASS N ICU=25KA @ 415 V 4-POLE, LINE PROT | 226.88
3VA1163-4EF36-0AG0 | CIRCUIT BREAKER 3VA1 IEC FRAME 160 BREAKING CAPACITY CLASS S ICU=36KA @ 415 V 3-POLE, LINE PROT | 339.11
3VA1112-5ED32-0AD0 | CIRCUIT BREAKER 3VA1 IEC FRAME 160 BREAKING CAPACITY CLASS M ICU=55KA @ 415 V 3-POLE, LINE PROT | 582.15
3VA1112-5ED32-0AA0 | CIRCUIT BREAKER 3VA1 IEC FRAME 160 BREAKING CAPACITY CLASS M ICU=55KA @ 415 V 3-POLE, LINE PROT | 358.72
3VA1112-5ED32-0DA0 | CIRCUIT BREAKER 3VA1 IEC FRAME 160 BREAKING CAPACITY CLASS M ICU=55KA @ 415 V 3-POLE, LINE PROT | 624.62
3VA1040-4ED32-0BA0 | CIRCUIT BREAKER 3VA1 IEC FRAME 100 BREAKING CAPACITY CLASS S ICU=36KA @ 415 V 3-POLE, LINE PROT | 318.92
3VA1040-4ED32-0CH0 | CIRCUIT BREAKER 3VA1 IEC FRAME 100 BREAKING CAPACITY CLASS S ICU=36KA @ 415 V 3-POLE, LINE PROT | 394.13
3VA1050-2ED32-0DH0 | CIRCUIT BREAKER 3VA1 IEC FRAME 100 BREAKING CAPACITY CLASS B ICU=16KA @ 415 V 3-POLE, LINE PROT | 385.77
3SE3982-0K | SWITCHING ELEMENT 6 A, REPLAC. FOR FOOT-OP. BUTTON 3SE3+ | 29.29
3SE3982-7J | SWITCHING ELEMENT FOR FOOT-OP. BUTTON 3SE3924, 1NO/1NC, SCHMERSAL | 56.97
3VA1040-4ED32-0AD0 | CIRCUIT BREAKER 3VA1 IEC FRAME 100 BREAKING CAPACITY CLASS S ICU=36KA @ 415 V 3-POLE, LINE PROT | 278.53
3VA1040-4ED32-0BC0 | CIRCUIT BREAKER 3VA1 IEC FRAME 100 BREAKING CAPACITY CLASS S ICU=36KA @ 415 V 3-POLE, LINE PROT | 368.36
3VA1040-4ED32-0KH0 | CIRCUIT BREAKER 3VA1 IEC FRAME 100 BREAKING CAPACITY CLASS S ICU=36KA @ 415 V 3-POLE, LINE PROT | 366.97
3VA1112-5EF32-0AA0 | CIRCUIT BREAKER 3VA1 IEC FRAME 160 BREAKING CAPACITY CLASS M ICU=55KA @ 415 V 3-POLE, LINE PROT | 385.15
3VA1112-5EF36-0AG0 | CIRCUIT BREAKER 3VA1 IEC FRAME 160 BREAKING CAPACITY CLASS M ICU=55KA @ 415 V 3-POLE, LINE PROT | 645.5
3VA1140-5EF36-0AH0 | CIRCUIT BREAKER 3VA1 IEC FRAME 160 BREAKING CAPACITY CLASS M ICU=55KA @ 415 V 3-POLE, LINE PROT | 364.88
3VA1140-5EF36-0JH0 | CIRCUIT BREAKER 3VA1 IEC FRAME 160 BREAKING CAPACITY CLASS M ICU=55KA @ 415 V 3-POLE, LINE PROT | 454.02
3VA1140-5EF32-0JC0 | CIRCUIT BREAKER 3VA1 IEC FRAME 160 BREAKING CAPACITY CLASS M ICU=55KA @ 415 V 3-POLE, LINE PROT | 405.96
3VA2040-7HM46-0AA0 | CIRCUIT BREAKER 3VA2 IEC FRAME 100 BREAKING CAPACITY CLASS C ICU=110KA @ 415 V 4POLE, LINE PROT | 916.9
3VA1163-1AA42-0KA0 | SWITCH DISCONNECTOR 3VA1 IEC FRAME 160 4-POLE SD100, IN=63A WITHOUT OVERLOAD PROTECTION WITHOUT | 327.28
3VA1163-3EF32-0DH0 | CIRCUIT BREAKER 3VA1 IEC FRAME 160 BREAKING CAPACITY CLASS N ICU=25KA @ 415 V 3-POLE, LINE PROT | 411.54
3VA1163-3EF36-0KH0 | CIRCUIT BREAKER 3VA1 IEC FRAME 160 BREAKING CAPACITY CLASS N ICU=25KA @ 415 V 3-POLE, LINE PROT | 408.75
3VA1140-4EF32-0BA0 | CIRCUIT BREAKER 3VA1 IEC FRAME 160 BREAKING CAPACITY CLASS S ICU=36KA @ 415 V 3-POLE, LINE PROT | 358.61
3VA1120-6EF32-0AD0 | CIRCUIT BREAKER 3VA1 IEC FRAME 160 BREAKING CAPACITY CLASS H ICU=70KA @ 415 V 3-POLE, LINE PROT | 366.27
3VA1120-6EF32-0DC0 | CIRCUIT BREAKER 3VA1 IEC FRAME 160 BREAKING CAPACITY CLASS H ICU=70KA @ 415 V 3-POLE, LINE PROT | 456.8
3VA1140-6EF32-0DC0 | CIRCUIT BREAKER 3VA1 IEC FRAME 160 BREAKING CAPACITY CLASS H ICU=70KA @ 415 V 3-POLE, LINE PROT | 456.8
3VA1120-5EF36-0AF0 | CIRCUIT BREAKER 3VA1 IEC FRAME 160 BREAKING CAPACITY CLASS M ICU=55KA @ 415 V 3-POLE, LINE PROT | 338.41
3VA2040-8HM36-0AA0 | CIRCUIT BREAKER 3VA2 IEC FRAME 100 BREAKING CAPACITY CLASS L ICU=150KA @ 415 V 3POLE, LINE PROT | 825.18
3VA1112-5EF36-0DA0 | CIRCUIT BREAKER 3VA1 IEC FRAME 160 BREAKING CAPACITY CLASS M ICU=55KA @ 415 V 3-POLE, LINE PROT | 685.2
3VA1112-5EF46-0AA0 | CIRCUIT BREAKER 3VA1 IEC FRAME 160 BREAKING CAPACITY CLASS M ICU=55KA @ 415 V 4-POLE, LINE PROT | 524.34
3VA1050-2ED36-0HA0 | CIRCUIT BREAKER 3VA1 IEC FRAME 100 BREAKING CAPACITY CLASS B ICU=16KA @ 415 V 3-POLE, LINE PROT | 309.18
3VA1050-2ED36-0CH0 | CIRCUIT BREAKER 3VA1 IEC FRAME 100 BREAKING CAPACITY CLASS B ICU=16KA @ 415 V 3-POLE, LINE PROT | 407.36
3VA1196-5EF36-0JH0 | CIRCUIT BREAKER 3VA1 IEC FRAME 160 BREAKING CAPACITY CLASS M ICU=55KA @ 415 V 3-POLE, LINE PROT | 454.02
3VA1196-6EF32-0AG0 | CIRCUIT BREAKER 3VA1 IEC FRAME 160 BREAKING CAPACITY CLASS H ICU=70KA @ 415 V 3-POLE, LINE PROT | 366.27
3VA1140-4EF32-0CA0 | CIRCUIT BREAKER 3VA1 IEC FRAME 160 BREAKING CAPACITY CLASS S ICU=36KA @ 415 V 3-POLE, LINE PROT | 358.61
3VA1140-4GD46-0AA0 | CIRCUIT BREAKER 3VA1 IEC FRAME 160 BREAKING CAPACITY CLASS S ICU=36KA @ 415 V 4-POLE, LINE PROT | 228.35
3VA1040-3ED36-0AE0 | CIRCUIT BREAKER 3VA1 IEC FRAME 100 BREAKING CAPACITY CLASS N ICU=25KA @ 415 V 3-POLE, LINE PROT | 322.4
3VA1112-5EF32-0BA0 | CIRCUIT BREAKER 3VA1 IEC FRAME 160 BREAKING CAPACITY CLASS M ICU=55KA @ 415 V 3-POLE, LINE PROT | 662.22
3VA1112-5EF36-0AC0 | CIRCUIT BREAKER 3VA1 IEC FRAME 160 BREAKING CAPACITY CLASS M ICU=55KA @ 415 V 3-POLE, LINE PROT | 620.44
3VA1140-4EF36-0AE0 | CIRCUIT BREAKER 3VA1 IEC FRAME 160 BREAKING CAPACITY CLASS S ICU=36KA @ 415 V 3-POLE, LINE PROT | 366.27
3VA1140-4EF36-0AH0 | CIRCUIT BREAKER 3VA1 IEC FRAME 160 BREAKING CAPACITY CLASS S ICU=36KA @ 415 V 3-POLE, LINE PROT | 339.11
3VA1112-4EF32-0DC0 | CIRCUIT BREAKER 3VA1 IEC FRAME 160 BREAKING CAPACITY CLASS S ICU=36KA @ 415 V 3-POLE, LINE PROT | 661.53
3VA1112-4EF32-0CH0 | CIRCUIT BREAKER 3VA1 IEC FRAME 160 BREAKING CAPACITY CLASS S ICU=36KA @ 415 V 3-POLE, LINE PROT | 687.98
3VA1112-4EF32-0JA0 | CIRCUIT BREAKER 3VA1 IEC FRAME 160 BREAKING CAPACITY CLASS S ICU=36KA @ 415 V 3-POLE, LINE PROT | 587.01
3VA1112-4FD42-0AA0 | CIRCUIT BREAKER 3VA1 IEC FRAME 160 BREAKING CAPACITY CLASS S ICU=36KA @ 415 V 4-POLE, LINE PROT | 423.9
3VA1050-2ED32-0HA0 | CIRCUIT BREAKER 3VA1 IEC FRAME 100 BREAKING CAPACITY CLASS B ICU=16KA @ 415 V 3-POLE, LINE PROT | 284.8
3VA1050-2ED32-0HH0 | CIRCUIT BREAKER 3VA1 IEC FRAME 100 BREAKING CAPACITY CLASS B ICU=16KA @ 415 V 3-POLE, LINE PROT | 359.3
3VA1050-2ED32-0KH0 | CIRCUIT BREAKER 3VA1 IEC FRAME 100 BREAKING CAPACITY CLASS B ICU=16KA @ 415 V 3-POLE, LINE PROT | 359.3
3VA1040-4ED32-0CA0 | CIRCUIT BREAKER 3VA1 IEC FRAME 100 BREAKING CAPACITY CLASS S ICU=36KA @ 415 V 3-POLE, LINE PROT | 318.92
3VA1040-4ED32-0JA0 | CIRCUIT BREAKER 3VA1 IEC FRAME 100 BREAKING CAPACITY CLASS S ICU=36KA @ 415 V 3-POLE, LINE PROT | 291.77
3VA1040-4ED32-0JH0 | CIRCUIT BREAKER 3VA1 IEC FRAME 100 BREAKING CAPACITY CLASS S ICU=36KA @ 415 V 3-POLE, LINE PROT | 366.97
3VA1040-4ED32-0KA0 | CIRCUIT BREAKER 3VA1 IEC FRAME 100 BREAKING CAPACITY CLASS S ICU=36KA @ 415 V 3-POLE, LINE PROT | 291.77
3VA1140-5EF32-0AB0 | CIRCUIT BREAKER 3VA1 IEC FRAME 160 BREAKING CAPACITY CLASS M ICU=55KA @ 415 V 3-POLE, LINE PROT | 341.2
3VA1140-5EF32-0AC0 | CIRCUIT BREAKER 3VA1 IEC FRAME 160 BREAKING CAPACITY CLASS M ICU=55KA @ 415 V 3-POLE, LINE PROT | 317.52
3VA1140-5EF32-0AG0 | CIRCUIT BREAKER 3VA1 IEC FRAME 160 BREAKING CAPACITY CLASS M ICU=55KA @ 415 V 3-POLE, LINE PROT | 341.2
3VA1140-5EF32-0CA0 | CIRCUIT BREAKER 3VA1 IEC FRAME 160 BREAKING CAPACITY CLASS M ICU=55KA @ 415 V 3-POLE, LINE PROT | 383.68
3VA1163-3GE46-0AA0 | CIRCUIT BREAKER 3VA1 IEC FRAME 160 BREAKING CAPACITY CLASS N ICU=25KA @ 415 V 4-POLE, LINE PROT | 217.59
3VA1163-3GF42-0AA0 | CIRCUIT BREAKER 3VA1 IEC FRAME 160 BREAKING CAPACITY CLASS N ICU=25KA @ 415 V 4-POLE, LINE PROT | 204.35
3VA1163-4ED32-0AA0 | CIRCUIT BREAKER 3VA1 IEC FRAME 160 BREAKING CAPACITY CLASS S ICU=36KA @ 415 V 3-POLE, LINE PROT | 159.75
3VA1163-4ED42-0AA0 | CIRCUIT BREAKER 3VA1 IEC FRAME 160 BREAKING CAPACITY CLASS S ICU=36KA @ 415 V 4-POLE, LINE PROT | 206.33
3VA1140-5EF36-0KH0 | CIRCUIT BREAKER 3VA1 IEC FRAME 160 BREAKING CAPACITY CLASS M ICU=55KA @ 415 V 3-POLE, LINE PROT | 454.02
3VA1140-5EF46-0AA0 | CIRCUIT BREAKER 3VA1 IEC FRAME 160 BREAKING CAPACITY CLASS M ICU=55KA @ 415 V 4-POLE, LINE PROT | 265.6
3VA1140-6EE42-0AA0 | CIRCUIT BREAKER 3VA1 IEC FRAME 160 BREAKING CAPACITY CLASS H ICU=70KA @ 415 V 4-POLE, LINE PROT | 254.82
3VA1140-6EF32-0AD0 | CIRCUIT BREAKER 3VA1 IEC FRAME 160 BREAKING CAPACITY CLASS H ICU=70KA @ 415 V 3-POLE, LINE PROT | 366.27
3VA1140-6EF32-0BC0 | CIRCUIT BREAKER 3VA1 IEC FRAME 160 BREAKING CAPACITY CLASS H ICU=70KA @ 415 V 3-POLE, LINE PROT | 456.8
3VA1120-4EF36-0DC0 | CIRCUIT BREAKER 3VA1 IEC FRAME 160 BREAKING CAPACITY CLASS S ICU=36KA @ 415 V 3-POLE, LINE PROT | 432.43
3VA1110-1AA36-0HH0 | SWITCH DISCONNECTOR 3VA1 IEC FRAME 160 3-POLE SD100, IN=100A WITHOUT OVERLOAD PROTECTION WITHOU | 417.81
3VA1110-1AA36-0JA0 | SWITCH DISCONNECTOR 3VA1 IEC FRAME 160 3-POLE SD100, IN=100A WITHOUT OVERLOAD PROTECTION WITHOU | 343.99
3VA1110-1AA36-0JH0 | SWITCH DISCONNECTOR 3VA1 IEC FRAME 160 3-POLE SD100, IN=100A WITHOUT OVERLOAD PROTECTION WITHOU | 417.81
3VA2063-5HL32-0AG0 | CIRCUIT BREAKER 3VA2 IEC FRAME 100 BREAKING CAPACITY CLASS M ICU=55KA @ 415 V 3-POLE, LINE PROT | 567.51
3VA2063-5HL32-0HA0 | CIRCUIT BREAKER 3VA2 IEC FRAME 100 BREAKING CAPACITY CLASS M ICU=55KA @ 415 V 3-POLE, LINE PROT | 580.75
3VA2063-5HL32-0KH0 | CIRCUIT BREAKER 3VA2 IEC FRAME 100 BREAKING CAPACITY CLASS M ICU=55KA @ 415 V 3-POLE, LINE PROT | 655.95
3VA1163-3EF36-0BA0 | CIRCUIT BREAKER 3VA1 IEC FRAME 160 BREAKING CAPACITY CLASS N ICU=25KA @ 415 V 3-POLE, LINE PROT | 362.79
3VA1112-4EF36-0HA0 | CIRCUIT BREAKER 3VA1 IEC FRAME 160 BREAKING CAPACITY CLASS S ICU=36KA @ 415 V 3-POLE, LINE PROT | 610.69
3VA1163-4EF32-0AA0 | CIRCUIT BREAKER 3VA1 IEC FRAME 160 BREAKING CAPACITY CLASS S ICU=36KA @ 415 V 3-POLE, LINE PROT | 172.02
3VA1163-4EF32-0HA0 | CIRCUIT BREAKER 3VA1 IEC FRAME 160 BREAKING CAPACITY CLASS S ICU=36KA @ 415 V 3-POLE, LINE PROT | 331.46
3VA1163-4EF32-0KC0 | CIRCUIT BREAKER 3VA1 IEC FRAME 160 BREAKING CAPACITY CLASS S ICU=36KA @ 415 V 3-POLE, LINE PROT | 380.19
3VA1163-4EF32-0KH0 | CIRCUIT BREAKER 3VA1 IEC FRAME 160 BREAKING CAPACITY CLASS S ICU=36KA @ 415 V 3-POLE, LINE PROT | 405.96
3VA1163-4EF36-0AF0 | CIRCUIT BREAKER 3VA1 IEC FRAME 160 BREAKING CAPACITY CLASS S ICU=36KA @ 415 V 3-POLE, LINE PROT | 316.84
3VA1112-5ED32-0JA0 | CIRCUIT BREAKER 3VA1 IEC FRAME 160 BREAKING CAPACITY CLASS M ICU=55KA @ 415 V 3-POLE, LINE PROT | 599.55
3VA1112-5ED36-0AA0 | CIRCUIT BREAKER 3VA1 IEC FRAME 160 BREAKING CAPACITY CLASS M ICU=55KA @ 415 V 3-POLE, LINE PROT | 374.38
3VA1163-1AA36-0JC0 | SWITCH DISCONNECTOR 3VA1 IEC FRAME 160 3-POLE SD100, IN=63A WITHOUT OVERLOAD PROTECTION WITHOUT | 344.69
3VA1040-3ED36-0CC0 | CIRCUIT BREAKER 3VA1 IEC FRAME 100 BREAKING CAPACITY CLASS N ICU=25KA @ 415 V 3-POLE, LINE PROT | 389.25
3SE5000-0AA56 | BENT, LENGTH-ADJUSTABLE TWIST LEVER FOR POSITION SWITCH 3SE51 WITH PLASTIC ROLLER 22MM INCL. ADA | 31.67
3VA1112-5EF36-0KA0 | CIRCUIT BREAKER 3VA1 IEC FRAME 160 BREAKING CAPACITY CLASS M ICU=55KA @ 415 V 3-POLE, LINE PROT | 658.74
3VA1112-6EF32-0CH0 | CIRCUIT BREAKER 3VA1 IEC FRAME 160 BREAKING CAPACITY CLASS H ICU=70KA @ 415 V 3-POLE, LINE PROT | 786.87
3VA1112-6EF32-0KA0 | CIRCUIT BREAKER 3VA1 IEC FRAME 160 BREAKING CAPACITY CLASS H ICU=70KA @ 415 V 3-POLE, LINE PROT | 687.98
3VA1112-6EF36-0AA0 | CIRCUIT BREAKER 3VA1 IEC FRAME 160 BREAKING CAPACITY CLASS H ICU=70KA @ 415 V 3-POLE, LINE PROT | 437.11
3VA2040-7HN36-0AA0 | CIRCUIT BREAKER 3VA2 IEC FRAME 100 BREAKING CAPACITY CLASS C ICU=110KA @ 415 V 3POLE, LINE PROT | 592.92
3VA2040-7JQ42-0AA0 | CIRCUIT BREAKER 3VA2 IEC FRAME 100 BREAKING CAPACITY CLASS C ICU=110KA @ 415 V 4POLE, LINE PROT | 1314.19
3VA1163-1AA42-0AB0 | SWITCH DISCONNECTOR 3VA1 IEC FRAME 160 4-POLE SD100, IN=63A WITHOUT OVERLOAD PROTECTION WITHOUT | 311.96
3VA1163-1AA42-0AC0 | SWITCH DISCONNECTOR 3VA1 IEC FRAME 160 4-POLE SD100, IN=63A WITHOUT OVERLOAD PROTECTION WITHOUT | 286.19
3VA1120-5EF36-0JA0 | CIRCUIT BREAKER 3VA1 IEC FRAME 160 BREAKING CAPACITY CLASS M ICU=55KA @ 415 V 3-POLE, LINE PROT | 378.82
3VA1120-5EF46-0AA0 | CIRCUIT BREAKER 3VA1 IEC FRAME 160 BREAKING CAPACITY CLASS M ICU=55KA @ 415 V 4-POLE, LINE PROT | 265.6
3VA1120-5GF42-0AA0 | CIRCUIT BREAKER 3VA1 IEC FRAME 160 BREAKING CAPACITY CLASS M ICU=55KA @ 415 V 4-POLE, LINE PROT | 245.03
3VA1120-6ED36-0AA0 | CIRCUIT BREAKER 3VA1 IEC FRAME 160 BREAKING CAPACITY CLASS H ICU=70KA @ 415 V 3-POLE, LINE PROT | 206.81
3VA1040-3ED36-0CH0 | CIRCUIT BREAKER 3VA1 IEC FRAME 100 BREAKING CAPACITY CLASS N ICU=25KA @ 415 V 3-POLE, LINE PROT | 410.84
3VA1063-4ED42-0DA0 | CIRCUIT BREAKER 3VA1 IEC FRAME 100 BREAKING CAPACITY CLASS S ICU=36KA @ 415 V 4-POLE, LINE PROT | 380.19
3VA1150-4EF36-0JC0 | CIRCUIT BREAKER 3VA1 IEC FRAME 160 BREAKING CAPACITY CLASS S ICU=36KA @ 415 V 3-POLE, LINE PROT | 405.27
3VA1150-4EF42-0AA0 | CIRCUIT BREAKER 3VA1 IEC FRAME 160 BREAKING CAPACITY CLASS S ICU=36KA @ 415 V 4-POLE, LINE PROT | 222.97
3TC5617-0AB4-ZB01 | CONTACTOR SIZE 12, 2-POLE DC-3 AND 5,RATD.OPER.CURR. 400A AUXILIARY CONTACTS 22 (2NO+2NC) DC OPER | 4114.73
3VA1050-2ED36-0AF0 | CIRCUIT BREAKER 3VA1 IEC FRAME 100 BREAKING CAPACITY CLASS B ICU=16KA @ 415 V 3-POLE, LINE PROT | 268.09
3VA1050-2ED36-0KC0 | CIRCUIT BREAKER 3VA1 IEC FRAME 100 BREAKING CAPACITY CLASS B ICU=16KA @ 415 V 3-POLE, LINE PROT | 357.93
3VA1150-4EF36-0DC0 | CIRCUIT BREAKER 3VA1 IEC FRAME 160 BREAKING CAPACITY CLASS S ICU=36KA @ 415 V 3-POLE, LINE PROT | 432.43
3VA1150-5EF32-0JA0 | CIRCUIT BREAKER 3VA1 IEC FRAME 160 BREAKING CAPACITY CLASS M ICU=55KA @ 415 V 3-POLE, LINE PROT | 357.93
3VA1150-5EF36-0BH0 | CIRCUIT BREAKER 3VA1 IEC FRAME 160 BREAKING CAPACITY CLASS M ICU=55KA @ 415 V 3-POLE, LINE PROT | 479.78
3RW4766-0WC70 | REPAIR PART, SIRIUS SOFT STARTER, CURRENT BOARD FOR 3RW445/6 200-460 V | 571.71
3VA1063-3ED42-0DA0 | CIRCUIT BREAKER 3VA1 IEC FRAME 100 BREAKING CAPACITY CLASS N ICU=25KA @ 415 V 4-POLE, LINE PROT | 373.24
3VA1063-3ED42-0JH0 | CIRCUIT BREAKER 3VA1 IEC FRAME 100 BREAKING CAPACITY CLASS N ICU=25KA @ 415 V 4-POLE, LINE PROT | 422.67
3RT2025-1BB40-0CC0 | CONTACTOR, AC-3, 7.5KW/400V, 1NO+1NC, DC 24V, COM. CAPABILITY, 3-POLE, SZ S0 SCREW TERMINAL | 86.87
3RT2025-2AC24 | CONTACTOR, AC-3, 7.5KW/400V, 2NO+2NC, AC 24V 50/60HZ, 3-POLE, SZ S0 SPRING-LOADED TERMINAL REMOV | 57.34
3RT2025-2AP60 | CONTACTOR, AC-3, 7.5KW/400V, 1NO+1NC, AC 220V 50HZ, 240V 60HZ 3-POLE, SZ S0 SPRING-LOADED TERMIN | 45.77
3VA1120-6EE32-0AA0 | CIRCUIT BREAKER 3VA1 IEC FRAME 160 BREAKING CAPACITY CLASS H ICU=70KA @ 415 V 3-POLE, LINE PROT | 195.52
3VA1120-6EF36-0JC0 | CIRCUIT BREAKER 3VA1 IEC FRAME 160 BREAKING CAPACITY CLASS H ICU=70KA @ 415 V 3-POLE, LINE PROT | 453.32
3VA1125-3EF32-0AC0 | CIRCUIT BREAKER 3VA1 IEC FRAME 160 BREAKING CAPACITY CLASS N ICU=25KA @ 415 V 3-POLE, LINE PROT | 274.36
3VA1150-5EF36-0DA0 | CIRCUIT BREAKER 3VA1 IEC FRAME 160 BREAKING CAPACITY CLASS M ICU=55KA @ 415 V 3-POLE, LINE PROT | 405.96
3VA1010-2ED32-0BH0 | CIRCUIT BREAKER 3VA1 IEC FRAME 100 BREAKING CAPACITY CLASS B ICU=16KA @ 415 V 3-POLE, LINE PROT | 436.61
3SE2283-0GA44 | SIRIUS HINGE SWITCH MOLDED PLASTIC HOUSING WITH STEEL HINGE 2NC/1NO, FOR 40MM PROFILE SUPPLIED W | 271.97
3TY2444-0B | TERMINAL COVER TRANSPARENT FOR 3TC44 AS SUPPLEMENTARY TOUCH PROTECTION 1 PC CORRESPONDS TO 1 SET | 45.14
3VA1050-3ED42-0BH0 | CIRCUIT BREAKER 3VA1 IEC FRAME 100 BREAKING CAPACITY CLASS N ICU=25KA @ 415 V 4-POLE, LINE PROT | 447.74
3VA1050-4ED36-0DH0 | CIRCUIT BREAKER 3VA1 IEC FRAME 100 BREAKING CAPACITY CLASS S ICU=36KA @ 415 V 3-POLE, LINE PROT | 416.42
3VA1063-2ED32-0HH0 | CIRCUIT BREAKER 3VA1 IEC FRAME 100 BREAKING CAPACITY CLASS B ICU=16KA @ 415 V 3-POLE, LINE PROT | 359.3
3VA1110-5ED32-0DA0 | CIRCUIT BREAKER 3VA1 IEC FRAME 160 BREAKING CAPACITY CLASS M ICU=55KA @ 415 V 3-POLE, LINE PROT | 432.43
3VA1110-5ED32-0KC0 | CIRCUIT BREAKER 3VA1 IEC FRAME 160 BREAKING CAPACITY CLASS M ICU=55KA @ 415 V 3-POLE, LINE PROT | 454.02
3VA1132-5ED46-0AA0 | CIRCUIT BREAKER 3VA1 IEC FRAME 160 BREAKING CAPACITY CLASS M ICU=55KA @ 415 V 4-POLE, LINE PROT | 249.92
3VA1132-5EF32-0BH0 | CIRCUIT BREAKER 3VA1 IEC FRAME 160 BREAKING CAPACITY CLASS M ICU=55KA @ 415 V 3-POLE, LINE PROT | 457.5
3VA1120-5EF32-0BA0 | CIRCUIT BREAKER 3VA1 IEC FRAME 160 BREAKING CAPACITY CLASS M ICU=55KA @ 415 V 3-POLE, LINE PROT | 383.68
3VA1120-5EF32-0CC0 | CIRCUIT BREAKER 3VA1 IEC FRAME 160 BREAKING CAPACITY CLASS M ICU=55KA @ 415 V 3-POLE, LINE PROT | 433.13
3VA1120-5EF32-0DH0 | CIRCUIT BREAKER 3VA1 IEC FRAME 160 BREAKING CAPACITY CLASS M ICU=55KA @ 415 V 3-POLE, LINE PROT | 457.5
3VA1120-6EF32-0JA0 | CIRCUIT BREAKER 3VA1 IEC FRAME 160 BREAKING CAPACITY CLASS H ICU=70KA @ 415 V 3-POLE, LINE PROT | 380.19
3VA1120-6EF36-0AF0 | CIRCUIT BREAKER 3VA1 IEC FRAME 160 BREAKING CAPACITY CLASS H ICU=70KA @ 415 V 3-POLE, LINE PROT | 364.18
3VA1120-6EF36-0KA0 | CIRCUIT BREAKER 3VA1 IEC FRAME 160 BREAKING CAPACITY CLASS H ICU=70KA @ 415 V 3-POLE, LINE PROT | 404.57
3VA1050-2ED36-0BA0 | CIRCUIT BREAKER 3VA1 IEC FRAME 100 BREAKING CAPACITY CLASS B ICU=16KA @ 415 V 3-POLE, LINE PROT | 332.85
3VA1196-6EF32-0JA0 | CIRCUIT BREAKER 3VA1 IEC FRAME 160 BREAKING CAPACITY CLASS H ICU=70KA @ 415 V 3-POLE, LINE PROT | 380.19
3VA2010-5HL32-0CH0 | CIRCUIT BREAKER 3VA2 IEC FRAME 100 BREAKING CAPACITY CLASS M ICU=55KA @ 415 V 3-POLE, LINE PROT | 724.2
3VA1140-5EF36-0CH0 | CIRCUIT BREAKER 3VA1 IEC FRAME 160 BREAKING CAPACITY CLASS M ICU=55KA @ 415 V 3-POLE, LINE PROT | 479.78
3VA1112-5EE42-0AA0 | CIRCUIT BREAKER 3VA1 IEC FRAME 160 BREAKING CAPACITY CLASS M ICU=55KA @ 415 V 4-POLE, LINE PROT | 477.29
3VA1120-6EF32-0DA0 | CIRCUIT BREAKER 3VA1 IEC FRAME 160 BREAKING CAPACITY CLASS H ICU=70KA @ 415 V 3-POLE, LINE PROT | 406.66
3VA1120-6EF32-0KH0 | CIRCUIT BREAKER 3VA1 IEC FRAME 160 BREAKING CAPACITY CLASS H ICU=70KA @ 415 V 3-POLE, LINE PROT | 454.71
3VA1110-5EE32-0HH0 | CIRCUIT BREAKER 3VA1 IEC FRAME 160 BREAKING CAPACITY CLASS M ICU=55KA @ 415 V 3-POLE, LINE PROT | 486.04
3VA1112-5FE42-0AA0 | CIRCUIT BREAKER 3VA1 IEC FRAME 160 BREAKING CAPACITY CLASS M ICU=55KA @ 415 V 4-POLE, LINE PROT | 477.29
3VA1112-5FF42-0AA0 | CIRCUIT BREAKER 3VA1 IEC FRAME 160 BREAKING CAPACITY CLASS M ICU=55KA @ 415 V 4-POLE, LINE PROT | 499.85
3VA1112-5FF46-0AA0 | CIRCUIT BREAKER 3VA1 IEC FRAME 160 BREAKING CAPACITY CLASS M ICU=55KA @ 415 V 4-POLE, LINE PROT | 524.34
3VA1112-5EF36-0AH0 | CIRCUIT BREAKER 3VA1 IEC FRAME 160 BREAKING CAPACITY CLASS M ICU=55KA @ 415 V 3-POLE, LINE PROT | 645.5
3VA1112-5EF36-0JA0 | CIRCUIT BREAKER 3VA1 IEC FRAME 160 BREAKING CAPACITY CLASS M ICU=55KA @ 415 V 3-POLE, LINE PROT | 658.74
3VA1112-5EF36-0KC0 | CIRCUIT BREAKER 3VA1 IEC FRAME 160 BREAKING CAPACITY CLASS M ICU=55KA @ 415 V 3-POLE, LINE PROT | 710.26
3VA1112-5EF36-0KH0 | CIRCUIT BREAKER 3VA1 IEC FRAME 160 BREAKING CAPACITY CLASS M ICU=55KA @ 415 V 3-POLE, LINE PROT | 738.12
3VA1110-5ED32-0AH0 | CIRCUIT BREAKER 3VA1 IEC FRAME 160 BREAKING CAPACITY CLASS M ICU=55KA @ 415 V 3-POLE, LINE PROT | 391.34
3VA1110-5ED36-0AA0 | CIRCUIT BREAKER 3VA1 IEC FRAME 160 BREAKING CAPACITY CLASS M ICU=55KA @ 415 V 3-POLE, LINE PROT | 237.66
3VA1110-5EE32-0AB0 | CIRCUIT BREAKER 3VA1 IEC FRAME 160 BREAKING CAPACITY CLASS M ICU=55KA @ 415 V 3-POLE, LINE PROT | 396.22
3VA1110-5EE32-0AC0 | CIRCUIT BREAKER 3VA1 IEC FRAME 160 BREAKING CAPACITY CLASS M ICU=55KA @ 415 V 3-POLE, LINE PROT | 371.15
3VA1196-5EF36-0AG0 | CIRCUIT BREAKER 3VA1 IEC FRAME 160 BREAKING CAPACITY CLASS M ICU=55KA @ 415 V 3-POLE, LINE PROT | 364.88
3VA1196-6EF32-0AC0 | CIRCUIT BREAKER 3VA1 IEC FRAME 160 BREAKING CAPACITY CLASS H ICU=70KA @ 415 V 3-POLE, LINE PROT | 339.11
3VA1196-6EF32-0BC0 | CIRCUIT BREAKER 3VA1 IEC FRAME 160 BREAKING CAPACITY CLASS H ICU=70KA @ 415 V 3-POLE, LINE PROT | 456.8
3VA1196-6EF32-0HA0 | CIRCUIT BREAKER 3VA1 IEC FRAME 160 BREAKING CAPACITY CLASS H ICU=70KA @ 415 V 3-POLE, LINE PROT | 380.19
3VA1196-6EF32-0JH0 | CIRCUIT BREAKER 3VA1 IEC FRAME 160 BREAKING CAPACITY CLASS H ICU=70KA @ 415 V 3-POLE, LINE PROT | 454.71
3VA1196-5EF36-0AB0 | CIRCUIT BREAKER 3VA1 IEC FRAME 160 BREAKING CAPACITY CLASS M ICU=55KA @ 415 V 3-POLE, LINE PROT | 364.88
3VA1040-4ED36-0AA0 | CIRCUIT BREAKER 3VA1 IEC FRAME 100 BREAKING CAPACITY CLASS S ICU=36KA @ 415 V 3-POLE, LINE PROT | 160.24
3VA1040-4ED46-0AA0 | CIRCUIT BREAKER 3VA1 IEC FRAME 100 BREAKING CAPACITY CLASS S ICU=36KA @ 415 V 4-POLE, LINE PROT | 207.79
3VA2040-8KP32-0AA0 | CIRCUIT BREAKER 3VA2 IEC FRAME 100 BREAKING CAPACITY CLASS L ICU=150KA @ 415 V 3POLE, LINE PROT | 1198.03
3VA2040-8KP36-0AA0 | CIRCUIT BREAKER 3VA2 IEC FRAME 100 BREAKING CAPACITY CLASS L ICU=150KA @ 415 V 3POLE, LINE PROT | 1210.25
3VA2040-8KP46-0AA0 | CIRCUIT BREAKER 3VA2 IEC FRAME 100 BREAKING CAPACITY CLASS L ICU=150KA @ 415 V 4POLE, LINE PROT | 1399.74
3VA2063-5HL32-0CL0 | CIRCUIT BREAKER 3VA2 IEC FRAME 100 BREAKING CAPACITY CLASS M ICU=55KA @ 415 V 3-POLE, LINE PROT | 724.2
3VA2063-5HL32-0DL0 | CIRCUIT BREAKER 3VA2 IEC FRAME 100 BREAKING CAPACITY CLASS M ICU=55KA @ 415 V 3-POLE, LINE PROT | 724.2
3VA1050-2ED36-0KA0 | CIRCUIT BREAKER 3VA1 IEC FRAME 100 BREAKING CAPACITY CLASS B ICU=16KA @ 415 V 3-POLE, LINE PROT | 309.18
3VA1050-2ED36-0KH0 | CIRCUIT BREAKER 3VA1 IEC FRAME 100 BREAKING CAPACITY CLASS B ICU=16KA @ 415 V 3-POLE, LINE PROT | 380.89
3VA1050-2ED42-0AE0 | CIRCUIT BREAKER 3VA1 IEC FRAME 100 BREAKING CAPACITY CLASS B ICU=16KA @ 415 V 4-POLE, LINE PROT | 354.44
3VA1196-5EF36-0AE0 | CIRCUIT BREAKER 3VA1 IEC FRAME 160 BREAKING CAPACITY CLASS M ICU=55KA @ 415 V 3-POLE, LINE PROT | 391.34
3VA1140-4EF32-0DA0 | CIRCUIT BREAKER 3VA1 IEC FRAME 160 BREAKING CAPACITY CLASS S ICU=36KA @ 415 V 3-POLE, LINE PROT | 358.61
3VA1140-4EF32-0HA0 | CIRCUIT BREAKER 3VA1 IEC FRAME 160 BREAKING CAPACITY CLASS S ICU=36KA @ 415 V 3-POLE, LINE PROT | 331.46
3VA1140-4EF36-0AA0 | CIRCUIT BREAKER 3VA1 IEC FRAME 160 BREAKING CAPACITY CLASS S ICU=36KA @ 415 V 3-POLE, LINE PROT | 188.18
3VA1140-4EF36-0CH0 | CIRCUIT BREAKER 3VA1 IEC FRAME 160 BREAKING CAPACITY CLASS S ICU=36KA @ 415 V 3-POLE, LINE PROT | 456.8
3VA1110-4GE46-0AA0 | CIRCUIT BREAKER 3VA1 IEC FRAME 160 BREAKING CAPACITY CLASS S ICU=36KA @ 415 V 4-POLE, LINE PROT | 289.11
3VA1110-5ED32-0AF0 | CIRCUIT BREAKER 3VA1 IEC FRAME 160 BREAKING CAPACITY CLASS M ICU=55KA @ 415 V 3-POLE, LINE PROT | 364.88
3TH4244-0LJ8 | CONT. RELAY 44 E DIN EN 50011 FOR RAILWAY APPLICATIONS 4NO+4NC, SCREW CONNECTION OPERATING RANGE | 111.42
3VA1010-4ED32-0HA0 | CIRCUIT BREAKER 3VA1 IEC FRAME 100 BREAKING CAPACITY CLASS S ICU=36KA @ 415 V 3-POLE, LINE PROT | 348.17
3VA1010-4ED32-0JA0 | CIRCUIT BREAKER 3VA1 IEC FRAME 100 BREAKING CAPACITY CLASS S ICU=36KA @ 415 V 3-POLE, LINE PROT | 348.17
3VA1010-4ED36-0JH0 | CIRCUIT BREAKER 3VA1 IEC FRAME 100 BREAKING CAPACITY CLASS S ICU=36KA @ 415 V 3-POLE, LINE PROT | 444.96
3VA1010-4ED36-0KC0 | CIRCUIT BREAKER 3VA1 IEC FRAME 100 BREAKING CAPACITY CLASS S ICU=36KA @ 415 V 3-POLE, LINE PROT | 420.58
3VA1050-2ED42-0CC0 | CIRCUIT BREAKER 3VA1 IEC FRAME 100 BREAKING CAPACITY CLASS B ICU=16KA @ 415 V 4-POLE, LINE PROT | 419.88
3VA1050-2ED42-0KH0 | CIRCUIT BREAKER 3VA1 IEC FRAME 100 BREAKING CAPACITY CLASS B ICU=16KA @ 415 V 4-POLE, LINE PROT | 417.81
3VA2063-5HL36-0HA0 | CIRCUIT BREAKER 3VA2 IEC FRAME 100 BREAKING CAPACITY CLASS M ICU=55KA @ 415 V 3-POLE, LINE PROT | 607.2
3VA2063-5HL36-0JL0 | CIRCUIT BREAKER 3VA2 IEC FRAME 100 BREAKING CAPACITY CLASS M ICU=55KA @ 415 V 3-POLE, LINE PROT | 724.2
3VA2063-5HL36-0KH0 | CIRCUIT BREAKER 3VA2 IEC FRAME 100 BREAKING CAPACITY CLASS M ICU=55KA @ 415 V 3-POLE, LINE PROT | 681.72
3VA2063-5HM36-0AA0 | CIRCUIT BREAKER 3VA2 IEC FRAME 100 BREAKING CAPACITY CLASS M ICU=55KA @ 415 V 3POLE, LINE PROTE | 684.61
3VA2063-5HM46-0AA0 | CIRCUIT BREAKER 3VA2 IEC FRAME 100 BREAKING CAPACITY CLASS M ICU=55KA @ 415 V 4POLE, LINE PROTE | 806.85
3VA1132-5EF32-0KH0 | CIRCUIT BREAKER 3VA1 IEC FRAME 160 BREAKING CAPACITY CLASS M ICU=55KA @ 415 V 3-POLE, LINE PROT | 432.43
3VA1132-5EF36-0CA0 | CIRCUIT BREAKER 3VA1 IEC FRAME 160 BREAKING CAPACITY CLASS M ICU=55KA @ 415 V 3-POLE, LINE PROT | 405.96
3VA1025-4ED32-0JH0 | CIRCUIT BREAKER 3VA1 IEC FRAME 100 BREAKING CAPACITY CLASS S ICU=36KA @ 415 V 3-POLE, LINE PROT | 366.97
3VA1032-2ED32-0CC0 | CIRCUIT BREAKER 3VA1 IEC FRAME 100 BREAKING CAPACITY CLASS B ICU=16KA @ 415 V 3-POLE, LINE PROT | 360
3VA1150-5EF36-0AF0 | CIRCUIT BREAKER 3VA1 IEC FRAME 160 BREAKING CAPACITY CLASS M ICU=55KA @ 415 V 3-POLE, LINE PROT | 338.41
3VA1150-5EF36-0JH0 | CIRCUIT BREAKER 3VA1 IEC FRAME 160 BREAKING CAPACITY CLASS M ICU=55KA @ 415 V 3-POLE, LINE PROT | 454.02
3VA1110-6EF36-0HC0 | CIRCUIT BREAKER 3VA1 IEC FRAME 160 BREAKING CAPACITY CLASS H ICU=70KA @ 415 V 3-POLE, LINE PROT | 531.31
3VA1110-5EF32-0HH0 | CIRCUIT BREAKER 3VA1 IEC FRAME 160 BREAKING CAPACITY CLASS M ICU=55KA @ 415 V 3-POLE, LINE PROT | 502.05
3VA1050-3ED32-0DC0 | CIRCUIT BREAKER 3VA1 IEC FRAME 100 BREAKING CAPACITY CLASS N ICU=25KA @ 415 V 3-POLE, LINE PROT | 364.18
3VA1050-3ED32-0KC0 | CIRCUIT BREAKER 3VA1 IEC FRAME 100 BREAKING CAPACITY CLASS N ICU=25KA @ 415 V 3-POLE, LINE PROT | 337.04
3VA1063-2ED36-0HA0 | CIRCUIT BREAKER 3VA1 IEC FRAME 100 BREAKING CAPACITY CLASS B ICU=16KA @ 415 V 3-POLE, LINE PROT | 309.18
3VA1063-2ED42-0DC0 | CIRCUIT BREAKER 3VA1 IEC FRAME 100 BREAKING CAPACITY CLASS B ICU=16KA @ 415 V 4-POLE, LINE PROT | 419.88
3VA1080-4ED36-0BH0 | CIRCUIT BREAKER 3VA1 IEC FRAME 100 BREAKING CAPACITY CLASS S ICU=36KA @ 415 V 3-POLE, LINE PROT | 435.22
3VA1080-4ED36-0KA0 | CIRCUIT BREAKER 3VA1 IEC FRAME 100 BREAKING CAPACITY CLASS S ICU=36KA @ 415 V 3-POLE, LINE PROT | 334.25
3VA1096-3ED32-0JA0 | CIRCUIT BREAKER 3VA1 IEC FRAME 100 BREAKING CAPACITY CLASS N ICU=25KA @ 415 V 3-POLE, LINE PROT | 288.98
3VA1025-3ED32-0BH0 | CIRCUIT BREAKER 3VA1 IEC FRAME 100 BREAKING CAPACITY CLASS N ICU=25KA @ 415 V 3-POLE, LINE PROT | 390.65
3VA1025-4ED32-0AD0 | CIRCUIT BREAKER 3VA1 IEC FRAME 100 BREAKING CAPACITY CLASS S ICU=36KA @ 415 V 3-POLE, LINE PROT | 278.53
3VA1125-4EF32-0BA0 | CIRCUIT BREAKER 3VA1 IEC FRAME 160 BREAKING CAPACITY CLASS S ICU=36KA @ 415 V 3-POLE, LINE PROT | 358.61
3VA1125-4GD46-0AA0 | CIRCUIT BREAKER 3VA1 IEC FRAME 160 BREAKING CAPACITY CLASS S ICU=36KA @ 415 V 4-POLE, LINE PROT | 228.35
3VA1110-6EF36-0KH0 | CIRCUIT BREAKER 3VA1 IEC FRAME 160 BREAKING CAPACITY CLASS H ICU=70KA @ 415 V 3-POLE, LINE PROT | 557.07
3VA1110-6FE46-0AA0 | CIRCUIT BREAKER 3VA1 IEC FRAME 160 BREAKING CAPACITY CLASS H ICU=70KA @ 415 V 4-POLE, LINE PROT | 344.02
3VA1132-4ED36-0AA0 | CIRCUIT BREAKER 3VA1 IEC FRAME 160 BREAKING CAPACITY CLASS S ICU=36KA @ 415 V 3-POLE, LINE PROT | 174.97
3VA1063-2ED42-0KH0 | CIRCUIT BREAKER 3VA1 IEC FRAME 100 BREAKING CAPACITY CLASS B ICU=16KA @ 415 V 4-POLE, LINE PROT | 417.81
3VA1063-4ED42-0AH0 | CIRCUIT BREAKER 3VA1 IEC FRAME 100 BREAKING CAPACITY CLASS S ICU=36KA @ 415 V 4-POLE, LINE PROT | 338.41
3VA1025-4ED32-0DH0 | CIRCUIT BREAKER 3VA1 IEC FRAME 100 BREAKING CAPACITY CLASS S ICU=36KA @ 415 V 3-POLE, LINE PROT | 394.13
3VA1150-5EF32-0AC0 | CIRCUIT BREAKER 3VA1 IEC FRAME 160 BREAKING CAPACITY CLASS M ICU=55KA @ 415 V 3-POLE, LINE PROT | 317.52
3VA1110-5GD42-0AA0 | CIRCUIT BREAKER 3VA1 IEC FRAME 160 BREAKING CAPACITY CLASS M ICU=55KA @ 415 V 4-POLE, LINE PROT | 287.65
3VA1110-6EF32-0AE0 | CIRCUIT BREAKER 3VA1 IEC FRAME 160 BREAKING CAPACITY CLASS H ICU=70KA @ 415 V 3-POLE, LINE PROT | 471.42
3VA1180-4EE36-0AA0 | CIRCUIT BREAKER 3VA1 IEC FRAME 160 BREAKING CAPACITY CLASS S ICU=36KA @ 415 V 3-POLE, LINE PROT | 195.52
3VA1180-4EF32-0DC0 | CIRCUIT BREAKER 3VA1 IEC FRAME 160 BREAKING CAPACITY CLASS S ICU=36KA @ 415 V 3-POLE, LINE PROT | 432.43
3VA1125-3EF32-0CA0 | CIRCUIT BREAKER 3VA1 IEC FRAME 160 BREAKING CAPACITY CLASS N ICU=25KA @ 415 V 3-POLE, LINE PROT | 337.73
3VA1110-5EE32-0DH0 | CIRCUIT BREAKER 3VA1 IEC FRAME 160 BREAKING CAPACITY CLASS M ICU=55KA @ 415 V 3-POLE, LINE PROT | 511.81
3VA1110-5EF32-0AF0 | CIRCUIT BREAKER 3VA1 IEC FRAME 160 BREAKING CAPACITY CLASS M ICU=55KA @ 415 V 3-POLE, LINE PROT | 389.95
3VA1110-5EF32-0JA0 | CIRCUIT BREAKER 3VA1 IEC FRAME 160 BREAKING CAPACITY CLASS M ICU=55KA @ 415 V 3-POLE, LINE PROT | 428.94
3VA2063-5HN36-0BH0 | CIRCUIT BREAKER 3VA2 IEC FRAME 100 BREAKING CAPACITY CLASS M ICU=55KA @ 415 V 3-POLE, LINE PROT | 772.93
3VA2063-5HN36-0CA0 | CIRCUIT BREAKER 3VA2 IEC FRAME 100 BREAKING CAPACITY CLASS M ICU=55KA @ 415 V 3-POLE, LINE PROT | 694.95
3VA2063-5HN36-0DA0 | CIRCUIT BREAKER 3VA2 IEC FRAME 100 BREAKING CAPACITY CLASS M ICU=55KA @ 415 V 3-POLE, LINE PROT | 694.95
3VA2063-5HN36-0JA0 | CIRCUIT BREAKER 3VA2 IEC FRAME 100 BREAKING CAPACITY CLASS M ICU=55KA @ 415 V 3-POLE, LINE PROT | 669.18
3VA1163-5ED32-0BC0 | CIRCUIT BREAKER 3VA1 IEC FRAME 160 BREAKING CAPACITY CLASS M ICU=55KA @ 415 V 3-POLE, LINE PROT | 411.54
3VA1163-5ED32-0BH0 | CIRCUIT BREAKER 3VA1 IEC FRAME 160 BREAKING CAPACITY CLASS M ICU=55KA @ 415 V 3-POLE, LINE PROT | 438
3VA1163-5ED32-0DC0 | CIRCUIT BREAKER 3VA1 IEC FRAME 160 BREAKING CAPACITY CLASS M ICU=55KA @ 415 V 3-POLE, LINE PROT | 411.54
3VA1163-5ED32-0DH0 | CIRCUIT BREAKER 3VA1 IEC FRAME 160 BREAKING CAPACITY CLASS M ICU=55KA @ 415 V 3-POLE, LINE PROT | 438
3VA1163-5ED32-0KH0 | CIRCUIT BREAKER 3VA1 IEC FRAME 160 BREAKING CAPACITY CLASS M ICU=55KA @ 415 V 3-POLE, LINE PROT | 410.84
3VA1010-2ED32-0AD0 | CIRCUIT BREAKER 3VA1 IEC FRAME 100 BREAKING CAPACITY CLASS B ICU=16KA @ 415 V 3-POLE, LINE PROT | 322.4
3VA1010-2ED32-0AF0 | CIRCUIT BREAKER 3VA1 IEC FRAME 100 BREAKING CAPACITY CLASS B ICU=16KA @ 415 V 3-POLE, LINE PROT | 295.95
3VA1125-4EF32-0DC0 | CIRCUIT BREAKER 3VA1 IEC FRAME 160 BREAKING CAPACITY CLASS S ICU=36KA @ 415 V 3-POLE, LINE PROT | 406.66
3VA1125-4EF32-0HH0 | CIRCUIT BREAKER 3VA1 IEC FRAME 160 BREAKING CAPACITY CLASS S ICU=36KA @ 415 V 3-POLE, LINE PROT | 405.96
3VA2010-5HL36-0AB0 | CIRCUIT BREAKER 3VA2 IEC FRAME 100 BREAKING CAPACITY CLASS M ICU=55KA @ 415 V 3-POLE, LINE PROT | 631.58
3VA2010-5HL36-0AF0 | CIRCUIT BREAKER 3VA2 IEC FRAME 100 BREAKING CAPACITY CLASS M ICU=55KA @ 415 V 3-POLE, LINE PROT | 606.51
3VA2010-5HL36-0DC0 | CIRCUIT BREAKER 3VA2 IEC FRAME 100 BREAKING CAPACITY CLASS M ICU=55KA @ 415 V 3-POLE, LINE PROT | 724.2
3VA2010-5HL36-0HC0 | CIRCUIT BREAKER 3VA2 IEC FRAME 100 BREAKING CAPACITY CLASS M ICU=55KA @ 415 V 3-POLE, LINE PROT | 694.95
3VA1112-6EF36-0JH0 | CIRCUIT BREAKER 3VA1 IEC FRAME 160 BREAKING CAPACITY CLASS H ICU=70KA @ 415 V 3-POLE, LINE PROT | 786.87
3VA1112-6EF46-0AA0 | CIRCUIT BREAKER 3VA1 IEC FRAME 160 BREAKING CAPACITY CLASS H ICU=70KA @ 415 V 4-POLE, LINE PROT | 568.45
3VA1196-6EF32-0KC0 | CIRCUIT BREAKER 3VA1 IEC FRAME 160 BREAKING CAPACITY CLASS H ICU=70KA @ 415 V 3-POLE, LINE PROT | 431.03
3VA1140-5GE42-0AA0 | CIRCUIT BREAKER 3VA1 IEC FRAME 160 BREAKING CAPACITY CLASS M ICU=55KA @ 415 V 4-POLE, LINE PROT | 232.79
3VA1140-5GF42-0AA0 | CIRCUIT BREAKER 3VA1 IEC FRAME 160 BREAKING CAPACITY CLASS M ICU=55KA @ 415 V 4-POLE, LINE PROT | 245.03
3VA1020-4ED32-0DH0 | CIRCUIT BREAKER 3VA1 IEC FRAME 100 BREAKING CAPACITY CLASS S ICU=36KA @ 415 V 3-POLE, LINE PROT | 394.13
3VA1020-4ED36-0DA0 | CIRCUIT BREAKER 3VA1 IEC FRAME 100 BREAKING CAPACITY CLASS S ICU=36KA @ 415 V 3-POLE, LINE PROT | 341.2
3VA1020-4ED36-0HA0 | CIRCUIT BREAKER 3VA1 IEC FRAME 100 BREAKING CAPACITY CLASS S ICU=36KA @ 415 V 3-POLE, LINE PROT | 316.84
3VA1020-4ED36-0CH0 | CIRCUIT BREAKER 3VA1 IEC FRAME 100 BREAKING CAPACITY CLASS S ICU=36KA @ 415 V 3-POLE, LINE PROT | 416.42
3VA1140-5EF36-0AF0 | CIRCUIT BREAKER 3VA1 IEC FRAME 160 BREAKING CAPACITY CLASS M ICU=55KA @ 415 V 3-POLE, LINE PROT | 338.41
3VA1110-5ED32-0HH0 | CIRCUIT BREAKER 3VA1 IEC FRAME 160 BREAKING CAPACITY CLASS M ICU=55KA @ 415 V 3-POLE, LINE PROT | 479.09
3VA1110-5EE32-0BC0 | CIRCUIT BREAKER 3VA1 IEC FRAME 160 BREAKING CAPACITY CLASS M ICU=55KA @ 415 V 3-POLE, LINE PROT | 486.74
3VA1112-5GD46-0AA0 | CIRCUIT BREAKER 3VA1 IEC FRAME 160 BREAKING CAPACITY CLASS M ICU=55KA @ 415 V 4-POLE, LINE PROT | 487.61
3VA1112-6ED46-0AA0 | CIRCUIT BREAKER 3VA1 IEC FRAME 160 BREAKING CAPACITY CLASS H ICU=70KA @ 415 V 4-POLE, LINE PROT | 534.16
3VA1112-5EF32-0AC0 | CIRCUIT BREAKER 3VA1 IEC FRAME 160 BREAKING CAPACITY CLASS M ICU=55KA @ 415 V 3-POLE, LINE PROT | 598.86
3VA1112-5GF46-0AA0 | CIRCUIT BREAKER 3VA1 IEC FRAME 160 BREAKING CAPACITY CLASS M ICU=55KA @ 415 V 4-POLE, LINE PROT | 524.34
3VA1112-6EF32-0AA0 | CIRCUIT BREAKER 3VA1 IEC FRAME 160 BREAKING CAPACITY CLASS H ICU=70KA @ 415 V 3-POLE, LINE PROT | 421.94
3SE7160-1AE00-0AS5 | SAFETY CABLE-OPERATED SWITCH 2NO/2NC, RED LED, 115 V AC, METAL CASING, 2X M25X1.5 WITH LATCHING A | 793.82
3VA1110-4EF36-0HC0 | CIRCUIT BREAKER 3VA1 IEC FRAME 160 BREAKING CAPACITY CLASS S ICU=36KA @ 415 V 3-POLE, LINE PROT | 471.42
3VA1110-5ED32-0AE0 | CIRCUIT BREAKER 3VA1 IEC FRAME 160 BREAKING CAPACITY CLASS M ICU=55KA @ 415 V 3-POLE, LINE PROT | 414.33
3VA1110-5EE32-0AG0 | CIRCUIT BREAKER 3VA1 IEC FRAME 160 BREAKING CAPACITY CLASS M ICU=55KA @ 415 V 3-POLE, LINE PROT | 396.22
3VA2063-5HL36-0AD0 | CIRCUIT BREAKER 3VA2 IEC FRAME 100 BREAKING CAPACITY CLASS M ICU=55KA @ 415 V 3-POLE, LINE PROT | 594.67
3VA2063-5HN32-0BA0 | CIRCUIT BREAKER 3VA2 IEC FRAME 100 BREAKING CAPACITY CLASS M ICU=55KA @ 415 V 3-POLE, LINE PROT | 672.66
3VA2063-5HN32-0HC0 | CIRCUIT BREAKER 3VA2 IEC FRAME 100 BREAKING CAPACITY CLASS M ICU=55KA @ 415 V 3-POLE, LINE PROT | 692.85
3VA1196-5EF36-0HC0 | CIRCUIT BREAKER 3VA1 IEC FRAME 160 BREAKING CAPACITY CLASS M ICU=55KA @ 415 V 3-POLE, LINE PROT | 429.64
3VA1196-6EF32-0HC0 | CIRCUIT BREAKER 3VA1 IEC FRAME 160 BREAKING CAPACITY CLASS H ICU=70KA @ 415 V 3-POLE, LINE PROT | 431.03
3VA1196-6ED36-0AA0 | CIRCUIT BREAKER 3VA1 IEC FRAME 160 BREAKING CAPACITY CLASS H ICU=70KA @ 415 V 3-POLE, LINE PROT | 206.81
3VA1196-6EE36-0AA0 | CIRCUIT BREAKER 3VA1 IEC FRAME 160 BREAKING CAPACITY CLASS H ICU=70KA @ 415 V 3-POLE, LINE PROT | 210.23
3VA1110-5EF32-0AB0 | CIRCUIT BREAKER 3VA1 IEC FRAME 160 BREAKING CAPACITY CLASS M ICU=55KA @ 415 V 3-POLE, LINE PROT | 411.54
3VA1120-6GF42-0AA0 | CIRCUIT BREAKER 3VA1 IEC FRAME 160 BREAKING CAPACITY CLASS H ICU=70KA @ 415 V 4-POLE, LINE PROT | 266.57
3VA1125-3EF32-0AB0 | CIRCUIT BREAKER 3VA1 IEC FRAME 160 BREAKING CAPACITY CLASS N ICU=25KA @ 415 V 3-POLE, LINE PROT | 297.33
3VA1120-6GE42-0AA0 | CIRCUIT BREAKER 3VA1 IEC FRAME 160 BREAKING CAPACITY CLASS H ICU=70KA @ 415 V 4-POLE, LINE PROT | 254.82
3VA1125-3EE32-0AA0 | CIRCUIT BREAKER 3VA1 IEC FRAME 160 BREAKING CAPACITY CLASS N ICU=25KA @ 415 V 3-POLE, LINE PROT | 149.47
3VA1125-3EF46-0AA0 | CIRCUIT BREAKER 3VA1 IEC FRAME 160 BREAKING CAPACITY CLASS N ICU=25KA @ 415 V 4-POLE, LINE PROT | 226.88
3VA2063-5HN36-0KL0 | CIRCUIT BREAKER 3VA2 IEC FRAME 100 BREAKING CAPACITY CLASS M ICU=55KA @ 415 V 3-POLE, LINE PROT | 779.9
3VA2063-5JQ32-0KC0 | CIRCUIT BREAKER 3VA2 IEC FRAME 100 BREAKING CAPACITY CLASS M ICU=55KA @ 415 V 3-POLE, LINE PROT | 1371.79
3VA1163-4GD42-0AA0 | CIRCUIT BREAKER 3VA1 IEC FRAME 160 BREAKING CAPACITY CLASS S ICU=36KA @ 415 V 4-POLE, LINE PROT | 206.33
3VA1163-5ED32-0AG0 | CIRCUIT BREAKER 3VA1 IEC FRAME 160 BREAKING CAPACITY CLASS M ICU=55KA @ 415 V 3-POLE, LINE PROT | 323.1
3VA1125-3GD46-0AA0 | CIRCUIT BREAKER 3VA1 IEC FRAME 160 BREAKING CAPACITY CLASS N ICU=25KA @ 415 V 4-POLE, LINE PROT | 211.22
3VA1196-6EF32-0CH0 | CIRCUIT BREAKER 3VA1 IEC FRAME 160 BREAKING CAPACITY CLASS H ICU=70KA @ 415 V 3-POLE, LINE PROT | 480.48
3VA2010-5HL32-0AB0 | CIRCUIT BREAKER 3VA2 IEC FRAME 100 BREAKING CAPACITY CLASS M ICU=55KA @ 415 V 3-POLE, LINE PROT | 606.51
3VA1163-3EF32-0CH0 | CIRCUIT BREAKER 3VA1 IEC FRAME 160 BREAKING CAPACITY CLASS N ICU=25KA @ 415 V 3-POLE, LINE PROT | 411.54
3VA1110-5EF32-0AG0 | CIRCUIT BREAKER 3VA1 IEC FRAME 160 BREAKING CAPACITY CLASS M ICU=55KA @ 415 V 3-POLE, LINE PROT | 411.54
3VA1110-5EF32-0BH0 | CIRCUIT BREAKER 3VA1 IEC FRAME 160 BREAKING CAPACITY CLASS M ICU=55KA @ 415 V 3-POLE, LINE PROT | 529.22
3VA1120-6EF36-0DH0 | CIRCUIT BREAKER 3VA1 IEC FRAME 160 BREAKING CAPACITY CLASS H ICU=70KA @ 415 V 3-POLE, LINE PROT | 503.45
3VA1120-6EF36-0HC0 | CIRCUIT BREAKER 3VA1 IEC FRAME 160 BREAKING CAPACITY CLASS H ICU=70KA @ 415 V 3-POLE, LINE PROT | 453.32
3VA1125-4ED32-0AA0 | CIRCUIT BREAKER 3VA1 IEC FRAME 160 BREAKING CAPACITY CLASS S ICU=36KA @ 415 V 3-POLE, LINE PROT | 159.75
3VA1125-4EE42-0AA0 | CIRCUIT BREAKER 3VA1 IEC FRAME 160 BREAKING CAPACITY CLASS S ICU=36KA @ 415 V 4-POLE, LINE PROT | 210.23
3VA1125-4EF32-0AE0 | CIRCUIT BREAKER 3VA1 IEC FRAME 160 BREAKING CAPACITY CLASS S ICU=36KA @ 415 V 3-POLE, LINE PROT | 341.2
3VA2063-5KP32-0AJ0 | CIRCUIT BREAKER 3VA2 IEC FRAME 100 BREAKING CAPACITY CLASS M ICU=55KA @ 415 V 3-POLE, LINE PROT | 1323.04
3VA2063-5KP32-0BA0 | CIRCUIT BREAKER 3VA2 IEC FRAME 100 BREAKING CAPACITY CLASS M ICU=55KA @ 415 V 3-POLE, LINE PROT | 1323.04
3VA2063-5KP32-0DH0 | CIRCUIT BREAKER 3VA2 IEC FRAME 100 BREAKING CAPACITY CLASS M ICU=55KA @ 415 V 3-POLE, LINE PROT | 1378.76
3VA1163-3EF32-0KA0 | CIRCUIT BREAKER 3VA1 IEC FRAME 160 BREAKING CAPACITY CLASS N ICU=25KA @ 415 V 3-POLE, LINE PROT | 312.66
3VA1125-4EE46-0AA0 | CIRCUIT BREAKER 3VA1 IEC FRAME 160 BREAKING CAPACITY CLASS S ICU=36KA @ 415 V 4-POLE, LINE PROT | 233.25
3UG4625-1CW30 | DIGITAL MONITORING RELAY FOR FAULT CURRENT MONITORING (W. CURRENT TRANSFORMER 3UL23) SETTING RANG | 207.64
3UG4816-1AA40 | DIGITAL MONITORING RELAY FOR THREE-PHASE LINE VOLTAGE FOR IO-LINK AC 50 TO 60 HZ 3X 160 TO 690V | 231.06
3UG4822-2AA40 | DIGITAL MONITORING RELAY CURRENT MONITORING, 22.5MM FOR IO-LINK 0.05 TO 10.0A AC/DC OVER- AND UN | 179.15
3VA1050-3ED36-0AF0 | CIRCUIT BREAKER 3VA1 IEC FRAME 100 BREAKING CAPACITY CLASS N ICU=25KA @ 415 V 3-POLE, LINE PROT | 273.67
3VA1050-3ED36-0CA0 | CIRCUIT BREAKER 3VA1 IEC FRAME 100 BREAKING CAPACITY CLASS N ICU=25KA @ 415 V 3-POLE, LINE PROT | 337.04
3VA1050-3ED36-0DA0 | CIRCUIT BREAKER 3VA1 IEC FRAME 100 BREAKING CAPACITY CLASS N ICU=25KA @ 415 V 3-POLE, LINE PROT | 337.04
3VA1080-3ED32-0AH0 | CIRCUIT BREAKER 3VA1 IEC FRAME 100 BREAKING CAPACITY CLASS N ICU=25KA @ 415 V 3-POLE, LINE PROT | 291.77
3VA1080-3ED32-0BA0 | CIRCUIT BREAKER 3VA1 IEC FRAME 100 BREAKING CAPACITY CLASS N ICU=25KA @ 415 V 3-POLE, LINE PROT | 332.85
3VA1112-6EF32-0AG0 | CIRCUIT BREAKER 3VA1 IEC FRAME 160 BREAKING CAPACITY CLASS H ICU=70KA @ 415 V 3-POLE, LINE PROT | 675.45
3VA1112-6EF32-0BH0 | CIRCUIT BREAKER 3VA1 IEC FRAME 160 BREAKING CAPACITY CLASS H ICU=70KA @ 415 V 3-POLE, LINE PROT | 786.87
3VA1112-6EF32-0HA0 | CIRCUIT BREAKER 3VA1 IEC FRAME 160 BREAKING CAPACITY CLASS H ICU=70KA @ 415 V 3-POLE, LINE PROT | 687.98
3VA1112-6EF32-0KC0 | CIRCUIT BREAKER 3VA1 IEC FRAME 160 BREAKING CAPACITY CLASS H ICU=70KA @ 415 V 3-POLE, LINE PROT | 738.12
3VA1140-6EF36-0BA0 | CIRCUIT BREAKER 3VA1 IEC FRAME 160 BREAKING CAPACITY CLASS H ICU=70KA @ 415 V 3-POLE, LINE PROT | 431.03
3VA1140-6EF36-0HA0 | CIRCUIT BREAKER 3VA1 IEC FRAME 160 BREAKING CAPACITY CLASS H ICU=70KA @ 415 V 3-POLE, LINE PROT | 404.57
3VA1140-6EF36-0JC0 | CIRCUIT BREAKER 3VA1 IEC FRAME 160 BREAKING CAPACITY CLASS H ICU=70KA @ 415 V 3-POLE, LINE PROT | 453.32
3VA1180-4EF36-0CH0 | CIRCUIT BREAKER 3VA1 IEC FRAME 160 BREAKING CAPACITY CLASS S ICU=36KA @ 415 V 3-POLE, LINE PROT | 479.09
3VA1132-4GE42-0AA0 | CIRCUIT BREAKER 3VA1 IEC FRAME 160 BREAKING CAPACITY CLASS S ICU=36KA @ 415 V 4-POLE, LINE PROT | 210.23
3VA1132-5EF32-0CH0 | CIRCUIT BREAKER 3VA1 IEC FRAME 160 BREAKING CAPACITY CLASS M ICU=55KA @ 415 V 3-POLE, LINE PROT | 457.5
3VA1080-3ED36-0AD0 | CIRCUIT BREAKER 3VA1 IEC FRAME 100 BREAKING CAPACITY CLASS N ICU=25KA @ 415 V 3-POLE, LINE PROT | 316.84
3VA1180-3EF36-0AF0 | CIRCUIT BREAKER 3VA1 IEC FRAME 160 BREAKING CAPACITY CLASS N ICU=25KA @ 415 V 3-POLE, LINE PROT | 318.22
3VA1132-3EF46-0AA0 | CIRCUIT BREAKER 3VA1 IEC FRAME 160 BREAKING CAPACITY CLASS N ICU=25KA @ 415 V 4-POLE, LINE PROT | 226.88
3VA1132-4EE32-0AA0 | CIRCUIT BREAKER 3VA1 IEC FRAME 160 BREAKING CAPACITY CLASS S ICU=36KA @ 415 V 3-POLE, LINE PROT | 162.2
3VA1063-4ED42-0KC0 | CIRCUIT BREAKER 3VA1 IEC FRAME 100 BREAKING CAPACITY CLASS S ICU=36KA @ 415 V 4-POLE, LINE PROT | 404.57
3VA1080-2ED32-0BC0 | CIRCUIT BREAKER 3VA1 IEC FRAME 100 BREAKING CAPACITY CLASS B ICU=16KA @ 415 V 3-POLE, LINE PROT | 377.42
3SE5242-0HR03-1AK6 | SIRIUS POSITION SWITCH PLASTIC ENCLOSURE ACC. TO EN50047, 50MM DEVICE CONNECTION 2X(M20X1.5); 1N | 154.58
3VA1132-4EF32-0KH0 | CIRCUIT BREAKER 3VA1 IEC FRAME 160 BREAKING CAPACITY CLASS S ICU=36KA @ 415 V 3-POLE, LINE PROT | 405.96
3VA1080-3ED32-0KH0 | CIRCUIT BREAKER 3VA1 IEC FRAME 100 BREAKING CAPACITY CLASS N ICU=25KA @ 415 V 3-POLE, LINE PROT | 380.89
3VA1180-3EF32-0JA0 | CIRCUIT BREAKER 3VA1 IEC FRAME 160 BREAKING CAPACITY CLASS N ICU=25KA @ 415 V 3-POLE, LINE PROT | 334.25
3ZS1635-2XX02-0YB0 | AS-INTERFACE PCS 7 BLOCK LIBRARY V8 SINGLE LICENSE 1 INSTALLATION RUNTIME LICENSE FOR AS-BLOCKS | 347.25
3ZS2711-0CC30-0YE0 | POWER MANAGEMENT SOFTWARE SENTRON POWERMANAGER V3.0 UPGRADE V2.0 LEAN TO V3.0 DEVICE PACK (10) S | 1070.21
3VA1112-1AA32-0AE0 | SWITCH DISCONNECTOR 3VA1 IEC FRAME 160 3-POLE SD100, IN=125A WITHOUT OVERLOAD PROTECTION WITHOU | 398.31
3VA1112-1AA42-0AH0 | SWITCH DISCONNECTOR 3VA1 IEC FRAME 160 4-POLE SD100, IN=125A WITHOUT OVERLOAD PROTECTION WITHOU | 463.06
3VA1112-1AA42-0KA0 | SWITCH DISCONNECTOR 3VA1 IEC FRAME 160 4-POLE SD100, IN=125A WITHOUT OVERLOAD PROTECTION WITHOU | 477.69
3VA1180-3EF36-0DC0 | CIRCUIT BREAKER 3VA1 IEC FRAME 160 BREAKING CAPACITY CLASS N ICU=25KA @ 415 V 3-POLE, LINE PROT | 433.82
3VA1180-3GD46-0AA0 | CIRCUIT BREAKER 3VA1 IEC FRAME 160 BREAKING CAPACITY CLASS N ICU=25KA @ 415 V 4-POLE, LINE PROT | 231.32
3VA1080-4ED36-0KH0 | CIRCUIT BREAKER 3VA1 IEC FRAME 100 BREAKING CAPACITY CLASS S ICU=36KA @ 415 V 3-POLE, LINE PROT | 408.05
3VA1180-3EF36-0CH0 | CIRCUIT BREAKER 3VA1 IEC FRAME 160 BREAKING CAPACITY CLASS N ICU=25KA @ 415 V 3-POLE, LINE PROT | 458.89
3VA1080-4ED32-0JH0 | CIRCUIT BREAKER 3VA1 IEC FRAME 100 BREAKING CAPACITY CLASS S ICU=36KA @ 415 V 3-POLE, LINE PROT | 387.16
3VA1080-4ED36-0AC0 | CIRCUIT BREAKER 3VA1 IEC FRAME 100 BREAKING CAPACITY CLASS S ICU=36KA @ 415 V 3-POLE, LINE PROT | 293.86
3VA1063-3ED42-0CH0 | CIRCUIT BREAKER 3VA1 IEC FRAME 100 BREAKING CAPACITY CLASS N ICU=25KA @ 415 V 4-POLE, LINE PROT | 447.74
3VA1063-4ED32-0KC0 | CIRCUIT BREAKER 3VA1 IEC FRAME 100 BREAKING CAPACITY CLASS S ICU=36KA @ 415 V 3-POLE, LINE PROT | 341.2
3VA1080-4ED36-0JH0 | CIRCUIT BREAKER 3VA1 IEC FRAME 100 BREAKING CAPACITY CLASS S ICU=36KA @ 415 V 3-POLE, LINE PROT | 408.05
3VL9600-3JN01 | BREAKER VL MAX FLEX OPERATOR J L M-FR | 285.21
3VL9600-4EC31 | ACCESSORY FOR CIRCUIT BREAKER 3VL61 (MG) FRONT BUSBAR CONNECTION CONSISTING OF 3 CONNECTIONS 3 P | 896.17
3VA1150-5GF46-0AA0 | CIRCUIT BREAKER 3VA1 IEC FRAME 160 BREAKING CAPACITY CLASS M ICU=55KA @ 415 V 4-POLE, LINE PROT | 265.6
3VA1125-3GF46-0AA0 | CIRCUIT BREAKER 3VA1 IEC FRAME 160 BREAKING CAPACITY CLASS N ICU=25KA @ 415 V 4-POLE, LINE PROT | 226.88
3UG4832-1AA40 | DIGITAL MONITORING RELAY VOLTAGE MONITORING, 22.5MM FOR IO-LINK 10 TO 600V AC/DC OVER- AND UNDER | 174.09
3VA1050-3ED32-0BC0 | CIRCUIT BREAKER 3VA1 IEC FRAME 100 BREAKING CAPACITY CLASS N ICU=25KA @ 415 V 3-POLE, LINE PROT | 364.18
3VA1050-3ED36-0AD0 | CIRCUIT BREAKER 3VA1 IEC FRAME 100 BREAKING CAPACITY CLASS N ICU=25KA @ 415 V 3-POLE, LINE PROT | 295.95
3VA2110-5HN36-0AA0 | CIRCUIT BREAKER 3VA2 IEC FRAME 160 BREAKING CAPACITY CLASS M ICU=55KA @ 415 V 3POLE, LINE PROTE | 544.01
3VA2010-5HL36-0JL0 | CIRCUIT BREAKER 3VA2 IEC FRAME 100 BREAKING CAPACITY CLASS M ICU=55KA @ 415 V 3-POLE, LINE PROT | 759.01
3VA2010-5HN32-0BC0 | CIRCUIT BREAKER 3VA2 IEC FRAME 100 BREAKING CAPACITY CLASS M ICU=55KA @ 415 V 3-POLE, LINE PROT | 765.98
3VA1112-6EF36-0AC0 | CIRCUIT BREAKER 3VA1 IEC FRAME 160 BREAKING CAPACITY CLASS H ICU=70KA @ 415 V 3-POLE, LINE PROT | 672.66
3VA1112-6EF36-0HC0 | CIRCUIT BREAKER 3VA1 IEC FRAME 160 BREAKING CAPACITY CLASS H ICU=70KA @ 415 V 3-POLE, LINE PROT | 765.98
3VA1140-6EF32-0BH0 | CIRCUIT BREAKER 3VA1 IEC FRAME 160 BREAKING CAPACITY CLASS H ICU=70KA @ 415 V 3-POLE, LINE PROT | 480.48
3VA1140-6EF36-0AD0 | CIRCUIT BREAKER 3VA1 IEC FRAME 160 BREAKING CAPACITY CLASS H ICU=70KA @ 415 V 3-POLE, LINE PROT | 390.65
3TH4382-0LF4 | AUX. CONTACT. 82E DIN EN 50011 8NO+2NC, SCREW TERMINAL DC OPERATION INTEGR. VARISTOR 110 V DC | 202.57
3VA1025-2ED32-0AF0 | CIRCUIT BREAKER 3VA1 IEC FRAME 100 BREAKING CAPACITY CLASS B ICU=16KA @ 415 V 3-POLE, LINE PROT | 245.81
3VA1025-2ED32-0HH0 | CIRCUIT BREAKER 3VA1 IEC FRAME 100 BREAKING CAPACITY CLASS B ICU=16KA @ 415 V 3-POLE, LINE PROT | 359.3
3VA1116-3EF32-0KA0 | CIRCUIT BREAKER 3VA1 IEC FRAME 160 BREAKING CAPACITY CLASS N ICU=25KA @ 415 V 3-POLE, LINE PROT | 623.93
3VA1116-3EF36-0AE0 | CIRCUIT BREAKER 3VA1 IEC FRAME 160 BREAKING CAPACITY CLASS N ICU=25KA @ 415 V 3-POLE, LINE PROT | 656.65
3VA1080-3ED32-0BH0 | CIRCUIT BREAKER 3VA1 IEC FRAME 100 BREAKING CAPACITY CLASS N ICU=25KA @ 415 V 3-POLE, LINE PROT | 407.36
3VA1080-3ED32-0DC0 | CIRCUIT BREAKER 3VA1 IEC FRAME 100 BREAKING CAPACITY CLASS N ICU=25KA @ 415 V 3-POLE, LINE PROT | 383.68
3VA1125-4EF32-0KC0 | CIRCUIT BREAKER 3VA1 IEC FRAME 160 BREAKING CAPACITY CLASS S ICU=36KA @ 415 V 3-POLE, LINE PROT | 380.19
3VA1125-5ED42-0AA0 | CIRCUIT BREAKER 3VA1 IEC FRAME 160 BREAKING CAPACITY CLASS M ICU=55KA @ 415 V 4-POLE, LINE PROT | 227.38
3VA2010-5HL36-0BA0 | CIRCUIT BREAKER 3VA2 IEC FRAME 100 BREAKING CAPACITY CLASS M ICU=55KA @ 415 V 3-POLE, LINE PROT | 675.45
3VA2010-5HL36-0DH0 | CIRCUIT BREAKER 3VA2 IEC FRAME 100 BREAKING CAPACITY CLASS M ICU=55KA @ 415 V 3-POLE, LINE PROT | 752.04
3VA2010-5HL32-0AC0 | CIRCUIT BREAKER 3VA2 IEC FRAME 100 BREAKING CAPACITY CLASS M ICU=55KA @ 415 V 3-POLE, LINE PROT | 580.75
3VA2010-5HL32-0DC0 | CIRCUIT BREAKER 3VA2 IEC FRAME 100 BREAKING CAPACITY CLASS M ICU=55KA @ 415 V 3-POLE, LINE PROT | 695.64
3VA2010-5HM46-0AA0 | CIRCUIT BREAKER 3VA2 IEC FRAME 100 BREAKING CAPACITY CLASS M ICU=55KA @ 415 V 4POLE, LINE PROTE | 849.64
3VA1116-4GE42-0AA0 | CIRCUIT BREAKER 3VA1 IEC FRAME 160 BREAKING CAPACITY CLASS S ICU=36KA @ 415 V 4-POLE, LINE PROT | 509.64
3VA1010-2ED42-0HA0 | CIRCUIT BREAKER 3VA1 IEC FRAME 100 BREAKING CAPACITY CLASS B ICU=16KA @ 415 V 4-POLE, LINE PROT | 410.84
3VA2116-5HL36-0CC0 | CIRCUIT BREAKER 3VA2 IEC FRAME 160 BREAKING CAPACITY CLASS M ICU=55KA @ 415 V 3-POLE, LINE PROT | 981.84
3VA1150-5EE36-0AA0 | CIRCUIT BREAKER 3VA1 IEC FRAME 160 BREAKING CAPACITY CLASS M ICU=55KA @ 415 V 3-POLE, LINE PROT | 195.52
3VA1150-5EF32-0AF0 | CIRCUIT BREAKER 3VA1 IEC FRAME 160 BREAKING CAPACITY CLASS M ICU=55KA @ 415 V 3-POLE, LINE PROT | 317.52
3VA1116-3FF46-0AA0 | CIRCUIT BREAKER 3VA1 IEC FRAME 160 BREAKING CAPACITY CLASS N ICU=25KA @ 415 V 4-POLE, LINE PROT | 514.55
3VA1116-4ED42-0AA0 | CIRCUIT BREAKER 3VA1 IEC FRAME 160 BREAKING CAPACITY CLASS S ICU=36KA @ 415 V 4-POLE, LINE PROT | 494.95
3VA1116-4EF32-0AH0 | CIRCUIT BREAKER 3VA1 IEC FRAME 160 BREAKING CAPACITY CLASS S ICU=36KA @ 415 V 3-POLE, LINE PROT | 655.95
3VA1116-4EF36-0DH0 | CIRCUIT BREAKER 3VA1 IEC FRAME 160 BREAKING CAPACITY CLASS S ICU=36KA @ 415 V 3-POLE, LINE PROT | 793.82
3VA2010-5HL32-0AA0 | CIRCUIT BREAKER 3VA2 IEC FRAME 100 BREAKING CAPACITY CLASS M ICU=55KA @ 415 V 3POLE, LINE PROTE | 467.01
3VA2010-5HL32-0AJ0 | CIRCUIT BREAKER 3VA2 IEC FRAME 100 BREAKING CAPACITY CLASS M ICU=55KA @ 415 V 3-POLE, LINE PROT | 644.82
3VA2010-5HL32-0BC0 | CIRCUIT BREAKER 3VA2 IEC FRAME 100 BREAKING CAPACITY CLASS M ICU=55KA @ 415 V 3-POLE, LINE PROT | 695.64
3VA2010-5HL32-0HC0 | CIRCUIT BREAKER 3VA2 IEC FRAME 100 BREAKING CAPACITY CLASS M ICU=55KA @ 415 V 3-POLE, LINE PROT | 672.66
3VA2010-5HL32-0KL0 | CIRCUIT BREAKER 3VA2 IEC FRAME 100 BREAKING CAPACITY CLASS M ICU=55KA @ 415 V 3-POLE, LINE PROT | 738.12
3VA2010-5HL36-0AD0 | CIRCUIT BREAKER 3VA2 IEC FRAME 100 BREAKING CAPACITY CLASS M ICU=55KA @ 415 V 3-POLE, LINE PROT | 631.58
3VA2010-5HL36-0BC0 | CIRCUIT BREAKER 3VA2 IEC FRAME 100 BREAKING CAPACITY CLASS M ICU=55KA @ 415 V 3-POLE, LINE PROT | 724.2
3VA2010-5HL36-0CC0 | CIRCUIT BREAKER 3VA2 IEC FRAME 100 BREAKING CAPACITY CLASS M ICU=55KA @ 415 V 3-POLE, LINE PROT | 724.2
3VA2010-5HL36-0KC0 | CIRCUIT BREAKER 3VA2 IEC FRAME 100 BREAKING CAPACITY CLASS M ICU=55KA @ 415 V 3-POLE, LINE PROT | 694.95
3VA2116-5HL36-0DH0 | CIRCUIT BREAKER 3VA2 IEC FRAME 160 BREAKING CAPACITY CLASS M ICU=55KA @ 415 V 3-POLE, LINE PROT | 1016.65
3VA1125-5EE32-0AA0 | CIRCUIT BREAKER 3VA1 IEC FRAME 160 BREAKING CAPACITY CLASS M ICU=55KA @ 415 V 3-POLE, LINE PROT | 178.87
3VA1150-4EF36-0AH0 | CIRCUIT BREAKER 3VA1 IEC FRAME 160 BREAKING CAPACITY CLASS S ICU=36KA @ 415 V 3-POLE, LINE PROT | 339.11
3VA1150-4EF36-0DA0 | CIRCUIT BREAKER 3VA1 IEC FRAME 160 BREAKING CAPACITY CLASS S ICU=36KA @ 415 V 3-POLE, LINE PROT | 380.89
3VA1163-4EF36-0CC0 | CIRCUIT BREAKER 3VA1 IEC FRAME 160 BREAKING CAPACITY CLASS S ICU=36KA @ 415 V 3-POLE, LINE PROT | 432.43
3VA1163-4EF36-0CH0 | CIRCUIT BREAKER 3VA1 IEC FRAME 160 BREAKING CAPACITY CLASS S ICU=36KA @ 415 V 3-POLE, LINE PROT | 456.8
3VA1163-4EF36-0JC0 | CIRCUIT BREAKER 3VA1 IEC FRAME 160 BREAKING CAPACITY CLASS S ICU=36KA @ 415 V 3-POLE, LINE PROT | 405.27
3VA1163-4EF36-0JH0 | CIRCUIT BREAKER 3VA1 IEC FRAME 160 BREAKING CAPACITY CLASS S ICU=36KA @ 415 V 3-POLE, LINE PROT | 431.03
3VA1163-4GE46-0AA0 | CIRCUIT BREAKER 3VA1 IEC FRAME 160 BREAKING CAPACITY CLASS S ICU=36KA @ 415 V 4-POLE, LINE PROT | 233.25
3VA1116-1AA32-0JA0 | SWITCH DISCONNECTOR 3VA1 IEC FRAME 160 3-POLE SD100, IN=160A WITHOUT OVERLOAD PROTECTION WITHOU | 408.05
3VA1116-1AA32-0KC0 | SWITCH DISCONNECTOR 3VA1 IEC FRAME 160 3-POLE SD100, IN=160A WITHOUT OVERLOAD PROTECTION WITHOU | 458.89
3VA2116-5HL36-0HC0 | CIRCUIT BREAKER 3VA2 IEC FRAME 160 BREAKING CAPACITY CLASS M ICU=55KA @ 415 V 3-POLE, LINE PROT | 960.95
3VA1132-4EF32-0JA0 | CIRCUIT BREAKER 3VA1 IEC FRAME 160 BREAKING CAPACITY CLASS S ICU=36KA @ 415 V 3-POLE, LINE PROT | 331.46
3VA1132-4EF36-0CC0 | CIRCUIT BREAKER 3VA1 IEC FRAME 160 BREAKING CAPACITY CLASS S ICU=36KA @ 415 V 3-POLE, LINE PROT | 432.43
3VA1110-5EF36-0AF0 | CIRCUIT BREAKER 3VA1 IEC FRAME 160 BREAKING CAPACITY CLASS M ICU=55KA @ 415 V 3-POLE, LINE PROT | 410.84
3VA1110-5EF36-0CC0 | CIRCUIT BREAKER 3VA1 IEC FRAME 160 BREAKING CAPACITY CLASS M ICU=55KA @ 415 V 3-POLE, LINE PROT | 528.52
3VA1140-6GD46-0AA0 | CIRCUIT BREAKER 3VA1 IEC FRAME 160 BREAKING CAPACITY CLASS H ICU=70KA @ 415 V 4-POLE, LINE PROT | 270.52
3VA1163-4EF32-0AG0 | CIRCUIT BREAKER 3VA1 IEC FRAME 160 BREAKING CAPACITY CLASS S ICU=36KA @ 415 V 3-POLE, LINE PROT | 317.52
3VA1163-4EF32-0CH0 | CIRCUIT BREAKER 3VA1 IEC FRAME 160 BREAKING CAPACITY CLASS S ICU=36KA @ 415 V 3-POLE, LINE PROT | 433.13
3VA1163-5ED32-0KC0 | CIRCUIT BREAKER 3VA1 IEC FRAME 160 BREAKING CAPACITY CLASS M ICU=55KA @ 415 V 3-POLE, LINE PROT | 389.25
3VA2010-5HN32-0AC0 | CIRCUIT BREAKER 3VA2 IEC FRAME 100 BREAKING CAPACITY CLASS M ICU=55KA @ 415 V 3-POLE, LINE PROT | 644.12
3VA1116-1AA32-0AE0 | SWITCH DISCONNECTOR 3VA1 IEC FRAME 160 3-POLE SD100, IN=160A WITHOUT OVERLOAD PROTECTION WITHOU | 420.58
3VA1116-1AA32-0HH0 | SWITCH DISCONNECTOR 3VA1 IEC FRAME 160 3-POLE SD100, IN=160A WITHOUT OVERLOAD PROTECTION WITHOU | 483.95
3TC4413-0BK2 | CONTACTOR, SIZE 2, 2-POLE DC 3 AND 5, 32 A AUXILIARY SWITCH 11 (1NO+1NC) 2X AUX. SWITCH SUITABLE | 210.61
3VA2010-5HN36-0AE0 | CIRCUIT BREAKER 3VA2 IEC FRAME 100 BREAKING CAPACITY CLASS M ICU=55KA @ 415 V 3-POLE, LINE PROT | 724.2
3VA2010-5HN36-0CC0 | CIRCUIT BREAKER 3VA2 IEC FRAME 100 BREAKING CAPACITY CLASS M ICU=55KA @ 415 V 3-POLE, LINE PROT | 786.87
3VA2010-5JQ32-0AB0 | CIRCUIT BREAKER 3VA2 IEC FRAME 100 BREAKING CAPACITY CLASS M ICU=55KA @ 415 V 3-POLE, LINE PROT | 1350.9
3VA1132-4EF32-0CA0 | CIRCUIT BREAKER 3VA1 IEC FRAME 160 BREAKING CAPACITY CLASS S ICU=36KA @ 415 V 3-POLE, LINE PROT | 358.61
3VA1132-4EF32-0CH0 | CIRCUIT BREAKER 3VA1 IEC FRAME 160 BREAKING CAPACITY CLASS S ICU=36KA @ 415 V 3-POLE, LINE PROT | 433.13
3VA1110-6ED42-0AA0 | CIRCUIT BREAKER 3VA1 IEC FRAME 160 BREAKING CAPACITY CLASS H ICU=70KA @ 415 V 4-POLE, LINE PROT | 314.62
3VA1110-6EF32-0AB0 | CIRCUIT BREAKER 3VA1 IEC FRAME 160 BREAKING CAPACITY CLASS H ICU=70KA @ 415 V 3-POLE, LINE PROT | 444.96
3VA1140-6EF36-0AH0 | CIRCUIT BREAKER 3VA1 IEC FRAME 160 BREAKING CAPACITY CLASS H ICU=70KA @ 415 V 3-POLE, LINE PROT | 390.65
3VA1140-6GD42-0AA0 | CIRCUIT BREAKER 3VA1 IEC FRAME 160 BREAKING CAPACITY CLASS H ICU=70KA @ 415 V 4-POLE, LINE PROT | 247.96
3VA1140-6EF36-0DH0 | CIRCUIT BREAKER 3VA1 IEC FRAME 160 BREAKING CAPACITY CLASS H ICU=70KA @ 415 V 3-POLE, LINE PROT | 503.45
3VA1150-3EF32-0AA0 | CIRCUIT BREAKER 3VA1 IEC FRAME 160 BREAKING CAPACITY CLASS N ICU=25KA @ 415 V 3-POLE, LINE PROT | 158.76
3VA1150-3EF36-0AA0 | CIRCUIT BREAKER 3VA1 IEC FRAME 160 BREAKING CAPACITY CLASS N ICU=25KA @ 415 V 3-POLE, LINE PROT | 173.96
3VA1116-1AA36-0CH0 | SWITCH DISCONNECTOR 3VA1 IEC FRAME 160 3-POLE SD100, IN=160A WITHOUT OVERLOAD PROTECTION WITHOU | 532
3VA1116-4EF36-0CC0 | CIRCUIT BREAKER 3VA1 IEC FRAME 160 BREAKING CAPACITY CLASS S ICU=36KA @ 415 V 3-POLE, LINE PROT | 772.93
3VA1116-4EF46-0AA0 | CIRCUIT BREAKER 3VA1 IEC FRAME 160 BREAKING CAPACITY CLASS S ICU=36KA @ 415 V 4-POLE, LINE PROT | 553.74
3UF7020-1AU01-0 | BASIC UNIT SIMOCODE PRO S PROFIBUS DP INTERFACE 1,5 MBIT/S, 4I/2O FREELY PARAMETERIZABLE; US: A | 384.76
3VA1025-4ED32-0KC0 | CIRCUIT BREAKER 3VA1 IEC FRAME 100 BREAKING CAPACITY CLASS S ICU=36KA @ 415 V 3-POLE, LINE PROT | 341.2
3VA1110-6EF32-0BA0 | CIRCUIT BREAKER 3VA1 IEC FRAME 160 BREAKING CAPACITY CLASS H ICU=70KA @ 415 V 3-POLE, LINE PROT | 486.04
3VA1150-3GF42-0AA0 | CIRCUIT BREAKER 3VA1 IEC FRAME 160 BREAKING CAPACITY CLASS N ICU=25KA @ 415 V 4-POLE, LINE PROT | 204.35
3VA1125-5EF32-0BC0 | CIRCUIT BREAKER 3VA1 IEC FRAME 160 BREAKING CAPACITY CLASS M ICU=55KA @ 415 V 3-POLE, LINE PROT | 433.13
3VA1125-5EF32-0JC0 | CIRCUIT BREAKER 3VA1 IEC FRAME 160 BREAKING CAPACITY CLASS M ICU=55KA @ 415 V 3-POLE, LINE PROT | 405.96
3VA1110-5EF36-0DH0 | CIRCUIT BREAKER 3VA1 IEC FRAME 160 BREAKING CAPACITY CLASS M ICU=55KA @ 415 V 3-POLE, LINE PROT | 552.89
3VA1110-5FF46-0AA0 | CIRCUIT BREAKER 3VA1 IEC FRAME 160 BREAKING CAPACITY CLASS M ICU=55KA @ 415 V 4-POLE, LINE PROT | 332.74
3VA1140-6GE42-0AA0 | CIRCUIT BREAKER 3VA1 IEC FRAME 160 BREAKING CAPACITY CLASS H ICU=70KA @ 415 V 4-POLE, LINE PROT | 254.82
3VA1025-2ED32-0KA0 | CIRCUIT BREAKER 3VA1 IEC FRAME 100 BREAKING CAPACITY CLASS B ICU=16KA @ 415 V 3-POLE, LINE PROT | 284.8
3VA2010-5HN32-0DA0 | CIRCUIT BREAKER 3VA2 IEC FRAME 100 BREAKING CAPACITY CLASS M ICU=55KA @ 415 V 3-POLE, LINE PROT | 710.26
3VA2010-5HN32-0CH0 | CIRCUIT BREAKER 3VA2 IEC FRAME 100 BREAKING CAPACITY CLASS M ICU=55KA @ 415 V 3-POLE, LINE PROT | 786.87
3VA2010-5HN32-0JL0 | CIRCUIT BREAKER 3VA2 IEC FRAME 100 BREAKING CAPACITY CLASS M ICU=55KA @ 415 V 3-POLE, LINE PROT | 793.82
3UG4822-1AA40 | DIGITAL MONITORING RELAY CURRENT MONITORING, 22.5MM FOR IO-LINK 0.05 TO 10.0A AC/DC OVER- AND UN | 174.09
3UG4841-1CA40 | DIGITAL MONITORING RELAY COS-PHI AND CURRENT MONITORING FOR IO-LINK 90 TO 690V AC, 0.2 TO 10A OV | 236.12
3UL2900 | ADAPTER FOR DIN RAIL MOUNTING OF RESIDUAL CURRENT TRANSFORMERS 3UL23 UP TO 55MM INNER DIAMETER | 3.61
3VA2010-5HL36-0JA0 | CIRCUIT BREAKER 3VA2 IEC FRAME 100 BREAKING CAPACITY CLASS M ICU=55KA @ 415 V 3-POLE, LINE PROT | 646.89
3VA1163-4EF32-0AF0 | CIRCUIT BREAKER 3VA1 IEC FRAME 160 BREAKING CAPACITY CLASS S ICU=36KA @ 415 V 3-POLE, LINE PROT | 291.07
3VA1010-2ED42-0DA0 | CIRCUIT BREAKER 3VA1 IEC FRAME 100 BREAKING CAPACITY CLASS B ICU=16KA @ 415 V 4-POLE, LINE PROT | 438
3VA1150-5EF32-0BC0 | CIRCUIT BREAKER 3VA1 IEC FRAME 160 BREAKING CAPACITY CLASS M ICU=55KA @ 415 V 3-POLE, LINE PROT | 433.13
3VA1132-3EF36-0KC0 | CIRCUIT BREAKER 3VA1 IEC FRAME 160 BREAKING CAPACITY CLASS N ICU=25KA @ 415 V 3-POLE, LINE PROT | 385.77
3VA1132-4ED46-0AA0 | CIRCUIT BREAKER 3VA1 IEC FRAME 160 BREAKING CAPACITY CLASS S ICU=36KA @ 415 V 4-POLE, LINE PROT | 228.35
3VA1112-6EF32-0DH0 | CIRCUIT BREAKER 3VA1 IEC FRAME 160 BREAKING CAPACITY CLASS H ICU=70KA @ 415 V 3-POLE, LINE PROT | 786.87
3VA1112-6EF32-0JA0 | CIRCUIT BREAKER 3VA1 IEC FRAME 160 BREAKING CAPACITY CLASS H ICU=70KA @ 415 V 3-POLE, LINE PROT | 687.98
3VA1112-6EF36-0JC0 | CIRCUIT BREAKER 3VA1 IEC FRAME 160 BREAKING CAPACITY CLASS H ICU=70KA @ 415 V 3-POLE, LINE PROT | 765.98
3VA1112-6FD46-0AA0 | CIRCUIT BREAKER 3VA1 IEC FRAME 160 BREAKING CAPACITY CLASS H ICU=70KA @ 415 V 4-POLE, LINE PROT | 534.16
3SX5100-2B | SPARE PART SPHERICAL CAP FOR LED LAMP WITH 3SE5242 POSITION SWITCH, SPRING ROD | 6.21
3VA2010-5HN36-0HH0 | CIRCUIT BREAKER 3VA2 IEC FRAME 100 BREAKING CAPACITY CLASS M ICU=55KA @ 415 V 3-POLE, LINE PROT | 786.87
3VA2010-5HN36-0KH0 | CIRCUIT BREAKER 3VA2 IEC FRAME 100 BREAKING CAPACITY CLASS M ICU=55KA @ 415 V 3-POLE, LINE PROT | 786.87
3VA2010-5HN42-0AA0 | CIRCUIT BREAKER 3VA2 IEC FRAME 100 BREAKING CAPACITY CLASS M ICU=55KA @ 415 V 4POLE, LINE PROTE | 647.91
3VA2010-5JP46-0AA0 | CIRCUIT BREAKER 3VA2 IEC FRAME 100 BREAKING CAPACITY CLASS M ICU=55KA @ 415 V 4POLE, LINE PROTE | 1051.35
3VA1140-6EE36-0AA0 | CIRCUIT BREAKER 3VA1 IEC FRAME 160 BREAKING CAPACITY CLASS H ICU=70KA @ 415 V 3-POLE, LINE PROT | 210.23
3VA1140-6EF32-0BA0 | CIRCUIT BREAKER 3VA1 IEC FRAME 160 BREAKING CAPACITY CLASS H ICU=70KA @ 415 V 3-POLE, LINE PROT | 406.66
3VA1140-6EF32-0DA0 | CIRCUIT BREAKER 3VA1 IEC FRAME 160 BREAKING CAPACITY CLASS H ICU=70KA @ 415 V 3-POLE, LINE PROT | 406.66
3VA1140-6EF32-0JC0 | CIRCUIT BREAKER 3VA1 IEC FRAME 160 BREAKING CAPACITY CLASS H ICU=70KA @ 415 V 3-POLE, LINE PROT | 431.03
3VA1150-3EF32-0HA0 | CIRCUIT BREAKER 3VA1 IEC FRAME 160 BREAKING CAPACITY CLASS N ICU=25KA @ 415 V 3-POLE, LINE PROT | 312.66
3VA1150-3EF32-0CH0 | CIRCUIT BREAKER 3VA1 IEC FRAME 160 BREAKING CAPACITY CLASS N ICU=25KA @ 415 V 3-POLE, LINE PROT | 411.54
3VA1150-3EF32-0JH0 | CIRCUIT BREAKER 3VA1 IEC FRAME 160 BREAKING CAPACITY CLASS N ICU=25KA @ 415 V 3-POLE, LINE PROT | 389.25
3VA1150-6ED46-0AA0 | CIRCUIT BREAKER 3VA1 IEC FRAME 160 BREAKING CAPACITY CLASS H ICU=70KA @ 415 V 4-POLE, LINE PROT | 270.52
3VA1096-2ED32-0AA0 | CIRCUIT BREAKER 3VA1 IEC FRAME 100 BREAKING CAPACITY CLASS B ICU=16KA @ 415 V 3-POLE, LINE PROT | 137.22
3RW4776-6SB40 | REPAIR PART, SIRIUS SOFT STARTER, CONTROL UNIT FOR 3RW4076*, 230 V AC, WITH SCREW TERMINALS | 1556.85
3SE6605-3BA10 | CONTACT BLOCK RECTANGUL., SMALL 25X33 MM,1NO+1NC,10 M CABLE | 78.73
3SE6627-3CA04 | MAGNETICALLY-OPERATED SWITCH, CONTACT BLOCK, RECT. SMALL 25X33MM, DOOR HINGES ON RIGHT CONTACT EL | 90.43
3VA1032-2ED32-0AH0 | CIRCUIT BREAKER 3VA1 IEC FRAME 100 BREAKING CAPACITY CLASS B ICU=16KA @ 415 V 3-POLE, LINE PROT | 270.18
3VA1032-2ED32-0CA0 | CIRCUIT BREAKER 3VA1 IEC FRAME 100 BREAKING CAPACITY CLASS B ICU=16KA @ 415 V 3-POLE, LINE PROT | 311.27
3VA1080-4ED42-0BC0 | CIRCUIT BREAKER 3VA1 IEC FRAME 100 BREAKING CAPACITY CLASS S ICU=36KA @ 415 V 4-POLE, LINE PROT | 454.02
3VA1096-2ED32-0AD0 | CIRCUIT BREAKER 3VA1 IEC FRAME 100 BREAKING CAPACITY CLASS B ICU=16KA @ 415 V 3-POLE, LINE PROT | 270.18
3VA1096-3ED32-0HH0 | CIRCUIT BREAKER 3VA1 IEC FRAME 100 BREAKING CAPACITY CLASS N ICU=25KA @ 415 V 3-POLE, LINE PROT | 363.48
3VA1150-6EF32-0BA0 | CIRCUIT BREAKER 3VA1 IEC FRAME 160 BREAKING CAPACITY CLASS H ICU=70KA @ 415 V 3-POLE, LINE PROT | 406.66
3VA1132-6ED36-0AA0 | CIRCUIT BREAKER 3VA1 IEC FRAME 160 BREAKING CAPACITY CLASS H ICU=70KA @ 415 V 3-POLE, LINE PROT | 206.81
3VA1132-6EF32-0AH0 | CIRCUIT BREAKER 3VA1 IEC FRAME 160 BREAKING CAPACITY CLASS H ICU=70KA @ 415 V 3-POLE, LINE PROT | 366.27
3VA1132-6EF32-0DC0 | CIRCUIT BREAKER 3VA1 IEC FRAME 160 BREAKING CAPACITY CLASS H ICU=70KA @ 415 V 3-POLE, LINE PROT | 456.8
3VA1010-3ED36-0HH0 | CIRCUIT BREAKER 3VA1 IEC FRAME 100 BREAKING CAPACITY CLASS N ICU=25KA @ 415 V 3-POLE, LINE PROT | 440.09
3VA1180-4EF36-0DA0 | CIRCUIT BREAKER 3VA1 IEC FRAME 160 BREAKING CAPACITY CLASS S ICU=36KA @ 415 V 3-POLE, LINE PROT | 405.27
3VA1180-5EE32-0AA0 | CIRCUIT BREAKER 3VA1 IEC FRAME 160 BREAKING CAPACITY CLASS M ICU=55KA @ 415 V 3-POLE, LINE PROT | 196.99
3VL9600-3JE01 | BREAKER VLVAR DEPTH ROT 1 3R 4X 12 JG-M | 314.64
3VA1116-1AA42-0HA0 | SWITCH DISCONNECTOR 3VA1 IEC FRAME 160 4-POLE SD100, IN=160A WITHOUT OVERLOAD PROTECTION WITHOU | 504.14
3VA1132-4EF36-0KA0 | CIRCUIT BREAKER 3VA1 IEC FRAME 160 BREAKING CAPACITY CLASS S ICU=36KA @ 415 V 3-POLE, LINE PROT | 355.84
3VA1132-5EF32-0JH0 | CIRCUIT BREAKER 3VA1 IEC FRAME 160 BREAKING CAPACITY CLASS M ICU=55KA @ 415 V 3-POLE, LINE PROT | 432.43
3VA1132-6EF32-0KC0 | CIRCUIT BREAKER 3VA1 IEC FRAME 160 BREAKING CAPACITY CLASS H ICU=70KA @ 415 V 3-POLE, LINE PROT | 431.03
3VA1096-4ED32-0KA0 | CIRCUIT BREAKER 3VA1 IEC FRAME 100 BREAKING CAPACITY CLASS S ICU=36KA @ 415 V 3-POLE, LINE PROT | 291.77
3VA1110-1AA32-0AB0 | SWITCH DISCONNECTOR 3VA1 IEC FRAME 160 3-POLE SD100, IN=100A WITHOUT OVERLOAD PROTECTION WITHOU | 307.09
3ZS1635-2XX01-0YB0 | AS-INTERFACE PCS 7 BLOCK LIBRARY V7.1 SINGLE LICENSE 1 INSTALLATION RUNTIME LICENSE FOR AS-BLOC | 433.34
3VA1132-6EF32-0BA0 | CIRCUIT BREAKER 3VA1 IEC FRAME 160 BREAKING CAPACITY CLASS H ICU=70KA @ 415 V 3-POLE, LINE PROT | 406.66
3VA1150-5EF36-0AE0 | CIRCUIT BREAKER 3VA1 IEC FRAME 160 BREAKING CAPACITY CLASS M ICU=55KA @ 415 V 3-POLE, LINE PROT | 391.34
3VA1150-6EF32-0CA0 | CIRCUIT BREAKER 3VA1 IEC FRAME 160 BREAKING CAPACITY CLASS H ICU=70KA @ 415 V 3-POLE, LINE PROT | 406.66
3VA1010-3ED36-0KH0 | CIRCUIT BREAKER 3VA1 IEC FRAME 100 BREAKING CAPACITY CLASS N ICU=25KA @ 415 V 3-POLE, LINE PROT | 440.09
3VA1010-3ED42-0BH0 | CIRCUIT BREAKER 3VA1 IEC FRAME 100 BREAKING CAPACITY CLASS N ICU=25KA @ 415 V 4-POLE, LINE PROT | 518.78
3VA1010-4ED36-0JA0 | CIRCUIT BREAKER 3VA1 IEC FRAME 100 BREAKING CAPACITY CLASS S ICU=36KA @ 415 V 3-POLE, LINE PROT | 370.45
3VA1150-3ED42-0AA0 | CIRCUIT BREAKER 3VA1 IEC FRAME 160 BREAKING CAPACITY CLASS N ICU=25KA @ 415 V 4-POLE, LINE PROT | 192.08
3VA2010-5JQ32-0AJ0 | CIRCUIT BREAKER 3VA2 IEC FRAME 100 BREAKING CAPACITY CLASS M ICU=55KA @ 415 V 3-POLE, LINE PROT | 1378.76
3VA1116-4EF32-0CC0 | CIRCUIT BREAKER 3VA1 IEC FRAME 160 BREAKING CAPACITY CLASS S ICU=36KA @ 415 V 3-POLE, LINE PROT | 752.04
3VA1116-4EF32-0DC0 | CIRCUIT BREAKER 3VA1 IEC FRAME 160 BREAKING CAPACITY CLASS S ICU=36KA @ 415 V 3-POLE, LINE PROT | 752.04
3VA1116-4EF32-0JH0 | CIRCUIT BREAKER 3VA1 IEC FRAME 160 BREAKING CAPACITY CLASS S ICU=36KA @ 415 V 3-POLE, LINE PROT | 745.09
3VA1116-4EF36-0AB0 | CIRCUIT BREAKER 3VA1 IEC FRAME 160 BREAKING CAPACITY CLASS S ICU=36KA @ 415 V 3-POLE, LINE PROT | 679.63
3VA1025-3ED32-0AD0 | CIRCUIT BREAKER 3VA1 IEC FRAME 100 BREAKING CAPACITY CLASS N ICU=25KA @ 415 V 3-POLE, LINE PROT | 275.06
3VA1025-3ED32-0HH0 | CIRCUIT BREAKER 3VA1 IEC FRAME 100 BREAKING CAPACITY CLASS N ICU=25KA @ 415 V 3-POLE, LINE PROT | 363.48
3VA1025-4ED32-0CH0 | CIRCUIT BREAKER 3VA1 IEC FRAME 100 BREAKING CAPACITY CLASS S ICU=36KA @ 415 V 3-POLE, LINE PROT | 394.13
3VA1125-5EF36-0CC0 | CIRCUIT BREAKER 3VA1 IEC FRAME 160 BREAKING CAPACITY CLASS M ICU=55KA @ 415 V 3-POLE, LINE PROT | 454.71
3VA1110-5EF32-0HA0 | CIRCUIT BREAKER 3VA1 IEC FRAME 160 BREAKING CAPACITY CLASS M ICU=55KA @ 415 V 3-POLE, LINE PROT | 428.94
3VA1110-5EF32-0KH0 | CIRCUIT BREAKER 3VA1 IEC FRAME 160 BREAKING CAPACITY CLASS M ICU=55KA @ 415 V 3-POLE, LINE PROT | 502.05
3VA1110-5EF36-0AC0 | CIRCUIT BREAKER 3VA1 IEC FRAME 160 BREAKING CAPACITY CLASS M ICU=55KA @ 415 V 3-POLE, LINE PROT | 410.84
3VA2063-5HL46-0AA0 | CIRCUIT BREAKER 3VA2 IEC FRAME 100 BREAKING CAPACITY CLASS M ICU=55KA @ 415 V 4POLE, LINE PROTE | 576.43
3VA2063-5HN32-0DA0 | CIRCUIT BREAKER 3VA2 IEC FRAME 100 BREAKING CAPACITY CLASS M ICU=55KA @ 415 V 3-POLE, LINE PROT | 672.66
3VA2063-5HN32-0JL0 | CIRCUIT BREAKER 3VA2 IEC FRAME 100 BREAKING CAPACITY CLASS M ICU=55KA @ 415 V 3-POLE, LINE PROT | 759.01
3VA2063-5HN36-0AC0 | CIRCUIT BREAKER 3VA2 IEC FRAME 100 BREAKING CAPACITY CLASS M ICU=55KA @ 415 V 3-POLE, LINE PROT | 628.79
3VA1116-1AA36-0AH0 | SWITCH DISCONNECTOR 3VA1 IEC FRAME 160 3-POLE SD100, IN=160A WITHOUT OVERLOAD PROTECTION WITHOU | 417.81
3VA1116-1AA36-0DH0 | SWITCH DISCONNECTOR 3VA1 IEC FRAME 160 3-POLE SD100, IN=160A WITHOUT OVERLOAD PROTECTION WITHOU | 532
3VA1032-2ED32-0AA0 | CIRCUIT BREAKER 3VA1 IEC FRAME 100 BREAKING CAPACITY CLASS B ICU=16KA @ 415 V 3-POLE, LINE PROT | 137.22
3VA1032-2ED32-0JH0 | CIRCUIT BREAKER 3VA1 IEC FRAME 100 BREAKING CAPACITY CLASS B ICU=16KA @ 415 V 3-POLE, LINE PROT | 359.3
3VA2040-7JP36-0AA0 | CIRCUIT BREAKER 3VA2 IEC FRAME 100 BREAKING CAPACITY CLASS C ICU=110KA @ 415 V 3POLE, LINE PROT | 978.01
3VA2040-8HL46-0AA0 | CIRCUIT BREAKER 3VA2 IEC FRAME 100 BREAKING CAPACITY CLASS L ICU=150KA @ 415 V 4POLE, LINE PROT | 782.41
3VA1010-2ED36-0HA0 | CIRCUIT BREAKER 3VA1 IEC FRAME 100 BREAKING CAPACITY CLASS B ICU=16KA @ 415 V 3-POLE, LINE PROT | 362.09
3VA1010-2ED42-0BC0 | CIRCUIT BREAKER 3VA1 IEC FRAME 100 BREAKING CAPACITY CLASS B ICU=16KA @ 415 V 4-POLE, LINE PROT | 488.13
3VA1010-2ED42-0BH0 | CIRCUIT BREAKER 3VA1 IEC FRAME 100 BREAKING CAPACITY CLASS B ICU=16KA @ 415 V 4-POLE, LINE PROT | 512.51
3VA1010-2ED42-0CA0 | CIRCUIT BREAKER 3VA1 IEC FRAME 100 BREAKING CAPACITY CLASS B ICU=16KA @ 415 V 4-POLE, LINE PROT | 438
3VA2116-5JQ32-0BC0 | CIRCUIT BREAKER 3VA2 IEC FRAME 160 BREAKING CAPACITY CLASS M ICU=55KA @ 415 V 3-POLE, LINE PROT | 1712.99
3VA2116-5JQ32-0CL0 | CIRCUIT BREAKER 3VA2 IEC FRAME 160 BREAKING CAPACITY CLASS M ICU=55KA @ 415 V 3-POLE, LINE PROT | 1768.71
3VA2063-5JP46-0AA0 | CIRCUIT BREAKER 3VA2 IEC FRAME 100 BREAKING CAPACITY CLASS M ICU=55KA @ 415 V 4POLE, LINE PROTE | 1008.55
3VA2063-5HL36-0BH0 | CIRCUIT BREAKER 3VA2 IEC FRAME 100 BREAKING CAPACITY CLASS M ICU=55KA @ 415 V 3-POLE, LINE PROT | 710.26
3VA2063-5HL36-0JA0 | CIRCUIT BREAKER 3VA2 IEC FRAME 100 BREAKING CAPACITY CLASS M ICU=55KA @ 415 V 3-POLE, LINE PROT | 607.2
3VA2063-5HN36-0HA0 | CIRCUIT BREAKER 3VA2 IEC FRAME 100 BREAKING CAPACITY CLASS M ICU=55KA @ 415 V 3-POLE, LINE PROT | 669.18
3VA1125-5EF36-0DH0 | CIRCUIT BREAKER 3VA1 IEC FRAME 160 BREAKING CAPACITY CLASS M ICU=55KA @ 415 V 3-POLE, LINE PROT | 479.78
3VA1116-1AA32-0BC0 | SWITCH DISCONNECTOR 3VA1 IEC FRAME 160 3-POLE SD100, IN=160A WITHOUT OVERLOAD PROTECTION WITHOU | 485.34
3VA1116-1AA36-0AC0 | SWITCH DISCONNECTOR 3VA1 IEC FRAME 160 3-POLE SD100, IN=160A WITHOUT OVERLOAD PROTECTION WITHOU | 393.43
3VA1032-2ED36-0CA0 | CIRCUIT BREAKER 3VA1 IEC FRAME 100 BREAKING CAPACITY CLASS B ICU=16KA @ 415 V 3-POLE, LINE PROT | 332.85
3VA1032-3ED32-0HH0 | CIRCUIT BREAKER 3VA1 IEC FRAME 100 BREAKING CAPACITY CLASS N ICU=25KA @ 415 V 3-POLE, LINE PROT | 363.48
3ZY1210-2AA00 | DEVICE CONNECTOR WITHOUT FUNCTION, WIDTH 22.5 MM, FOR CONNECTING SIRIUS DEVICES IN THE INDUSTR. | 4.75
3ZY1212-2AB00 | DEVICE CONNECTOR FOR SIGNAL LOOP-THROUGH, WIDTH 22.5 MM, FOR THE ELECTR. CONNECTION OF SIRIUS DE | 17.13
3VA2040-8KP42-0AA0 | CIRCUIT BREAKER 3VA2 IEC FRAME 100 BREAKING CAPACITY CLASS L ICU=150KA @ 415 V 4POLE, LINE PROT | 1363.1
3VA2063-5HL32-0AB0 | CIRCUIT BREAKER 3VA2 IEC FRAME 100 BREAKING CAPACITY CLASS M ICU=55KA @ 415 V 3-POLE, LINE PROT | 567.51
3VA1010-2ED32-0HC0 | CIRCUIT BREAKER 3VA1 IEC FRAME 100 BREAKING CAPACITY CLASS B ICU=16KA @ 415 V 3-POLE, LINE PROT | 387.16
3VA1010-2ED36-0CA0 | CIRCUIT BREAKER 3VA1 IEC FRAME 100 BREAKING CAPACITY CLASS B ICU=16KA @ 415 V 3-POLE, LINE PROT | 389.25
3VA1080-4ED36-0KC0 | CIRCUIT BREAKER 3VA1 IEC FRAME 100 BREAKING CAPACITY CLASS S ICU=36KA @ 415 V 3-POLE, LINE PROT | 384.38
3VA1080-4ED42-0CH0 | CIRCUIT BREAKER 3VA1 IEC FRAME 100 BREAKING CAPACITY CLASS S ICU=36KA @ 415 V 4-POLE, LINE PROT | 479.09
3VA2116-5HN32-0JH0 | CIRCUIT BREAKER 3VA2 IEC FRAME 160 BREAKING CAPACITY CLASS M ICU=55KA @ 415 V 3-POLE, LINE PROT | 1037.54
3VA2116-5JP32-0AA0 | CIRCUIT BREAKER 3VA2 IEC FRAME 160 BREAKING CAPACITY CLASS M ICU=55KA @ 415 V 3POLE, LINE PROTE | 1143.03
3VA2010-5HN32-0JA0 | CIRCUIT BREAKER 3VA2 IEC FRAME 100 BREAKING CAPACITY CLASS M ICU=55KA @ 415 V 3-POLE, LINE PROT | 682.42
3VA2010-5HN36-0AF0 | CIRCUIT BREAKER 3VA2 IEC FRAME 100 BREAKING CAPACITY CLASS M ICU=55KA @ 415 V 3-POLE, LINE PROT | 668.48
3VA1050-2ED32-0DC0 | CIRCUIT BREAKER 3VA1 IEC FRAME 100 BREAKING CAPACITY CLASS B ICU=16KA @ 415 V 3-POLE, LINE PROT | 360
3VA1050-2ED36-0BC0 | CIRCUIT BREAKER 3VA1 IEC FRAME 100 BREAKING CAPACITY CLASS B ICU=16KA @ 415 V 3-POLE, LINE PROT | 383.68
3VA1050-2ED42-0DC0 | CIRCUIT BREAKER 3VA1 IEC FRAME 100 BREAKING CAPACITY CLASS B ICU=16KA @ 415 V 4-POLE, LINE PROT | 419.88
3VA1080-3ED32-0CH0 | CIRCUIT BREAKER 3VA1 IEC FRAME 100 BREAKING CAPACITY CLASS N ICU=25KA @ 415 V 3-POLE, LINE PROT | 407.36
3VA1110-6FF42-0AA0 | CIRCUIT BREAKER 3VA1 IEC FRAME 160 BREAKING CAPACITY CLASS H ICU=70KA @ 415 V 4-POLE, LINE PROT | 338.12
3VA1112-1AA42-0AE0 | SWITCH DISCONNECTOR 3VA1 IEC FRAME 160 4-POLE SD100, IN=125A WITHOUT OVERLOAD PROTECTION WITHOU | 488.83
3VA1112-1AA42-0KH0 | SWITCH DISCONNECTOR 3VA1 IEC FRAME 160 4-POLE SD100, IN=125A WITHOUT OVERLOAD PROTECTION WITHOU | 552.89
3VA1112-6GF42-0AA0 | CIRCUIT BREAKER 3VA1 IEC FRAME 160 BREAKING CAPACITY CLASS H ICU=70KA @ 415 V 4-POLE, LINE PROT | 548.84
3VA1116-1AA32-0AF0 | SWITCH DISCONNECTOR 3VA1 IEC FRAME 160 3-POLE SD100, IN=160A WITHOUT OVERLOAD PROTECTION WITHOU | 369.06
3VA1116-1AA32-0CH0 | SWITCH DISCONNECTOR 3VA1 IEC FRAME 160 3-POLE SD100, IN=160A WITHOUT OVERLOAD PROTECTION WITHOU | 509.72
3VA1150-3EF32-0KA0 | CIRCUIT BREAKER 3VA1 IEC FRAME 160 BREAKING CAPACITY CLASS N ICU=25KA @ 415 V 3-POLE, LINE PROT | 312.66
3VA1116-4FD46-0AA0 | CIRCUIT BREAKER 3VA1 IEC FRAME 160 BREAKING CAPACITY CLASS S ICU=36KA @ 415 V 4-POLE, LINE PROT | 519.44
3VA1110-6EF36-0CA0 | CIRCUIT BREAKER 3VA1 IEC FRAME 160 BREAKING CAPACITY CLASS H ICU=70KA @ 415 V 3-POLE, LINE PROT | 509.02
3VA1110-6EF36-0HH0 | CIRCUIT BREAKER 3VA1 IEC FRAME 160 BREAKING CAPACITY CLASS H ICU=70KA @ 415 V 3-POLE, LINE PROT | 557.07
3VA1163-4EF36-0KA0 | CIRCUIT BREAKER 3VA1 IEC FRAME 160 BREAKING CAPACITY CLASS S ICU=36KA @ 415 V 3-POLE, LINE PROT | 355.84
3VA1163-4EF42-0AA0 | CIRCUIT BREAKER 3VA1 IEC FRAME 160 BREAKING CAPACITY CLASS S ICU=36KA @ 415 V 4-POLE, LINE PROT | 222.97
3VA1163-5ED32-0AD0 | CIRCUIT BREAKER 3VA1 IEC FRAME 160 BREAKING CAPACITY CLASS M ICU=55KA @ 415 V 3-POLE, LINE PROT | 323.1
3VA1125-5EF32-0AD0 | CIRCUIT BREAKER 3VA1 IEC FRAME 160 BREAKING CAPACITY CLASS M ICU=55KA @ 415 V 3-POLE, LINE PROT | 341.2
3VA1110-6ED36-0AA0 | CIRCUIT BREAKER 3VA1 IEC FRAME 160 BREAKING CAPACITY CLASS H ICU=70KA @ 415 V 3-POLE, LINE PROT | 258.25
3VA1110-6EF32-0AA0 | CIRCUIT BREAKER 3VA1 IEC FRAME 160 BREAKING CAPACITY CLASS H ICU=70KA @ 415 V 3-POLE, LINE PROT | 260.7
3VA1110-6EF32-0CC0 | CIRCUIT BREAKER 3VA1 IEC FRAME 160 BREAKING CAPACITY CLASS H ICU=70KA @ 415 V 3-POLE, LINE PROT | 534.79
3VA1116-4FE46-0AA0 | CIRCUIT BREAKER 3VA1 IEC FRAME 160 BREAKING CAPACITY CLASS S ICU=36KA @ 415 V 4-POLE, LINE PROT | 529.23
3VA1112-6EF36-0KC0 | CIRCUIT BREAKER 3VA1 IEC FRAME 160 BREAKING CAPACITY CLASS H ICU=70KA @ 415 V 3-POLE, LINE PROT | 765.98
3VA1112-6EF36-0KH0 | CIRCUIT BREAKER 3VA1 IEC FRAME 160 BREAKING CAPACITY CLASS H ICU=70KA @ 415 V 3-POLE, LINE PROT | 786.87
3VA1112-6FD42-0AA0 | CIRCUIT BREAKER 3VA1 IEC FRAME 160 BREAKING CAPACITY CLASS H ICU=70KA @ 415 V 4-POLE, LINE PROT | 509.64
3VA1116-1AA32-0AB0 | SWITCH DISCONNECTOR 3VA1 IEC FRAME 160 3-POLE SD100, IN=160A WITHOUT OVERLOAD PROTECTION WITHOU | 394.83
3VA1032-3ED36-0AA0 | CIRCUIT BREAKER 3VA1 IEC FRAME 100 BREAKING CAPACITY CLASS N ICU=25KA @ 415 V 3-POLE, LINE PROT | 155.83
3ZS2710-3CC00-0YD0 | POWER MANAGEMENT SOFTWARE SENTRON POWERMANAGER OPTION PACKAGE "CLIENTS (5)" LICENSE ON USB STICK | 6401.26
3ZS2713-0CC30-0YD0 | POWER MANAGEMENT SOFTWARE SENTRON POWERMANAGER V 3.X DEVICE PACK (100) 100 ADDITIONAL DEVICES LI | 12819.18
3ZX1812-0WL00-0AN2 | OPERATING INSTRUCTIONS FOR SENTRON 3WL IN TWO LANGUAGES GERMAN/ENGLISH | 17.31
3VA2063-5HL36-0BC0 | CIRCUIT BREAKER 3VA2 IEC FRAME 100 BREAKING CAPACITY CLASS M ICU=55KA @ 415 V 3-POLE, LINE PROT | 682.42
3VA2063-5HL36-0CC0 | CIRCUIT BREAKER 3VA2 IEC FRAME 100 BREAKING CAPACITY CLASS M ICU=55KA @ 415 V 3-POLE, LINE PROT | 682.42
3VA2063-5HL36-0DC0 | CIRCUIT BREAKER 3VA2 IEC FRAME 100 BREAKING CAPACITY CLASS M ICU=55KA @ 415 V 3-POLE, LINE PROT | 682.42
3VA2063-5HL36-0JH0 | CIRCUIT BREAKER 3VA2 IEC FRAME 100 BREAKING CAPACITY CLASS M ICU=55KA @ 415 V 3-POLE, LINE PROT | 681.72
3VA1120-3EF32-0AH0 | CIRCUIT BREAKER 3VA1 IEC FRAME 160 BREAKING CAPACITY CLASS N ICU=25KA @ 415 V 3-POLE, LINE PROT | 297.33
3VA1120-3EF32-0BC0 | CIRCUIT BREAKER 3VA1 IEC FRAME 160 BREAKING CAPACITY CLASS N ICU=25KA @ 415 V 3-POLE, LINE PROT | 389.95
3VA2116-5HN32-0BC0 | CIRCUIT BREAKER 3VA2 IEC FRAME 160 BREAKING CAPACITY CLASS M ICU=55KA @ 415 V 3-POLE, LINE PROT | 1037.54
3VA2116-5HN32-0HH0 | CIRCUIT BREAKER 3VA2 IEC FRAME 160 BREAKING CAPACITY CLASS M ICU=55KA @ 415 V 3-POLE, LINE PROT | 1037.54
3VA2116-5HN32-0JA0 | CIRCUIT BREAKER 3VA2 IEC FRAME 160 BREAKING CAPACITY CLASS M ICU=55KA @ 415 V 3-POLE, LINE PROT | 947.02
3VA1010-2ED42-0CC0 | CIRCUIT BREAKER 3VA1 IEC FRAME 100 BREAKING CAPACITY CLASS B ICU=16KA @ 415 V 4-POLE, LINE PROT | 488.13
3VA1116-3EE42-0AA0 | CIRCUIT BREAKER 3VA1 IEC FRAME 160 BREAKING CAPACITY CLASS N ICU=25KA @ 415 V 4-POLE, LINE PROT | 463.58
3VA1096-3ED32-0KH0 | CIRCUIT BREAKER 3VA1 IEC FRAME 100 BREAKING CAPACITY CLASS N ICU=25KA @ 415 V 3-POLE, LINE PROT | 363.48
3VA1096-4ED32-0BA0 | CIRCUIT BREAKER 3VA1 IEC FRAME 100 BREAKING CAPACITY CLASS S ICU=36KA @ 415 V 3-POLE, LINE PROT | 318.92
3VA1112-1AA32-0KH0 | SWITCH DISCONNECTOR 3VA1 IEC FRAME 160 3-POLE SD100, IN=125A WITHOUT OVERLOAD PROTECTION WITHOU | 461.67
3VA1112-1AA36-0HA0 | SWITCH DISCONNECTOR 3VA1 IEC FRAME 160 3-POLE SD100, IN=125A WITHOUT OVERLOAD PROTECTION WITHOU | 409.45
3VA1110-1AA32-0KC0 | SWITCH DISCONNECTOR 3VA1 IEC FRAME 160 3-POLE SD100, IN=100A WITHOUT OVERLOAD PROTECTION WITHOU | 369.06
3VA1110-1AA36-0HA0 | SWITCH DISCONNECTOR 3VA1 IEC FRAME 160 3-POLE SD100, IN=100A WITHOUT OVERLOAD PROTECTION WITHOU | 343.99
3ZY1212-2BA00 | DEVICE CONNECTOR FOR SAFETY RELAY 3SK1 WIDTH 22.5 MM, FOR THE ELECTR. CONNECTION OF SIRIUS DEVIC | 18.52
3VA1010-4ED42-0AD0 | CIRCUIT BREAKER 3VA1 IEC FRAME 100 BREAKING CAPACITY CLASS S ICU=36KA @ 415 V 4-POLE, LINE PROT | 408.75
3TC4417-0BP6 | CONTACTOR SIZE 2 2-POLE DC-3 AND 5, 32 A AUXILIARY SWITCH 22 (2NO+2NC) AC OPERATION AC 240V 60HZ | 149.3
3VA1150-5GD42-0AA0 | CIRCUIT BREAKER 3VA1 IEC FRAME 160 BREAKING CAPACITY CLASS M ICU=55KA @ 415 V 4-POLE, LINE PROT | 227.38
3VA1150-6EE32-0AA0 | CIRCUIT BREAKER 3VA1 IEC FRAME 160 BREAKING CAPACITY CLASS H ICU=70KA @ 415 V 3-POLE, LINE PROT | 195.52
3VL9600-3JP61 | BREAKER VL MAX FLEX HDL 3R STL DMG BLACK | 414.07
3VA1116-3EF32-0AG0 | CIRCUIT BREAKER 3VA1 IEC FRAME 160 BREAKING CAPACITY CLASS N ICU=25KA @ 415 V 3-POLE, LINE PROT | 607.9
3VA1150-6EF32-0JA0 | CIRCUIT BREAKER 3VA1 IEC FRAME 160 BREAKING CAPACITY CLASS H ICU=70KA @ 415 V 3-POLE, LINE PROT | 380.19
3VA1180-5EE42-0AA0 | CIRCUIT BREAKER 3VA1 IEC FRAME 160 BREAKING CAPACITY CLASS M ICU=55KA @ 415 V 4-POLE, LINE PROT | 255.79
3VA1180-5EF36-0AC0 | CIRCUIT BREAKER 3VA1 IEC FRAME 160 BREAKING CAPACITY CLASS M ICU=55KA @ 415 V 3-POLE, LINE PROT | 366.27
3VA1180-5EF36-0HA0 | CIRCUIT BREAKER 3VA1 IEC FRAME 160 BREAKING CAPACITY CLASS M ICU=55KA @ 415 V 3-POLE, LINE PROT | 405.96
3UF7011-1AU00-0 | BASIC UNIT 3 SIMOCODE PRO PN; ETHERNET / PROFINET IO; OPC UA SERVER AS OF 01/2015; WEB SERVER; T | 763.71
3VA1163-1AA32-0DA0 | SWITCH DISCONNECTOR 3VA1 IEC FRAME 160 3-POLE SD100, IN=63A WITHOUT OVERLOAD PROTECTION WITHOUT | 297.33
3VA1163-1AA36-0AG0 | SWITCH DISCONNECTOR 3VA1 IEC FRAME 160 3-POLE SD100, IN=63A WITHOUT OVERLOAD PROTECTION WITHOUT | 280.62
3VA1112-3EF32-0AD0 | CIRCUIT BREAKER 3VA1 IEC FRAME 160 BREAKING CAPACITY CLASS N ICU=25KA @ 415 V 3-POLE, LINE PROT | 532
3VA1112-3EF42-0AA0 | CIRCUIT BREAKER 3VA1 IEC FRAME 160 BREAKING CAPACITY CLASS N ICU=25KA @ 415 V 4-POLE, LINE PROT | 420.97
3VA1163-1AA32-0HA0 | SWITCH DISCONNECTOR 3VA1 IEC FRAME 160 3-POLE SD100, IN=63A WITHOUT OVERLOAD PROTECTION WITHOUT | 273.67
3VA1163-1AA36-0BH0 | SWITCH DISCONNECTOR 3VA1 IEC FRAME 160 3-POLE SD100, IN=63A WITHOUT OVERLOAD PROTECTION WITHOUT | 395.53
3VA1163-1AA36-0DC0 | SWITCH DISCONNECTOR 3VA1 IEC FRAME 160 3-POLE SD100, IN=63A WITHOUT OVERLOAD PROTECTION WITHOUT | 370.45
3VA1080-3ED42-0AA0 | CIRCUIT BREAKER 3VA1 IEC FRAME 100 BREAKING CAPACITY CLASS N ICU=25KA @ 415 V 4-POLE, LINE PROT | 200.45
3VA1112-3EF32-0HA0 | CIRCUIT BREAKER 3VA1 IEC FRAME 160 BREAKING CAPACITY CLASS N ICU=25KA @ 415 V 3-POLE, LINE PROT | 546.62
3VA1112-3EF36-0BC0 | CIRCUIT BREAKER 3VA1 IEC FRAME 160 BREAKING CAPACITY CLASS N ICU=25KA @ 415 V 3-POLE, LINE PROT | 645.5
3VA1112-4ED32-0AA0 | CIRCUIT BREAKER 3VA1 IEC FRAME 160 BREAKING CAPACITY CLASS S ICU=36KA @ 415 V 3-POLE, LINE PROT | 325.89
3TH4262-5CB4 | AUX. CONTACT. 62E DIN EN 50 011 6NO+2NC, F. FORK-TYPE CABLE LUG DC OPERATION 24 V DC | 103.19
3ZY1311-0AA00 | PUSH-IN LUGS FOR WALL MOUNTING OF SIRIUS DEVICES IN INDUSTR. DIN RAIL ENCLOSURE | 1.14
4AC3208-0 | BELL TRANSFORMER, 8VA PRIM 230-240V AC,50HZ, SEK 8V AC WITH PTC PROT.,2MW | 35.38
4AC3208-1 | BELL TRANSFORMER, 8VA PRIM 230-240V AC,50HZ, SEK 8V,12V AC WITH PTC PROT.,2MW | 40.52
4AC3214-0 | BELL TRANSFORMER, 14VA PRIM 230-240V AC,50HZ, SEK 8V,12V,24V AC WITH PTC PROT.,2MW | 49.12
3SE5212-0KC05-1AJ0 | SIRIUS POSITION SWITCH METAL ENCLOSURE ACC.TO EN50047, 31MM DEVICE CONNECTION 1X(M20X1.5); 1NO/2 | 42.74
3VA1110-4EF32-0AH0 | CIRCUIT BREAKER 3VA1 IEC FRAME 160 BREAKING CAPACITY CLASS S ICU=36KA @ 415 V 3-POLE, LINE PROT | 383.68
3VA1050-2ED32-0AE0 | CIRCUIT BREAKER 3VA1 IEC FRAME 100 BREAKING CAPACITY CLASS B ICU=16KA @ 415 V 3-POLE, LINE PROT | 293.86
3VA1112-1AA32-0DC0 | SWITCH DISCONNECTOR 3VA1 IEC FRAME 160 3-POLE SD100, IN=125A WITHOUT OVERLOAD PROTECTION WITHOU | 463.06
3VA1112-1AA32-0HH0 | SWITCH DISCONNECTOR 3VA1 IEC FRAME 160 3-POLE SD100, IN=125A WITHOUT OVERLOAD PROTECTION WITHOU | 461.67
3VA1112-1AA32-0JC0 | SWITCH DISCONNECTOR 3VA1 IEC FRAME 160 3-POLE SD100, IN=125A WITHOUT OVERLOAD PROTECTION WITHOU | 436.61
3VA1112-1AA36-0AG0 | SWITCH DISCONNECTOR 3VA1 IEC FRAME 160 3-POLE SD100, IN=125A WITHOUT OVERLOAD PROTECTION WITHOU | 396.22
3VA1116-1AA32-0KH0 | SWITCH DISCONNECTOR 3VA1 IEC FRAME 160 3-POLE SD100, IN=160A WITHOUT OVERLOAD PROTECTION WITHOU | 483.95
3VA1116-1AA36-0AA0 | SWITCH DISCONNECTOR 3VA1 IEC FRAME 160 3-POLE SD100, IN=160A WITHOUT OVERLOAD PROTECTION WITHOU | 242.08
3VA1116-1AA36-0BC0 | SWITCH DISCONNECTOR 3VA1 IEC FRAME 160 3-POLE SD100, IN=160A WITHOUT OVERLOAD PROTECTION WITHOU | 506.93
3VA1116-1AA36-0BH0 | SWITCH DISCONNECTOR 3VA1 IEC FRAME 160 3-POLE SD100, IN=160A WITHOUT OVERLOAD PROTECTION WITHOU | 532
3VA1180-6EF36-0AC0 | CIRCUIT BREAKER 3VA1 IEC FRAME 160 BREAKING CAPACITY CLASS H ICU=70KA @ 415 V 3-POLE, LINE PROT | 393.43
3VA2010-5HN36-0JL0 | CIRCUIT BREAKER 3VA2 IEC FRAME 100 BREAKING CAPACITY CLASS M ICU=55KA @ 415 V 3-POLE, LINE PROT | 814.71
3VA2010-5JP32-0AA0 | CIRCUIT BREAKER 3VA2 IEC FRAME 100 BREAKING CAPACITY CLASS M ICU=55KA @ 415 V 3POLE, LINE PROTE | 910.77
3VA2010-5JQ32-0AC0 | CIRCUIT BREAKER 3VA2 IEC FRAME 100 BREAKING CAPACITY CLASS M ICU=55KA @ 415 V 3-POLE, LINE PROT | 1330.01
3VA1120-3EF36-0AC0 | CIRCUIT BREAKER 3VA1 IEC FRAME 160 BREAKING CAPACITY CLASS N ICU=25KA @ 415 V 3-POLE, LINE PROT | 295.25
3VA1120-3EF36-0AG0 | CIRCUIT BREAKER 3VA1 IEC FRAME 160 BREAKING CAPACITY CLASS N ICU=25KA @ 415 V 3-POLE, LINE PROT | 321.7
3VA1120-3EF36-0HH0 | CIRCUIT BREAKER 3VA1 IEC FRAME 160 BREAKING CAPACITY CLASS N ICU=25KA @ 415 V 3-POLE, LINE PROT | 408.75
3VA1120-3EF36-0CH0 | CIRCUIT BREAKER 3VA1 IEC FRAME 160 BREAKING CAPACITY CLASS N ICU=25KA @ 415 V 3-POLE, LINE PROT | 435.91
3VA1125-4EF36-0AA0 | CIRCUIT BREAKER 3VA1 IEC FRAME 160 BREAKING CAPACITY CLASS S ICU=36KA @ 415 V 3-POLE, LINE PROT | 188.18
3VA2063-5HL42-0AA0 | CIRCUIT BREAKER 3VA2 IEC FRAME 100 BREAKING CAPACITY CLASS M ICU=55KA @ 415 V 4POLE, LINE PROTE | 547.67
3VA2063-5HM32-0AA0 | CIRCUIT BREAKER 3VA2 IEC FRAME 100 BREAKING CAPACITY CLASS M ICU=55KA @ 415 V 3POLE, LINE PROTE | 666.28
3VA2063-5HN32-0AD0 | CIRCUIT BREAKER 3VA2 IEC FRAME 100 BREAKING CAPACITY CLASS M ICU=55KA @ 415 V 3-POLE, LINE PROT | 628.79
3VA2116-5HN36-0KL0 | CIRCUIT BREAKER 3VA2 IEC FRAME 160 BREAKING CAPACITY CLASS M ICU=55KA @ 415 V 3-POLE, LINE PROT | 1100.21
3VA2116-5HN46-0HC0 | CIRCUIT BREAKER 3VA2 IEC FRAME 160 BREAKING CAPACITY CLASS M ICU=55KA @ 415 V 4POLE, LINE PROTE | 1267.34
3VA2110-5HN36-0AC0 | CIRCUIT BREAKER 3VA2 IEC FRAME 160 BREAKING CAPACITY CLASS M ICU=55KA @ 415 V 3-POLE, LINE PROT | 668.48
3VA1010-2ED42-0JC0 | CIRCUIT BREAKER 3VA1 IEC FRAME 100 BREAKING CAPACITY CLASS B ICU=16KA @ 415 V 4-POLE, LINE PROT | 460.97
3VA2116-5HL36-0AF0 | CIRCUIT BREAKER 3VA2 IEC FRAME 160 BREAKING CAPACITY CLASS M ICU=55KA @ 415 V 3-POLE, LINE PROT | 870.43
3VA2010-5HN32-0DH0 | CIRCUIT BREAKER 3VA2 IEC FRAME 100 BREAKING CAPACITY CLASS M ICU=55KA @ 415 V 3-POLE, LINE PROT | 786.87
3VA1050-3ED36-0CC0 | CIRCUIT BREAKER 3VA1 IEC FRAME 100 BREAKING CAPACITY CLASS N ICU=25KA @ 415 V 3-POLE, LINE PROT | 389.25
3VA1050-3ED36-0DC0 | CIRCUIT BREAKER 3VA1 IEC FRAME 100 BREAKING CAPACITY CLASS N ICU=25KA @ 415 V 3-POLE, LINE PROT | 389.25
3VA1080-3ED32-0AD0 | CIRCUIT BREAKER 3VA1 IEC FRAME 100 BREAKING CAPACITY CLASS N ICU=25KA @ 415 V 3-POLE, LINE PROT | 291.77
3VA1080-3ED32-0BC0 | CIRCUIT BREAKER 3VA1 IEC FRAME 100 BREAKING CAPACITY CLASS N ICU=25KA @ 415 V 3-POLE, LINE PROT | 383.68
3VA1112-3ED46-0AA0 | CIRCUIT BREAKER 3VA1 IEC FRAME 160 BREAKING CAPACITY CLASS N ICU=25KA @ 415 V 4-POLE, LINE PROT | 411.15
3VA1112-3EE36-0AA0 | CIRCUIT BREAKER 3VA1 IEC FRAME 160 BREAKING CAPACITY CLASS N ICU=25KA @ 415 V 3-POLE, LINE PROT | 323.44
3VA1112-6FE46-0AA0 | CIRCUIT BREAKER 3VA1 IEC FRAME 160 BREAKING CAPACITY CLASS H ICU=70KA @ 415 V 4-POLE, LINE PROT | 543.93
3VA1112-6GD42-0AA0 | CIRCUIT BREAKER 3VA1 IEC FRAME 160 BREAKING CAPACITY CLASS H ICU=70KA @ 415 V 4-POLE, LINE PROT | 509.64
3VA2063-5KP32-0JH0 | CIRCUIT BREAKER 3VA2 IEC FRAME 100 BREAKING CAPACITY CLASS M ICU=55KA @ 415 V 3-POLE, LINE PROT | 1364.82
3VA1180-5EF46-0AA0 | CIRCUIT BREAKER 3VA1 IEC FRAME 160 BREAKING CAPACITY CLASS M ICU=55KA @ 415 V 4-POLE, LINE PROT | 289.61
3VA1180-6ED46-0AA0 | CIRCUIT BREAKER 3VA1 IEC FRAME 160 BREAKING CAPACITY CLASS H ICU=70KA @ 415 V 4-POLE, LINE PROT | 295.5
3VA1180-6EF32-0AD0 | CIRCUIT BREAKER 3VA1 IEC FRAME 160 BREAKING CAPACITY CLASS H ICU=70KA @ 415 V 3-POLE, LINE PROT | 394.83
3VA2116-5HN32-0AD0 | CIRCUIT BREAKER 3VA2 IEC FRAME 160 BREAKING CAPACITY CLASS M ICU=55KA @ 415 V 3-POLE, LINE PROT | 933.09
3VA2116-5HN32-0CL0 | CIRCUIT BREAKER 3VA2 IEC FRAME 160 BREAKING CAPACITY CLASS M ICU=55KA @ 415 V 3-POLE, LINE PROT | 1100.21
3VA2116-5HN32-0DA0 | CIRCUIT BREAKER 3VA2 IEC FRAME 160 BREAKING CAPACITY CLASS M ICU=55KA @ 415 V 3-POLE, LINE PROT | 974.87
3VA1180-6EF36-0AG0 | CIRCUIT BREAKER 3VA1 IEC FRAME 160 BREAKING CAPACITY CLASS H ICU=70KA @ 415 V 3-POLE, LINE PROT | 417.81
3VA1132-3EF36-0AF0 | CIRCUIT BREAKER 3VA1 IEC FRAME 160 BREAKING CAPACITY CLASS N ICU=25KA @ 415 V 3-POLE, LINE PROT | 295.25
3VA1132-3EF36-0HA0 | CIRCUIT BREAKER 3VA1 IEC FRAME 160 BREAKING CAPACITY CLASS N ICU=25KA @ 415 V 3-POLE, LINE PROT | 334.94
3VA1132-3EF42-0AA0 | CIRCUIT BREAKER 3VA1 IEC FRAME 160 BREAKING CAPACITY CLASS N ICU=25KA @ 415 V 4-POLE, LINE PROT | 204.35
3VA1132-4EE36-0AA0 | CIRCUIT BREAKER 3VA1 IEC FRAME 160 BREAKING CAPACITY CLASS S ICU=36KA @ 415 V 3-POLE, LINE PROT | 178.87
3VA1132-4EF32-0CC0 | CIRCUIT BREAKER 3VA1 IEC FRAME 160 BREAKING CAPACITY CLASS S ICU=36KA @ 415 V 3-POLE, LINE PROT | 406.66
3VA2063-5HN36-0HH0 | CIRCUIT BREAKER 3VA2 IEC FRAME 100 BREAKING CAPACITY CLASS M ICU=55KA @ 415 V 3-POLE, LINE PROT | 745.09
3VA2063-5HN36-0KH0 | CIRCUIT BREAKER 3VA2 IEC FRAME 100 BREAKING CAPACITY CLASS M ICU=55KA @ 415 V 3-POLE, LINE PROT | 745.09
3VA2063-5JQ32-0KH0 | CIRCUIT BREAKER 3VA2 IEC FRAME 100 BREAKING CAPACITY CLASS M ICU=55KA @ 415 V 3-POLE, LINE PROT | 1399.65
3VA2063-5KP32-0AA0 | CIRCUIT BREAKER 3VA2 IEC FRAME 100 BREAKING CAPACITY CLASS M ICU=55KA @ 415 V 3POLE, LINE PROTE | 998.27
3VA1116-5ED32-0AF0 | CIRCUIT BREAKER 3VA1 IEC FRAME 160 BREAKING CAPACITY CLASS M ICU=55KA @ 415 V 3-POLE, LINE PROT | 644.12
3VA1116-5ED32-0CA0 | CIRCUIT BREAKER 3VA1 IEC FRAME 160 BREAKING CAPACITY CLASS M ICU=55KA @ 415 V 3-POLE, LINE PROT | 710.26
3VA1116-5ED32-0DC0 | CIRCUIT BREAKER 3VA1 IEC FRAME 160 BREAKING CAPACITY CLASS M ICU=55KA @ 415 V 3-POLE, LINE PROT | 765.98
3VA1116-5ED32-0KC0 | CIRCUIT BREAKER 3VA1 IEC FRAME 160 BREAKING CAPACITY CLASS M ICU=55KA @ 415 V 3-POLE, LINE PROT | 738.12
3VA1010-4ED42-0HC0 | CIRCUIT BREAKER 3VA1 IEC FRAME 100 BREAKING CAPACITY CLASS S ICU=36KA @ 415 V 4-POLE, LINE PROT | 474.21
3VA1010-4ED42-0JA0 | CIRCUIT BREAKER 3VA1 IEC FRAME 100 BREAKING CAPACITY CLASS S ICU=36KA @ 415 V 4-POLE, LINE PROT | 425.46
3VA1020-2ED32-0AC0 | CIRCUIT BREAKER 3VA1 IEC FRAME 100 BREAKING CAPACITY CLASS B ICU=16KA @ 415 V 3-POLE, LINE PROT | 245.81
3VA1020-2ED32-0DH0 | CIRCUIT BREAKER 3VA1 IEC FRAME 100 BREAKING CAPACITY CLASS B ICU=16KA @ 415 V 3-POLE, LINE PROT | 385.77
3VA1010-2ED42-0KA0 | CIRCUIT BREAKER 3VA1 IEC FRAME 100 BREAKING CAPACITY CLASS B ICU=16KA @ 415 V 4-POLE, LINE PROT | 410.84
3VA2116-5HL36-0AG0 | CIRCUIT BREAKER 3VA2 IEC FRAME 160 BREAKING CAPACITY CLASS M ICU=55KA @ 415 V 3-POLE, LINE PROT | 905.24
3VA2116-5HL36-0BA0 | CIRCUIT BREAKER 3VA2 IEC FRAME 160 BREAKING CAPACITY CLASS M ICU=55KA @ 415 V 3-POLE, LINE PROT | 933.09
3VA2116-5HL36-0DC0 | CIRCUIT BREAKER 3VA2 IEC FRAME 160 BREAKING CAPACITY CLASS M ICU=55KA @ 415 V 3-POLE, LINE PROT | 981.84
3VA2110-5JQ32-0DL0 | CIRCUIT BREAKER 3VA2 IEC FRAME 160 BREAKING CAPACITY CLASS M ICU=55KA @ 415 V 3-POLE, LINE PROT | 1511.05
3VA2110-5JQ32-0HH0 | CIRCUIT BREAKER 3VA2 IEC FRAME 160 BREAKING CAPACITY CLASS M ICU=55KA @ 415 V 3-POLE, LINE PROT | 1448.38
3VA2110-5JQ32-0KC0 | CIRCUIT BREAKER 3VA2 IEC FRAME 160 BREAKING CAPACITY CLASS M ICU=55KA @ 415 V 3-POLE, LINE PROT | 1399.65
3VA2140-6JQ42-0AA0 | CIRCUIT BREAKER 3VA2 IEC FRAME 160 BREAKING CAPACITY CLASS H ICU=85KA @ 415 V 4POLE, LINE PROTE | 1277.51
3VA2110-5HN36-0KA0 | CIRCUIT BREAKER 3VA2 IEC FRAME 160 BREAKING CAPACITY CLASS M ICU=55KA @ 415 V 3-POLE, LINE PROT | 710.26
3VA2110-5JP32-0AJ0 | CIRCUIT BREAKER 3VA2 IEC FRAME 160 BREAKING CAPACITY CLASS M ICU=55KA @ 415 V 3-POLE, LINE PROT | 1141.99
3VA2110-5JP32-0BL0 | CIRCUIT BREAKER 3VA2 IEC FRAME 160 BREAKING CAPACITY CLASS M ICU=55KA @ 415 V 3-POLE, LINE PROT | 1246.44
3VA2110-5JP32-0CC0 | CIRCUIT BREAKER 3VA2 IEC FRAME 160 BREAKING CAPACITY CLASS M ICU=55KA @ 415 V 3-POLE, LINE PROT | 1190.74
3VA2110-5JP32-0DA0 | CIRCUIT BREAKER 3VA2 IEC FRAME 160 BREAKING CAPACITY CLASS M ICU=55KA @ 415 V 3-POLE, LINE PROT | 1141.99
3VA1150-6EF32-0AG0 | CIRCUIT BREAKER 3VA1 IEC FRAME 160 BREAKING CAPACITY CLASS H ICU=70KA @ 415 V 3-POLE, LINE PROT | 366.27
3VA1150-6EF32-0CH0 | CIRCUIT BREAKER 3VA1 IEC FRAME 160 BREAKING CAPACITY CLASS H ICU=70KA @ 415 V 3-POLE, LINE PROT | 480.48
3VA1150-6EF36-0AB0 | CIRCUIT BREAKER 3VA1 IEC FRAME 160 BREAKING CAPACITY CLASS H ICU=70KA @ 415 V 3-POLE, LINE PROT | 390.65
3VA1150-6EF36-0AC0 | CIRCUIT BREAKER 3VA1 IEC FRAME 160 BREAKING CAPACITY CLASS H ICU=70KA @ 415 V 3-POLE, LINE PROT | 364.18
3VA2010-5JQ32-0DC0 | CIRCUIT BREAKER 3VA2 IEC FRAME 100 BREAKING CAPACITY CLASS M ICU=55KA @ 415 V 3-POLE, LINE PROT | 1448.38
3VA2010-5JQ32-0HC0 | CIRCUIT BREAKER 3VA2 IEC FRAME 100 BREAKING CAPACITY CLASS M ICU=55KA @ 415 V 3-POLE, LINE PROT | 1399.65
3VA2010-5KP32-0AC0 | CIRCUIT BREAKER 3VA2 IEC FRAME 100 BREAKING CAPACITY CLASS M ICU=55KA @ 415 V 3-POLE, LINE PROT | 1302.15
3VA2010-5KP32-0BL0 | CIRCUIT BREAKER 3VA2 IEC FRAME 100 BREAKING CAPACITY CLASS M ICU=55KA @ 415 V 3-POLE, LINE PROT | 1469.27
3VA1120-3EF32-0JA0 | CIRCUIT BREAKER 3VA1 IEC FRAME 160 BREAKING CAPACITY CLASS N ICU=25KA @ 415 V 3-POLE, LINE PROT | 312.66
3VA1080-3ED32-0JC0 | CIRCUIT BREAKER 3VA1 IEC FRAME 100 BREAKING CAPACITY CLASS N ICU=25KA @ 415 V 3-POLE, LINE PROT | 357.93
3VA1180-3EF36-0DH0 | CIRCUIT BREAKER 3VA1 IEC FRAME 160 BREAKING CAPACITY CLASS N ICU=25KA @ 415 V 3-POLE, LINE PROT | 458.89
3VA1116-1AA36-0CA0 | SWITCH DISCONNECTOR 3VA1 IEC FRAME 160 3-POLE SD100, IN=160A WITHOUT OVERLOAD PROTECTION WITHOU | 458.89
3VA2116-5JQ32-0DL0 | CIRCUIT BREAKER 3VA2 IEC FRAME 160 BREAKING CAPACITY CLASS M ICU=55KA @ 415 V 3-POLE, LINE PROT | 1768.71
3VA1180-6EF32-0HA0 | CIRCUIT BREAKER 3VA1 IEC FRAME 160 BREAKING CAPACITY CLASS H ICU=70KA @ 415 V 3-POLE, LINE PROT | 408.05
3VA1180-6EF36-0AB0 | CIRCUIT BREAKER 3VA1 IEC FRAME 160 BREAKING CAPACITY CLASS H ICU=70KA @ 415 V 3-POLE, LINE PROT | 417.81
3VA2010-5JQ32-0BC0 | CIRCUIT BREAKER 3VA2 IEC FRAME 100 BREAKING CAPACITY CLASS M ICU=55KA @ 415 V 3-POLE, LINE PROT | 1448.38
3VA2010-5JQ32-0KL0 | CIRCUIT BREAKER 3VA2 IEC FRAME 100 BREAKING CAPACITY CLASS M ICU=55KA @ 415 V 3-POLE, LINE PROT | 1483.21
3VA2116-5HL36-0JH0 | CIRCUIT BREAKER 3VA2 IEC FRAME 160 BREAKING CAPACITY CLASS M ICU=55KA @ 415 V 3-POLE, LINE PROT | 981.84
3VA1180-6EF36-0BA0 | CIRCUIT BREAKER 3VA1 IEC FRAME 160 BREAKING CAPACITY CLASS H ICU=70KA @ 415 V 3-POLE, LINE PROT | 458.89
3VA1120-3EF32-0JC0 | CIRCUIT BREAKER 3VA1 IEC FRAME 160 BREAKING CAPACITY CLASS N ICU=25KA @ 415 V 3-POLE, LINE PROT | 362.79
3VA1120-3GF46-0AA0 | CIRCUIT BREAKER 3VA1 IEC FRAME 160 BREAKING CAPACITY CLASS N ICU=25KA @ 415 V 4-POLE, LINE PROT | 226.88
3SE5050-0NA00 | CONTACT BLOCK IP20 FOR POSITION SWITCH 3SE5250 OPEN-TYPE DESIGN 1NO/1NC SNAP-ACTION CONTACT, SHO | 16.86
3VA1125-4EF32-0AH0 | CIRCUIT BREAKER 3VA1 IEC FRAME 160 BREAKING CAPACITY CLASS S ICU=36KA @ 415 V 3-POLE, LINE PROT | 317.52
3VA1125-4EF32-0HA0 | CIRCUIT BREAKER 3VA1 IEC FRAME 160 BREAKING CAPACITY CLASS S ICU=36KA @ 415 V 3-POLE, LINE PROT | 331.46
3VA2063-5HN32-0CC0 | CIRCUIT BREAKER 3VA2 IEC FRAME 100 BREAKING CAPACITY CLASS M ICU=55KA @ 415 V 3-POLE, LINE PROT | 724.2
3VA2063-5HN32-0HA0 | CIRCUIT BREAKER 3VA2 IEC FRAME 100 BREAKING CAPACITY CLASS M ICU=55KA @ 415 V 3-POLE, LINE PROT | 644.82
3VA2116-5HN32-0KL0 | CIRCUIT BREAKER 3VA2 IEC FRAME 160 BREAKING CAPACITY CLASS M ICU=55KA @ 415 V 3-POLE, LINE PROT | 1058.43
3VA2116-5HN36-0JC0 | CIRCUIT BREAKER 3VA2 IEC FRAME 160 BREAKING CAPACITY CLASS M ICU=55KA @ 415 V 3-POLE, LINE PROT | 1037.54
3VA2110-5HN36-0JH0 | CIRCUIT BREAKER 3VA2 IEC FRAME 160 BREAKING CAPACITY CLASS M ICU=55KA @ 415 V 3-POLE, LINE PROT | 786.87
3VA1120-4EF32-0AA0 | CIRCUIT BREAKER 3VA1 IEC FRAME 160 BREAKING CAPACITY CLASS S ICU=36KA @ 415 V 3-POLE, LINE PROT | 172.02
3VA1116-5EE32-0DH0 | CIRCUIT BREAKER 3VA1 IEC FRAME 160 BREAKING CAPACITY CLASS M ICU=55KA @ 415 V 3-POLE, LINE PROT | 800.79
3VA1116-5EF32-0BC0 | CIRCUIT BREAKER 3VA1 IEC FRAME 160 BREAKING CAPACITY CLASS M ICU=55KA @ 415 V 3-POLE, LINE PROT | 800.79
3VA1032-3ED46-0AA0 | CIRCUIT BREAKER 3VA1 IEC FRAME 100 BREAKING CAPACITY CLASS N ICU=25KA @ 415 V 4-POLE, LINE PROT | 204.35
3VA1010-4ED42-0AC0 | CIRCUIT BREAKER 3VA1 IEC FRAME 100 BREAKING CAPACITY CLASS S ICU=36KA @ 415 V 4-POLE, LINE PROT | 385.77
3VA1020-2ED32-0KA0 | CIRCUIT BREAKER 3VA1 IEC FRAME 100 BREAKING CAPACITY CLASS B ICU=16KA @ 415 V 3-POLE, LINE PROT | 284.8
3VA2116-5HL36-0KL0 | CIRCUIT BREAKER 3VA2 IEC FRAME 160 BREAKING CAPACITY CLASS M ICU=55KA @ 415 V 3-POLE, LINE PROT | 1037.54
3VA2116-5HL46-0AA0 | CIRCUIT BREAKER 3VA2 IEC FRAME 160 BREAKING CAPACITY CLASS M ICU=55KA @ 415 V 4POLE, LINE PROTE | 935.21
3VA2110-5HN36-0HC0 | CIRCUIT BREAKER 3VA2 IEC FRAME 160 BREAKING CAPACITY CLASS M ICU=55KA @ 415 V 3-POLE, LINE PROT | 759.01
3VA2110-5JP32-0KL0 | CIRCUIT BREAKER 3VA2 IEC FRAME 160 BREAKING CAPACITY CLASS M ICU=55KA @ 415 V 3-POLE, LINE PROT | 1211.63
3VA1125-5EE42-0AA0 | CIRCUIT BREAKER 3VA1 IEC FRAME 160 BREAKING CAPACITY CLASS M ICU=55KA @ 415 V 4-POLE, LINE PROT | 232.79
3VA1150-5EF32-0BA0 | CIRCUIT BREAKER 3VA1 IEC FRAME 160 BREAKING CAPACITY CLASS M ICU=55KA @ 415 V 3-POLE, LINE PROT | 383.68
3VA2110-5HN36-0AE0 | CIRCUIT BREAKER 3VA2 IEC FRAME 160 BREAKING CAPACITY CLASS M ICU=55KA @ 415 V 3-POLE, LINE PROT | 724.2
3VA2110-5HN36-0CA0 | CIRCUIT BREAKER 3VA2 IEC FRAME 160 BREAKING CAPACITY CLASS M ICU=55KA @ 415 V 3-POLE, LINE PROT | 738.12
3VA1116-5EF36-0DC0 | CIRCUIT BREAKER 3VA1 IEC FRAME 160 BREAKING CAPACITY CLASS M ICU=55KA @ 415 V 3-POLE, LINE PROT | 821.68
3VA1110-4EF32-0CH0 | CIRCUIT BREAKER 3VA1 IEC FRAME 160 BREAKING CAPACITY CLASS S ICU=36KA @ 415 V 3-POLE, LINE PROT | 498.58
3VA1110-4EF32-0JH0 | CIRCUIT BREAKER 3VA1 IEC FRAME 160 BREAKING CAPACITY CLASS S ICU=36KA @ 415 V 3-POLE, LINE PROT | 472.82
3TF6944-0CF7-ZB01 | CONTACTOR SIZE 14, 3-POLE AC-3, 450KW, 400/380V (690V) AUXILIARY CONTACTS 44 (4NO+4NC) AC OPERATI | 4766.76
3VA1032-3ED36-0DH0 | CIRCUIT BREAKER 3VA1 IEC FRAME 100 BREAKING CAPACITY CLASS N ICU=25KA @ 415 V 3-POLE, LINE PROT | 410.84
3VA2010-5HN32-0AE0 | CIRCUIT BREAKER 3VA2 IEC FRAME 100 BREAKING CAPACITY CLASS M ICU=55KA @ 415 V 3-POLE, LINE PROT | 692.85
3VA2010-5HN32-0AJ0 | CIRCUIT BREAKER 3VA2 IEC FRAME 100 BREAKING CAPACITY CLASS M ICU=55KA @ 415 V 3-POLE, LINE PROT | 703.31
3VA1116-5EF36-0KC0 | CIRCUIT BREAKER 3VA1 IEC FRAME 160 BREAKING CAPACITY CLASS M ICU=55KA @ 415 V 3-POLE, LINE PROT | 800.79
3VA1116-5EF42-0AA0 | CIRCUIT BREAKER 3VA1 IEC FRAME 160 BREAKING CAPACITY CLASS M ICU=55KA @ 415 V 4-POLE, LINE PROT | 583.15
3VA1150-5EF32-0CC0 | CIRCUIT BREAKER 3VA1 IEC FRAME 160 BREAKING CAPACITY CLASS M ICU=55KA @ 415 V 3-POLE, LINE PROT | 433.13
3VA1150-5EF32-0DC0 | CIRCUIT BREAKER 3VA1 IEC FRAME 160 BREAKING CAPACITY CLASS M ICU=55KA @ 415 V 3-POLE, LINE PROT | 433.13
3VA1150-5EF36-0AA0 | CIRCUIT BREAKER 3VA1 IEC FRAME 160 BREAKING CAPACITY CLASS M ICU=55KA @ 415 V 3-POLE, LINE PROT | 204.35
3VA1080-3ED36-0AE0 | CIRCUIT BREAKER 3VA1 IEC FRAME 100 BREAKING CAPACITY CLASS N ICU=25KA @ 415 V 3-POLE, LINE PROT | 339.11
3VA1116-5ED32-0BC0 | CIRCUIT BREAKER 3VA1 IEC FRAME 160 BREAKING CAPACITY CLASS M ICU=55KA @ 415 V 3-POLE, LINE PROT | 765.98
3VA1150-5EF32-0HA0 | CIRCUIT BREAKER 3VA1 IEC FRAME 160 BREAKING CAPACITY CLASS M ICU=55KA @ 415 V 3-POLE, LINE PROT | 357.93
3VA1150-5EF32-0KA0 | CIRCUIT BREAKER 3VA1 IEC FRAME 160 BREAKING CAPACITY CLASS M ICU=55KA @ 415 V 3-POLE, LINE PROT | 357.93
3VA1150-5EF36-0AB0 | CIRCUIT BREAKER 3VA1 IEC FRAME 160 BREAKING CAPACITY CLASS M ICU=55KA @ 415 V 3-POLE, LINE PROT | 364.88
3VA2010-5HN36-0BH0 | CIRCUIT BREAKER 3VA2 IEC FRAME 100 BREAKING CAPACITY CLASS M ICU=55KA @ 415 V 3-POLE, LINE PROT | 807.76
3VA2010-5HN36-0DA0 | CIRCUIT BREAKER 3VA2 IEC FRAME 100 BREAKING CAPACITY CLASS M ICU=55KA @ 415 V 3-POLE, LINE PROT | 738.12
3VA2010-5HN36-0HL0 | CIRCUIT BREAKER 3VA2 IEC FRAME 100 BREAKING CAPACITY CLASS M ICU=55KA @ 415 V 3-POLE, LINE PROT | 814.71
3VA2010-5HN36-0KL0 | CIRCUIT BREAKER 3VA2 IEC FRAME 100 BREAKING CAPACITY CLASS M ICU=55KA @ 415 V 3-POLE, LINE PROT | 814.71
3VA1116-4EF32-0DA0 | CIRCUIT BREAKER 3VA1 IEC FRAME 160 BREAKING CAPACITY CLASS S ICU=36KA @ 415 V 3-POLE, LINE PROT | 695.64
3VA2010-6HN32-0BH0 | CIRCUIT BREAKER 3VA2 IEC FRAME 100 BREAKING CAPACITY CLASS H ICU=85KA @ 415 V 3-POLE, LINE PROT | 849.54
3VA1080-3ED36-0CH0 | CIRCUIT BREAKER 3VA1 IEC FRAME 100 BREAKING CAPACITY CLASS N ICU=25KA @ 415 V 3-POLE, LINE PROT | 432.43
3VA1180-3EF36-0AE0 | CIRCUIT BREAKER 3VA1 IEC FRAME 160 BREAKING CAPACITY CLASS N ICU=25KA @ 415 V 3-POLE, LINE PROT | 368.36
3VA1180-3EF36-0AH0 | CIRCUIT BREAKER 3VA1 IEC FRAME 160 BREAKING CAPACITY CLASS N ICU=25KA @ 415 V 3-POLE, LINE PROT | 343.99
3VA1116-5EE32-0AE0 | CIRCUIT BREAKER 3VA1 IEC FRAME 160 BREAKING CAPACITY CLASS M ICU=55KA @ 415 V 3-POLE, LINE PROT | 710.26
3VA1116-5EE32-0BC0 | CIRCUIT BREAKER 3VA1 IEC FRAME 160 BREAKING CAPACITY CLASS M ICU=55KA @ 415 V 3-POLE, LINE PROT | 772.93
3VA1132-6EF36-0HC0 | CIRCUIT BREAKER 3VA1 IEC FRAME 160 BREAKING CAPACITY CLASS H ICU=70KA @ 415 V 3-POLE, LINE PROT | 453.32
3VA1140-3EF32-0AC0 | CIRCUIT BREAKER 3VA1 IEC FRAME 160 BREAKING CAPACITY CLASS N ICU=25KA @ 415 V 3-POLE, LINE PROT | 274.36
3VA1096-4ED32-0HH0 | CIRCUIT BREAKER 3VA1 IEC FRAME 100 BREAKING CAPACITY CLASS S ICU=36KA @ 415 V 3-POLE, LINE PROT | 366.97
3VA1080-2ED42-0AH0 | CIRCUIT BREAKER 3VA1 IEC FRAME 100 BREAKING CAPACITY CLASS B ICU=16KA @ 415 V 4-POLE, LINE PROT | 352.35
3VA1132-6EF46-0AA0 | CIRCUIT BREAKER 3VA1 IEC FRAME 160 BREAKING CAPACITY CLASS H ICU=70KA @ 415 V 4-POLE, LINE PROT | 287.65
3VA1140-3EF32-0AA0 | CIRCUIT BREAKER 3VA1 IEC FRAME 160 BREAKING CAPACITY CLASS N ICU=25KA @ 415 V 3-POLE, LINE PROT | 158.76
3VA1163-1AA32-0AC0 | SWITCH DISCONNECTOR 3VA1 IEC FRAME 160 3-POLE SD100, IN=63A WITHOUT OVERLOAD PROTECTION WITHOUT | 231.19
3VA1110-1AA32-0JA0 | SWITCH DISCONNECTOR 3VA1 IEC FRAME 160 3-POLE SD100, IN=100A WITHOUT OVERLOAD PROTECTION WITHOU | 320.31
3VA1110-1AA42-0CH0 | SWITCH DISCONNECTOR 3VA1 IEC FRAME 160 4-POLE SD100, IN=100A WITHOUT OVERLOAD PROTECTION WITHOU | 489.52
3VA1180-4EF36-0AA0 | CIRCUIT BREAKER 3VA1 IEC FRAME 160 BREAKING CAPACITY CLASS S ICU=36KA @ 415 V 3-POLE, LINE PROT | 203.86
3VA1112-3FD42-0AA0 | CIRCUIT BREAKER 3VA1 IEC FRAME 160 BREAKING CAPACITY CLASS N ICU=25KA @ 415 V 4-POLE, LINE PROT | 390.08
3VA1112-4EE46-0AA0 | CIRCUIT BREAKER 3VA1 IEC FRAME 160 BREAKING CAPACITY CLASS S ICU=36KA @ 415 V 4-POLE, LINE PROT | 455.26
3VA1180-5EF32-0KA0 | CIRCUIT BREAKER 3VA1 IEC FRAME 160 BREAKING CAPACITY CLASS M ICU=55KA @ 415 V 3-POLE, LINE PROT | 383.68
3VA1180-5EF36-0JA0 | CIRCUIT BREAKER 3VA1 IEC FRAME 160 BREAKING CAPACITY CLASS M ICU=55KA @ 415 V 3-POLE, LINE PROT | 405.96
3VA1110-4EF36-0BA0 | CIRCUIT BREAKER 3VA1 IEC FRAME 160 BREAKING CAPACITY CLASS S ICU=36KA @ 415 V 3-POLE, LINE PROT | 446.35
3VA1110-4EF36-0DC0 | CIRCUIT BREAKER 3VA1 IEC FRAME 160 BREAKING CAPACITY CLASS S ICU=36KA @ 415 V 3-POLE, LINE PROT | 497.19
3VA1180-5EF36-0AF0 | CIRCUIT BREAKER 3VA1 IEC FRAME 160 BREAKING CAPACITY CLASS M ICU=55KA @ 415 V 3-POLE, LINE PROT | 366.27
3VA1180-5EF36-0JC0 | CIRCUIT BREAKER 3VA1 IEC FRAME 160 BREAKING CAPACITY CLASS M ICU=55KA @ 415 V 3-POLE, LINE PROT | 454.71
3VA1010-3ED36-0AD0 | CIRCUIT BREAKER 3VA1 IEC FRAME 100 BREAKING CAPACITY CLASS N ICU=25KA @ 415 V 3-POLE, LINE PROT | 351.65
3VA1010-3ED36-0HC0 | CIRCUIT BREAKER 3VA1 IEC FRAME 100 BREAKING CAPACITY CLASS N ICU=25KA @ 415 V 3-POLE, LINE PROT | 414.33
3VA1010-4ED32-0BA0 | CIRCUIT BREAKER 3VA1 IEC FRAME 100 BREAKING CAPACITY CLASS S ICU=36KA @ 415 V 3-POLE, LINE PROT | 372.54
3VA1163-1AA32-0KC0 | SWITCH DISCONNECTOR 3VA1 IEC FRAME 160 3-POLE SD100, IN=63A WITHOUT OVERLOAD PROTECTION WITHOUT | 321.7
3VA1163-3EE46-0AA0 | CIRCUIT BREAKER 3VA1 IEC FRAME 160 BREAKING CAPACITY CLASS N ICU=25KA @ 415 V 4-POLE, LINE PROT | 217.59
3VA1163-3EF32-0HA0 | CIRCUIT BREAKER 3VA1 IEC FRAME 160 BREAKING CAPACITY CLASS N ICU=25KA @ 415 V 3-POLE, LINE PROT | 312.66
3TK2810-1B | SIRIUS ADAPTER FOR 3TK2810-1 FOR CONNECTION OF 25-POLE ENCODERS, TYPE: SIEMENS / HEIDENHAIN | 106.71
3VA1020-2ED36-0AA0 | CIRCUIT BREAKER 3VA1 IEC FRAME 100 BREAKING CAPACITY CLASS B ICU=16KA @ 415 V 3-POLE, LINE PROT | 153.88
3VA1020-3ED32-0JA0 | CIRCUIT BREAKER 3VA1 IEC FRAME 100 BREAKING CAPACITY CLASS N ICU=25KA @ 415 V 3-POLE, LINE PROT | 288.98
3VA1112-4EF36-0AB0 | CIRCUIT BREAKER 3VA1 IEC FRAME 160 BREAKING CAPACITY CLASS S ICU=36KA @ 415 V 3-POLE, LINE PROT | 598.16
3VA1032-3ED32-0BA0 | CIRCUIT BREAKER 3VA1 IEC FRAME 100 BREAKING CAPACITY CLASS N ICU=25KA @ 415 V 3-POLE, LINE PROT | 315.45
3VA1032-3ED36-0CC0 | CIRCUIT BREAKER 3VA1 IEC FRAME 100 BREAKING CAPACITY CLASS N ICU=25KA @ 415 V 3-POLE, LINE PROT | 389.25
3VA1080-3ED36-0CA0 | CIRCUIT BREAKER 3VA1 IEC FRAME 100 BREAKING CAPACITY CLASS N ICU=25KA @ 415 V 3-POLE, LINE PROT | 357.93
3VA1080-3ED36-0HH0 | CIRCUIT BREAKER 3VA1 IEC FRAME 100 BREAKING CAPACITY CLASS N ICU=25KA @ 415 V 3-POLE, LINE PROT | 405.27
3VA1116-4FF46-0AA0 | CIRCUIT BREAKER 3VA1 IEC FRAME 160 BREAKING CAPACITY CLASS S ICU=36KA @ 415 V 4-POLE, LINE PROT | 553.74
3VA1116-4GF46-0AA0 | CIRCUIT BREAKER 3VA1 IEC FRAME 160 BREAKING CAPACITY CLASS S ICU=36KA @ 415 V 4-POLE, LINE PROT | 553.74
3VA1150-5EF36-0AG0 | CIRCUIT BREAKER 3VA1 IEC FRAME 160 BREAKING CAPACITY CLASS M ICU=55KA @ 415 V 3-POLE, LINE PROT | 364.88
3VA1150-6EF32-0AC0 | CIRCUIT BREAKER 3VA1 IEC FRAME 160 BREAKING CAPACITY CLASS H ICU=70KA @ 415 V 3-POLE, LINE PROT | 339.11
3VA2010-5HN32-0BH0 | CIRCUIT BREAKER 3VA2 IEC FRAME 100 BREAKING CAPACITY CLASS M ICU=55KA @ 415 V 3-POLE, LINE PROT | 786.87
3VA2010-5HN36-0AB0 | CIRCUIT BREAKER 3VA2 IEC FRAME 100 BREAKING CAPACITY CLASS M ICU=55KA @ 415 V 3-POLE, LINE PROT | 692.85
3VA1116-4EF36-0AG0 | CIRCUIT BREAKER 3VA1 IEC FRAME 160 BREAKING CAPACITY CLASS S ICU=36KA @ 415 V 3-POLE, LINE PROT | 679.63
3VA2140-6KP36-0AA0 | CIRCUIT BREAKER 3VA2 IEC FRAME 160 BREAKING CAPACITY CLASS H ICU=85KA @ 415 V 3POLE, LINE PROTE | 1084.25
3VA2010-6HL32-0BA0 | CIRCUIT BREAKER 3VA2 IEC FRAME 100 BREAKING CAPACITY CLASS H ICU=85KA @ 415 V 3-POLE, LINE PROT | 710.26
3VA2010-6HL32-0JC0 | CIRCUIT BREAKER 3VA2 IEC FRAME 100 BREAKING CAPACITY CLASS H ICU=85KA @ 415 V 3-POLE, LINE PROT | 738.12
3VA1180-3EF36-0BH0 | CIRCUIT BREAKER 3VA1 IEC FRAME 160 BREAKING CAPACITY CLASS N ICU=25KA @ 415 V 3-POLE, LINE PROT | 458.89
3VA1180-3EF36-0JC0 | CIRCUIT BREAKER 3VA1 IEC FRAME 160 BREAKING CAPACITY CLASS N ICU=25KA @ 415 V 3-POLE, LINE PROT | 406.66
3VA1116-5ED46-0AA0 | CIRCUIT BREAKER 3VA1 IEC FRAME 160 BREAKING CAPACITY CLASS M ICU=55KA @ 415 V 4-POLE, LINE PROT | 563.56
3VA1116-1AA42-0AE0 | SWITCH DISCONNECTOR 3VA1 IEC FRAME 160 4-POLE SD100, IN=160A WITHOUT OVERLOAD PROTECTION WITHOU | 515.29
3VA1120-3EF32-0HC0 | CIRCUIT BREAKER 3VA1 IEC FRAME 160 BREAKING CAPACITY CLASS N ICU=25KA @ 415 V 3-POLE, LINE PROT | 362.79
3VA1180-3GE42-0AA0 | CIRCUIT BREAKER 3VA1 IEC FRAME 160 BREAKING CAPACITY CLASS N ICU=25KA @ 415 V 4-POLE, LINE PROT | 213.65
3VA1180-4EF32-0CC0 | CIRCUIT BREAKER 3VA1 IEC FRAME 160 BREAKING CAPACITY CLASS S ICU=36KA @ 415 V 3-POLE, LINE PROT | 432.43
3VA1180-4EF32-0JH0 | CIRCUIT BREAKER 3VA1 IEC FRAME 160 BREAKING CAPACITY CLASS S ICU=36KA @ 415 V 3-POLE, LINE PROT | 431.03
3VA1116-4EF36-0KA0 | CIRCUIT BREAKER 3VA1 IEC FRAME 160 BREAKING CAPACITY CLASS S ICU=36KA @ 415 V 3-POLE, LINE PROT | 692.85
3VA1116-4GD42-0AA0 | CIRCUIT BREAKER 3VA1 IEC FRAME 160 BREAKING CAPACITY CLASS S ICU=36KA @ 415 V 4-POLE, LINE PROT | 494.95
3VA1150-3EF36-0BC0 | CIRCUIT BREAKER 3VA1 IEC FRAME 160 BREAKING CAPACITY CLASS N ICU=25KA @ 415 V 3-POLE, LINE PROT | 409.45
3VA2010-6HN32-0JL0 | CIRCUIT BREAKER 3VA2 IEC FRAME 100 BREAKING CAPACITY CLASS H ICU=85KA @ 415 V 3-POLE, LINE PROT | 856.49
3VA1125-6EF32-0AC0 | CIRCUIT BREAKER 3VA1 IEC FRAME 160 BREAKING CAPACITY CLASS H ICU=70KA @ 415 V 3-POLE, LINE PROT | 339.11
3VA1125-6EF42-0AA0 | CIRCUIT BREAKER 3VA1 IEC FRAME 160 BREAKING CAPACITY CLASS H ICU=70KA @ 415 V 4-POLE, LINE PROT | 266.57
3VA1125-6GF42-0AA0 | CIRCUIT BREAKER 3VA1 IEC FRAME 160 BREAKING CAPACITY CLASS H ICU=70KA @ 415 V 4-POLE, LINE PROT | 266.57
3VA1116-1AA42-0CA0 | SWITCH DISCONNECTOR 3VA1 IEC FRAME 160 4-POLE SD100, IN=160A WITHOUT OVERLOAD PROTECTION WITHOU | 531.31
3VA1132-4GF46-0AA0 | CIRCUIT BREAKER 3VA1 IEC FRAME 160 BREAKING CAPACITY CLASS S ICU=36KA @ 415 V 4-POLE, LINE PROT | 245.03
3VA1132-4EF36-0JC0 | CIRCUIT BREAKER 3VA1 IEC FRAME 160 BREAKING CAPACITY CLASS S ICU=36KA @ 415 V 3-POLE, LINE PROT | 405.27
3VA1116-5EF32-0AA0 | CIRCUIT BREAKER 3VA1 IEC FRAME 160 BREAKING CAPACITY CLASS M ICU=55KA @ 415 V 3-POLE, LINE PROT | 450.37
3VA1116-1AA36-0JC0 | SWITCH DISCONNECTOR 3VA1 IEC FRAME 160 3-POLE SD100, IN=160A WITHOUT OVERLOAD PROTECTION WITHOU | 480.48
3VA1180-4EF36-0BH0 | CIRCUIT BREAKER 3VA1 IEC FRAME 160 BREAKING CAPACITY CLASS S ICU=36KA @ 415 V 3-POLE, LINE PROT | 479.09
3VA1180-4EF36-0JH0 | CIRCUIT BREAKER 3VA1 IEC FRAME 160 BREAKING CAPACITY CLASS S ICU=36KA @ 415 V 3-POLE, LINE PROT | 453.32
3VA1180-5EE46-0AA0 | CIRCUIT BREAKER 3VA1 IEC FRAME 160 BREAKING CAPACITY CLASS M ICU=55KA @ 415 V 4-POLE, LINE PROT | 277.35
3VA1116-4EF36-0JC0 | CIRCUIT BREAKER 3VA1 IEC FRAME 160 BREAKING CAPACITY CLASS S ICU=36KA @ 415 V 3-POLE, LINE PROT | 745.09
3VA1125-5GE42-0AA0 | CIRCUIT BREAKER 3VA1 IEC FRAME 160 BREAKING CAPACITY CLASS M ICU=55KA @ 415 V 4-POLE, LINE PROT | 232.79
3VA1125-6ED36-0AA0 | CIRCUIT BREAKER 3VA1 IEC FRAME 160 BREAKING CAPACITY CLASS H ICU=70KA @ 415 V 3-POLE, LINE PROT | 206.81
3VA1125-6ED46-0AA0 | CIRCUIT BREAKER 3VA1 IEC FRAME 160 BREAKING CAPACITY CLASS H ICU=70KA @ 415 V 4-POLE, LINE PROT | 270.52
3VA1125-6EE42-0AA0 | CIRCUIT BREAKER 3VA1 IEC FRAME 160 BREAKING CAPACITY CLASS H ICU=70KA @ 415 V 4-POLE, LINE PROT | 254.82
3VA1132-4EF36-0AA0 | CIRCUIT BREAKER 3VA1 IEC FRAME 160 BREAKING CAPACITY CLASS S ICU=36KA @ 415 V 3-POLE, LINE PROT | 188.18
3VA1132-4EF36-0AB0 | CIRCUIT BREAKER 3VA1 IEC FRAME 160 BREAKING CAPACITY CLASS S ICU=36KA @ 415 V 3-POLE, LINE PROT | 339.11
3VA1132-4EF36-0AG0 | CIRCUIT BREAKER 3VA1 IEC FRAME 160 BREAKING CAPACITY CLASS S ICU=36KA @ 415 V 3-POLE, LINE PROT | 339.11
3VA1132-4EF36-0DA0 | CIRCUIT BREAKER 3VA1 IEC FRAME 160 BREAKING CAPACITY CLASS S ICU=36KA @ 415 V 3-POLE, LINE PROT | 380.89
3VA1132-6EF36-0AH0 | CIRCUIT BREAKER 3VA1 IEC FRAME 160 BREAKING CAPACITY CLASS H ICU=70KA @ 415 V 3-POLE, LINE PROT | 390.65
3VA1120-3EF32-0KC0 | CIRCUIT BREAKER 3VA1 IEC FRAME 160 BREAKING CAPACITY CLASS N ICU=25KA @ 415 V 3-POLE, LINE PROT | 362.79
3VA1120-3EF36-0AE0 | CIRCUIT BREAKER 3VA1 IEC FRAME 160 BREAKING CAPACITY CLASS N ICU=25KA @ 415 V 3-POLE, LINE PROT | 347.47
3VA1120-3EF36-0AH0 | CIRCUIT BREAKER 3VA1 IEC FRAME 160 BREAKING CAPACITY CLASS N ICU=25KA @ 415 V 3-POLE, LINE PROT | 321.7
3VA2116-5KP32-0CL0 | CIRCUIT BREAKER 3VA2 IEC FRAME 160 BREAKING CAPACITY CLASS M ICU=55KA @ 415 V 3-POLE, LINE PROT | 1733.88
3VA2116-5KP32-0HH0 | CIRCUIT BREAKER 3VA2 IEC FRAME 160 BREAKING CAPACITY CLASS M ICU=55KA @ 415 V 3-POLE, LINE PROT | 1671.21
3VA2116-6HL32-0AF0 | CIRCUIT BREAKER 3VA2 IEC FRAME 160 BREAKING CAPACITY CLASS H ICU=85KA @ 415 V 3-POLE, LINE PROT | 947.02
3VA2116-6HL32-0HA0 | CIRCUIT BREAKER 3VA2 IEC FRAME 160 BREAKING CAPACITY CLASS H ICU=85KA @ 415 V 3-POLE, LINE PROT | 981.84
3VA2116-6HL32-0HH0 | CIRCUIT BREAKER 3VA2 IEC FRAME 160 BREAKING CAPACITY CLASS H ICU=85KA @ 415 V 3-POLE, LINE PROT | 1065.4
3VA2116-5HN32-0AA0 | CIRCUIT BREAKER 3VA2 IEC FRAME 160 BREAKING CAPACITY CLASS M ICU=55KA @ 415 V 3POLE, LINE PROTE | 757.96
3VA1132-5EF32-0AA0 | CIRCUIT BREAKER 3VA1 IEC FRAME 160 BREAKING CAPACITY CLASS M ICU=55KA @ 415 V 3-POLE, LINE PROT | 188.68
3VA1132-5EF32-0AG0 | CIRCUIT BREAKER 3VA1 IEC FRAME 160 BREAKING CAPACITY CLASS M ICU=55KA @ 415 V 3-POLE, LINE PROT | 341.2
3VA1132-5EF32-0CC0 | CIRCUIT BREAKER 3VA1 IEC FRAME 160 BREAKING CAPACITY CLASS M ICU=55KA @ 415 V 3-POLE, LINE PROT | 433.13
3VA1120-4EF32-0KH0 | CIRCUIT BREAKER 3VA1 IEC FRAME 160 BREAKING CAPACITY CLASS S ICU=36KA @ 415 V 3-POLE, LINE PROT | 405.96
3VA2225-5HL32-0AJ0 | CIRCUIT BREAKER 3VA2 IEC FRAME 250 BREAKING CAPACITY CLASS M ICU=55KA @ 415 V 3-POLE, LINE PROT | 1162.88
3VA2225-5HL32-0BA0 | CIRCUIT BREAKER 3VA2 IEC FRAME 250 BREAKING CAPACITY CLASS M ICU=55KA @ 415 V 3-POLE, LINE PROT | 1162.88
3VA1180-3EF36-0HC0 | CIRCUIT BREAKER 3VA1 IEC FRAME 160 BREAKING CAPACITY CLASS N ICU=25KA @ 415 V 3-POLE, LINE PROT | 406.66
3VA1116-5ED32-0AE0 | CIRCUIT BREAKER 3VA1 IEC FRAME 160 BREAKING CAPACITY CLASS M ICU=55KA @ 415 V 3-POLE, LINE PROT | 692.85
3VA1116-5ED32-0BA0 | CIRCUIT BREAKER 3VA1 IEC FRAME 160 BREAKING CAPACITY CLASS M ICU=55KA @ 415 V 3-POLE, LINE PROT | 710.26
3VA1116-5ED32-0HC0 | CIRCUIT BREAKER 3VA1 IEC FRAME 160 BREAKING CAPACITY CLASS M ICU=55KA @ 415 V 3-POLE, LINE PROT | 738.12
3VA1150-3EF32-0AD0 | CIRCUIT BREAKER 3VA1 IEC FRAME 160 BREAKING CAPACITY CLASS N ICU=25KA @ 415 V 3-POLE, LINE PROT | 297.33
3VA1132-4EF36-0JH0 | CIRCUIT BREAKER 3VA1 IEC FRAME 160 BREAKING CAPACITY CLASS S ICU=36KA @ 415 V 3-POLE, LINE PROT | 431.03
3VA1132-5EF32-0CA0 | CIRCUIT BREAKER 3VA1 IEC FRAME 160 BREAKING CAPACITY CLASS M ICU=55KA @ 415 V 3-POLE, LINE PROT | 383.68
3VA1132-5EF36-0CC0 | CIRCUIT BREAKER 3VA1 IEC FRAME 160 BREAKING CAPACITY CLASS M ICU=55KA @ 415 V 3-POLE, LINE PROT | 454.71
3VA1132-5EF36-0DA0 | CIRCUIT BREAKER 3VA1 IEC FRAME 160 BREAKING CAPACITY CLASS M ICU=55KA @ 415 V 3-POLE, LINE PROT | 405.96
3VA1132-5GD46-0AA0 | CIRCUIT BREAKER 3VA1 IEC FRAME 160 BREAKING CAPACITY CLASS M ICU=55KA @ 415 V 4-POLE, LINE PROT | 249.92
3VA2063-5JQ32-0AH0 | CIRCUIT BREAKER 3VA2 IEC FRAME 100 BREAKING CAPACITY CLASS M ICU=55KA @ 415 V 3-POLE, LINE PROT | 1323.04
3VA2063-5JQ32-0CC0 | CIRCUIT BREAKER 3VA2 IEC FRAME 100 BREAKING CAPACITY CLASS M ICU=55KA @ 415 V 3-POLE, LINE PROT | 1399.65
3VA2063-5JQ32-0DA0 | CIRCUIT BREAKER 3VA2 IEC FRAME 100 BREAKING CAPACITY CLASS M ICU=55KA @ 415 V 3-POLE, LINE PROT | 1357.87
3VA2063-5KP32-0BL0 | CIRCUIT BREAKER 3VA2 IEC FRAME 100 BREAKING CAPACITY CLASS M ICU=55KA @ 415 V 3-POLE, LINE PROT | 1434.46
3VA1150-3EF36-0JH0 | CIRCUIT BREAKER 3VA1 IEC FRAME 160 BREAKING CAPACITY CLASS N ICU=25KA @ 415 V 3-POLE, LINE PROT | 408.75
3VA1150-3EF36-0KA0 | CIRCUIT BREAKER 3VA1 IEC FRAME 160 BREAKING CAPACITY CLASS N ICU=25KA @ 415 V 3-POLE, LINE PROT | 334.94
3VA1150-3GD42-0AA0 | CIRCUIT BREAKER 3VA1 IEC FRAME 160 BREAKING CAPACITY CLASS N ICU=25KA @ 415 V 4-POLE, LINE PROT | 192.08
3VA1150-3GE46-0AA0 | CIRCUIT BREAKER 3VA1 IEC FRAME 160 BREAKING CAPACITY CLASS N ICU=25KA @ 415 V 4-POLE, LINE PROT | 217.59
3VA1110-6EF36-0BH0 | CIRCUIT BREAKER 3VA1 IEC FRAME 160 BREAKING CAPACITY CLASS H ICU=70KA @ 415 V 3-POLE, LINE PROT | 581.45
3VA1110-6EF36-0CH0 | CIRCUIT BREAKER 3VA1 IEC FRAME 160 BREAKING CAPACITY CLASS H ICU=70KA @ 415 V 3-POLE, LINE PROT | 581.45
3VA1110-6GF42-0AA0 | CIRCUIT BREAKER 3VA1 IEC FRAME 160 BREAKING CAPACITY CLASS H ICU=70KA @ 415 V 4-POLE, LINE PROT | 338.12
3VA1112-1AA32-0AD0 | SWITCH DISCONNECTOR 3VA1 IEC FRAME 160 3-POLE SD100, IN=125A WITHOUT OVERLOAD PROTECTION WITHOU | 372.54
3VA2116-6HN32-0AB0 | CIRCUIT BREAKER 3VA2 IEC FRAME 160 BREAKING CAPACITY CLASS H ICU=85KA @ 415 V 3-POLE, LINE PROT | 1044.51
3VA1096-3ED32-0DH0 | CIRCUIT BREAKER 3VA1 IEC FRAME 100 BREAKING CAPACITY CLASS N ICU=25KA @ 415 V 3-POLE, LINE PROT | 390.65
3VA1096-3ED32-0JC0 | CIRCUIT BREAKER 3VA1 IEC FRAME 100 BREAKING CAPACITY CLASS N ICU=25KA @ 415 V 3-POLE, LINE PROT | 337.04
3VA1096-3ED32-0KA0 | CIRCUIT BREAKER 3VA1 IEC FRAME 100 BREAKING CAPACITY CLASS N ICU=25KA @ 415 V 3-POLE, LINE PROT | 288.98
3VA1096-4ED32-0AD0 | CIRCUIT BREAKER 3VA1 IEC FRAME 100 BREAKING CAPACITY CLASS S ICU=36KA @ 415 V 3-POLE, LINE PROT | 278.53
3VA1150-3EF32-0BA0 | CIRCUIT BREAKER 3VA1 IEC FRAME 160 BREAKING CAPACITY CLASS N ICU=25KA @ 415 V 3-POLE, LINE PROT | 337.73
3VA1150-3EF32-0DA0 | CIRCUIT BREAKER 3VA1 IEC FRAME 160 BREAKING CAPACITY CLASS N ICU=25KA @ 415 V 3-POLE, LINE PROT | 337.73
3VA1150-3EF36-0AF0 | CIRCUIT BREAKER 3VA1 IEC FRAME 160 BREAKING CAPACITY CLASS N ICU=25KA @ 415 V 3-POLE, LINE PROT | 295.25
3VA1032-4ED32-0AC0 | CIRCUIT BREAKER 3VA1 IEC FRAME 100 BREAKING CAPACITY CLASS S ICU=36KA @ 415 V 3-POLE, LINE PROT | 253.47
3VA2025-8HN42-0AA0 | CIRCUIT BREAKER 3VA2 IEC FRAME 100 BREAKING CAPACITY CLASS L ICU=150KA @ 415 V 4POLE, LINE PROT | 800.74
3VA2025-8KP36-0AA0 | CIRCUIT BREAKER 3VA2 IEC FRAME 100 BREAKING CAPACITY CLASS L ICU=150KA @ 415 V 3POLE, LINE PROT | 1210.25
3VA1132-6EF32-0BH0 | CIRCUIT BREAKER 3VA1 IEC FRAME 160 BREAKING CAPACITY CLASS H ICU=70KA @ 415 V 3-POLE, LINE PROT | 480.48
3VA1116-3EF36-0AG0 | CIRCUIT BREAKER 3VA1 IEC FRAME 160 BREAKING CAPACITY CLASS N ICU=25KA @ 415 V 3-POLE, LINE PROT | 631.58
3VA1116-3GD46-0AA0 | CIRCUIT BREAKER 3VA1 IEC FRAME 160 BREAKING CAPACITY CLASS N ICU=25KA @ 415 V 4-POLE, LINE PROT | 477.79
3VA1116-4EE32-0AA0 | CIRCUIT BREAKER 3VA1 IEC FRAME 160 BREAKING CAPACITY CLASS S ICU=36KA @ 415 V 3-POLE, LINE PROT | 389.11
3VA1140-3EF36-0HH0 | CIRCUIT BREAKER 3VA1 IEC FRAME 160 BREAKING CAPACITY CLASS N ICU=25KA @ 415 V 3-POLE, LINE PROT | 408.75
3TC4417-0BS0 | CONTACTOR, SIZE 2, 2-POLE DC-3 AND 5,RATD.OPERAT.CURR.32A AUXILIARY CONTACTS 22 (2NO+2NC) AC OPER | 149.3
3VA1140-3EF32-0BH0 | CIRCUIT BREAKER 3VA1 IEC FRAME 160 BREAKING CAPACITY CLASS N ICU=25KA @ 415 V 3-POLE, LINE PROT | 411.54
3VA1140-4EF32-0AD0 | CIRCUIT BREAKER 3VA1 IEC FRAME 160 BREAKING CAPACITY CLASS S ICU=36KA @ 415 V 3-POLE, LINE PROT | 317.52
3VA1140-4EF32-0CC0 | CIRCUIT BREAKER 3VA1 IEC FRAME 160 BREAKING CAPACITY CLASS S ICU=36KA @ 415 V 3-POLE, LINE PROT | 406.66
3VA1132-6EF36-0AG0 | CIRCUIT BREAKER 3VA1 IEC FRAME 160 BREAKING CAPACITY CLASS H ICU=70KA @ 415 V 3-POLE, LINE PROT | 390.65
3VA1116-3EF32-0CA0 | CIRCUIT BREAKER 3VA1 IEC FRAME 160 BREAKING CAPACITY CLASS N ICU=25KA @ 415 V 3-POLE, LINE PROT | 649.68
3VA1116-3EF32-0KH0 | CIRCUIT BREAKER 3VA1 IEC FRAME 160 BREAKING CAPACITY CLASS N ICU=25KA @ 415 V 3-POLE, LINE PROT | 696.34
3VA2025-7HM46-0AA0 | CIRCUIT BREAKER 3VA2 IEC FRAME 100 BREAKING CAPACITY CLASS C ICU=110KA @ 415 V 4POLE, LINE PROT | 916.9
3VA2025-8KQ42-0AA0 | CIRCUIT BREAKER 3VA2 IEC FRAME 100 BREAKING CAPACITY CLASS L ICU=150KA @ 415 V 4POLE, LINE PROT | 1485.35
3VA1140-3EF36-0JA0 | CIRCUIT BREAKER 3VA1 IEC FRAME 160 BREAKING CAPACITY CLASS N ICU=25KA @ 415 V 3-POLE, LINE PROT | 334.94
3VA1140-4EF32-0HH0 | CIRCUIT BREAKER 3VA1 IEC FRAME 160 BREAKING CAPACITY CLASS S ICU=36KA @ 415 V 3-POLE, LINE PROT | 405.96
3VA2025-6KQ36-0AA0 | CIRCUIT BREAKER 3VA2 IEC FRAME 100 BREAKING CAPACITY CLASS H ICU=85KA @ 415 V 3POLE, LINE PROTE | 1259.17
3VA1116-3FE42-0AA0 | CIRCUIT BREAKER 3VA1 IEC FRAME 160 BREAKING CAPACITY CLASS N ICU=25KA @ 415 V 4-POLE, LINE PROT | 463.58
3VA1116-4EF32-0AB0 | CIRCUIT BREAKER 3VA1 IEC FRAME 160 BREAKING CAPACITY CLASS S ICU=36KA @ 415 V 3-POLE, LINE PROT | 655.95
3UF7600-1AB01-0 | MULTIFUNCTION MODULE; 4 INPUTS AND 2 RELAY OUTPUTS; INPUT VOLTAGE DC 24V; MONOSTABLE RELAY OUTPUT | 277.82
3VA1163-1AA42-0AA0 | SWITCH DISCONNECTOR 3VA1 IEC FRAME 160 4-POLE SD100, IN=63A WITHOUT OVERLOAD PROTECTION WITHOUT | 166.62
3VA1163-1AA42-0CA0 | SWITCH DISCONNECTOR 3VA1 IEC FRAME 160 4-POLE SD100, IN=63A WITHOUT OVERLOAD PROTECTION WITHOUT | 352.35
3VA2025-7JP36-0AA0 | CIRCUIT BREAKER 3VA2 IEC FRAME 100 BREAKING CAPACITY CLASS C ICU=110KA @ 415 V 3POLE, LINE PROT | 978.01
3VA2025-8JP42-0AA0 | CIRCUIT BREAKER 3VA2 IEC FRAME 100 BREAKING CAPACITY CLASS L ICU=150KA @ 415 V 4POLE, LINE PROT | 1185.82
3VA1110-1AA42-0BH0 | SWITCH DISCONNECTOR 3VA1 IEC FRAME 160 4-POLE SD100, IN=100A WITHOUT OVERLOAD PROTECTION WITHOU | 489.52
3VA1032-3ED36-0JA0 | CIRCUIT BREAKER 3VA1 IEC FRAME 100 BREAKING CAPACITY CLASS N ICU=25KA @ 415 V 3-POLE, LINE PROT | 311.96
3VA1032-4ED36-0KC0 | CIRCUIT BREAKER 3VA1 IEC FRAME 100 BREAKING CAPACITY CLASS S ICU=36KA @ 415 V 3-POLE, LINE PROT | 364.88
3VA1132-6EF32-0HA0 | CIRCUIT BREAKER 3VA1 IEC FRAME 160 BREAKING CAPACITY CLASS H ICU=70KA @ 415 V 3-POLE, LINE PROT | 380.19
3VA1132-6EF36-0AC0 | CIRCUIT BREAKER 3VA1 IEC FRAME 160 BREAKING CAPACITY CLASS H ICU=70KA @ 415 V 3-POLE, LINE PROT | 364.18
3VA1120-3EF36-0BA0 | CIRCUIT BREAKER 3VA1 IEC FRAME 160 BREAKING CAPACITY CLASS N ICU=25KA @ 415 V 3-POLE, LINE PROT | 362.79
3VA1120-3EF36-0KA0 | CIRCUIT BREAKER 3VA1 IEC FRAME 160 BREAKING CAPACITY CLASS N ICU=25KA @ 415 V 3-POLE, LINE PROT | 334.94
3VA1132-3EF32-0CC0 | CIRCUIT BREAKER 3VA1 IEC FRAME 160 BREAKING CAPACITY CLASS N ICU=25KA @ 415 V 3-POLE, LINE PROT | 389.95
3VA2116-5KP32-0AC0 | CIRCUIT BREAKER 3VA2 IEC FRAME 160 BREAKING CAPACITY CLASS M ICU=55KA @ 415 V 3-POLE, LINE PROT | 1552.83
3VA2116-6HN32-0AA0 | CIRCUIT BREAKER 3VA2 IEC FRAME 160 BREAKING CAPACITY CLASS H ICU=85KA @ 415 V 3POLE, LINE PROTE | 843.54
3VA1150-3EF36-0HH0 | CIRCUIT BREAKER 3VA1 IEC FRAME 160 BREAKING CAPACITY CLASS N ICU=25KA @ 415 V 3-POLE, LINE PROT | 408.75
3VA1150-4EE32-0AA0 | CIRCUIT BREAKER 3VA1 IEC FRAME 160 BREAKING CAPACITY CLASS S ICU=36KA @ 415 V 3-POLE, LINE PROT | 162.2
3VA2116-5HL46-0HC0 | CIRCUIT BREAKER 3VA2 IEC FRAME 160 BREAKING CAPACITY CLASS M ICU=55KA @ 415 V 4POLE, LINE PROTE | 1197.71
3VA1110-6EF32-0KA0 | CIRCUIT BREAKER 3VA1 IEC FRAME 160 BREAKING CAPACITY CLASS H ICU=70KA @ 415 V 3-POLE, LINE PROT | 459.59
3VA1110-6EF36-0AH0 | CIRCUIT BREAKER 3VA1 IEC FRAME 160 BREAKING CAPACITY CLASS H ICU=70KA @ 415 V 3-POLE, LINE PROT | 467.94
3VA1120-4EF32-0BH0 | CIRCUIT BREAKER 3VA1 IEC FRAME 160 BREAKING CAPACITY CLASS S ICU=36KA @ 415 V 3-POLE, LINE PROT | 433.13
3VA1120-4EF32-0DC0 | CIRCUIT BREAKER 3VA1 IEC FRAME 160 BREAKING CAPACITY CLASS S ICU=36KA @ 415 V 3-POLE, LINE PROT | 406.66
3VA2225-5HL32-0DL0 | CIRCUIT BREAKER 3VA2 IEC FRAME 250 BREAKING CAPACITY CLASS M ICU=55KA @ 415 V 3-POLE, LINE PROT | 1288.23
3VA1096-3ED32-0BH0 | CIRCUIT BREAKER 3VA1 IEC FRAME 100 BREAKING CAPACITY CLASS N ICU=25KA @ 415 V 3-POLE, LINE PROT | 390.65
3VA1096-4ED32-0AH0 | CIRCUIT BREAKER 3VA1 IEC FRAME 100 BREAKING CAPACITY CLASS S ICU=36KA @ 415 V 3-POLE, LINE PROT | 278.53
3VA1096-4ED42-0AA0 | CIRCUIT BREAKER 3VA1 IEC FRAME 100 BREAKING CAPACITY CLASS S ICU=36KA @ 415 V 4-POLE, LINE PROT | 187.69
3VA1180-6EF36-0AH0 | CIRCUIT BREAKER 3VA1 IEC FRAME 160 BREAKING CAPACITY CLASS H ICU=70KA @ 415 V 3-POLE, LINE PROT | 417.81
3VA1140-6GF46-0AA0 | CIRCUIT BREAKER 3VA1 IEC FRAME 160 BREAKING CAPACITY CLASS H ICU=70KA @ 415 V 4-POLE, LINE PROT | 287.65
3VA2225-5HL42-0BC0 | CIRCUIT BREAKER 3VA2 IEC FRAME 250 BREAKING CAPACITY CLASS M ICU=55KA @ 415 V 4-POLE, LINE PROT | 1545.88
3VA1132-3EF32-0CH0 | CIRCUIT BREAKER 3VA1 IEC FRAME 160 BREAKING CAPACITY CLASS N ICU=25KA @ 415 V 3-POLE, LINE PROT | 411.54
3VA2225-6KP32-0KA0 | CIRCUIT BREAKER 3VA2 IEC FRAME 250 BREAKING CAPACITY CLASS H ICU=85KA @ 415 V 3-POLE, LINE PROT | 1963.67
3VA1112-1AA32-0DA0 | SWITCH DISCONNECTOR 3VA1 IEC FRAME 160 3-POLE SD100, IN=125A WITHOUT OVERLOAD PROTECTION WITHOU | 412.23
3VA1010-2ED36-0HC0 | CIRCUIT BREAKER 3VA1 IEC FRAME 100 BREAKING CAPACITY CLASS B ICU=16KA @ 415 V 3-POLE, LINE PROT | 408.75
3VA1010-2ED36-0KC0 | CIRCUIT BREAKER 3VA1 IEC FRAME 100 BREAKING CAPACITY CLASS B ICU=16KA @ 415 V 3-POLE, LINE PROT | 408.75
3VA2116-5HN32-0JC0 | CIRCUIT BREAKER 3VA2 IEC FRAME 160 BREAKING CAPACITY CLASS M ICU=55KA @ 415 V 3-POLE, LINE PROT | 1002.73
3VA2116-5HN36-0AE0 | CIRCUIT BREAKER 3VA2 IEC FRAME 160 BREAKING CAPACITY CLASS M ICU=55KA @ 415 V 3-POLE, LINE PROT | 981.84
3VA1150-6EF36-0HC0 | CIRCUIT BREAKER 3VA1 IEC FRAME 160 BREAKING CAPACITY CLASS H ICU=70KA @ 415 V 3-POLE, LINE PROT | 453.32
3VA1150-6EF46-0AA0 | CIRCUIT BREAKER 3VA1 IEC FRAME 160 BREAKING CAPACITY CLASS H ICU=70KA @ 415 V 4-POLE, LINE PROT | 287.65
3VA2225-5HL32-0KA0 | CIRCUIT BREAKER 3VA2 IEC FRAME 250 BREAKING CAPACITY CLASS M ICU=55KA @ 415 V 3-POLE, LINE PROT | 1135.04
3VA1112-1AA36-0DC0 | SWITCH DISCONNECTOR 3VA1 IEC FRAME 160 3-POLE SD100, IN=125A WITHOUT OVERLOAD PROTECTION WITHOU | 486.74
3VA1010-2ED32-0CC0 | CIRCUIT BREAKER 3VA1 IEC FRAME 100 BREAKING CAPACITY CLASS B ICU=16KA @ 415 V 3-POLE, LINE PROT | 410.84
3VA1010-2ED32-0JC0 | CIRCUIT BREAKER 3VA1 IEC FRAME 100 BREAKING CAPACITY CLASS B ICU=16KA @ 415 V 3-POLE, LINE PROT | 387.16
3VA1010-2ED36-0BA0 | CIRCUIT BREAKER 3VA1 IEC FRAME 100 BREAKING CAPACITY CLASS B ICU=16KA @ 415 V 3-POLE, LINE PROT | 389.25
3VA2116-5JQ32-0AC0 | CIRCUIT BREAKER 3VA2 IEC FRAME 160 BREAKING CAPACITY CLASS M ICU=55KA @ 415 V 3-POLE, LINE PROT | 1601.58
3VA1116-1AA36-0HC0 | SWITCH DISCONNECTOR 3VA1 IEC FRAME 160 3-POLE SD100, IN=160A WITHOUT OVERLOAD PROTECTION WITHOU | 480.48
3VA1116-1AA36-0HH0 | SWITCH DISCONNECTOR 3VA1 IEC FRAME 160 3-POLE SD100, IN=160A WITHOUT OVERLOAD PROTECTION WITHOU | 505.54
3VA1116-1AA36-0JH0 | SWITCH DISCONNECTOR 3VA1 IEC FRAME 160 3-POLE SD100, IN=160A WITHOUT OVERLOAD PROTECTION WITHOU | 505.54
3VA1150-6EF36-0AG0 | CIRCUIT BREAKER 3VA1 IEC FRAME 160 BREAKING CAPACITY CLASS H ICU=70KA @ 415 V 3-POLE, LINE PROT | 390.65
3VA1150-3EF42-0AA0 | CIRCUIT BREAKER 3VA1 IEC FRAME 160 BREAKING CAPACITY CLASS N ICU=25KA @ 415 V 4-POLE, LINE PROT | 204.35
3VA1150-3EF46-0AA0 | CIRCUIT BREAKER 3VA1 IEC FRAME 160 BREAKING CAPACITY CLASS N ICU=25KA @ 415 V 4-POLE, LINE PROT | 226.88
3VA1150-4EF32-0BA0 | CIRCUIT BREAKER 3VA1 IEC FRAME 160 BREAKING CAPACITY CLASS S ICU=36KA @ 415 V 3-POLE, LINE PROT | 358.61
3VA1150-4EF32-0HH0 | CIRCUIT BREAKER 3VA1 IEC FRAME 160 BREAKING CAPACITY CLASS S ICU=36KA @ 415 V 3-POLE, LINE PROT | 405.96
3VA2225-5HN32-0CA0 | CIRCUIT BREAKER 3VA2 IEC FRAME 250 BREAKING CAPACITY CLASS M ICU=55KA @ 415 V 3-POLE, LINE PROT | 1211.63
3VA2225-5HN32-0DC0 | CIRCUIT BREAKER 3VA2 IEC FRAME 250 BREAKING CAPACITY CLASS M ICU=55KA @ 415 V 3-POLE, LINE PROT | 1288.23
3VA2225-5HN32-0HL0 | CIRCUIT BREAKER 3VA2 IEC FRAME 250 BREAKING CAPACITY CLASS M ICU=55KA @ 415 V 3-POLE, LINE PROT | 1316.08
3VA2340-5KP32-0KL0 | CIRCUIT BREAKER 3VA2 IEC FRAME 400 BREAKING CAPACITY CLASS M ICU=55KA @ 415 V 3-POLE, LINE PROT | 2311.84
3VA1116-1AA36-0KH0 | SWITCH DISCONNECTOR 3VA1 IEC FRAME 160 3-POLE SD100, IN=160A WITHOUT OVERLOAD PROTECTION WITHOU | 505.54
3VA1116-1AA42-0AB0 | SWITCH DISCONNECTOR 3VA1 IEC FRAME 160 4-POLE SD100, IN=160A WITHOUT OVERLOAD PROTECTION WITHOU | 490.22
3VA1120-3EF32-0AF0 | CIRCUIT BREAKER 3VA1 IEC FRAME 160 BREAKING CAPACITY CLASS N ICU=25KA @ 415 V 3-POLE, LINE PROT | 274.36
3VA1120-3EF32-0BA0 | CIRCUIT BREAKER 3VA1 IEC FRAME 160 BREAKING CAPACITY CLASS N ICU=25KA @ 415 V 3-POLE, LINE PROT | 337.73
3VA1120-3EF36-0AA0 | CIRCUIT BREAKER 3VA1 IEC FRAME 160 BREAKING CAPACITY CLASS N ICU=25KA @ 415 V 3-POLE, LINE PROT | 173.96
3VA1116-3EF32-0HA0 | CIRCUIT BREAKER 3VA1 IEC FRAME 160 BREAKING CAPACITY CLASS N ICU=25KA @ 415 V 3-POLE, LINE PROT | 623.93
3VA1116-3EF32-0JA0 | CIRCUIT BREAKER 3VA1 IEC FRAME 160 BREAKING CAPACITY CLASS N ICU=25KA @ 415 V 3-POLE, LINE PROT | 623.93
3VA1116-3EF36-0AC0 | CIRCUIT BREAKER 3VA1 IEC FRAME 160 BREAKING CAPACITY CLASS N ICU=25KA @ 415 V 3-POLE, LINE PROT | 606.51
3VA1112-3EF32-0AH0 | CIRCUIT BREAKER 3VA1 IEC FRAME 160 BREAKING CAPACITY CLASS N ICU=25KA @ 415 V 3-POLE, LINE PROT | 532
3VA2010-5KP32-0JA0 | CIRCUIT BREAKER 3VA2 IEC FRAME 100 BREAKING CAPACITY CLASS M ICU=55KA @ 415 V 3-POLE, LINE PROT | 1323.04
3VA2010-5KP32-0KL0 | CIRCUIT BREAKER 3VA2 IEC FRAME 100 BREAKING CAPACITY CLASS M ICU=55KA @ 415 V 3-POLE, LINE PROT | 1434.46
3VA2010-6HL32-0AA0 | CIRCUIT BREAKER 3VA2 IEC FRAME 100 BREAKING CAPACITY CLASS H ICU=85KA @ 415 V 3POLE, LINE PROTE | 522.62
3VA2225-5HL32-0CA0 | CIRCUIT BREAKER 3VA2 IEC FRAME 250 BREAKING CAPACITY CLASS M ICU=55KA @ 415 V 3-POLE, LINE PROT | 1162.88
3VA2063-5KP32-0CA0 | CIRCUIT BREAKER 3VA2 IEC FRAME 100 BREAKING CAPACITY CLASS M ICU=55KA @ 415 V 3-POLE, LINE PROT | 1323.04
3VA2063-5KP32-0DC0 | CIRCUIT BREAKER 3VA2 IEC FRAME 100 BREAKING CAPACITY CLASS M ICU=55KA @ 415 V 3-POLE, LINE PROT | 1364.82
3VA2063-5KP32-0JC0 | CIRCUIT BREAKER 3VA2 IEC FRAME 100 BREAKING CAPACITY CLASS M ICU=55KA @ 415 V 3-POLE, LINE PROT | 1336.98
3VA2063-5KP36-0AA0 | CIRCUIT BREAKER 3VA2 IEC FRAME 100 BREAKING CAPACITY CLASS M ICU=55KA @ 415 V 3POLE, LINE PROTE | 1037.94
3VA2225-6JQ42-0AA0 | CIRCUIT BREAKER 3VA2 IEC FRAME 250 BREAKING CAPACITY CLASS H ICU=85KA @ 415 V 4POLE, LINE PROTE | 2023.22
3VA2225-6KP32-0AF0 | CIRCUIT BREAKER 3VA2 IEC FRAME 250 BREAKING CAPACITY CLASS H ICU=85KA @ 415 V 3-POLE, LINE PROT | 1942.78
3VA2225-6KP32-0BH0 | CIRCUIT BREAKER 3VA2 IEC FRAME 250 BREAKING CAPACITY CLASS H ICU=85KA @ 415 V 3-POLE, LINE PROT | 2082.05
3VA2225-6KP32-0HH0 | CIRCUIT BREAKER 3VA2 IEC FRAME 250 BREAKING CAPACITY CLASS H ICU=85KA @ 415 V 3-POLE, LINE PROT | 2061.16
3VA1010-2ED42-0BA0 | CIRCUIT BREAKER 3VA1 IEC FRAME 100 BREAKING CAPACITY CLASS B ICU=16KA @ 415 V 4-POLE, LINE PROT | 438
3VA2116-5HN32-0AB0 | CIRCUIT BREAKER 3VA2 IEC FRAME 160 BREAKING CAPACITY CLASS M ICU=55KA @ 415 V 3-POLE, LINE PROT | 933.09
3VA2116-5HN32-0AH0 | CIRCUIT BREAKER 3VA2 IEC FRAME 160 BREAKING CAPACITY CLASS M ICU=55KA @ 415 V 3-POLE, LINE PROT | 933.09
3VA2116-5HN32-0DH0 | CIRCUIT BREAKER 3VA2 IEC FRAME 160 BREAKING CAPACITY CLASS M ICU=55KA @ 415 V 3-POLE, LINE PROT | 1051.48
3VA1150-6GF46-0AA0 | CIRCUIT BREAKER 3VA1 IEC FRAME 160 BREAKING CAPACITY CLASS H ICU=70KA @ 415 V 4-POLE, LINE PROT | 287.65
3VA1163-1AA32-0AA0 | SWITCH DISCONNECTOR 3VA1 IEC FRAME 160 3-POLE SD100, IN=63A WITHOUT OVERLOAD PROTECTION WITHOUT | 129.38
3VA1163-1AA32-0AB0 | SWITCH DISCONNECTOR 3VA1 IEC FRAME 160 3-POLE SD100, IN=63A WITHOUT OVERLOAD PROTECTION WITHOUT | 256.24
3VA1163-1AA32-0BC0 | SWITCH DISCONNECTOR 3VA1 IEC FRAME 160 3-POLE SD100, IN=63A WITHOUT OVERLOAD PROTECTION WITHOUT | 348.17
3VA2010-5KP32-0DC0 | CIRCUIT BREAKER 3VA2 IEC FRAME 100 BREAKING CAPACITY CLASS M ICU=55KA @ 415 V 3-POLE, LINE PROT | 1385.71
3VA2010-5KP32-0HA0 | CIRCUIT BREAKER 3VA2 IEC FRAME 100 BREAKING CAPACITY CLASS M ICU=55KA @ 415 V 3-POLE, LINE PROT | 1323.04
3VA2225-7HL32-0AD0 | CIRCUIT BREAKER 3VA2 IEC FRAME 250 BREAKING CAPACITY CLASS C ICU=110KA @ 415 V 3-POLE, LINE PRO | 1350.9
3VA2225-7HL32-0BH0 | CIRCUIT BREAKER 3VA2 IEC FRAME 250 BREAKING CAPACITY CLASS C ICU=110KA @ 415 V 3-POLE, LINE PRO | 1469.27
3VA2225-5HL42-0DL0 | CIRCUIT BREAKER 3VA2 IEC FRAME 250 BREAKING CAPACITY CLASS M ICU=55KA @ 415 V 4-POLE, LINE PROT | 1615.5
3VA1132-5EF36-0AB0 | CIRCUIT BREAKER 3VA1 IEC FRAME 160 BREAKING CAPACITY CLASS M ICU=55KA @ 415 V 3-POLE, LINE PROT | 364.88
3VA1132-5EF36-0AG0 | CIRCUIT BREAKER 3VA1 IEC FRAME 160 BREAKING CAPACITY CLASS M ICU=55KA @ 415 V 3-POLE, LINE PROT | 364.88
3VA1132-5EF36-0DC0 | CIRCUIT BREAKER 3VA1 IEC FRAME 160 BREAKING CAPACITY CLASS M ICU=55KA @ 415 V 3-POLE, LINE PROT | 454.71
3VA1132-5EF36-0DH0 | CIRCUIT BREAKER 3VA1 IEC FRAME 160 BREAKING CAPACITY CLASS M ICU=55KA @ 415 V 3-POLE, LINE PROT | 479.78
3VA2063-5KP32-0AF0 | CIRCUIT BREAKER 3VA2 IEC FRAME 100 BREAKING CAPACITY CLASS M ICU=55KA @ 415 V 3-POLE, LINE PROT | 1246.44
3VA2063-5KP32-0BC0 | CIRCUIT BREAKER 3VA2 IEC FRAME 100 BREAKING CAPACITY CLASS M ICU=55KA @ 415 V 3-POLE, LINE PROT | 1364.82
3VA1116-1AA42-0HC0 | SWITCH DISCONNECTOR 3VA1 IEC FRAME 160 4-POLE SD100, IN=160A WITHOUT OVERLOAD PROTECTION WITHOU | 554.29
3VA1116-5EF42-0BH0 | CIRCUIT BREAKER 3VA1 IEC FRAME 160 BREAKING CAPACITY CLASS M ICU=55KA @ 415 V 4-POLE, LINE PROT | 1030.59
3VA1040-2ED32-0DH0 | CIRCUIT BREAKER 3VA1 IEC FRAME 100 BREAKING CAPACITY CLASS B ICU=16KA @ 415 V 3-POLE, LINE PROT | 385.77
3VA2040-6HM42-0AA0 | CIRCUIT BREAKER 3VA2 IEC FRAME 100 BREAKING CAPACITY CLASS H ICU=85KA @ 415 V 4POLE, LINE PROTE | 843.54
3VA2040-6HN36-0AA0 | CIRCUIT BREAKER 3VA2 IEC FRAME 100 BREAKING CAPACITY CLASS H ICU=85KA @ 415 V 3POLE, LINE PROTE | 558.08
3VA1163-3EF36-0AF0 | CIRCUIT BREAKER 3VA1 IEC FRAME 160 BREAKING CAPACITY CLASS N ICU=25KA @ 415 V 3-POLE, LINE PROT | 295.25
3VA1110-3EF32-0HC0 | CIRCUIT BREAKER 3VA1 IEC FRAME 160 BREAKING CAPACITY CLASS N ICU=25KA @ 415 V 3-POLE, LINE PROT | 421.98
5SG7651-0KK16 | MINIZED-SWITCH-DISCONNECTOR D01 16A 230/400V 1P+N FOR FUSE-LINKS 2-16A | 25.44
3VA1120-5EF36-0AD0 | CIRCUIT BREAKER 3VA1 IEC FRAME 160 BREAKING CAPACITY CLASS M ICU=55KA @ 415 V 3-POLE, LINE PROT | 364.88
3VA1110-4EF32-0KH0 | CIRCUIT BREAKER 3VA1 IEC FRAME 160 BREAKING CAPACITY CLASS S ICU=36KA @ 415 V 3-POLE, LINE PROT | 472.82
3VA1110-4EF36-0CH0 | CIRCUIT BREAKER 3VA1 IEC FRAME 160 BREAKING CAPACITY CLASS S ICU=36KA @ 415 V 3-POLE, LINE PROT | 520.87
3VA1110-4GD46-0AA0 | CIRCUIT BREAKER 3VA1 IEC FRAME 160 BREAKING CAPACITY CLASS S ICU=36KA @ 415 V 4-POLE, LINE PROT | 284.72
3VA1032-4ED32-0CH0 | CIRCUIT BREAKER 3VA1 IEC FRAME 100 BREAKING CAPACITY CLASS S ICU=36KA @ 415 V 3-POLE, LINE PROT | 394.13
3VA1140-4EF36-0JH0 | CIRCUIT BREAKER 3VA1 IEC FRAME 160 BREAKING CAPACITY CLASS S ICU=36KA @ 415 V 3-POLE, LINE PROT | 431.03
3VA1140-5EE36-0AA0 | CIRCUIT BREAKER 3VA1 IEC FRAME 160 BREAKING CAPACITY CLASS M ICU=55KA @ 415 V 3-POLE, LINE PROT | 195.52
3VA1110-3EF32-0HH0 | CIRCUIT BREAKER 3VA1 IEC FRAME 160 BREAKING CAPACITY CLASS N ICU=25KA @ 415 V 3-POLE, LINE PROT | 446.35
3VA1110-3EF36-0BC0 | CIRCUIT BREAKER 3VA1 IEC FRAME 160 BREAKING CAPACITY CLASS N ICU=25KA @ 415 V 3-POLE, LINE PROT | 472.12
3VA1112-4EF36-0AH0 | CIRCUIT BREAKER 3VA1 IEC FRAME 160 BREAKING CAPACITY CLASS S ICU=36KA @ 415 V 3-POLE, LINE PROT | 598.16
3VA1112-4EF36-0DA0 | CIRCUIT BREAKER 3VA1 IEC FRAME 160 BREAKING CAPACITY CLASS S ICU=36KA @ 415 V 3-POLE, LINE PROT | 638.55
3VA1110-1AA36-0KA0 | SWITCH DISCONNECTOR 3VA1 IEC FRAME 160 3-POLE SD100, IN=100A WITHOUT OVERLOAD PROTECTION WITHOU | 343.99
3VA1110-3EF32-0AF0 | CIRCUIT BREAKER 3VA1 IEC FRAME 160 BREAKING CAPACITY CLASS N ICU=25KA @ 415 V 3-POLE, LINE PROT | 332.16
3VA1120-5EF36-0HA0 | CIRCUIT BREAKER 3VA1 IEC FRAME 160 BREAKING CAPACITY CLASS M ICU=55KA @ 415 V 3-POLE, LINE PROT | 378.82
3VA2040-7KQ46-0AA0 | CIRCUIT BREAKER 3VA2 IEC FRAME 100 BREAKING CAPACITY CLASS C ICU=110KA @ 415 V 4POLE, LINE PROT | 1436.44
3VA2040-8HL42-0AA0 | CIRCUIT BREAKER 3VA2 IEC FRAME 100 BREAKING CAPACITY CLASS L ICU=150KA @ 415 V 4POLE, LINE PROT | 745.74
3VA1163-3EF36-0DA0 | CIRCUIT BREAKER 3VA1 IEC FRAME 160 BREAKING CAPACITY CLASS N ICU=25KA @ 415 V 3-POLE, LINE PROT | 362.79
3VA1040-2ED32-0AC0 | CIRCUIT BREAKER 3VA1 IEC FRAME 100 BREAKING CAPACITY CLASS B ICU=16KA @ 415 V 3-POLE, LINE PROT | 245.81
3VA1112-4EF36-0JA0 | CIRCUIT BREAKER 3VA1 IEC FRAME 160 BREAKING CAPACITY CLASS S ICU=36KA @ 415 V 3-POLE, LINE PROT | 610.69
3VA1112-5ED32-0AH0 | CIRCUIT BREAKER 3VA1 IEC FRAME 160 BREAKING CAPACITY CLASS M ICU=55KA @ 415 V 3-POLE, LINE PROT | 582.15
3VA1140-4EF46-0AA0 | CIRCUIT BREAKER 3VA1 IEC FRAME 160 BREAKING CAPACITY CLASS S ICU=36KA @ 415 V 4-POLE, LINE PROT | 245.03
3VA1163-4EE46-0AA0 | CIRCUIT BREAKER 3VA1 IEC FRAME 160 BREAKING CAPACITY CLASS S ICU=36KA @ 415 V 4-POLE, LINE PROT | 233.25
3VA1112-4EF46-0AA0 | CIRCUIT BREAKER 3VA1 IEC FRAME 160 BREAKING CAPACITY CLASS S ICU=36KA @ 415 V 4-POLE, LINE PROT | 478.28
3VA1112-5ED32-0BH0 | CIRCUIT BREAKER 3VA1 IEC FRAME 160 BREAKING CAPACITY CLASS M ICU=55KA @ 415 V 3-POLE, LINE PROT | 696.34
3VA1163-1AA32-0HH0 | SWITCH DISCONNECTOR 3VA1 IEC FRAME 160 3-POLE SD100, IN=63A WITHOUT OVERLOAD PROTECTION WITHOUT | 347.47
3VA1150-3EF36-0KH0 | CIRCUIT BREAKER 3VA1 IEC FRAME 160 BREAKING CAPACITY CLASS N ICU=25KA @ 415 V 3-POLE, LINE PROT | 408.75
3VA1163-5EE32-0CH0 | CIRCUIT BREAKER 3VA1 IEC FRAME 160 BREAKING CAPACITY CLASS M ICU=55KA @ 415 V 3-POLE, LINE PROT | 444.26
3VA2010-5KP32-0AJ0 | CIRCUIT BREAKER 3VA2 IEC FRAME 100 BREAKING CAPACITY CLASS M ICU=55KA @ 415 V 3-POLE, LINE PROT | 1350.9
3VA2225-5HL42-0HL0 | CIRCUIT BREAKER 3VA2 IEC FRAME 250 BREAKING CAPACITY CLASS M ICU=55KA @ 415 V 4-POLE, LINE PROT | 1587.65
3VA2225-5HN32-0AB0 | CIRCUIT BREAKER 3VA2 IEC FRAME 250 BREAKING CAPACITY CLASS M ICU=55KA @ 415 V 3-POLE, LINE PROT | 1183.77
3VA1080-4ED42-0BH0 | CIRCUIT BREAKER 3VA1 IEC FRAME 100 BREAKING CAPACITY CLASS S ICU=36KA @ 415 V 4-POLE, LINE PROT | 479.09
3VA1132-5EF36-0AA0 | CIRCUIT BREAKER 3VA1 IEC FRAME 160 BREAKING CAPACITY CLASS M ICU=55KA @ 415 V 3-POLE, LINE PROT | 204.35
3VA1132-5EF36-0KA0 | CIRCUIT BREAKER 3VA1 IEC FRAME 160 BREAKING CAPACITY CLASS M ICU=55KA @ 415 V 3-POLE, LINE PROT | 378.82
3VA1132-5EF46-0AA0 | CIRCUIT BREAKER 3VA1 IEC FRAME 160 BREAKING CAPACITY CLASS M ICU=55KA @ 415 V 4-POLE, LINE PROT | 265.6
3VA1120-3EF36-0DC0 | CIRCUIT BREAKER 3VA1 IEC FRAME 160 BREAKING CAPACITY CLASS N ICU=25KA @ 415 V 3-POLE, LINE PROT | 409.45
3VA1120-3GD42-0AA0 | CIRCUIT BREAKER 3VA1 IEC FRAME 160 BREAKING CAPACITY CLASS N ICU=25KA @ 415 V 4-POLE, LINE PROT | 192.08
3VA1116-3EF32-0AA0 | CIRCUIT BREAKER 3VA1 IEC FRAME 160 BREAKING CAPACITY CLASS N ICU=25KA @ 415 V 3-POLE, LINE PROT | 376.35
3VA1116-3EF32-0BH0 | CIRCUIT BREAKER 3VA1 IEC FRAME 160 BREAKING CAPACITY CLASS N ICU=25KA @ 415 V 3-POLE, LINE PROT | 724.2
3VA1112-3EF32-0CC0 | CIRCUIT BREAKER 3VA1 IEC FRAME 160 BREAKING CAPACITY CLASS N ICU=25KA @ 415 V 3-POLE, LINE PROT | 621.84
3VA2340-6HM32-0AA0 | CIRCUIT BREAKER 3VA2 IEC FRAME 400 BREAKING CAPACITY CLASS H ICU=85KA @ 415 V 3-POLE, LINE PROT | 1613.71
3VA1116-5EF42-0AE0 | CIRCUIT BREAKER 3VA1 IEC FRAME 160 BREAKING CAPACITY CLASS M ICU=55KA @ 415 V 4-POLE, LINE PROT | 933.09
3VA1116-5GE46-0AA0 | CIRCUIT BREAKER 3VA1 IEC FRAME 160 BREAKING CAPACITY CLASS M ICU=55KA @ 415 V 4-POLE, LINE PROT | 578.26
3VA1116-6ED42-0AA0 | CIRCUIT BREAKER 3VA1 IEC FRAME 160 BREAKING CAPACITY CLASS H ICU=70KA @ 415 V 4-POLE, LINE PROT | 597.87
3VA2010-6HL32-0CL0 | CIRCUIT BREAKER 3VA2 IEC FRAME 100 BREAKING CAPACITY CLASS H ICU=85KA @ 415 V 3-POLE, LINE PROT | 821.68
3VA2116-5JQ32-0CC0 | CIRCUIT BREAKER 3VA2 IEC FRAME 160 BREAKING CAPACITY CLASS M ICU=55KA @ 415 V 3-POLE, LINE PROT | 1712.99
3VA1132-6EF32-0AF0 | CIRCUIT BREAKER 3VA1 IEC FRAME 160 BREAKING CAPACITY CLASS H ICU=70KA @ 415 V 3-POLE, LINE PROT | 339.11
3VA1180-4ED42-0AA0 | CIRCUIT BREAKER 3VA1 IEC FRAME 160 BREAKING CAPACITY CLASS S ICU=36KA @ 415 V 4-POLE, LINE PROT | 226.88
3VA1180-4EF32-0BC0 | CIRCUIT BREAKER 3VA1 IEC FRAME 160 BREAKING CAPACITY CLASS S ICU=36KA @ 415 V 3-POLE, LINE PROT | 432.43
3VA1180-5EE36-0AA0 | CIRCUIT BREAKER 3VA1 IEC FRAME 160 BREAKING CAPACITY CLASS M ICU=55KA @ 415 V 3-POLE, LINE PROT | 211.69
3VA1180-5EF36-0KC0 | CIRCUIT BREAKER 3VA1 IEC FRAME 160 BREAKING CAPACITY CLASS M ICU=55KA @ 415 V 3-POLE, LINE PROT | 454.71
3VA2010-5JP42-0AA0 | CIRCUIT BREAKER 3VA2 IEC FRAME 100 BREAKING CAPACITY CLASS M ICU=55KA @ 415 V 4POLE, LINE PROTE | 1033.03
3VA2010-5JQ32-0HA0 | CIRCUIT BREAKER 3VA2 IEC FRAME 100 BREAKING CAPACITY CLASS M ICU=55KA @ 415 V 3-POLE, LINE PROT | 1357.87
3VA1112-3EF36-0KA0 | CIRCUIT BREAKER 3VA1 IEC FRAME 160 BREAKING CAPACITY CLASS N ICU=25KA @ 415 V 3-POLE, LINE PROT | 569.6
3VA1112-3GE42-0AA0 | CIRCUIT BREAKER 3VA1 IEC FRAME 160 BREAKING CAPACITY CLASS N ICU=25KA @ 415 V 4-POLE, LINE PROT | 398.9
3VA1116-5EF42-0HA0 | CIRCUIT BREAKER 3VA1 IEC FRAME 160 BREAKING CAPACITY CLASS M ICU=55KA @ 415 V 4-POLE, LINE PROT | 919.17
3VA1116-5EF42-0CH0 | CIRCUIT BREAKER 3VA1 IEC FRAME 160 BREAKING CAPACITY CLASS M ICU=55KA @ 415 V 4-POLE, LINE PROT | 1030.59
3VA1116-5FE46-0AA0 | CIRCUIT BREAKER 3VA1 IEC FRAME 160 BREAKING CAPACITY CLASS M ICU=55KA @ 415 V 4-POLE, LINE PROT | 578.26
3VA2116-5JQ32-0DC0 | CIRCUIT BREAKER 3VA2 IEC FRAME 160 BREAKING CAPACITY CLASS M ICU=55KA @ 415 V 3-POLE, LINE PROT | 1712.99
3VA2116-5JQ32-0HH0 | CIRCUIT BREAKER 3VA2 IEC FRAME 160 BREAKING CAPACITY CLASS M ICU=55KA @ 415 V 3-POLE, LINE PROT | 1712.99
3VA2116-5JQ32-0CH0 | CIRCUIT BREAKER 3VA2 IEC FRAME 160 BREAKING CAPACITY CLASS M ICU=55KA @ 415 V 3-POLE, LINE PROT | 1733.88
3VA1132-6ED42-0AA0 | CIRCUIT BREAKER 3VA1 IEC FRAME 160 BREAKING CAPACITY CLASS H ICU=70KA @ 415 V 4-POLE, LINE PROT | 247.96
3VA1180-6ED42-0AA0 | CIRCUIT BREAKER 3VA1 IEC FRAME 160 BREAKING CAPACITY CLASS H ICU=70KA @ 415 V 4-POLE, LINE PROT | 273.94
3VA1180-6EE32-0AA0 | CIRCUIT BREAKER 3VA1 IEC FRAME 160 BREAKING CAPACITY CLASS H ICU=70KA @ 415 V 3-POLE, LINE PROT | 214.64
3VA1180-6EF32-0BH0 | CIRCUIT BREAKER 3VA1 IEC FRAME 160 BREAKING CAPACITY CLASS H ICU=70KA @ 415 V 3-POLE, LINE PROT | 509.72
3VA1180-6EF32-0KH0 | CIRCUIT BREAKER 3VA1 IEC FRAME 160 BREAKING CAPACITY CLASS H ICU=70KA @ 415 V 3-POLE, LINE PROT | 483.95
3VA2010-5JQ32-0KC0 | CIRCUIT BREAKER 3VA2 IEC FRAME 100 BREAKING CAPACITY CLASS M ICU=55KA @ 415 V 3-POLE, LINE PROT | 1399.65
3VA2010-5JQ46-0AA0 | CIRCUIT BREAKER 3VA2 IEC FRAME 100 BREAKING CAPACITY CLASS M ICU=55KA @ 415 V 4POLE, LINE PROTE | 1289.75
3VA2010-5KP32-0AA0 | CIRCUIT BREAKER 3VA2 IEC FRAME 100 BREAKING CAPACITY CLASS M ICU=55KA @ 415 V 3POLE, LINE PROTE | 1044.57
3VA2010-5KP32-0AF0 | CIRCUIT BREAKER 3VA2 IEC FRAME 100 BREAKING CAPACITY CLASS M ICU=55KA @ 415 V 3-POLE, LINE PROT | 1302.15
3VA1150-4EF32-0HC0 | CIRCUIT BREAKER 3VA1 IEC FRAME 160 BREAKING CAPACITY CLASS S ICU=36KA @ 415 V 3-POLE, LINE PROT | 380.19
3VA1150-4EF32-0JH0 | CIRCUIT BREAKER 3VA1 IEC FRAME 160 BREAKING CAPACITY CLASS S ICU=36KA @ 415 V 3-POLE, LINE PROT | 405.96
3VA1150-4EF32-0KH0 | CIRCUIT BREAKER 3VA1 IEC FRAME 160 BREAKING CAPACITY CLASS S ICU=36KA @ 415 V 3-POLE, LINE PROT | 405.96
3VA1150-4EF36-0AF0 | CIRCUIT BREAKER 3VA1 IEC FRAME 160 BREAKING CAPACITY CLASS S ICU=36KA @ 415 V 3-POLE, LINE PROT | 316.84
3VA1180-5EF32-0AF0 | CIRCUIT BREAKER 3VA1 IEC FRAME 160 BREAKING CAPACITY CLASS M ICU=55KA @ 415 V 3-POLE, LINE PROT | 343.99
3VA1180-5EF32-0BH0 | CIRCUIT BREAKER 3VA1 IEC FRAME 160 BREAKING CAPACITY CLASS M ICU=55KA @ 415 V 3-POLE, LINE PROT | 483.95
3VA1180-5EF32-0KC0 | CIRCUIT BREAKER 3VA1 IEC FRAME 160 BREAKING CAPACITY CLASS M ICU=55KA @ 415 V 3-POLE, LINE PROT | 433.13
3VA1096-3ED32-0AD0 | CIRCUIT BREAKER 3VA1 IEC FRAME 100 BREAKING CAPACITY CLASS N ICU=25KA @ 415 V 3-POLE, LINE PROT | 275.06
3VA1140-3ED36-0AA0 | CIRCUIT BREAKER 3VA1 IEC FRAME 160 BREAKING CAPACITY CLASS N ICU=25KA @ 415 V 3-POLE, LINE PROT | 162.2
3VA1140-3EE46-0AA0 | CIRCUIT BREAKER 3VA1 IEC FRAME 160 BREAKING CAPACITY CLASS N ICU=25KA @ 415 V 4-POLE, LINE PROT | 217.59
3VA1140-3EF32-0AD0 | CIRCUIT BREAKER 3VA1 IEC FRAME 160 BREAKING CAPACITY CLASS N ICU=25KA @ 415 V 3-POLE, LINE PROT | 297.33
3VA1140-3EF32-0HC0 | CIRCUIT BREAKER 3VA1 IEC FRAME 160 BREAKING CAPACITY CLASS N ICU=25KA @ 415 V 3-POLE, LINE PROT | 362.79
3VA1196-4EF36-0HC0 | CIRCUIT BREAKER 3VA1 IEC FRAME 160 BREAKING CAPACITY CLASS S ICU=36KA @ 415 V 3-POLE, LINE PROT | 405.27
3VA1196-5ED42-0AA0 | CIRCUIT BREAKER 3VA1 IEC FRAME 160 BREAKING CAPACITY CLASS M ICU=55KA @ 415 V 4-POLE, LINE PROT | 227.38
3VA1032-4ED32-0KA0 | CIRCUIT BREAKER 3VA1 IEC FRAME 100 BREAKING CAPACITY CLASS S ICU=36KA @ 415 V 3-POLE, LINE PROT | 291.77
3VA2010-6HL32-0AJ0 | CIRCUIT BREAKER 3VA2 IEC FRAME 100 BREAKING CAPACITY CLASS H ICU=85KA @ 415 V 3-POLE, LINE PROT | 703.31
3VA1180-4EF32-0CA0 | CIRCUIT BREAKER 3VA1 IEC FRAME 160 BREAKING CAPACITY CLASS S ICU=36KA @ 415 V 3-POLE, LINE PROT | 380.89
3VA1180-4EF32-0DH0 | CIRCUIT BREAKER 3VA1 IEC FRAME 160 BREAKING CAPACITY CLASS S ICU=36KA @ 415 V 3-POLE, LINE PROT | 456.8
3VA1180-4EF32-0HH0 | CIRCUIT BREAKER 3VA1 IEC FRAME 160 BREAKING CAPACITY CLASS S ICU=36KA @ 415 V 3-POLE, LINE PROT | 431.03
3VA1180-4EF32-0KC0 | CIRCUIT BREAKER 3VA1 IEC FRAME 160 BREAKING CAPACITY CLASS S ICU=36KA @ 415 V 3-POLE, LINE PROT | 405.27
3VA1112-3EF32-0HH0 | CIRCUIT BREAKER 3VA1 IEC FRAME 160 BREAKING CAPACITY CLASS N ICU=25KA @ 415 V 3-POLE, LINE PROT | 621.14
3VA1112-3EF36-0CC0 | CIRCUIT BREAKER 3VA1 IEC FRAME 160 BREAKING CAPACITY CLASS N ICU=25KA @ 415 V 3-POLE, LINE PROT | 645.5
3VA1112-3EF36-0DC0 | CIRCUIT BREAKER 3VA1 IEC FRAME 160 BREAKING CAPACITY CLASS N ICU=25KA @ 415 V 3-POLE, LINE PROT | 645.5
3VA1112-3EF36-0HA0 | CIRCUIT BREAKER 3VA1 IEC FRAME 160 BREAKING CAPACITY CLASS N ICU=25KA @ 415 V 3-POLE, LINE PROT | 569.6
3VA2140-7HM46-0AA0 | CIRCUIT BREAKER 3VA2 IEC FRAME 160 BREAKING CAPACITY CLASS C ICU=110KA @ 415 V 4POLE, LINE PROT | 916.9
3VA2140-7JQ46-0AA0 | CIRCUIT BREAKER 3VA2 IEC FRAME 160 BREAKING CAPACITY CLASS C ICU=110KA @ 415 V 4POLE, LINE PROT | 1344.75
3VA2140-8HM36-0AA0 | CIRCUIT BREAKER 3VA2 IEC FRAME 160 BREAKING CAPACITY CLASS L ICU=150KA @ 415 V 3POLE, LINE PROT | 825.18
3VA2140-8JP32-0AA0 | CIRCUIT BREAKER 3VA2 IEC FRAME 160 BREAKING CAPACITY CLASS L ICU=150KA @ 415 V 3POLE, LINE PROT | 1008.55
3TK2806-0AC2 | CONTACTOR COMBINATION FOR SAFETY CIRCUITS ENABLING AND SIGNALLING CIRCUIT 5N0+1NC, AC-OPERATION | 1559.8
3TK2810-1BA41 | SIRIUS SAFETY RELAY SAFETY-RELATED SPEED MONITORING, 24 V DC, 45.0 MM, SCREW TERMINAL, FK INST | 1314.27
3VA2110-5HN36-0AH0 | CIRCUIT BREAKER 3VA2 IEC FRAME 160 BREAKING CAPACITY CLASS M ICU=55KA @ 415 V 3-POLE, LINE PROT | 692.85
3VA2110-5HN46-0AA0 | CIRCUIT BREAKER 3VA2 IEC FRAME 160 BREAKING CAPACITY CLASS M ICU=55KA @ 415 V 4POLE, LINE PROTE | 678.5
3VA2110-5JP32-0AC0 | CIRCUIT BREAKER 3VA2 IEC FRAME 160 BREAKING CAPACITY CLASS M ICU=55KA @ 415 V 3-POLE, LINE PROT | 1079.32
3VA2163-5HL32-0HL0 | CIRCUIT BREAKER 3VA2 IEC FRAME 160 BREAKING CAPACITY CLASS M ICU=55KA @ 415 V 3-POLE, LINE PROT | 692.16
3VA2116-5KP32-0AJ0 | CIRCUIT BREAKER 3VA2 IEC FRAME 160 BREAKING CAPACITY CLASS M ICU=55KA @ 415 V 3-POLE, LINE PROT | 1622.47
3VA2116-5KP32-0BA0 | CIRCUIT BREAKER 3VA2 IEC FRAME 160 BREAKING CAPACITY CLASS M ICU=55KA @ 415 V 3-POLE, LINE PROT | 1622.47
3VA2116-5KP32-0DC0 | CIRCUIT BREAKER 3VA2 IEC FRAME 160 BREAKING CAPACITY CLASS M ICU=55KA @ 415 V 3-POLE, LINE PROT | 1671.21
3VA2116-5KP32-0CH0 | CIRCUIT BREAKER 3VA2 IEC FRAME 160 BREAKING CAPACITY CLASS M ICU=55KA @ 415 V 3-POLE, LINE PROT | 1685.14
3VA1096-4ED32-0CA0 | CIRCUIT BREAKER 3VA1 IEC FRAME 100 BREAKING CAPACITY CLASS S ICU=36KA @ 415 V 3-POLE, LINE PROT | 318.92
3VA1096-4ED32-0DH0 | CIRCUIT BREAKER 3VA1 IEC FRAME 100 BREAKING CAPACITY CLASS S ICU=36KA @ 415 V 3-POLE, LINE PROT | 394.13
3VA1110-1AA32-0BC0 | SWITCH DISCONNECTOR 3VA1 IEC FRAME 160 3-POLE SD100, IN=100A WITHOUT OVERLOAD PROTECTION WITHOU | 395.53
3VA1163-5EF36-0CH0 | CIRCUIT BREAKER 3VA1 IEC FRAME 160 BREAKING CAPACITY CLASS M ICU=55KA @ 415 V 3-POLE, LINE PROT | 479.78
3VA1180-6EF36-0HC0 | CIRCUIT BREAKER 3VA1 IEC FRAME 160 BREAKING CAPACITY CLASS H ICU=70KA @ 415 V 3-POLE, LINE PROT | 480.48
3VA1180-6EF36-0JA0 | CIRCUIT BREAKER 3VA1 IEC FRAME 160 BREAKING CAPACITY CLASS H ICU=70KA @ 415 V 3-POLE, LINE PROT | 433.13
3VA1180-6EF42-0AA0 | CIRCUIT BREAKER 3VA1 IEC FRAME 160 BREAKING CAPACITY CLASS H ICU=70KA @ 415 V 4-POLE, LINE PROT | 293.05
3VA1112-4FD46-0AA0 | CIRCUIT BREAKER 3VA1 IEC FRAME 160 BREAKING CAPACITY CLASS S ICU=36KA @ 415 V 4-POLE, LINE PROT | 445.93
3VA1112-5ED32-0CA0 | CIRCUIT BREAKER 3VA1 IEC FRAME 160 BREAKING CAPACITY CLASS M ICU=55KA @ 415 V 3-POLE, LINE PROT | 624.62
3VA1040-4ED32-0BH0 | CIRCUIT BREAKER 3VA1 IEC FRAME 100 BREAKING CAPACITY CLASS S ICU=36KA @ 415 V 3-POLE, LINE PROT | 394.13
3VA1050-2ED32-0DA0 | CIRCUIT BREAKER 3VA1 IEC FRAME 100 BREAKING CAPACITY CLASS B ICU=16KA @ 415 V 3-POLE, LINE PROT | 311.27
3SE3982-0L | SWITCHING ELEMENT 16 A, FOR FOOT-OP. BUTTON 3SE39..-0, 1NO/1NC | 27.65
3SE5000-0AW42 | . VERTICAL MOUNTING FOR POS. W. TUMBLER 3SE5312../3SE5322.. AND ASI 3SF13... AND POS. WITH SEPA | 8.09
3VA1040-3ED36-0JH0 | CIRCUIT BREAKER 3VA1 IEC FRAME 100 BREAKING CAPACITY CLASS N ICU=25KA @ 415 V 3-POLE, LINE PROT | 387.16
3VA1040-4ED32-0AF0 | CIRCUIT BREAKER 3VA1 IEC FRAME 100 BREAKING CAPACITY CLASS S ICU=36KA @ 415 V 3-POLE, LINE PROT | 253.47
3VA1112-5EE36-0AA0 | CIRCUIT BREAKER 3VA1 IEC FRAME 160 BREAKING CAPACITY CLASS M ICU=55KA @ 415 V 3-POLE, LINE PROT | 381.73
3VA1112-5EF36-0AB0 | CIRCUIT BREAKER 3VA1 IEC FRAME 160 BREAKING CAPACITY CLASS M ICU=55KA @ 415 V 3-POLE, LINE PROT | 645.5
3VA1140-5EF36-0HA0 | CIRCUIT BREAKER 3VA1 IEC FRAME 160 BREAKING CAPACITY CLASS M ICU=55KA @ 415 V 3-POLE, LINE PROT | 378.82
3VA1140-4GD42-0AA0 | CIRCUIT BREAKER 3VA1 IEC FRAME 160 BREAKING CAPACITY CLASS S ICU=36KA @ 415 V 4-POLE, LINE PROT | 206.33
3VA1140-5EF32-0HA0 | CIRCUIT BREAKER 3VA1 IEC FRAME 160 BREAKING CAPACITY CLASS M ICU=55KA @ 415 V 3-POLE, LINE PROT | 357.93
3VA2040-6KQ32-0AA0 | CIRCUIT BREAKER 3VA2 IEC FRAME 100 BREAKING CAPACITY CLASS H ICU=85KA @ 415 V 3POLE, LINE PROTE | 1228.62
3VA1163-3EE36-0AA0 | CIRCUIT BREAKER 3VA1 IEC FRAME 160 BREAKING CAPACITY CLASS N ICU=25KA @ 415 V 3-POLE, LINE PROT | 165.65
3VA1163-3EF36-0KC0 | CIRCUIT BREAKER 3VA1 IEC FRAME 160 BREAKING CAPACITY CLASS N ICU=25KA @ 415 V 3-POLE, LINE PROT | 385.77
3VA1120-6EE36-0AA0 | CIRCUIT BREAKER 3VA1 IEC FRAME 160 BREAKING CAPACITY CLASS H ICU=70KA @ 415 V 3-POLE, LINE PROT | 210.23
3VA1120-6EF32-0BH0 | CIRCUIT BREAKER 3VA1 IEC FRAME 160 BREAKING CAPACITY CLASS H ICU=70KA @ 415 V 3-POLE, LINE PROT | 480.48
3VA1140-6EF32-0CA0 | CIRCUIT BREAKER 3VA1 IEC FRAME 160 BREAKING CAPACITY CLASS H ICU=70KA @ 415 V 3-POLE, LINE PROT | 406.66
3VA1140-6EF32-0KH0 | CIRCUIT BREAKER 3VA1 IEC FRAME 160 BREAKING CAPACITY CLASS H ICU=70KA @ 415 V 3-POLE, LINE PROT | 454.71
3VA1120-5EF32-0KC0 | CIRCUIT BREAKER 3VA1 IEC FRAME 160 BREAKING CAPACITY CLASS M ICU=55KA @ 415 V 3-POLE, LINE PROT | 405.96
3VA2040-7JQ46-0AA0 | CIRCUIT BREAKER 3VA2 IEC FRAME 100 BREAKING CAPACITY CLASS C ICU=110KA @ 415 V 4POLE, LINE PROT | 1344.75
3VA1112-5EF36-0CC0 | CIRCUIT BREAKER 3VA1 IEC FRAME 160 BREAKING CAPACITY CLASS M ICU=55KA @ 415 V 3-POLE, LINE PROT | 738.12
3VA1112-5EF36-0HA0 | CIRCUIT BREAKER 3VA1 IEC FRAME 160 BREAKING CAPACITY CLASS M ICU=55KA @ 415 V 3-POLE, LINE PROT | 658.74
3VA1050-2ED36-0HH0 | CIRCUIT BREAKER 3VA1 IEC FRAME 100 BREAKING CAPACITY CLASS B ICU=16KA @ 415 V 3-POLE, LINE PROT | 380.89
3VA1050-2ED36-0JC0 | CIRCUIT BREAKER 3VA1 IEC FRAME 100 BREAKING CAPACITY CLASS B ICU=16KA @ 415 V 3-POLE, LINE PROT | 357.93
3VA1196-5EF36-0BA0 | CIRCUIT BREAKER 3VA1 IEC FRAME 160 BREAKING CAPACITY CLASS M ICU=55KA @ 415 V 3-POLE, LINE PROT | 405.96
3VA1196-5GF42-0AA0 | CIRCUIT BREAKER 3VA1 IEC FRAME 160 BREAKING CAPACITY CLASS M ICU=55KA @ 415 V 4-POLE, LINE PROT | 245.03
3VA1196-6EF32-0CC0 | CIRCUIT BREAKER 3VA1 IEC FRAME 160 BREAKING CAPACITY CLASS H ICU=70KA @ 415 V 3-POLE, LINE PROT | 456.8
3VA1140-5EF32-0DC0 | CIRCUIT BREAKER 3VA1 IEC FRAME 160 BREAKING CAPACITY CLASS M ICU=55KA @ 415 V 3-POLE, LINE PROT | 433.13
3VA1116-6EF36-0AE0 | CIRCUIT BREAKER 3VA1 IEC FRAME 160 BREAKING CAPACITY CLASS H ICU=70KA @ 415 V 3-POLE, LINE PROT | 821.68
3VA2140-8KP46-0AA0 | CIRCUIT BREAKER 3VA2 IEC FRAME 160 BREAKING CAPACITY CLASS L ICU=150KA @ 415 V 4POLE, LINE PROT | 1399.74
3VA2163-5HL32-0CC0 | CIRCUIT BREAKER 3VA2 IEC FRAME 160 BREAKING CAPACITY CLASS M ICU=55KA @ 415 V 3-POLE, LINE PROT | 656.65
3TK2810-1BA42 | SIRIUS SAFETY RELAY SAFETY-RELATED SPEED MONITORING, 24 V DC, 45.0 MM, SPRING-LOADED TERMINAL, | 1314.27
3TK2810-1BA42-0AA0 | SIRIUS SAFETY RELAY SAFETY-RELATED SPEED MONITORING, 24 V DC, 45.0 MM, SCREW-TYPE CONNECTION, | 1359.79
3VA2010-5KP32-0HL0 | CIRCUIT BREAKER 3VA2 IEC FRAME 100 BREAKING CAPACITY CLASS M ICU=55KA @ 415 V 3-POLE, LINE PROT | 1434.46
3VA2010-5KP32-0KC0 | CIRCUIT BREAKER 3VA2 IEC FRAME 100 BREAKING CAPACITY CLASS M ICU=55KA @ 415 V 3-POLE, LINE PROT | 1364.82
3VA1150-4EF32-0BC0 | CIRCUIT BREAKER 3VA1 IEC FRAME 160 BREAKING CAPACITY CLASS S ICU=36KA @ 415 V 3-POLE, LINE PROT | 406.66
3VA1150-4EF32-0DA0 | CIRCUIT BREAKER 3VA1 IEC FRAME 160 BREAKING CAPACITY CLASS S ICU=36KA @ 415 V 3-POLE, LINE PROT | 358.61
3VA1163-5EE46-0AA0 | CIRCUIT BREAKER 3VA1 IEC FRAME 160 BREAKING CAPACITY CLASS M ICU=55KA @ 415 V 4-POLE, LINE PROT | 254.82
3VA2116-5JQ32-0JC0 | CIRCUIT BREAKER 3VA2 IEC FRAME 160 BREAKING CAPACITY CLASS M ICU=55KA @ 415 V 3-POLE, LINE PROT | 1678.18
3VA1116-5EF32-0AF0 | CIRCUIT BREAKER 3VA1 IEC FRAME 160 BREAKING CAPACITY CLASS M ICU=55KA @ 415 V 3-POLE, LINE PROT | 688.67
3VA1116-5EF32-0CH0 | CIRCUIT BREAKER 3VA1 IEC FRAME 160 BREAKING CAPACITY CLASS M ICU=55KA @ 415 V 3-POLE, LINE PROT | 821.68
3VA1096-3ED32-0BA0 | CIRCUIT BREAKER 3VA1 IEC FRAME 100 BREAKING CAPACITY CLASS N ICU=25KA @ 415 V 3-POLE, LINE PROT | 315.45
3VA1096-3ED32-0KC0 | CIRCUIT BREAKER 3VA1 IEC FRAME 100 BREAKING CAPACITY CLASS N ICU=25KA @ 415 V 3-POLE, LINE PROT | 337.04
3VA1132-6EF36-0KC0 | CIRCUIT BREAKER 3VA1 IEC FRAME 160 BREAKING CAPACITY CLASS H ICU=70KA @ 415 V 3-POLE, LINE PROT | 453.32
3VA1140-3EF36-0AC0 | CIRCUIT BREAKER 3VA1 IEC FRAME 160 BREAKING CAPACITY CLASS N ICU=25KA @ 415 V 3-POLE, LINE PROT | 295.25
3VA1140-3EF36-0DA0 | CIRCUIT BREAKER 3VA1 IEC FRAME 160 BREAKING CAPACITY CLASS N ICU=25KA @ 415 V 3-POLE, LINE PROT | 362.79
3VA1196-4EF32-0AH0 | CIRCUIT BREAKER 3VA1 IEC FRAME 160 BREAKING CAPACITY CLASS S ICU=36KA @ 415 V 3-POLE, LINE PROT | 317.52
3VA1196-4EF36-0AG0 | CIRCUIT BREAKER 3VA1 IEC FRAME 160 BREAKING CAPACITY CLASS S ICU=36KA @ 415 V 3-POLE, LINE PROT | 339.11
3VA1032-4ED36-0CA0 | CIRCUIT BREAKER 3VA1 IEC FRAME 100 BREAKING CAPACITY CLASS S ICU=36KA @ 415 V 3-POLE, LINE PROT | 341.2
3VA1032-4ED36-0JC0 | CIRCUIT BREAKER 3VA1 IEC FRAME 100 BREAKING CAPACITY CLASS S ICU=36KA @ 415 V 3-POLE, LINE PROT | 364.88
3VA1116-5EF36-0BH0 | CIRCUIT BREAKER 3VA1 IEC FRAME 160 BREAKING CAPACITY CLASS M ICU=55KA @ 415 V 3-POLE, LINE PROT | 856.49
3VA1125-5EF32-0DA0 | CIRCUIT BREAKER 3VA1 IEC FRAME 160 BREAKING CAPACITY CLASS M ICU=55KA @ 415 V 3-POLE, LINE PROT | 383.68
3VA1125-5EF36-0KA0 | CIRCUIT BREAKER 3VA1 IEC FRAME 160 BREAKING CAPACITY CLASS M ICU=55KA @ 415 V 3-POLE, LINE PROT | 378.82
3VA1150-5EF36-0JC0 | CIRCUIT BREAKER 3VA1 IEC FRAME 160 BREAKING CAPACITY CLASS M ICU=55KA @ 415 V 3-POLE, LINE PROT | 429.64
3VA1150-6EF32-0AA0 | CIRCUIT BREAKER 3VA1 IEC FRAME 160 BREAKING CAPACITY CLASS H ICU=70KA @ 415 V 3-POLE, LINE PROT | 204.84
3VA1112-4EF32-0KA0 | CIRCUIT BREAKER 3VA1 IEC FRAME 160 BREAKING CAPACITY CLASS S ICU=36KA @ 415 V 3-POLE, LINE PROT | 587.01
3VA1112-4EF36-0BH0 | CIRCUIT BREAKER 3VA1 IEC FRAME 160 BREAKING CAPACITY CLASS S ICU=36KA @ 415 V 3-POLE, LINE PROT | 710.26
3VA1112-4EF36-0JH0 | CIRCUIT BREAKER 3VA1 IEC FRAME 160 BREAKING CAPACITY CLASS S ICU=36KA @ 415 V 3-POLE, LINE PROT | 684.51
3VA1032-4ED36-0AH0 | CIRCUIT BREAKER 3VA1 IEC FRAME 100 BREAKING CAPACITY CLASS S ICU=36KA @ 415 V 3-POLE, LINE PROT | 300.12
3VA1116-5EF36-0JH0 | CIRCUIT BREAKER 3VA1 IEC FRAME 160 BREAKING CAPACITY CLASS M ICU=55KA @ 415 V 3-POLE, LINE PROT | 821.68
3VA1116-5EF36-0KA0 | CIRCUIT BREAKER 3VA1 IEC FRAME 160 BREAKING CAPACITY CLASS M ICU=55KA @ 415 V 3-POLE, LINE PROT | 752.04
3VA1116-5EF42-0AC0 | CIRCUIT BREAKER 3VA1 IEC FRAME 160 BREAKING CAPACITY CLASS M ICU=55KA @ 415 V 4-POLE, LINE PROT | 891.31
3VA1125-5EF32-0AH0 | CIRCUIT BREAKER 3VA1 IEC FRAME 160 BREAKING CAPACITY CLASS M ICU=55KA @ 415 V 3-POLE, LINE PROT | 341.2
3VA1150-6EF36-0BH0 | CIRCUIT BREAKER 3VA1 IEC FRAME 160 BREAKING CAPACITY CLASS H ICU=70KA @ 415 V 3-POLE, LINE PROT | 503.45
3VA1150-6EF36-0DH0 | CIRCUIT BREAKER 3VA1 IEC FRAME 160 BREAKING CAPACITY CLASS H ICU=70KA @ 415 V 3-POLE, LINE PROT | 503.45
3VA1150-6EF36-0HA0 | CIRCUIT BREAKER 3VA1 IEC FRAME 160 BREAKING CAPACITY CLASS H ICU=70KA @ 415 V 3-POLE, LINE PROT | 404.57
3VA1150-6EF36-0KH0 | CIRCUIT BREAKER 3VA1 IEC FRAME 160 BREAKING CAPACITY CLASS H ICU=70KA @ 415 V 3-POLE, LINE PROT | 477.69
3VA1112-4EF32-0HA0 | CIRCUIT BREAKER 3VA1 IEC FRAME 160 BREAKING CAPACITY CLASS S ICU=36KA @ 415 V 3-POLE, LINE PROT | 587.01
3VA2010-6HN32-0KA0 | CIRCUIT BREAKER 3VA2 IEC FRAME 100 BREAKING CAPACITY CLASS H ICU=85KA @ 415 V 3-POLE, LINE PROT | 745.09
3VA2010-6HN36-0AA0 | CIRCUIT BREAKER 3VA2 IEC FRAME 100 BREAKING CAPACITY CLASS H ICU=85KA @ 415 V 3POLE, LINE PROTE | 597.19
3VA2010-6HN36-0AE0 | CIRCUIT BREAKER 3VA2 IEC FRAME 100 BREAKING CAPACITY CLASS H ICU=85KA @ 415 V 3-POLE, LINE PROT | 779.9
3VA2010-6HN36-0BH0 | CIRCUIT BREAKER 3VA2 IEC FRAME 100 BREAKING CAPACITY CLASS H ICU=85KA @ 415 V 3-POLE, LINE PROT | 870.43
3VA1120-5EE32-0AA0 | CIRCUIT BREAKER 3VA1 IEC FRAME 160 BREAKING CAPACITY CLASS M ICU=55KA @ 415 V 3-POLE, LINE PROT | 178.87
3UF7330-1AB00-0 | FAIL-SAFE DIGITAL MODULE DM-F PROFISAFE; FOR FAIL-SAFE SWITCH-OFF VIA BUS / PROFISAFE; UV: 24 V D | 548.68
3UF7600-1AU01-0 | MULTIFUNCTION MODULE; 4 INPUTS AND 2 RELAY OUTPUTS; INPUT VOLTAGE AC/DC 110-240V; MONOSTABLE RELA | 277.82
3UF7941-0AA00-0 | PC CABLE, FOR PC/PG COMMUNICATION WITH SIMOCODE PRO OR SIRIUS 3RW44 SOFT STARTER OR MODULAR SAF | 145.31
3VA1125-6ED32-0AA0 | CIRCUIT BREAKER 3VA1 IEC FRAME 160 BREAKING CAPACITY CLASS H ICU=70KA @ 415 V 3-POLE, LINE PROT | 192.08
3VA1125-6EE46-0AA0 | CIRCUIT BREAKER 3VA1 IEC FRAME 160 BREAKING CAPACITY CLASS H ICU=70KA @ 415 V 4-POLE, LINE PROT | 276.39
3VA1125-6EF32-0AE0 | CIRCUIT BREAKER 3VA1 IEC FRAME 160 BREAKING CAPACITY CLASS H ICU=70KA @ 415 V 3-POLE, LINE PROT | 392.74
3VA1125-6EF32-0BC0 | CIRCUIT BREAKER 3VA1 IEC FRAME 160 BREAKING CAPACITY CLASS H ICU=70KA @ 415 V 3-POLE, LINE PROT | 456.8
3VA2163-5HL36-0DC0 | CIRCUIT BREAKER 3VA2 IEC FRAME 160 BREAKING CAPACITY CLASS M ICU=55KA @ 415 V 3-POLE, LINE PROT | 682.42
3VA2163-5HL36-0HL0 | CIRCUIT BREAKER 3VA2 IEC FRAME 160 BREAKING CAPACITY CLASS M ICU=55KA @ 415 V 3-POLE, LINE PROT | 724.2
3VA2163-5HL36-0JH0 | CIRCUIT BREAKER 3VA2 IEC FRAME 160 BREAKING CAPACITY CLASS M ICU=55KA @ 415 V 3-POLE, LINE PROT | 681.72
3VA2163-5HN32-0AA0 | CIRCUIT BREAKER 3VA2 IEC FRAME 160 BREAKING CAPACITY CLASS M ICU=55KA @ 415 V 3POLE, LINE PROTE | 487.79
3UG4625-2CW30 | DIGITAL MONITORING RELAY FOR FAULT CURRENT MONITORING (W. CURRENT TRANSFORMER 3UL23) SETTING RANG | 212.7
3VA1116-5EE32-0AG0 | CIRCUIT BREAKER 3VA1 IEC FRAME 160 BREAKING CAPACITY CLASS M ICU=55KA @ 415 V 3-POLE, LINE PROT | 681.72
3VA1116-5EE36-0AA0 | CIRCUIT BREAKER 3VA1 IEC FRAME 160 BREAKING CAPACITY CLASS M ICU=55KA @ 415 V 3-POLE, LINE PROT | 443.5
3VA1116-5EF32-0AH0 | CIRCUIT BREAKER 3VA1 IEC FRAME 160 BREAKING CAPACITY CLASS M ICU=55KA @ 415 V 3-POLE, LINE PROT | 717.23
3VA1032-4ED42-0AA0 | CIRCUIT BREAKER 3VA1 IEC FRAME 100 BREAKING CAPACITY CLASS S ICU=36KA @ 415 V 4-POLE, LINE PROT | 187.69
3VA1040-2ED32-0BA0 | CIRCUIT BREAKER 3VA1 IEC FRAME 100 BREAKING CAPACITY CLASS B ICU=16KA @ 415 V 3-POLE, LINE PROT | 311.27
3VA1110-1AA32-0CA0 | SWITCH DISCONNECTOR 3VA1 IEC FRAME 160 3-POLE SD100, IN=100A WITHOUT OVERLOAD PROTECTION WITHOU | 347.47
3VA1110-1AA36-0AG0 | SWITCH DISCONNECTOR 3VA1 IEC FRAME 160 3-POLE SD100, IN=100A WITHOUT OVERLOAD PROTECTION WITHOU | 329.37
3VA1110-1AA36-0AH0 | SWITCH DISCONNECTOR 3VA1 IEC FRAME 160 3-POLE SD100, IN=100A WITHOUT OVERLOAD PROTECTION WITHOU | 329.37
3VA1110-1AA36-0BA0 | SWITCH DISCONNECTOR 3VA1 IEC FRAME 160 3-POLE SD100, IN=100A WITHOUT OVERLOAD PROTECTION WITHOU | 369.06
3VA1112-4EF36-0DC0 | CIRCUIT BREAKER 3VA1 IEC FRAME 160 BREAKING CAPACITY CLASS S ICU=36KA @ 415 V 3-POLE, LINE PROT | 685.2
3VA1112-4EF36-0DH0 | CIRCUIT BREAKER 3VA1 IEC FRAME 160 BREAKING CAPACITY CLASS S ICU=36KA @ 415 V 3-POLE, LINE PROT | 710.26
3VA1112-4EF36-0HC0 | CIRCUIT BREAKER 3VA1 IEC FRAME 160 BREAKING CAPACITY CLASS S ICU=36KA @ 415 V 3-POLE, LINE PROT | 658.74
3VA1112-4EF36-0HH0 | CIRCUIT BREAKER 3VA1 IEC FRAME 160 BREAKING CAPACITY CLASS S ICU=36KA @ 415 V 3-POLE, LINE PROT | 684.51
3VA2010-6KQ42-0AA0 | CIRCUIT BREAKER 3VA2 IEC FRAME 100 BREAKING CAPACITY CLASS H ICU=85KA @ 415 V 4POLE, LINE PROTE | 1418.11
3VA1120-4EF36-0BH0 | CIRCUIT BREAKER 3VA1 IEC FRAME 160 BREAKING CAPACITY CLASS S ICU=36KA @ 415 V 3-POLE, LINE PROT | 456.8
3VA1120-4EF36-0JA0 | CIRCUIT BREAKER 3VA1 IEC FRAME 160 BREAKING CAPACITY CLASS S ICU=36KA @ 415 V 3-POLE, LINE PROT | 355.84
3VA2110-5JQ32-0CC0 | CIRCUIT BREAKER 3VA2 IEC FRAME 160 BREAKING CAPACITY CLASS M ICU=55KA @ 415 V 3-POLE, LINE PROT | 1448.38
3VA2110-5JQ32-0HC0 | CIRCUIT BREAKER 3VA2 IEC FRAME 160 BREAKING CAPACITY CLASS M ICU=55KA @ 415 V 3-POLE, LINE PROT | 1399.65
3VA1150-4EF32-0AC0 | CIRCUIT BREAKER 3VA1 IEC FRAME 160 BREAKING CAPACITY CLASS S ICU=36KA @ 415 V 3-POLE, LINE PROT | 291.07
3VA1150-4EF32-0AG0 | CIRCUIT BREAKER 3VA1 IEC FRAME 160 BREAKING CAPACITY CLASS S ICU=36KA @ 415 V 3-POLE, LINE PROT | 317.52
3VA2110-5JQ32-0CH0 | CIRCUIT BREAKER 3VA2 IEC FRAME 160 BREAKING CAPACITY CLASS M ICU=55KA @ 415 V 3-POLE, LINE PROT | 1469.27
3VA2110-5JQ32-0JH0 | CIRCUIT BREAKER 3VA2 IEC FRAME 160 BREAKING CAPACITY CLASS M ICU=55KA @ 415 V 3-POLE, LINE PROT | 1448.38
3VA2010-7HL42-0AA0 | CIRCUIT BREAKER 3VA2 IEC FRAME 100 BREAKING CAPACITY CLASS C ICU=110KA @ 415 V 4POLE, LINE PROT | 715.16
3VA2010-7HN36-0AA0 | CIRCUIT BREAKER 3VA2 IEC FRAME 100 BREAKING CAPACITY CLASS C ICU=110KA @ 415 V 3POLE, LINE PROT | 635.69
3VA1180-5EF36-0DH0 | CIRCUIT BREAKER 3VA1 IEC FRAME 160 BREAKING CAPACITY CLASS M ICU=55KA @ 415 V 3-POLE, LINE PROT | 505.54
3VA2025-7HL36-0AA0 | CIRCUIT BREAKER 3VA2 IEC FRAME 100 BREAKING CAPACITY CLASS C ICU=110KA @ 415 V 3POLE, LINE PROT | 536.07
3VA2025-7KP32-0AA0 | CIRCUIT BREAKER 3VA2 IEC FRAME 100 BREAKING CAPACITY CLASS C ICU=110KA @ 415 V 3POLE, LINE PROT | 1143.03
3VA2025-7KP42-0AA0 | CIRCUIT BREAKER 3VA2 IEC FRAME 100 BREAKING CAPACITY CLASS C ICU=110KA @ 415 V 4POLE, LINE PROT | 1277.51
3VA1120-5EF32-0AD0 | CIRCUIT BREAKER 3VA1 IEC FRAME 160 BREAKING CAPACITY CLASS M ICU=55KA @ 415 V 3-POLE, LINE PROT | 341.2
3VA1120-5EF32-0DC0 | CIRCUIT BREAKER 3VA1 IEC FRAME 160 BREAKING CAPACITY CLASS M ICU=55KA @ 415 V 3-POLE, LINE PROT | 433.13
3VA1163-5EE32-0BH0 | CIRCUIT BREAKER 3VA1 IEC FRAME 160 BREAKING CAPACITY CLASS M ICU=55KA @ 415 V 3-POLE, LINE PROT | 444.26
3VA1163-5EE32-0CC0 | CIRCUIT BREAKER 3VA1 IEC FRAME 160 BREAKING CAPACITY CLASS M ICU=55KA @ 415 V 3-POLE, LINE PROT | 419.88
3VA2340-6HN32-0CC0 | CIRCUIT BREAKER 3VA2 IEC FRAME 400 BREAKING CAPACITY CLASS H ICU=85KA @ 415 V 3-POLE, LINE PROT | 1838.33
3VA1196-5EF32-0CA0 | CIRCUIT BREAKER 3VA1 IEC FRAME 160 BREAKING CAPACITY CLASS M ICU=55KA @ 415 V 3-POLE, LINE PROT | 383.68
3VA2010-6HN36-0CA0 | CIRCUIT BREAKER 3VA2 IEC FRAME 100 BREAKING CAPACITY CLASS H ICU=85KA @ 415 V 3-POLE, LINE PROT | 793.82
3VA2010-6JP36-0AA0 | CIRCUIT BREAKER 3VA2 IEC FRAME 100 BREAKING CAPACITY CLASS H ICU=85KA @ 415 V 3POLE, LINE PROTE | 978.01
3VA1120-4EF36-0KH0 | CIRCUIT BREAKER 3VA1 IEC FRAME 160 BREAKING CAPACITY CLASS S ICU=36KA @ 415 V 3-POLE, LINE PROT | 431.03
3VA1120-4GE42-0AA0 | CIRCUIT BREAKER 3VA1 IEC FRAME 160 BREAKING CAPACITY CLASS S ICU=36KA @ 415 V 4-POLE, LINE PROT | 210.23
3VA2110-5JP32-0JH0 | CIRCUIT BREAKER 3VA2 IEC FRAME 160 BREAKING CAPACITY CLASS M ICU=55KA @ 415 V 3-POLE, LINE PROT | 1190.74
3VA2110-5JQ32-0AH0 | CIRCUIT BREAKER 3VA2 IEC FRAME 160 BREAKING CAPACITY CLASS M ICU=55KA @ 415 V 3-POLE, LINE PROT | 1350.9
3VA1150-4EF32-0HA0 | CIRCUIT BREAKER 3VA1 IEC FRAME 160 BREAKING CAPACITY CLASS S ICU=36KA @ 415 V 3-POLE, LINE PROT | 331.46
3VA1150-4EF36-0AC0 | CIRCUIT BREAKER 3VA1 IEC FRAME 160 BREAKING CAPACITY CLASS S ICU=36KA @ 415 V 3-POLE, LINE PROT | 316.84
3VA1125-5GE46-0AA0 | CIRCUIT BREAKER 3VA1 IEC FRAME 160 BREAKING CAPACITY CLASS M ICU=55KA @ 415 V 4-POLE, LINE PROT | 254.82
3VA1125-6EF32-0DC0 | CIRCUIT BREAKER 3VA1 IEC FRAME 160 BREAKING CAPACITY CLASS H ICU=70KA @ 415 V 3-POLE, LINE PROT | 456.8
3VA2110-5JQ32-0AF0 | CIRCUIT BREAKER 3VA2 IEC FRAME 160 BREAKING CAPACITY CLASS M ICU=55KA @ 415 V 3-POLE, LINE PROT | 1330.01
3VA2163-5HL36-0AD0 | CIRCUIT BREAKER 3VA2 IEC FRAME 160 BREAKING CAPACITY CLASS M ICU=55KA @ 415 V 3-POLE, LINE PROT | 594.67
3VA2163-5HL36-0CC0 | CIRCUIT BREAKER 3VA2 IEC FRAME 160 BREAKING CAPACITY CLASS M ICU=55KA @ 415 V 3-POLE, LINE PROT | 682.42
3VA2163-5HN32-0AB0 | CIRCUIT BREAKER 3VA2 IEC FRAME 160 BREAKING CAPACITY CLASS M ICU=55KA @ 415 V 3-POLE, LINE PROT | 628.79
3VA1180-5EF32-0DH0 | CIRCUIT BREAKER 3VA1 IEC FRAME 160 BREAKING CAPACITY CLASS M ICU=55KA @ 415 V 3-POLE, LINE PROT | 483.95
3VA1180-5EF36-0BC0 | CIRCUIT BREAKER 3VA1 IEC FRAME 160 BREAKING CAPACITY CLASS M ICU=55KA @ 415 V 3-POLE, LINE PROT | 480.48
3VA2025-7KP46-0AA0 | CIRCUIT BREAKER 3VA2 IEC FRAME 100 BREAKING CAPACITY CLASS C ICU=110KA @ 415 V 4POLE, LINE PROT | 1308.08
3VA2025-8HN46-0AA0 | CIRCUIT BREAKER 3VA2 IEC FRAME 100 BREAKING CAPACITY CLASS L ICU=150KA @ 415 V 4POLE, LINE PROT | 825.18
3VA1163-5EE32-0DC0 | CIRCUIT BREAKER 3VA1 IEC FRAME 160 BREAKING CAPACITY CLASS M ICU=55KA @ 415 V 3-POLE, LINE PROT | 419.88
3VA1163-5EF32-0AA0 | CIRCUIT BREAKER 3VA1 IEC FRAME 160 BREAKING CAPACITY CLASS M ICU=55KA @ 415 V 3-POLE, LINE PROT | 188.68
3VA1116-5ED32-0KA0 | CIRCUIT BREAKER 3VA1 IEC FRAME 160 BREAKING CAPACITY CLASS M ICU=55KA @ 415 V 3-POLE, LINE PROT | 682.42
3VA2163-5HN32-0BA0 | CIRCUIT BREAKER 3VA2 IEC FRAME 160 BREAKING CAPACITY CLASS M ICU=55KA @ 415 V 3-POLE, LINE PROT | 672.66
3VA2340-6HN32-0AA0 | CIRCUIT BREAKER 3VA2 IEC FRAME 400 BREAKING CAPACITY CLASS H ICU=85KA @ 415 V 3-POLE, LINE PROT | 1460.88
3VA2340-6JP32-0AH0 | CIRCUIT BREAKER 3VA2 IEC FRAME 400 BREAKING CAPACITY CLASS H ICU=85KA @ 415 V 3-POLE, LINE PROT | 2172.58
3VA1110-1AA42-0CA0 | SWITCH DISCONNECTOR 3VA1 IEC FRAME 160 4-POLE SD100, IN=100A WITHOUT OVERLOAD PROTECTION WITHOU | 414.33
3VA1110-3ED46-0AA0 | CIRCUIT BREAKER 3VA1 IEC FRAME 160 BREAKING CAPACITY CLASS N ICU=25KA @ 415 V 4-POLE, LINE PROT | 262.66
3VA2110-5JQ42-0AA0 | CIRCUIT BREAKER 3VA2 IEC FRAME 160 BREAKING CAPACITY CLASS M ICU=55KA @ 415 V 4POLE, LINE PROTE | 1259.17
3VA2140-7HL46-0AA0 | CIRCUIT BREAKER 3VA2 IEC FRAME 160 BREAKING CAPACITY CLASS C ICU=110KA @ 415 V 4POLE, LINE PROT | 690.7
3VA1196-3ED42-0AA0 | CIRCUIT BREAKER 3VA1 IEC FRAME 160 BREAKING CAPACITY CLASS N ICU=25KA @ 415 V 4-POLE, LINE PROT | 192.08
3VA1140-5EF36-0DC0 | CIRCUIT BREAKER 3VA1 IEC FRAME 160 BREAKING CAPACITY CLASS M ICU=55KA @ 415 V 3-POLE, LINE PROT | 454.71
3TY6523-0LJ8 | COIL FOR CONTACTORS 3TB52, 3TC52 WITH SERIES RESISTOR WITHOUT VARISTOR DC 72V | 305.42
3VA1110-5ED32-0CC0 | CIRCUIT BREAKER 3VA1 IEC FRAME 160 BREAKING CAPACITY CLASS M ICU=55KA @ 415 V 3-POLE, LINE PROT | 479.78
3VA1110-5EE32-0AA0 | CIRCUIT BREAKER 3VA1 IEC FRAME 160 BREAKING CAPACITY CLASS M ICU=55KA @ 415 V 3-POLE, LINE PROT | 226.88
3VA1112-6ED32-0AA0 | CIRCUIT BREAKER 3VA1 IEC FRAME 160 BREAKING CAPACITY CLASS H ICU=70KA @ 415 V 3-POLE, LINE PROT | 392.04
3VA1112-6EF32-0BC0 | CIRCUIT BREAKER 3VA1 IEC FRAME 160 BREAKING CAPACITY CLASS H ICU=70KA @ 415 V 3-POLE, LINE PROT | 765.98
3VA1112-5EF32-0HC0 | CIRCUIT BREAKER 3VA1 IEC FRAME 160 BREAKING CAPACITY CLASS M ICU=55KA @ 415 V 3-POLE, LINE PROT | 685.2
3VA1112-5GE46-0AA0 | CIRCUIT BREAKER 3VA1 IEC FRAME 160 BREAKING CAPACITY CLASS M ICU=55KA @ 415 V 4-POLE, LINE PROT | 499.85
3VA1112-6ED42-0AA0 | CIRCUIT BREAKER 3VA1 IEC FRAME 160 BREAKING CAPACITY CLASS H ICU=70KA @ 415 V 4-POLE, LINE PROT | 509.64
3SE7140-2DD00-0AS2 | SAFETY CABLE-OPERATED SWITCH 1NO/1NC, WHITE LED, 115 V AC, STEUTE | 517.38
3VA1010-4ED36-0AD0 | CIRCUIT BREAKER 3VA1 IEC FRAME 100 BREAKING CAPACITY CLASS S ICU=36KA @ 415 V 3-POLE, LINE PROT | 355.84
3VA1050-2ED46-0AA0 | CIRCUIT BREAKER 3VA1 IEC FRAME 100 BREAKING CAPACITY CLASS B ICU=16KA @ 415 V 4-POLE, LINE PROT | 200.93
3VA1110-4FE46-0AA0 | CIRCUIT BREAKER 3VA1 IEC FRAME 160 BREAKING CAPACITY CLASS S ICU=36KA @ 415 V 4-POLE, LINE PROT | 289.11
3VA2063-5HL36-0AG0 | CIRCUIT BREAKER 3VA2 IEC FRAME 100 BREAKING CAPACITY CLASS M ICU=55KA @ 415 V 3-POLE, LINE PROT | 594.67
3VA2063-5HN32-0DL0 | CIRCUIT BREAKER 3VA2 IEC FRAME 100 BREAKING CAPACITY CLASS M ICU=55KA @ 415 V 3-POLE, LINE PROT | 786.87
3VA2063-5HN32-0KH0 | CIRCUIT BREAKER 3VA2 IEC FRAME 100 BREAKING CAPACITY CLASS M ICU=55KA @ 415 V 3-POLE, LINE PROT | 724.2
3VA1196-5EF36-0DA0 | CIRCUIT BREAKER 3VA1 IEC FRAME 160 BREAKING CAPACITY CLASS M ICU=55KA @ 415 V 3-POLE, LINE PROT | 405.96
3VA1196-6EF32-0CA0 | CIRCUIT BREAKER 3VA1 IEC FRAME 160 BREAKING CAPACITY CLASS H ICU=70KA @ 415 V 3-POLE, LINE PROT | 406.66
3VA1196-5EF36-0BH0 | CIRCUIT BREAKER 3VA1 IEC FRAME 160 BREAKING CAPACITY CLASS M ICU=55KA @ 415 V 3-POLE, LINE PROT | 479.78
3VA1196-6ED42-0AA0 | CIRCUIT BREAKER 3VA1 IEC FRAME 160 BREAKING CAPACITY CLASS H ICU=70KA @ 415 V 4-POLE, LINE PROT | 247.96
3VA1112-6EF32-0AB0 | CIRCUIT BREAKER 3VA1 IEC FRAME 160 BREAKING CAPACITY CLASS H ICU=70KA @ 415 V 3-POLE, LINE PROT | 675.45
3VA1110-5EF32-0AC0 | CIRCUIT BREAKER 3VA1 IEC FRAME 160 BREAKING CAPACITY CLASS M ICU=55KA @ 415 V 3-POLE, LINE PROT | 389.95
3VA1120-6EF36-0KH0 | CIRCUIT BREAKER 3VA1 IEC FRAME 160 BREAKING CAPACITY CLASS H ICU=70KA @ 415 V 3-POLE, LINE PROT | 477.69
3VA1125-3EF32-0AA0 | CIRCUIT BREAKER 3VA1 IEC FRAME 160 BREAKING CAPACITY CLASS N ICU=25KA @ 415 V 3-POLE, LINE PROT | 158.76
3VA1125-3ED36-0AA0 | CIRCUIT BREAKER 3VA1 IEC FRAME 160 BREAKING CAPACITY CLASS N ICU=25KA @ 415 V 3-POLE, LINE PROT | 162.2
3VA1125-3EF32-0AH0 | CIRCUIT BREAKER 3VA1 IEC FRAME 160 BREAKING CAPACITY CLASS N ICU=25KA @ 415 V 3-POLE, LINE PROT | 297.33
3VA2063-5JQ32-0HC0 | CIRCUIT BREAKER 3VA2 IEC FRAME 100 BREAKING CAPACITY CLASS M ICU=55KA @ 415 V 3-POLE, LINE PROT | 1371.79
3VA2063-5JQ42-0AA0 | CIRCUIT BREAKER 3VA2 IEC FRAME 100 BREAKING CAPACITY CLASS M ICU=55KA @ 415 V 4POLE, LINE PROTE | 1204.16
3VA1163-4EF32-0AD0 | CIRCUIT BREAKER 3VA1 IEC FRAME 160 BREAKING CAPACITY CLASS S ICU=36KA @ 415 V 3-POLE, LINE PROT | 317.52
3VA1163-5ED32-0AF0 | CIRCUIT BREAKER 3VA1 IEC FRAME 160 BREAKING CAPACITY CLASS M ICU=55KA @ 415 V 3-POLE, LINE PROT | 297.33
3VA1116-5EF32-0BA0 | CIRCUIT BREAKER 3VA1 IEC FRAME 160 BREAKING CAPACITY CLASS M ICU=55KA @ 415 V 3-POLE, LINE PROT | 759.01
3VA1110-1AA32-0AE0 | SWITCH DISCONNECTOR 3VA1 IEC FRAME 160 3-POLE SD100, IN=100A WITHOUT OVERLOAD PROTECTION WITHOU | 330.76
3VA1110-1AA32-0CC0 | SWITCH DISCONNECTOR 3VA1 IEC FRAME 160 3-POLE SD100, IN=100A WITHOUT OVERLOAD PROTECTION WITHOU | 395.53
3VA1110-1AA32-0KH0 | SWITCH DISCONNECTOR 3VA1 IEC FRAME 160 3-POLE SD100, IN=100A WITHOUT OVERLOAD PROTECTION WITHOU | 394.83
3VA1110-1AA36-0AC0 | SWITCH DISCONNECTOR 3VA1 IEC FRAME 160 3-POLE SD100, IN=100A WITHOUT OVERLOAD PROTECTION WITHOU | 303.6
3VA1110-1AA42-0AF0 | SWITCH DISCONNECTOR 3VA1 IEC FRAME 160 4-POLE SD100, IN=100A WITHOUT OVERLOAD PROTECTION WITHOU | 350.26
3VA2140-7KP36-0AA0 | CIRCUIT BREAKER 3VA2 IEC FRAME 160 BREAKING CAPACITY CLASS C ICU=110KA @ 415 V 3POLE, LINE PROT | 1167.49
3VA1180-6EF36-0CA0 | CIRCUIT BREAKER 3VA1 IEC FRAME 160 BREAKING CAPACITY CLASS H ICU=70KA @ 415 V 3-POLE, LINE PROT | 458.89
3VA1180-6EF36-0DA0 | CIRCUIT BREAKER 3VA1 IEC FRAME 160 BREAKING CAPACITY CLASS H ICU=70KA @ 415 V 3-POLE, LINE PROT | 458.89
3VA1180-6EF36-0HH0 | CIRCUIT BREAKER 3VA1 IEC FRAME 160 BREAKING CAPACITY CLASS H ICU=70KA @ 415 V 3-POLE, LINE PROT | 505.54
3VA2340-6KP32-0BH0 | CIRCUIT BREAKER 3VA2 IEC FRAME 400 BREAKING CAPACITY CLASS H ICU=85KA @ 415 V 3-POLE, LINE PROT | 2506.83
3VA2340-6KP32-0DC0 | CIRCUIT BREAKER 3VA2 IEC FRAME 400 BREAKING CAPACITY CLASS H ICU=85KA @ 415 V 3-POLE, LINE PROT | 2478.97
3VA1116-5EF36-0DA0 | CIRCUIT BREAKER 3VA1 IEC FRAME 160 BREAKING CAPACITY CLASS M ICU=55KA @ 415 V 3-POLE, LINE PROT | 779.9
3VA1125-5EF32-0AG0 | CIRCUIT BREAKER 3VA1 IEC FRAME 160 BREAKING CAPACITY CLASS M ICU=55KA @ 415 V 3-POLE, LINE PROT | 341.2
3VA1125-5EF32-0HC0 | CIRCUIT BREAKER 3VA1 IEC FRAME 160 BREAKING CAPACITY CLASS M ICU=55KA @ 415 V 3-POLE, LINE PROT | 405.96
3VA1125-5EF32-0KC0 | CIRCUIT BREAKER 3VA1 IEC FRAME 160 BREAKING CAPACITY CLASS M ICU=55KA @ 415 V 3-POLE, LINE PROT | 405.96
3VA2040-8JQ36-0AA0 | CIRCUIT BREAKER 3VA2 IEC FRAME 100 BREAKING CAPACITY CLASS L ICU=150KA @ 415 V 3POLE, LINE PROT | 1271.39
3VA2063-5HL32-0AC0 | CIRCUIT BREAKER 3VA2 IEC FRAME 100 BREAKING CAPACITY CLASS M ICU=55KA @ 415 V 3-POLE, LINE PROT | 541.06
3VA1163-6EF36-0HH0 | CIRCUIT BREAKER 3VA1 IEC FRAME 160 BREAKING CAPACITY CLASS H ICU=70KA @ 415 V 3-POLE, LINE PROT | 477.69
3VA1163-6EF36-0JC0 | CIRCUIT BREAKER 3VA1 IEC FRAME 160 BREAKING CAPACITY CLASS H ICU=70KA @ 415 V 3-POLE, LINE PROT | 453.32
3VA1196-4EF32-0AE0 | CIRCUIT BREAKER 3VA1 IEC FRAME 160 BREAKING CAPACITY CLASS S ICU=36KA @ 415 V 3-POLE, LINE PROT | 341.2
3VA1196-4EF32-0BH0 | CIRCUIT BREAKER 3VA1 IEC FRAME 160 BREAKING CAPACITY CLASS S ICU=36KA @ 415 V 3-POLE, LINE PROT | 433.13
3VA1120-4EE42-0AA0 | CIRCUIT BREAKER 3VA1 IEC FRAME 160 BREAKING CAPACITY CLASS S ICU=36KA @ 415 V 4-POLE, LINE PROT | 210.23
3VA1120-4EF32-0CA0 | CIRCUIT BREAKER 3VA1 IEC FRAME 160 BREAKING CAPACITY CLASS S ICU=36KA @ 415 V 3-POLE, LINE PROT | 358.61
3VA1110-4EF36-0AB0 | CIRCUIT BREAKER 3VA1 IEC FRAME 160 BREAKING CAPACITY CLASS S ICU=36KA @ 415 V 3-POLE, LINE PROT | 405.96
3VA1110-4EF36-0AC0 | CIRCUIT BREAKER 3VA1 IEC FRAME 160 BREAKING CAPACITY CLASS S ICU=36KA @ 415 V 3-POLE, LINE PROT | 380.19
3VA1110-4EF36-0AG0 | CIRCUIT BREAKER 3VA1 IEC FRAME 160 BREAKING CAPACITY CLASS S ICU=36KA @ 415 V 3-POLE, LINE PROT | 405.96
3VA1110-4EF36-0JH0 | CIRCUIT BREAKER 3VA1 IEC FRAME 160 BREAKING CAPACITY CLASS S ICU=36KA @ 415 V 3-POLE, LINE PROT | 493.01
3VA2116-7HM32-0AA0 | CIRCUIT BREAKER 3VA2 IEC FRAME 160 BREAKING CAPACITY CLASS C ICU=110KA @ 415 V 3POLE, LINE PROT | 1063.58
3VA2116-7HM42-0AA0 | CIRCUIT BREAKER 3VA2 IEC FRAME 160 BREAKING CAPACITY CLASS C ICU=110KA @ 415 V 4POLE, LINE PROT | 1338.64
3VA2340-6HN32-0DH0 | CIRCUIT BREAKER 3VA2 IEC FRAME 400 BREAKING CAPACITY CLASS H ICU=85KA @ 415 V 3-POLE, LINE PROT | 1880.11
3VA2340-6HN32-0JH0 | CIRCUIT BREAKER 3VA2 IEC FRAME 400 BREAKING CAPACITY CLASS H ICU=85KA @ 415 V 3-POLE, LINE PROT | 1838.33
3VA2340-6JP32-0AD0 | CIRCUIT BREAKER 3VA2 IEC FRAME 400 BREAKING CAPACITY CLASS H ICU=85KA @ 415 V 3-POLE, LINE PROT | 2172.58
3VA1110-3EF32-0CC0 | CIRCUIT BREAKER 3VA1 IEC FRAME 160 BREAKING CAPACITY CLASS N ICU=25KA @ 415 V 3-POLE, LINE PROT | 447.05
3VA1110-3EF32-0DA0 | CIRCUIT BREAKER 3VA1 IEC FRAME 160 BREAKING CAPACITY CLASS N ICU=25KA @ 415 V 3-POLE, LINE PROT | 398.31
3VA1110-3EF32-0CH0 | CIRCUIT BREAKER 3VA1 IEC FRAME 160 BREAKING CAPACITY CLASS N ICU=25KA @ 415 V 3-POLE, LINE PROT | 473.51
3VA2110-5JQ36-0AA0 | CIRCUIT BREAKER 3VA2 IEC FRAME 160 BREAKING CAPACITY CLASS M ICU=55KA @ 415 V 3POLE, LINE PROTE | 1161.39
3VA1120-5EF36-0AE0 | CIRCUIT BREAKER 3VA1 IEC FRAME 160 BREAKING CAPACITY CLASS M ICU=55KA @ 415 V 3-POLE, LINE PROT | 391.34
3VA1120-5EF36-0AH0 | CIRCUIT BREAKER 3VA1 IEC FRAME 160 BREAKING CAPACITY CLASS M ICU=55KA @ 415 V 3-POLE, LINE PROT | 364.88
3VA1120-5EF36-0CA0 | CIRCUIT BREAKER 3VA1 IEC FRAME 160 BREAKING CAPACITY CLASS M ICU=55KA @ 415 V 3-POLE, LINE PROT | 405.96
3VA1120-5EF36-0DA0 | CIRCUIT BREAKER 3VA1 IEC FRAME 160 BREAKING CAPACITY CLASS M ICU=55KA @ 415 V 3-POLE, LINE PROT | 405.96
3VA1120-6EE42-0AA0 | CIRCUIT BREAKER 3VA1 IEC FRAME 160 BREAKING CAPACITY CLASS H ICU=70KA @ 415 V 4-POLE, LINE PROT | 254.82
3VA1163-6EF32-0KC0 | CIRCUIT BREAKER 3VA1 IEC FRAME 160 BREAKING CAPACITY CLASS H ICU=70KA @ 415 V 3-POLE, LINE PROT | 431.03
3VA1163-6EF36-0AB0 | CIRCUIT BREAKER 3VA1 IEC FRAME 160 BREAKING CAPACITY CLASS H ICU=70KA @ 415 V 3-POLE, LINE PROT | 390.65
3VA1163-6EF36-0AC0 | CIRCUIT BREAKER 3VA1 IEC FRAME 160 BREAKING CAPACITY CLASS H ICU=70KA @ 415 V 3-POLE, LINE PROT | 364.18
3VA1163-6EF36-0AH0 | CIRCUIT BREAKER 3VA1 IEC FRAME 160 BREAKING CAPACITY CLASS H ICU=70KA @ 415 V 3-POLE, LINE PROT | 390.65
3VA2040-5HM32-0AA0 | CIRCUIT BREAKER 3VA2 IEC FRAME 100 BREAKING CAPACITY CLASS M ICU=55KA @ 415 V 3POLE, LINE PROTE | 666.28
3VA2040-5HN36-0AA0 | CIRCUIT BREAKER 3VA2 IEC FRAME 100 BREAKING CAPACITY CLASS M ICU=55KA @ 415 V 3POLE, LINE PROTE | 508.57
3VA2040-5KP32-0AA0 | CIRCUIT BREAKER 3VA2 IEC FRAME 100 BREAKING CAPACITY CLASS M ICU=55KA @ 415 V 3POLE, LINE PROTE | 998.27
3VA2040-6HM36-0AA0 | CIRCUIT BREAKER 3VA2 IEC FRAME 100 BREAKING CAPACITY CLASS H ICU=85KA @ 415 V 3POLE, LINE PROTE | 727.41
3VA1120-3EE32-0AA0 | CIRCUIT BREAKER 3VA1 IEC FRAME 160 BREAKING CAPACITY CLASS N ICU=25KA @ 415 V 3-POLE, LINE PROT | 149.47
3VA1110-3EF36-0JC0 | CIRCUIT BREAKER 3VA1 IEC FRAME 160 BREAKING CAPACITY CLASS N ICU=25KA @ 415 V 3-POLE, LINE PROT | 444.96
3VA1110-3EF36-0KA0 | CIRCUIT BREAKER 3VA1 IEC FRAME 160 BREAKING CAPACITY CLASS N ICU=25KA @ 415 V 3-POLE, LINE PROT | 395.53
3VA1110-3FD46-0AA0 | CIRCUIT BREAKER 3VA1 IEC FRAME 160 BREAKING CAPACITY CLASS N ICU=25KA @ 415 V 4-POLE, LINE PROT | 262.66
3TF6833-1QV7-ZA02 | CONTACTOR SIZE 14, 3-POLE AC-3 335 KW, 400/380 V (690 V) AUXILIARY SWITCH 33 (3NO+3NC) INTEGRATED | 4310.98
3VA1163-1AA32-0AH0 | SWITCH DISCONNECTOR 3VA1 IEC FRAME 160 3-POLE SD100, IN=63A WITHOUT OVERLOAD PROTECTION WITHOUT | 256.24
3VA1163-1AA32-0BA0 | SWITCH DISCONNECTOR 3VA1 IEC FRAME 160 3-POLE SD100, IN=63A WITHOUT OVERLOAD PROTECTION WITHOUT | 297.33
3VA1112-1AA42-0HC0 | SWITCH DISCONNECTOR 3VA1 IEC FRAME 160 4-POLE SD100, IN=125A WITHOUT OVERLOAD PROTECTION WITHOU | 528.52
3VA1110-4EF32-0AC0 | CIRCUIT BREAKER 3VA1 IEC FRAME 160 BREAKING CAPACITY CLASS S ICU=36KA @ 415 V 3-POLE, LINE PROT | 358.61
3VA2116-6HN32-0DH0 | CIRCUIT BREAKER 3VA2 IEC FRAME 160 BREAKING CAPACITY CLASS H ICU=85KA @ 415 V 3-POLE, LINE PROT | 1148.96
3VA1120-5EF32-0JA0 | CIRCUIT BREAKER 3VA1 IEC FRAME 160 BREAKING CAPACITY CLASS M ICU=55KA @ 415 V 3-POLE, LINE PROT | 357.93
3VA1120-6EF32-0AH0 | CIRCUIT BREAKER 3VA1 IEC FRAME 160 BREAKING CAPACITY CLASS H ICU=70KA @ 415 V 3-POLE, LINE PROT | 366.27
3VA1163-5EF36-0KA0 | CIRCUIT BREAKER 3VA1 IEC FRAME 160 BREAKING CAPACITY CLASS M ICU=55KA @ 415 V 3-POLE, LINE PROT | 378.82
3VA1163-6ED46-0AA0 | CIRCUIT BREAKER 3VA1 IEC FRAME 160 BREAKING CAPACITY CLASS H ICU=70KA @ 415 V 4-POLE, LINE PROT | 270.52
3VA1116-5EF32-0HA0 | CIRCUIT BREAKER 3VA1 IEC FRAME 160 BREAKING CAPACITY CLASS M ICU=55KA @ 415 V 3-POLE, LINE PROT | 731.15
3VA1116-5EF32-0KC0 | CIRCUIT BREAKER 3VA1 IEC FRAME 160 BREAKING CAPACITY CLASS M ICU=55KA @ 415 V 3-POLE, LINE PROT | 779.9
3VA1125-5EF36-0BA0 | CIRCUIT BREAKER 3VA1 IEC FRAME 160 BREAKING CAPACITY CLASS M ICU=55KA @ 415 V 3-POLE, LINE PROT | 405.96
3VA1110-3EF36-0AD0 | CIRCUIT BREAKER 3VA1 IEC FRAME 160 BREAKING CAPACITY CLASS N ICU=25KA @ 415 V 3-POLE, LINE PROT | 380.19
3VA2040-7KP46-0AA0 | CIRCUIT BREAKER 3VA2 IEC FRAME 100 BREAKING CAPACITY CLASS C ICU=110KA @ 415 V 4POLE, LINE PROT | 1308.08
3VA2040-8JP32-0AA0 | CIRCUIT BREAKER 3VA2 IEC FRAME 100 BREAKING CAPACITY CLASS L ICU=150KA @ 415 V 3POLE, LINE PROT | 1008.55
3VA1116-6EF36-0DA0 | CIRCUIT BREAKER 3VA1 IEC FRAME 160 BREAKING CAPACITY CLASS H ICU=70KA @ 415 V 3-POLE, LINE PROT | 828.65
3VA1116-6FE42-0AA0 | CIRCUIT BREAKER 3VA1 IEC FRAME 160 BREAKING CAPACITY CLASS H ICU=70KA @ 415 V 4-POLE, LINE PROT | 607.62
3VA1196-3EF32-0DC0 | CIRCUIT BREAKER 3VA1 IEC FRAME 160 BREAKING CAPACITY CLASS N ICU=25KA @ 415 V 3-POLE, LINE PROT | 389.95
3VA1196-3EF32-0KC0 | CIRCUIT BREAKER 3VA1 IEC FRAME 160 BREAKING CAPACITY CLASS N ICU=25KA @ 415 V 3-POLE, LINE PROT | 362.79
3VA1120-4EF32-0DA0 | CIRCUIT BREAKER 3VA1 IEC FRAME 160 BREAKING CAPACITY CLASS S ICU=36KA @ 415 V 3-POLE, LINE PROT | 358.61
3VA1120-4EF36-0AA0 | CIRCUIT BREAKER 3VA1 IEC FRAME 160 BREAKING CAPACITY CLASS S ICU=36KA @ 415 V 3-POLE, LINE PROT | 188.18
3VA1110-4GE42-0AA0 | CIRCUIT BREAKER 3VA1 IEC FRAME 160 BREAKING CAPACITY CLASS S ICU=36KA @ 415 V 4-POLE, LINE PROT | 267.56
3VA1150-6GF42-0AA0 | CIRCUIT BREAKER 3VA1 IEC FRAME 160 BREAKING CAPACITY CLASS H ICU=70KA @ 415 V 4-POLE, LINE PROT | 266.57
3TH4283-0BF4 | CONTACTOR RELAY | 108.88
3VA1112-1AA36-0JC0 | SWITCH DISCONNECTOR 3VA1 IEC FRAME 160 3-POLE SD100, IN=125A WITHOUT OVERLOAD PROTECTION WITHOU | 460.29
3VA2116-6HN32-0KH0 | CIRCUIT BREAKER 3VA2 IEC FRAME 160 BREAKING CAPACITY CLASS H ICU=85KA @ 415 V 3-POLE, LINE PROT | 1135.04
3VA2116-6JQ46-0AA0 | CIRCUIT BREAKER 3VA2 IEC FRAME 160 BREAKING CAPACITY CLASS H ICU=85KA @ 415 V 4POLE, LINE PROTE | 1711.5
3VA2063-5HL32-0AE0 | CIRCUIT BREAKER 3VA2 IEC FRAME 100 BREAKING CAPACITY CLASS M ICU=55KA @ 415 V 3-POLE, LINE PROT | 593.28
3VA1112-4FE46-0AA0 | CIRCUIT BREAKER 3VA1 IEC FRAME 160 BREAKING CAPACITY CLASS S ICU=36KA @ 415 V 4-POLE, LINE PROT | 455.26
3VA1112-5EE32-0AA0 | CIRCUIT BREAKER 3VA1 IEC FRAME 160 BREAKING CAPACITY CLASS M ICU=55KA @ 415 V 3-POLE, LINE PROT | 366.55
3VA1120-4EF36-0BA0 | CIRCUIT BREAKER 3VA1 IEC FRAME 160 BREAKING CAPACITY CLASS S ICU=36KA @ 415 V 3-POLE, LINE PROT | 380.89
3VA1125-6EF32-0KC0 | CIRCUIT BREAKER 3VA1 IEC FRAME 160 BREAKING CAPACITY CLASS H ICU=70KA @ 415 V 3-POLE, LINE PROT | 431.03
3VA1132-3EE32-0AA0 | CIRCUIT BREAKER 3VA1 IEC FRAME 160 BREAKING CAPACITY CLASS N ICU=25KA @ 415 V 3-POLE, LINE PROT | 149.47
3VA1125-6EF32-0AD0 | CIRCUIT BREAKER 3VA1 IEC FRAME 160 BREAKING CAPACITY CLASS H ICU=70KA @ 415 V 3-POLE, LINE PROT | 366.27
3VA2010-5KQ36-0AA0 | CIRCUIT BREAKER 3VA2 IEC FRAME 100 BREAKING CAPACITY CLASS M ICU=55KA @ 415 V 3POLE, LINE PROTE | 1228.62
3VA1110-5ED32-0AA0 | CIRCUIT BREAKER 3VA1 IEC FRAME 160 BREAKING CAPACITY CLASS M ICU=55KA @ 415 V 3-POLE, LINE PROT | 222.97
3VA1140-5EF32-0KA0 | CIRCUIT BREAKER 3VA1 IEC FRAME 160 BREAKING CAPACITY CLASS M ICU=55KA @ 415 V 3-POLE, LINE PROT | 357.93
3VA1125-3GF42-0AA0 | CIRCUIT BREAKER 3VA1 IEC FRAME 160 BREAKING CAPACITY CLASS N ICU=25KA @ 415 V 4-POLE, LINE PROT | 204.35
3VA1125-4EF32-0JC0 | CIRCUIT BREAKER 3VA1 IEC FRAME 160 BREAKING CAPACITY CLASS S ICU=36KA @ 415 V 3-POLE, LINE PROT | 380.19
3VA1050-3ED32-0DH0 | CIRCUIT BREAKER 3VA1 IEC FRAME 100 BREAKING CAPACITY CLASS N ICU=25KA @ 415 V 3-POLE, LINE PROT | 390.65
3VA2110-5HN32-0CH0 | CIRCUIT BREAKER 3VA2 IEC FRAME 160 BREAKING CAPACITY CLASS M ICU=55KA @ 415 V 3-POLE, LINE PROT | 786.87
3VA2010-5HM36-0AA0 | CIRCUIT BREAKER 3VA2 IEC FRAME 100 BREAKING CAPACITY CLASS M ICU=55KA @ 415 V 3POLE, LINE PROTE | 715.16
3VA2010-5HN32-0CC0 | CIRCUIT BREAKER 3VA2 IEC FRAME 100 BREAKING CAPACITY CLASS M ICU=55KA @ 415 V 3-POLE, LINE PROT | 765.98
3VA1112-6EF32-0KH0 | CIRCUIT BREAKER 3VA1 IEC FRAME 160 BREAKING CAPACITY CLASS H ICU=70KA @ 415 V 3-POLE, LINE PROT | 765.98
3VA1112-6EF36-0AH0 | CIRCUIT BREAKER 3VA1 IEC FRAME 160 BREAKING CAPACITY CLASS H ICU=70KA @ 415 V 3-POLE, LINE PROT | 694.95
3VA1140-6EE32-0AA0 | CIRCUIT BREAKER 3VA1 IEC FRAME 160 BREAKING CAPACITY CLASS H ICU=70KA @ 415 V 3-POLE, LINE PROT | 195.52
3VA1140-6EF32-0DH0 | CIRCUIT BREAKER 3VA1 IEC FRAME 160 BREAKING CAPACITY CLASS H ICU=70KA @ 415 V 3-POLE, LINE PROT | 480.48
3VA1020-4ED32-0BH0 | CIRCUIT BREAKER 3VA1 IEC FRAME 100 BREAKING CAPACITY CLASS S ICU=36KA @ 415 V 3-POLE, LINE PROT | 394.13
3VA1020-4ED36-0JC0 | CIRCUIT BREAKER 3VA1 IEC FRAME 100 BREAKING CAPACITY CLASS S ICU=36KA @ 415 V 3-POLE, LINE PROT | 364.88
3VA1025-2ED32-0DC0 | CIRCUIT BREAKER 3VA1 IEC FRAME 100 BREAKING CAPACITY CLASS B ICU=16KA @ 415 V 3-POLE, LINE PROT | 360
3VA1025-2ED32-0JC0 | CIRCUIT BREAKER 3VA1 IEC FRAME 100 BREAKING CAPACITY CLASS B ICU=16KA @ 415 V 3-POLE, LINE PROT | 332.85
3VA1116-3EF32-0CH0 | CIRCUIT BREAKER 3VA1 IEC FRAME 160 BREAKING CAPACITY CLASS N ICU=25KA @ 415 V 3-POLE, LINE PROT | 724.2
3VA1116-3EF36-0AB0 | CIRCUIT BREAKER 3VA1 IEC FRAME 160 BREAKING CAPACITY CLASS N ICU=25KA @ 415 V 3-POLE, LINE PROT | 631.58
3VA1080-3ED32-0CC0 | CIRCUIT BREAKER 3VA1 IEC FRAME 100 BREAKING CAPACITY CLASS N ICU=25KA @ 415 V 3-POLE, LINE PROT | 383.68
3UG4651-1AA38-0AA8-ZX95 | DIGITAL MONITORING RELAY SPEED MONITORING FROM 50 TO 60 REV/MIN OVERSHOOT AND UNDERSHOOT SUPPLY | 213.33
3VA1010-2ED32-0CA0 | CIRCUIT BREAKER 3VA1 IEC FRAME 100 BREAKING CAPACITY CLASS B ICU=16KA @ 415 V 3-POLE, LINE PROT | 363.48
3VA1125-4EF46-0AA0 | CIRCUIT BREAKER 3VA1 IEC FRAME 160 BREAKING CAPACITY CLASS S ICU=36KA @ 415 V 4-POLE, LINE PROT | 245.03
3VA1196-6EF36-0AA0 | CIRCUIT BREAKER 3VA1 IEC FRAME 160 BREAKING CAPACITY CLASS H ICU=70KA @ 415 V 3-POLE, LINE PROT | 222
3VA2010-5HL36-0AG0 | CIRCUIT BREAKER 3VA2 IEC FRAME 100 BREAKING CAPACITY CLASS M ICU=55KA @ 415 V 3-POLE, LINE PROT | 631.58
3VA2010-5HL36-0CA0 | CIRCUIT BREAKER 3VA2 IEC FRAME 100 BREAKING CAPACITY CLASS M ICU=55KA @ 415 V 3-POLE, LINE PROT | 675.45
3VA2010-5HL32-0CL0 | CIRCUIT BREAKER 3VA2 IEC FRAME 100 BREAKING CAPACITY CLASS M ICU=55KA @ 415 V 3-POLE, LINE PROT | 765.98
3VA2010-5HL32-0JL0 | CIRCUIT BREAKER 3VA2 IEC FRAME 100 BREAKING CAPACITY CLASS M ICU=55KA @ 415 V 3-POLE, LINE PROT | 738.12
3VA1116-4EF36-0KC0 | CIRCUIT BREAKER 3VA1 IEC FRAME 160 BREAKING CAPACITY CLASS S ICU=36KA @ 415 V 3-POLE, LINE PROT | 745.09
3VA1116-4GF42-0AA0 | CIRCUIT BREAKER 3VA1 IEC FRAME 160 BREAKING CAPACITY CLASS S ICU=36KA @ 415 V 4-POLE, LINE PROT | 534.16
3VA2116-5HL36-0BL0 | CIRCUIT BREAKER 3VA2 IEC FRAME 160 BREAKING CAPACITY CLASS M ICU=55KA @ 415 V 3-POLE, LINE PROT | 1051.48
3VA2116-5HL36-0DA0 | CIRCUIT BREAKER 3VA2 IEC FRAME 160 BREAKING CAPACITY CLASS M ICU=55KA @ 415 V 3-POLE, LINE PROT | 933.09
3VA2116-7JQ46-0AA0 | CIRCUIT BREAKER 3VA2 IEC FRAME 160 BREAKING CAPACITY CLASS C ICU=110KA @ 415 V 4POLE, LINE PROT | 1790.96
3VA2116-8HM32-0AA0 | CIRCUIT BREAKER 3VA2 IEC FRAME 160 BREAKING CAPACITY CLASS L ICU=150KA @ 415 V 3POLE, LINE PROT | 1198.03
3VA2225-5HL32-0AF0 | CIRCUIT BREAKER 3VA2 IEC FRAME 250 BREAKING CAPACITY CLASS M ICU=55KA @ 415 V 3-POLE, LINE PROT | 1107.18
3VA2225-5HL32-0HA0 | CIRCUIT BREAKER 3VA2 IEC FRAME 250 BREAKING CAPACITY CLASS M ICU=55KA @ 415 V 3-POLE, LINE PROT | 1135.04
3VA2225-5HL32-0JA0 | CIRCUIT BREAKER 3VA2 IEC FRAME 250 BREAKING CAPACITY CLASS M ICU=55KA @ 415 V 3-POLE, LINE PROT | 1135.04
3VA2225-5HL42-0AB0 | CIRCUIT BREAKER 3VA2 IEC FRAME 250 BREAKING CAPACITY CLASS M ICU=55KA @ 415 V 4-POLE, LINE PROT | 1455.35
3VA2010-6HL32-0BC0 | CIRCUIT BREAKER 3VA2 IEC FRAME 100 BREAKING CAPACITY CLASS H ICU=85KA @ 415 V 3-POLE, LINE PROT | 765.98
3VA2010-6HL32-0HL0 | CIRCUIT BREAKER 3VA2 IEC FRAME 100 BREAKING CAPACITY CLASS H ICU=85KA @ 415 V 3-POLE, LINE PROT | 793.82
3VA2010-6HL32-0CH0 | CIRCUIT BREAKER 3VA2 IEC FRAME 100 BREAKING CAPACITY CLASS H ICU=85KA @ 415 V 3-POLE, LINE PROT | 786.87
3VA2010-6HM36-0AA0 | CIRCUIT BREAKER 3VA2 IEC FRAME 100 BREAKING CAPACITY CLASS H ICU=85KA @ 415 V 3POLE, LINE PROTE | 770.18
3VA1110-4GF46-0AA0 | CIRCUIT BREAKER 3VA1 IEC FRAME 160 BREAKING CAPACITY CLASS S ICU=36KA @ 415 V 4-POLE, LINE PROT | 304.8
3VA2010-7KQ36-0AA0 | CIRCUIT BREAKER 3VA2 IEC FRAME 100 BREAKING CAPACITY CLASS C ICU=110KA @ 415 V 3POLE, LINE PROT | 1338.64
3VA2010-8HL32-0AA0 | CIRCUIT BREAKER 3VA2 IEC FRAME 100 BREAKING CAPACITY CLASS L ICU=150KA @ 415 V 3POLE, LINE PROT | 629.6
3VA2010-8HN42-0AA0 | CIRCUIT BREAKER 3VA2 IEC FRAME 100 BREAKING CAPACITY CLASS L ICU=150KA @ 415 V 4POLE, LINE PROT | 861.87
3VA2010-8KP32-0AA0 | CIRCUIT BREAKER 3VA2 IEC FRAME 100 BREAKING CAPACITY CLASS L ICU=150KA @ 415 V 3POLE, LINE PROT | 1246.95
3VA1112-3GE46-0AA0 | CIRCUIT BREAKER 3VA1 IEC FRAME 160 BREAKING CAPACITY CLASS N ICU=25KA @ 415 V 4-POLE, LINE PROT | 421.44
3VA1116-1AA42-0DA0 | SWITCH DISCONNECTOR 3VA1 IEC FRAME 160 4-POLE SD100, IN=160A WITHOUT OVERLOAD PROTECTION WITHOU | 531.31
3VA1116-1AA42-0DH0 | SWITCH DISCONNECTOR 3VA1 IEC FRAME 160 4-POLE SD100, IN=160A WITHOUT OVERLOAD PROTECTION WITHOU | 604.41
3VA1132-3EF32-0AF0 | CIRCUIT BREAKER 3VA1 IEC FRAME 160 BREAKING CAPACITY CLASS N ICU=25KA @ 415 V 3-POLE, LINE PROT | 274.36
3VA1040-4ED32-0DH0 | CIRCUIT BREAKER 3VA1 IEC FRAME 100 BREAKING CAPACITY CLASS S ICU=36KA @ 415 V 3-POLE, LINE PROT | 394.13
3SE5112-0CA00-1AM3 | POSITION SWITCH, BASIC SWITCH WITH EXTERIOR GROUNDING SCREW FOR COND. CROSS-SECTION 10 MM, SUITA | 51.16
3VA2163-5JP32-0DC0 | CIRCUIT BREAKER 3VA2 IEC FRAME 160 BREAKING CAPACITY CLASS M ICU=55KA @ 415 V 3-POLE, LINE PROT | 1148.96
3VA2163-5JQ32-0AA0 | CIRCUIT BREAKER 3VA2 IEC FRAME 160 BREAKING CAPACITY CLASS M ICU=55KA @ 415 V 3POLE, LINE PROTE | 1088.02
3VA2163-5JQ32-0AD0 | CIRCUIT BREAKER 3VA2 IEC FRAME 160 BREAKING CAPACITY CLASS M ICU=55KA @ 415 V 3-POLE, LINE PROT | 1323.04
3VA2163-5JQ32-0BH0 | CIRCUIT BREAKER 3VA2 IEC FRAME 160 BREAKING CAPACITY CLASS M ICU=55KA @ 415 V 3-POLE, LINE PROT | 1434.46
3VA2010-6HN32-0AA0 | CIRCUIT BREAKER 3VA2 IEC FRAME 100 BREAKING CAPACITY CLASS H ICU=85KA @ 415 V 3POLE, LINE PROTE | 575.79
3VA1116-3EF32-0HH0 | CIRCUIT BREAKER 3VA1 IEC FRAME 160 BREAKING CAPACITY CLASS N ICU=25KA @ 415 V 3-POLE, LINE PROT | 696.34
3VA1116-3EF32-0JH0 | CIRCUIT BREAKER 3VA1 IEC FRAME 160 BREAKING CAPACITY CLASS N ICU=25KA @ 415 V 3-POLE, LINE PROT | 696.34
3VA1116-3EF36-0AA0 | CIRCUIT BREAKER 3VA1 IEC FRAME 160 BREAKING CAPACITY CLASS N ICU=25KA @ 415 V 3-POLE, LINE PROT | 392.53
3VA1116-3EF36-0AD0 | CIRCUIT BREAKER 3VA1 IEC FRAME 160 BREAKING CAPACITY CLASS N ICU=25KA @ 415 V 3-POLE, LINE PROT | 631.58
3VA1110-5EE32-0CC0 | CIRCUIT BREAKER 3VA1 IEC FRAME 160 BREAKING CAPACITY CLASS M ICU=55KA @ 415 V 3-POLE, LINE PROT | 486.74
3VA1040-3ED36-0HC0 | CIRCUIT BREAKER 3VA1 IEC FRAME 100 BREAKING CAPACITY CLASS N ICU=25KA @ 415 V 3-POLE, LINE PROT | 362.09
3VA2010-7JP42-0AA0 | CIRCUIT BREAKER 3VA2 IEC FRAME 100 BREAKING CAPACITY CLASS C ICU=110KA @ 415 V 4POLE, LINE PROT | 1155.27
3VA2010-8KQ46-0AA0 | CIRCUIT BREAKER 3VA2 IEC FRAME 100 BREAKING CAPACITY CLASS L ICU=150KA @ 415 V 4POLE, LINE PROT | 1583.14
3VA2025-5JP42-0AA0 | CIRCUIT BREAKER 3VA2 IEC FRAME 100 BREAKING CAPACITY CLASS M ICU=55KA @ 415 V 4POLE, LINE PROTE | 990.23
3VA2025-6JP36-0AA0 | CIRCUIT BREAKER 3VA2 IEC FRAME 100 BREAKING CAPACITY CLASS H ICU=85KA @ 415 V 3POLE, LINE PROTE | 935.21
3VA1112-3EF36-0JA0 | CIRCUIT BREAKER 3VA1 IEC FRAME 160 BREAKING CAPACITY CLASS N ICU=25KA @ 415 V 3-POLE, LINE PROT | 569.6
3VA1112-3EF36-0KH0 | CIRCUIT BREAKER 3VA1 IEC FRAME 160 BREAKING CAPACITY CLASS N ICU=25KA @ 415 V 3-POLE, LINE PROT | 644.82
3VA1132-3EF32-0BH0 | CIRCUIT BREAKER 3VA1 IEC FRAME 160 BREAKING CAPACITY CLASS N ICU=25KA @ 415 V 3-POLE, LINE PROT | 411.54
3VA2225-6KP32-0AJ0 | CIRCUIT BREAKER 3VA2 IEC FRAME 250 BREAKING CAPACITY CLASS H ICU=85KA @ 415 V 3-POLE, LINE PROT | 2005.46
3VA2140-8JQ42-0AA0 | CIRCUIT BREAKER 3VA2 IEC FRAME 160 BREAKING CAPACITY CLASS L ICU=150KA @ 415 V 4POLE, LINE PROT | 1405.89
3VA1040-3ED46-0AA0 | CIRCUIT BREAKER 3VA1 IEC FRAME 100 BREAKING CAPACITY CLASS N ICU=25KA @ 415 V 4-POLE, LINE PROT | 204.35
3VA1040-4ED32-0DA0 | CIRCUIT BREAKER 3VA1 IEC FRAME 100 BREAKING CAPACITY CLASS S ICU=36KA @ 415 V 3-POLE, LINE PROT | 318.92
3VA1132-3EF36-0AH0 | CIRCUIT BREAKER 3VA1 IEC FRAME 160 BREAKING CAPACITY CLASS N ICU=25KA @ 415 V 3-POLE, LINE PROT | 321.7
3VA2163-5JP32-0AF0 | CIRCUIT BREAKER 3VA2 IEC FRAME 160 BREAKING CAPACITY CLASS M ICU=55KA @ 415 V 3-POLE, LINE PROT | 1044.51
3VA2163-5JP32-0CC0 | CIRCUIT BREAKER 3VA2 IEC FRAME 160 BREAKING CAPACITY CLASS M ICU=55KA @ 415 V 3-POLE, LINE PROT | 1148.96
3VA2010-6HN32-0BL0 | CIRCUIT BREAKER 3VA2 IEC FRAME 100 BREAKING CAPACITY CLASS H ICU=85KA @ 415 V 3-POLE, LINE PROT | 891.31
3VA2010-6HN32-0HC0 | CIRCUIT BREAKER 3VA2 IEC FRAME 100 BREAKING CAPACITY CLASS H ICU=85KA @ 415 V 3-POLE, LINE PROT | 793.82
3VA2116-5KP32-0CA0 | CIRCUIT BREAKER 3VA2 IEC FRAME 160 BREAKING CAPACITY CLASS M ICU=55KA @ 415 V 3-POLE, LINE PROT | 1622.47
3VA1116-3EE36-0AA0 | CIRCUIT BREAKER 3VA1 IEC FRAME 160 BREAKING CAPACITY CLASS N ICU=25KA @ 415 V 3-POLE, LINE PROT | 373.91
3VA1116-3EF36-0BC0 | CIRCUIT BREAKER 3VA1 IEC FRAME 160 BREAKING CAPACITY CLASS N ICU=25KA @ 415 V 3-POLE, LINE PROT | 724.2
3VA1116-3EF36-0KC0 | CIRCUIT BREAKER 3VA1 IEC FRAME 160 BREAKING CAPACITY CLASS N ICU=25KA @ 415 V 3-POLE, LINE PROT | 694.95
3VA1140-4EE32-0AA0 | CIRCUIT BREAKER 3VA1 IEC FRAME 160 BREAKING CAPACITY CLASS S ICU=36KA @ 415 V 3-POLE, LINE PROT | 162.2
3VA2225-7HL32-0HL0 | CIRCUIT BREAKER 3VA2 IEC FRAME 250 BREAKING CAPACITY CLASS C ICU=110KA @ 415 V 3-POLE, LINE PRO | 1483.21
3VA2225-7KP32-0HA0 | CIRCUIT BREAKER 3VA2 IEC FRAME 250 BREAKING CAPACITY CLASS C ICU=110KA @ 415 V 3-POLE, LINE PRO | 2068.13
3VA2225-8KP42-0AA0 | CIRCUIT BREAKER 3VA2 IEC FRAME 250 BREAKING CAPACITY CLASS L ICU=150KA @ 415 V 4POLE, LINE PROT | 2334.97
3VA1125-3EF32-0BC0 | CIRCUIT BREAKER 3VA1 IEC FRAME 160 BREAKING CAPACITY CLASS N ICU=25KA @ 415 V 3-POLE, LINE PROT | 389.95
3VA1125-3EF32-0HC0 | CIRCUIT BREAKER 3VA1 IEC FRAME 160 BREAKING CAPACITY CLASS N ICU=25KA @ 415 V 3-POLE, LINE PROT | 362.79
3VA2116-5KQ46-0AA0 | CIRCUIT BREAKER 3VA2 IEC FRAME 160 BREAKING CAPACITY CLASS M ICU=55KA @ 415 V 4POLE, LINE PROTE | 1693.15
3VA2116-6HL32-0BL0 | CIRCUIT BREAKER 3VA2 IEC FRAME 160 BREAKING CAPACITY CLASS H ICU=85KA @ 415 V 3-POLE, LINE PROT | 1135.04
3VA2116-6HN32-0HH0 | CIRCUIT BREAKER 3VA2 IEC FRAME 160 BREAKING CAPACITY CLASS H ICU=85KA @ 415 V 3-POLE, LINE PROT | 1135.04
3VA1112-4GD42-0AA0 | CIRCUIT BREAKER 3VA1 IEC FRAME 160 BREAKING CAPACITY CLASS S ICU=36KA @ 415 V 4-POLE, LINE PROT | 423.9
3VA1112-4GF42-0AA0 | CIRCUIT BREAKER 3VA1 IEC FRAME 160 BREAKING CAPACITY CLASS S ICU=36KA @ 415 V 4-POLE, LINE PROT | 455.75
3VA1112-5ED32-0HC0 | CIRCUIT BREAKER 3VA1 IEC FRAME 160 BREAKING CAPACITY CLASS M ICU=55KA @ 415 V 3-POLE, LINE PROT | 647.59
3VA1112-5ED32-0HH0 | CIRCUIT BREAKER 3VA1 IEC FRAME 160 BREAKING CAPACITY CLASS M ICU=55KA @ 415 V 3-POLE, LINE PROT | 675.45
3VA1112-5ED32-0KH0 | CIRCUIT BREAKER 3VA1 IEC FRAME 160 BREAKING CAPACITY CLASS M ICU=55KA @ 415 V 3-POLE, LINE PROT | 675.45
3VA1132-3EF32-0AE0 | CIRCUIT BREAKER 3VA1 IEC FRAME 160 BREAKING CAPACITY CLASS N ICU=25KA @ 415 V 3-POLE, LINE PROT | 323.1
3VA1125-5EF36-0HH0 | CIRCUIT BREAKER 3VA1 IEC FRAME 160 BREAKING CAPACITY CLASS M ICU=55KA @ 415 V 3-POLE, LINE PROT | 454.02
3VA1125-6ED42-0AA0 | CIRCUIT BREAKER 3VA1 IEC FRAME 160 BREAKING CAPACITY CLASS H ICU=70KA @ 415 V 4-POLE, LINE PROT | 247.96
3VA1125-6EE36-0AA0 | CIRCUIT BREAKER 3VA1 IEC FRAME 160 BREAKING CAPACITY CLASS H ICU=70KA @ 415 V 3-POLE, LINE PROT | 210.23
3VA1040-2ED32-0KH0 | CIRCUIT BREAKER 3VA1 IEC FRAME 100 BREAKING CAPACITY CLASS B ICU=16KA @ 415 V 3-POLE, LINE PROT | 359.3
3VA1040-3ED32-0AE0 | CIRCUIT BREAKER 3VA1 IEC FRAME 100 BREAKING CAPACITY CLASS N ICU=25KA @ 415 V 3-POLE, LINE PROT | 298.03
3VA1040-3ED32-0HA0 | CIRCUIT BREAKER 3VA1 IEC FRAME 100 BREAKING CAPACITY CLASS N ICU=25KA @ 415 V 3-POLE, LINE PROT | 288.98
3VA1040-3ED32-0HH0 | CIRCUIT BREAKER 3VA1 IEC FRAME 100 BREAKING CAPACITY CLASS N ICU=25KA @ 415 V 3-POLE, LINE PROT | 363.48
3VA1112-3EF32-0BA0 | CIRCUIT BREAKER 3VA1 IEC FRAME 160 BREAKING CAPACITY CLASS N ICU=25KA @ 415 V 3-POLE, LINE PROT | 572.39
3VA1112-3EF36-0AF0 | CIRCUIT BREAKER 3VA1 IEC FRAME 160 BREAKING CAPACITY CLASS N ICU=25KA @ 415 V 3-POLE, LINE PROT | 530.61
3VA1112-3EF36-0HC0 | CIRCUIT BREAKER 3VA1 IEC FRAME 160 BREAKING CAPACITY CLASS N ICU=25KA @ 415 V 3-POLE, LINE PROT | 619.75
3VA1112-3EF36-0HH0 | CIRCUIT BREAKER 3VA1 IEC FRAME 160 BREAKING CAPACITY CLASS N ICU=25KA @ 415 V 3-POLE, LINE PROT | 644.82
3VA2225-6KP32-0BA0 | CIRCUIT BREAKER 3VA2 IEC FRAME 250 BREAKING CAPACITY CLASS H ICU=85KA @ 415 V 3-POLE, LINE PROT | 2005.46
3VA2140-8HL32-0AA0 | CIRCUIT BREAKER 3VA2 IEC FRAME 160 BREAKING CAPACITY CLASS L ICU=150KA @ 415 V 3POLE, LINE PROT | 578.26
3VA2140-8HL36-0AA0 | CIRCUIT BREAKER 3VA2 IEC FRAME 160 BREAKING CAPACITY CLASS L ICU=150KA @ 415 V 3POLE, LINE PROT | 600.27
3VA2140-8JP46-0AA0 | CIRCUIT BREAKER 3VA2 IEC FRAME 160 BREAKING CAPACITY CLASS L ICU=150KA @ 415 V 4POLE, LINE PROT | 1204.16
3VA1120-6EF32-0HH0 | CIRCUIT BREAKER 3VA1 IEC FRAME 160 BREAKING CAPACITY CLASS H ICU=70KA @ 415 V 3-POLE, LINE PROT | 454.71
3VA2063-5KP46-0AA0 | CIRCUIT BREAKER 3VA2 IEC FRAME 100 BREAKING CAPACITY CLASS M ICU=55KA @ 415 V 4POLE, LINE PROTE | 1198.03
3VA2163-5HN32-0DC0 | CIRCUIT BREAKER 3VA2 IEC FRAME 160 BREAKING CAPACITY CLASS M ICU=55KA @ 415 V 3-POLE, LINE PROT | 724.2
3VA2163-5HN36-0HH0 | CIRCUIT BREAKER 3VA2 IEC FRAME 160 BREAKING CAPACITY CLASS M ICU=55KA @ 415 V 3-POLE, LINE PROT | 745.09
3VA2116-5JQ32-0AE0 | CIRCUIT BREAKER 3VA2 IEC FRAME 160 BREAKING CAPACITY CLASS M ICU=55KA @ 415 V 3-POLE, LINE PROT | 1643.36
3VA2116-5JQ32-0KA0 | CIRCUIT BREAKER 3VA2 IEC FRAME 160 BREAKING CAPACITY CLASS M ICU=55KA @ 415 V 3-POLE, LINE PROT | 1636.4
3VA2116-5KP32-0AF0 | CIRCUIT BREAKER 3VA2 IEC FRAME 160 BREAKING CAPACITY CLASS M ICU=55KA @ 415 V 3-POLE, LINE PROT | 1552.83
3VA2116-5KP32-0AH0 | CIRCUIT BREAKER 3VA2 IEC FRAME 160 BREAKING CAPACITY CLASS M ICU=55KA @ 415 V 3-POLE, LINE PROT | 1587.65
3VA1150-4EF36-0JH0 | CIRCUIT BREAKER 3VA1 IEC FRAME 160 BREAKING CAPACITY CLASS S ICU=36KA @ 415 V 3-POLE, LINE PROT | 431.03
3VA1150-5EE46-0AA0 | CIRCUIT BREAKER 3VA1 IEC FRAME 160 BREAKING CAPACITY CLASS M ICU=55KA @ 415 V 4-POLE, LINE PROT | 254.82
3VA1163-4EF32-0BH0 | CIRCUIT BREAKER 3VA1 IEC FRAME 160 BREAKING CAPACITY CLASS S ICU=36KA @ 415 V 3-POLE, LINE PROT | 433.13
3VA1163-4EF32-0KA0 | CIRCUIT BREAKER 3VA1 IEC FRAME 160 BREAKING CAPACITY CLASS S ICU=36KA @ 415 V 3-POLE, LINE PROT | 331.46
3VA1140-5GE46-0AA0 | CIRCUIT BREAKER 3VA1 IEC FRAME 160 BREAKING CAPACITY CLASS M ICU=55KA @ 415 V 4-POLE, LINE PROT | 254.82
3VA1112-6EF32-0DC0 | CIRCUIT BREAKER 3VA1 IEC FRAME 160 BREAKING CAPACITY CLASS H ICU=70KA @ 415 V 3-POLE, LINE PROT | 765.98
3VA1112-6FE42-0AA0 | CIRCUIT BREAKER 3VA1 IEC FRAME 160 BREAKING CAPACITY CLASS H ICU=70KA @ 415 V 4-POLE, LINE PROT | 524.34
3VA1116-1AA32-0HC0 | SWITCH DISCONNECTOR 3VA1 IEC FRAME 160 3-POLE SD100, IN=160A WITHOUT OVERLOAD PROTECTION WITHOU | 458.89
3VA2116-5HN32-0AE0 | CIRCUIT BREAKER 3VA2 IEC FRAME 160 BREAKING CAPACITY CLASS M ICU=55KA @ 415 V 3-POLE, LINE PROT | 960.95
3VA2010-5HN36-0BC0 | CIRCUIT BREAKER 3VA2 IEC FRAME 100 BREAKING CAPACITY CLASS M ICU=55KA @ 415 V 3-POLE, LINE PROT | 786.87
3VA2010-5JQ32-0AH0 | CIRCUIT BREAKER 3VA2 IEC FRAME 100 BREAKING CAPACITY CLASS M ICU=55KA @ 415 V 3-POLE, LINE PROT | 1350.9
3VA1132-4EF32-0DH0 | CIRCUIT BREAKER 3VA1 IEC FRAME 160 BREAKING CAPACITY CLASS S ICU=36KA @ 415 V 3-POLE, LINE PROT | 433.13
3VA1110-6EE46-0AA0 | CIRCUIT BREAKER 3VA1 IEC FRAME 160 BREAKING CAPACITY CLASS H ICU=70KA @ 415 V 4-POLE, LINE PROT | 344.02
3VA1110-6EF32-0AC0 | CIRCUIT BREAKER 3VA1 IEC FRAME 160 BREAKING CAPACITY CLASS H ICU=70KA @ 415 V 3-POLE, LINE PROT | 420.58
3VA1140-6EF36-0AE0 | CIRCUIT BREAKER 3VA1 IEC FRAME 160 BREAKING CAPACITY CLASS H ICU=70KA @ 415 V 3-POLE, LINE PROT | 412.23
3VA1140-6EF36-0KC0 | CIRCUIT BREAKER 3VA1 IEC FRAME 160 BREAKING CAPACITY CLASS H ICU=70KA @ 415 V 3-POLE, LINE PROT | 453.32
3VA2010-5JQ32-0BH0 | CIRCUIT BREAKER 3VA2 IEC FRAME 100 BREAKING CAPACITY CLASS M ICU=55KA @ 415 V 3-POLE, LINE PROT | 1469.27
3VA1140-6GF42-0AA0 | CIRCUIT BREAKER 3VA1 IEC FRAME 160 BREAKING CAPACITY CLASS H ICU=70KA @ 415 V 4-POLE, LINE PROT | 266.57
3VA1150-3EF36-0KC0 | CIRCUIT BREAKER 3VA1 IEC FRAME 160 BREAKING CAPACITY CLASS N ICU=25KA @ 415 V 3-POLE, LINE PROT | 385.77
3VA1116-4EF32-0AE0 | CIRCUIT BREAKER 3VA1 IEC FRAME 160 BREAKING CAPACITY CLASS S ICU=36KA @ 415 V 3-POLE, LINE PROT | 681.02
3VA1116-4EF36-0AE0 | CIRCUIT BREAKER 3VA1 IEC FRAME 160 BREAKING CAPACITY CLASS S ICU=36KA @ 415 V 3-POLE, LINE PROT | 703.31
3VA1116-4EF36-0HH0 | CIRCUIT BREAKER 3VA1 IEC FRAME 160 BREAKING CAPACITY CLASS S ICU=36KA @ 415 V 3-POLE, LINE PROT | 772.93
3UF7020-1AB01-0 | BASIC UNIT SIMOCODE PRO S; PROFIBUS DP INTERFACE 1.5 MBIT/S; 4I/2O FREELY PARAMETERIZABLE; US: D | 468.44
3VA1110-6EF32-0AG0 | CIRCUIT BREAKER 3VA1 IEC FRAME 160 BREAKING CAPACITY CLASS H ICU=70KA @ 415 V 3-POLE, LINE PROT | 444.96
3VA1110-6EF32-0KC0 | CIRCUIT BREAKER 3VA1 IEC FRAME 160 BREAKING CAPACITY CLASS H ICU=70KA @ 415 V 3-POLE, LINE PROT | 509.02
3VA1150-3GE42-0AA0 | CIRCUIT BREAKER 3VA1 IEC FRAME 160 BREAKING CAPACITY CLASS N ICU=25KA @ 415 V 4-POLE, LINE PROT | 195.02
3VA1125-5EF32-0HA0 | CIRCUIT BREAKER 3VA1 IEC FRAME 160 BREAKING CAPACITY CLASS M ICU=55KA @ 415 V 3-POLE, LINE PROT | 357.93
3VA1125-5EF36-0AE0 | CIRCUIT BREAKER 3VA1 IEC FRAME 160 BREAKING CAPACITY CLASS M ICU=55KA @ 415 V 3-POLE, LINE PROT | 391.34
3VA1110-5EF36-0CA0 | CIRCUIT BREAKER 3VA1 IEC FRAME 160 BREAKING CAPACITY CLASS M ICU=55KA @ 415 V 3-POLE, LINE PROT | 477.69
3VA1110-5EF36-0KH0 | CIRCUIT BREAKER 3VA1 IEC FRAME 160 BREAKING CAPACITY CLASS M ICU=55KA @ 415 V 3-POLE, LINE PROT | 527.12
3VA1196-5EF36-0AC0 | CIRCUIT BREAKER 3VA1 IEC FRAME 160 BREAKING CAPACITY CLASS M ICU=55KA @ 415 V 3-POLE, LINE PROT | 338.41
3VA1196-5EF36-0DH0 | CIRCUIT BREAKER 3VA1 IEC FRAME 160 BREAKING CAPACITY CLASS M ICU=55KA @ 415 V 3-POLE, LINE PROT | 479.78
3VA1140-3EF36-0CH0 | CIRCUIT BREAKER 3VA1 IEC FRAME 160 BREAKING CAPACITY CLASS N ICU=25KA @ 415 V 3-POLE, LINE PROT | 435.91
3VA1120-6EF36-0AD0 | CIRCUIT BREAKER 3VA1 IEC FRAME 160 BREAKING CAPACITY CLASS H ICU=70KA @ 415 V 3-POLE, LINE PROT | 390.65
3VA1120-6EF36-0CA0 | CIRCUIT BREAKER 3VA1 IEC FRAME 160 BREAKING CAPACITY CLASS H ICU=70KA @ 415 V 3-POLE, LINE PROT | 431.03
3VA1120-6EF36-0DC0 | CIRCUIT BREAKER 3VA1 IEC FRAME 160 BREAKING CAPACITY CLASS H ICU=70KA @ 415 V 3-POLE, LINE PROT | 479.09
3VA1120-6EF36-0JH0 | CIRCUIT BREAKER 3VA1 IEC FRAME 160 BREAKING CAPACITY CLASS H ICU=70KA @ 415 V 3-POLE, LINE PROT | 477.69
3VA1120-6GD46-0AA0 | CIRCUIT BREAKER 3VA1 IEC FRAME 160 BREAKING CAPACITY CLASS H ICU=70KA @ 415 V 4-POLE, LINE PROT | 270.52
3VA1120-4EF32-0AD0 | CIRCUIT BREAKER 3VA1 IEC FRAME 160 BREAKING CAPACITY CLASS S ICU=36KA @ 415 V 3-POLE, LINE PROT | 317.52
3VA1120-4EF32-0HH0 | CIRCUIT BREAKER 3VA1 IEC FRAME 160 BREAKING CAPACITY CLASS S ICU=36KA @ 415 V 3-POLE, LINE PROT | 405.96
3VA2216-8JQ42-0AA0 | CIRCUIT BREAKER 3VA2 IEC FRAME 250 BREAKING CAPACITY CLASS L ICU=150KA @ 415 V 4POLE, LINE PROT | 2359.43
3VA2216-8KP32-0AA0 | CIRCUIT BREAKER 3VA2 IEC FRAME 250 BREAKING CAPACITY CLASS L ICU=150KA @ 415 V 3POLE, LINE PROT | 1913.22
3VA1132-6EF36-0CA0 | CIRCUIT BREAKER 3VA1 IEC FRAME 160 BREAKING CAPACITY CLASS H ICU=70KA @ 415 V 3-POLE, LINE PROT | 431.03
3VA1132-6EF36-0JC0 | CIRCUIT BREAKER 3VA1 IEC FRAME 160 BREAKING CAPACITY CLASS H ICU=70KA @ 415 V 3-POLE, LINE PROT | 453.32
3VA1132-6EF36-0JH0 | CIRCUIT BREAKER 3VA1 IEC FRAME 160 BREAKING CAPACITY CLASS H ICU=70KA @ 415 V 3-POLE, LINE PROT | 477.69
3VA1132-6GF42-0AA0 | CIRCUIT BREAKER 3VA1 IEC FRAME 160 BREAKING CAPACITY CLASS H ICU=70KA @ 415 V 4-POLE, LINE PROT | 266.57
3VA1050-3ED32-0CH0 | CIRCUIT BREAKER 3VA1 IEC FRAME 100 BREAKING CAPACITY CLASS N ICU=25KA @ 415 V 3-POLE, LINE PROT | 390.65
3VA1050-3ED32-0JC0 | CIRCUIT BREAKER 3VA1 IEC FRAME 100 BREAKING CAPACITY CLASS N ICU=25KA @ 415 V 3-POLE, LINE PROT | 337.04
3VA1050-3ED36-0AA0 | CIRCUIT BREAKER 3VA1 IEC FRAME 100 BREAKING CAPACITY CLASS N ICU=25KA @ 415 V 3-POLE, LINE PROT | 155.83
3VA1110-5EE32-0DA0 | CIRCUIT BREAKER 3VA1 IEC FRAME 160 BREAKING CAPACITY CLASS M ICU=55KA @ 415 V 3-POLE, LINE PROT | 436.61
3VA2225-5HL32-0AD0 | CIRCUIT BREAKER 3VA2 IEC FRAME 250 BREAKING CAPACITY CLASS M ICU=55KA @ 415 V 3-POLE, LINE PROT | 1128.07
3VA2225-5HL32-0AE0 | CIRCUIT BREAKER 3VA2 IEC FRAME 250 BREAKING CAPACITY CLASS M ICU=55KA @ 415 V 3-POLE, LINE PROT | 1141.99
3VA2225-5HL32-0BL0 | CIRCUIT BREAKER 3VA2 IEC FRAME 250 BREAKING CAPACITY CLASS M ICU=55KA @ 415 V 3-POLE, LINE PROT | 1288.23
3VA2225-5HL32-0CL0 | CIRCUIT BREAKER 3VA2 IEC FRAME 250 BREAKING CAPACITY CLASS M ICU=55KA @ 415 V 3-POLE, LINE PROT | 1288.23
3VA2225-5HL32-0HH0 | CIRCUIT BREAKER 3VA2 IEC FRAME 250 BREAKING CAPACITY CLASS M ICU=55KA @ 415 V 3-POLE, LINE PROT | 1204.66
3VA2340-7HN32-0CH0 | CIRCUIT BREAKER 3VA2 IEC FRAME 400 BREAKING CAPACITY CLASS C ICU=110KA @ 415 V 3-POLE, LINE PRO | 1963.67
3VA2340-7HN32-0JC0 | CIRCUIT BREAKER 3VA2 IEC FRAME 400 BREAKING CAPACITY CLASS C ICU=110KA @ 415 V 3-POLE, LINE PRO | 1928.86
3VA2340-7HN32-0JH0 | CIRCUIT BREAKER 3VA2 IEC FRAME 400 BREAKING CAPACITY CLASS C ICU=110KA @ 415 V 3-POLE, LINE PRO | 1949.75
3VA2340-7JP42-0AA0 | CIRCUIT BREAKER 3VA2 IEC FRAME 400 BREAKING CAPACITY CLASS C ICU=110KA @ 415 V 4-POLE, LINE PRO | 2432.78
3VA1110-1AA36-0KC0 | SWITCH DISCONNECTOR 3VA1 IEC FRAME 160 3-POLE SD100, IN=100A WITHOUT OVERLOAD PROTECTION WITHOU | 393.43
3VA2325-5HN32-0BL0 | CIRCUIT BREAKER 3VA2 IEC FRAME 400 BREAKING CAPACITY CLASS M ICU=55KA @ 415 V 3-POLE, LINE PROT | 1712.99
3VA2063-6HL32-0AF0 | CIRCUIT BREAKER 3VA2 IEC FRAME 100 BREAKING CAPACITY CLASS H ICU=85KA @ 415 V 3-POLE, LINE PROT | 599.55
3VA2063-6HN32-0DA0 | CIRCUIT BREAKER 3VA2 IEC FRAME 100 BREAKING CAPACITY CLASS H ICU=85KA @ 415 V 3-POLE, LINE PROT | 724.2
3VA1132-6EF36-0AE0 | CIRCUIT BREAKER 3VA1 IEC FRAME 160 BREAKING CAPACITY CLASS H ICU=70KA @ 415 V 3-POLE, LINE PROT | 412.23
3VA1140-3ED42-0AA0 | CIRCUIT BREAKER 3VA1 IEC FRAME 160 BREAKING CAPACITY CLASS N ICU=25KA @ 415 V 4-POLE, LINE PROT | 192.08
3VA1140-3EF32-0BA0 | CIRCUIT BREAKER 3VA1 IEC FRAME 160 BREAKING CAPACITY CLASS N ICU=25KA @ 415 V 3-POLE, LINE PROT | 337.73
3VA1050-2ED36-0DA0 | CIRCUIT BREAKER 3VA1 IEC FRAME 100 BREAKING CAPACITY CLASS B ICU=16KA @ 415 V 3-POLE, LINE PROT | 332.85
3VA1050-2ED42-0BA0 | CIRCUIT BREAKER 3VA1 IEC FRAME 100 BREAKING CAPACITY CLASS B ICU=16KA @ 415 V 4-POLE, LINE PROT | 369.06
3VA1140-4EF32-0JA0 | CIRCUIT BREAKER 3VA1 IEC FRAME 160 BREAKING CAPACITY CLASS S ICU=36KA @ 415 V 3-POLE, LINE PROT | 331.46
3VA1140-4EF36-0KC0 | CIRCUIT BREAKER 3VA1 IEC FRAME 160 BREAKING CAPACITY CLASS S ICU=36KA @ 415 V 3-POLE, LINE PROT | 405.27
3VA1140-5EF32-0DA0 | CIRCUIT BREAKER 3VA1 IEC FRAME 160 BREAKING CAPACITY CLASS M ICU=55KA @ 415 V 3-POLE, LINE PROT | 383.68
3VA1163-1AA42-0CC0 | SWITCH DISCONNECTOR 3VA1 IEC FRAME 160 4-POLE SD100, IN=63A WITHOUT OVERLOAD PROTECTION WITHOUT | 402.48
3VA1125-6GD42-0AA0 | CIRCUIT BREAKER 3VA1 IEC FRAME 160 BREAKING CAPACITY CLASS H ICU=70KA @ 415 V 4-POLE, LINE PROT | 247.96
3VA1132-3EE36-0AA0 | CIRCUIT BREAKER 3VA1 IEC FRAME 160 BREAKING CAPACITY CLASS N ICU=25KA @ 415 V 3-POLE, LINE PROT | 165.65
3VA2340-7HN32-0AB0 | CIRCUIT BREAKER 3VA2 IEC FRAME 400 BREAKING CAPACITY CLASS C ICU=110KA @ 415 V 3-POLE, LINE PRO | 1887.08
3VA2340-7HN32-0BL0 | CIRCUIT BREAKER 3VA2 IEC FRAME 400 BREAKING CAPACITY CLASS C ICU=110KA @ 415 V 3-POLE, LINE PRO | 2012.42
3VA2440-5HL42-0AA0 | CIRCUIT BREAKER 3VA2 IEC FRAME 630 BREAKING CAPACITY CLASS M ICU=55KA @ 415 V 4-POLE, LINE PROT | 2176.06
3VA1110-5EF32-0BC0 | CIRCUIT BREAKER 3VA1 IEC FRAME 160 BREAKING CAPACITY CLASS M ICU=55KA @ 415 V 3-POLE, LINE PROT | 502.75
3VA1110-5FE46-0AA0 | CIRCUIT BREAKER 3VA1 IEC FRAME 160 BREAKING CAPACITY CLASS M ICU=55KA @ 415 V 4-POLE, LINE PROT | 315.59
3VA1125-3EF32-0JA0 | CIRCUIT BREAKER 3VA1 IEC FRAME 160 BREAKING CAPACITY CLASS N ICU=25KA @ 415 V 3-POLE, LINE PROT | 312.66
3VA1110-1AA42-0KC0 | SWITCH DISCONNECTOR 3VA1 IEC FRAME 160 4-POLE SD100, IN=100A WITHOUT OVERLOAD PROTECTION WITHOU | 438
3VA1110-3EF32-0AH0 | CIRCUIT BREAKER 3VA1 IEC FRAME 160 BREAKING CAPACITY CLASS N ICU=25KA @ 415 V 3-POLE, LINE PROT | 358.61
3VA1163-3EF32-0AH0 | CIRCUIT BREAKER 3VA1 IEC FRAME 160 BREAKING CAPACITY CLASS N ICU=25KA @ 415 V 3-POLE, LINE PROT | 297.33
3VA1163-3EF36-0HC0 | CIRCUIT BREAKER 3VA1 IEC FRAME 160 BREAKING CAPACITY CLASS N ICU=25KA @ 415 V 3-POLE, LINE PROT | 385.77
3VA1112-5EF36-0AE0 | CIRCUIT BREAKER 3VA1 IEC FRAME 160 BREAKING CAPACITY CLASS M ICU=55KA @ 415 V 3-POLE, LINE PROT | 672.66
3VA1196-5EF32-0DA0 | CIRCUIT BREAKER 3VA1 IEC FRAME 160 BREAKING CAPACITY CLASS M ICU=55KA @ 415 V 3-POLE, LINE PROT | 383.68
3VA2063-7HM36-0AA0 | CIRCUIT BREAKER 3VA2 IEC FRAME 100 BREAKING CAPACITY CLASS C ICU=110KA @ 415 V 3POLE, LINE PROT | 764.05
3VA2063-7KP42-0AA0 | CIRCUIT BREAKER 3VA2 IEC FRAME 100 BREAKING CAPACITY CLASS C ICU=110KA @ 415 V 4POLE, LINE PROT | 1277.51
3VA1125-4EF32-0CH0 | CIRCUIT BREAKER 3VA1 IEC FRAME 160 BREAKING CAPACITY CLASS S ICU=36KA @ 415 V 3-POLE, LINE PROT | 433.13
3VA1125-5ED46-0AA0 | CIRCUIT BREAKER 3VA1 IEC FRAME 160 BREAKING CAPACITY CLASS M ICU=55KA @ 415 V 4-POLE, LINE PROT | 249.92
3VA1132-6EF32-0HH0 | CIRCUIT BREAKER 3VA1 IEC FRAME 160 BREAKING CAPACITY CLASS H ICU=70KA @ 415 V 3-POLE, LINE PROT | 454.71
3VA1112-5EF32-0BH0 | CIRCUIT BREAKER 3VA1 IEC FRAME 160 BREAKING CAPACITY CLASS M ICU=55KA @ 415 V 3-POLE, LINE PROT | 738.12
3VA1110-3EF36-0BA0 | CIRCUIT BREAKER 3VA1 IEC FRAME 160 BREAKING CAPACITY CLASS N ICU=25KA @ 415 V 3-POLE, LINE PROT | 421.98
3VA1110-3EF36-0CC0 | CIRCUIT BREAKER 3VA1 IEC FRAME 160 BREAKING CAPACITY CLASS N ICU=25KA @ 415 V 3-POLE, LINE PROT | 472.12
5SG7611-0KK10 | MINIZED-SWITCH-DISCONNECTOR D01 10A 230/400V 1P FOR FUSE-LINKS 2-10A | 12.37
3VA2225-7HN32-0BA0 | CIRCUIT BREAKER 3VA2 IEC FRAME 250 BREAKING CAPACITY CLASS C ICU=110KA @ 415 V 3-POLE, LINE PRO | 1469.27
3VA2225-7HN32-0CC0 | CIRCUIT BREAKER 3VA2 IEC FRAME 250 BREAKING CAPACITY CLASS C ICU=110KA @ 415 V 3-POLE, LINE PRO | 1524.99
3VA2225-7HN32-0KA0 | CIRCUIT BREAKER 3VA2 IEC FRAME 250 BREAKING CAPACITY CLASS C ICU=110KA @ 415 V 3-POLE, LINE PRO | 1434.46
3VA2225-7KP32-0CC0 | CIRCUIT BREAKER 3VA2 IEC FRAME 250 BREAKING CAPACITY CLASS C ICU=110KA @ 415 V 3-POLE, LINE PRO | 2158.66
3VA1050-2ED32-0CA0 | CIRCUIT BREAKER 3VA1 IEC FRAME 100 BREAKING CAPACITY CLASS B ICU=16KA @ 415 V 3-POLE, LINE PROT | 311.27
3VA2116-5KP32-0HL0 | CIRCUIT BREAKER 3VA2 IEC FRAME 160 BREAKING CAPACITY CLASS M ICU=55KA @ 415 V 3-POLE, LINE PROT | 1692.1
3VA2116-5KQ32-0AA0 | CIRCUIT BREAKER 3VA2 IEC FRAME 160 BREAKING CAPACITY CLASS M ICU=55KA @ 415 V 3POLE, LINE PROTE | 1454.78
3VA2063-6HL32-0CL0 | CIRCUIT BREAKER 3VA2 IEC FRAME 100 BREAKING CAPACITY CLASS H ICU=85KA @ 415 V 3-POLE, LINE PROT | 772.93
3VA2063-6HL32-0DL0 | CIRCUIT BREAKER 3VA2 IEC FRAME 100 BREAKING CAPACITY CLASS H ICU=85KA @ 415 V 3-POLE, LINE PROT | 772.93
3VA2063-6HL32-0JL0 | CIRCUIT BREAKER 3VA2 IEC FRAME 100 BREAKING CAPACITY CLASS H ICU=85KA @ 415 V 3-POLE, LINE PROT | 752.04
3VA2063-6HM32-0AA0 | CIRCUIT BREAKER 3VA2 IEC FRAME 100 BREAKING CAPACITY CLASS H ICU=85KA @ 415 V 3POLE, LINE PROTE | 709.05
3VA1140-3EF32-0HA0 | CIRCUIT BREAKER 3VA1 IEC FRAME 160 BREAKING CAPACITY CLASS N ICU=25KA @ 415 V 3-POLE, LINE PROT | 312.66
3VA1110-1AA36-0CH0 | SWITCH DISCONNECTOR 3VA1 IEC FRAME 160 3-POLE SD100, IN=100A WITHOUT OVERLOAD PROTECTION WITHOU | 444.26
3VA1050-2ED32-0CH0 | CIRCUIT BREAKER 3VA1 IEC FRAME 100 BREAKING CAPACITY CLASS B ICU=16KA @ 415 V 3-POLE, LINE PROT | 385.77
3VA1050-2ED36-0BH0 | CIRCUIT BREAKER 3VA1 IEC FRAME 100 BREAKING CAPACITY CLASS B ICU=16KA @ 415 V 3-POLE, LINE PROT | 407.36
3VA1140-4GF46-0AA0 | CIRCUIT BREAKER 3VA1 IEC FRAME 160 BREAKING CAPACITY CLASS S ICU=36KA @ 415 V 4-POLE, LINE PROT | 245.03
3VA1140-5ED36-0AA0 | CIRCUIT BREAKER 3VA1 IEC FRAME 160 BREAKING CAPACITY CLASS M ICU=55KA @ 415 V 3-POLE, LINE PROT | 192.58
3VA1140-5EF32-0AA0 | CIRCUIT BREAKER 3VA1 IEC FRAME 160 BREAKING CAPACITY CLASS M ICU=55KA @ 415 V 3-POLE, LINE PROT | 188.68
3VA1140-5EF32-0BH0 | CIRCUIT BREAKER 3VA1 IEC FRAME 160 BREAKING CAPACITY CLASS M ICU=55KA @ 415 V 3-POLE, LINE PROT | 457.5
3VA1132-3EF32-0HC0 | CIRCUIT BREAKER 3VA1 IEC FRAME 160 BREAKING CAPACITY CLASS N ICU=25KA @ 415 V 3-POLE, LINE PROT | 362.79
3VA1132-3EF32-0HH0 | CIRCUIT BREAKER 3VA1 IEC FRAME 160 BREAKING CAPACITY CLASS N ICU=25KA @ 415 V 3-POLE, LINE PROT | 389.25
3VA2063-6HN32-0JL0 | CIRCUIT BREAKER 3VA2 IEC FRAME 100 BREAKING CAPACITY CLASS H ICU=85KA @ 415 V 3-POLE, LINE PROT | 807.76
3VA2340-6KP32-0HL0 | CIRCUIT BREAKER 3VA2 IEC FRAME 400 BREAKING CAPACITY CLASS H ICU=85KA @ 415 V 3-POLE, LINE PROT | 2513.78
3VA1110-5EF32-0KC0 | CIRCUIT BREAKER 3VA1 IEC FRAME 160 BREAKING CAPACITY CLASS M ICU=55KA @ 415 V 3-POLE, LINE PROT | 476.3
3VA1110-5EF36-0AD0 | CIRCUIT BREAKER 3VA1 IEC FRAME 160 BREAKING CAPACITY CLASS M ICU=55KA @ 415 V 3-POLE, LINE PROT | 436.61
3VA1110-5GE42-0AA0 | CIRCUIT BREAKER 3VA1 IEC FRAME 160 BREAKING CAPACITY CLASS M ICU=55KA @ 415 V 4-POLE, LINE PROT | 295.98
3VA2063-5HL36-0AJ0 | CIRCUIT BREAKER 3VA2 IEC FRAME 100 BREAKING CAPACITY CLASS M ICU=55KA @ 415 V 3-POLE, LINE PROT | 630.18
3VA2063-5HL36-0DH0 | CIRCUIT BREAKER 3VA2 IEC FRAME 100 BREAKING CAPACITY CLASS M ICU=55KA @ 415 V 3-POLE, LINE PROT | 710.26
3VA2063-5HN36-0KA0 | CIRCUIT BREAKER 3VA2 IEC FRAME 100 BREAKING CAPACITY CLASS M ICU=55KA @ 415 V 3-POLE, LINE PROT | 669.18
3VA1125-5EF36-0JH0 | CIRCUIT BREAKER 3VA1 IEC FRAME 160 BREAKING CAPACITY CLASS M ICU=55KA @ 415 V 3-POLE, LINE PROT | 454.02
3VA1116-1AA32-0AG0 | SWITCH DISCONNECTOR 3VA1 IEC FRAME 160 3-POLE SD100, IN=160A WITHOUT OVERLOAD PROTECTION WITHOU | 394.83
3VA1116-1AA32-0BH0 | SWITCH DISCONNECTOR 3VA1 IEC FRAME 160 3-POLE SD100, IN=160A WITHOUT OVERLOAD PROTECTION WITHOU | 509.72
3VA1116-1AA36-0AF0 | SWITCH DISCONNECTOR 3VA1 IEC FRAME 160 3-POLE SD100, IN=160A WITHOUT OVERLOAD PROTECTION WITHOU | 393.43
3VA1032-2ED36-0BH0 | CIRCUIT BREAKER 3VA1 IEC FRAME 100 BREAKING CAPACITY CLASS B ICU=16KA @ 415 V 3-POLE, LINE PROT | 407.36
3VA1032-3ED32-0AD0 | CIRCUIT BREAKER 3VA1 IEC FRAME 100 BREAKING CAPACITY CLASS N ICU=25KA @ 415 V 3-POLE, LINE PROT | 275.06
3ZY1212-0FA01 | DEVICE TERMINATION CONNECT. SET FOR SAFETY RELAY 3SK1 WIDTH > 45 MM, FOR THE ELECTR. CONNECTION O | 22.71
3ZY1212-2DA00 | DEVICE TERMINATION CONNECTOR FOR SAFETY RELAY 3SK1 WIDTH 22.5 MM, FOR THE ELECTR. CONNECTION OF | 20.06
3VA2040-8JP46-0AA0 | CIRCUIT BREAKER 3VA2 IEC FRAME 100 BREAKING CAPACITY CLASS L ICU=150KA @ 415 V 4POLE, LINE PROT | 1204.16
3VA2040-8KQ32-0AA0 | CIRCUIT BREAKER 3VA2 IEC FRAME 100 BREAKING CAPACITY CLASS L ICU=150KA @ 415 V 3POLE, LINE PROT | 1338.64
3VA2063-5HL36-0AB0 | CIRCUIT BREAKER 3VA2 IEC FRAME 100 BREAKING CAPACITY CLASS M ICU=55KA @ 415 V 3-POLE, LINE PROT | 594.67
3VA1010-2ED32-0JA0 | CIRCUIT BREAKER 3VA1 IEC FRAME 100 BREAKING CAPACITY CLASS B ICU=16KA @ 415 V 3-POLE, LINE PROT | 336.34
3VA1080-4ED42-0CC0 | CIRCUIT BREAKER 3VA1 IEC FRAME 100 BREAKING CAPACITY CLASS S ICU=36KA @ 415 V 4-POLE, LINE PROT | 454.02
3VA1096-2ED32-0DH0 | CIRCUIT BREAKER 3VA1 IEC FRAME 100 BREAKING CAPACITY CLASS B ICU=16KA @ 415 V 3-POLE, LINE PROT | 385.77
3VA2116-5HN36-0HC0 | CIRCUIT BREAKER 3VA2 IEC FRAME 160 BREAKING CAPACITY CLASS M ICU=55KA @ 415 V 3-POLE, LINE PROT | 1037.54
3VA2116-5JQ32-0AA0 | CIRCUIT BREAKER 3VA2 IEC FRAME 160 BREAKING CAPACITY CLASS M ICU=55KA @ 415 V 3POLE, LINE PROTE | 1356.97
3VA2010-5HN32-0KL0 | CIRCUIT BREAKER 3VA2 IEC FRAME 100 BREAKING CAPACITY CLASS M ICU=55KA @ 415 V 3-POLE, LINE PROT | 793.82
3VA2010-5HN36-0DC0 | CIRCUIT BREAKER 3VA2 IEC FRAME 100 BREAKING CAPACITY CLASS M ICU=55KA @ 415 V 3-POLE, LINE PROT | 786.87
3VA1050-2ED32-0HC0 | CIRCUIT BREAKER 3VA1 IEC FRAME 100 BREAKING CAPACITY CLASS B ICU=16KA @ 415 V 3-POLE, LINE PROT | 332.85
3VA1050-2ED36-0HC0 | CIRCUIT BREAKER 3VA1 IEC FRAME 100 BREAKING CAPACITY CLASS B ICU=16KA @ 415 V 3-POLE, LINE PROT | 357.93
3VA1110-6FD42-0AA0 | CIRCUIT BREAKER 3VA1 IEC FRAME 160 BREAKING CAPACITY CLASS H ICU=70KA @ 415 V 4-POLE, LINE PROT | 314.62
3VA1112-1AA32-0CA0 | SWITCH DISCONNECTOR 3VA1 IEC FRAME 160 3-POLE SD100, IN=125A WITHOUT OVERLOAD PROTECTION WITHOU | 412.23
3VA1112-1AA36-0KC0 | SWITCH DISCONNECTOR 3VA1 IEC FRAME 160 3-POLE SD100, IN=125A WITHOUT OVERLOAD PROTECTION WITHOU | 460.29
3VA1112-1AA42-0CH0 | SWITCH DISCONNECTOR 3VA1 IEC FRAME 160 4-POLE SD100, IN=125A WITHOUT OVERLOAD PROTECTION WITHOU | 577.27
3VA1116-1AA32-0AC0 | SWITCH DISCONNECTOR 3VA1 IEC FRAME 160 3-POLE SD100, IN=160A WITHOUT OVERLOAD PROTECTION WITHOU | 369.06
3VA1116-1AA32-0BA0 | SWITCH DISCONNECTOR 3VA1 IEC FRAME 160 3-POLE SD100, IN=160A WITHOUT OVERLOAD PROTECTION WITHOU | 435.22
3VA1110-1AA42-0AE0 | SWITCH DISCONNECTOR 3VA1 IEC FRAME 160 4-POLE SD100, IN=100A WITHOUT OVERLOAD PROTECTION WITHOU | 400.39
3VA1110-1AA42-0CC0 | SWITCH DISCONNECTOR 3VA1 IEC FRAME 160 4-POLE SD100, IN=100A WITHOUT OVERLOAD PROTECTION WITHOU | 464.45
3VA1110-1AA42-0HH0 | SWITCH DISCONNECTOR 3VA1 IEC FRAME 160 4-POLE SD100, IN=100A WITHOUT OVERLOAD PROTECTION WITHOU | 463.06
3VA1163-3EF36-0JC0 | CIRCUIT BREAKER 3VA1 IEC FRAME 160 BREAKING CAPACITY CLASS N ICU=25KA @ 415 V 3-POLE, LINE PROT | 385.77
3VA1163-3EF36-0JH0 | CIRCUIT BREAKER 3VA1 IEC FRAME 160 BREAKING CAPACITY CLASS N ICU=25KA @ 415 V 3-POLE, LINE PROT | 408.75
3VA1163-3EF36-0KA0 | CIRCUIT BREAKER 3VA1 IEC FRAME 160 BREAKING CAPACITY CLASS N ICU=25KA @ 415 V 3-POLE, LINE PROT | 334.94
3VA1163-3GE42-0AA0 | CIRCUIT BREAKER 3VA1 IEC FRAME 160 BREAKING CAPACITY CLASS N ICU=25KA @ 415 V 4-POLE, LINE PROT | 195.02
3VA1112-5EF32-0CA0 | CIRCUIT BREAKER 3VA1 IEC FRAME 160 BREAKING CAPACITY CLASS M ICU=55KA @ 415 V 3-POLE, LINE PROT | 662.22
3VA1125-3EF32-0KC0 | CIRCUIT BREAKER 3VA1 IEC FRAME 160 BREAKING CAPACITY CLASS N ICU=25KA @ 415 V 3-POLE, LINE PROT | 362.79
3VA1125-3EF42-0AA0 | CIRCUIT BREAKER 3VA1 IEC FRAME 160 BREAKING CAPACITY CLASS N ICU=25KA @ 415 V 4-POLE, LINE PROT | 204.35
3VA1125-4ED46-0AA0 | CIRCUIT BREAKER 3VA1 IEC FRAME 160 BREAKING CAPACITY CLASS S ICU=36KA @ 415 V 4-POLE, LINE PROT | 228.35
3VA1125-4EF32-0AD0 | CIRCUIT BREAKER 3VA1 IEC FRAME 160 BREAKING CAPACITY CLASS S ICU=36KA @ 415 V 3-POLE, LINE PROT | 317.52
3VA2225-6KP32-0CH0 | CIRCUIT BREAKER 3VA2 IEC FRAME 250 BREAKING CAPACITY CLASS H ICU=85KA @ 415 V 3-POLE, LINE PROT | 2082.05
3VA2225-5HL32-0JH0 | CIRCUIT BREAKER 3VA2 IEC FRAME 250 BREAKING CAPACITY CLASS M ICU=55KA @ 415 V 3-POLE, LINE PROT | 1204.66
3VA2225-5HL32-0KL0 | CIRCUIT BREAKER 3VA2 IEC FRAME 250 BREAKING CAPACITY CLASS M ICU=55KA @ 415 V 3-POLE, LINE PROT | 1239.48
3VA2225-5HL42-0AE0 | CIRCUIT BREAKER 3VA2 IEC FRAME 250 BREAKING CAPACITY CLASS M ICU=55KA @ 415 V 4-POLE, LINE PROT | 1483.21
3VA1112-4ED46-0AA0 | CIRCUIT BREAKER 3VA1 IEC FRAME 160 BREAKING CAPACITY CLASS S ICU=36KA @ 415 V 4-POLE, LINE PROT | 445.93
3VA1112-5EF36-0AF0 | CIRCUIT BREAKER 3VA1 IEC FRAME 160 BREAKING CAPACITY CLASS M ICU=55KA @ 415 V 3-POLE, LINE PROT | 620.44
3VA1112-5EF36-0DC0 | CIRCUIT BREAKER 3VA1 IEC FRAME 160 BREAKING CAPACITY CLASS M ICU=55KA @ 415 V 3-POLE, LINE PROT | 738.12
3VA1112-5EF36-0DH0 | CIRCUIT BREAKER 3VA1 IEC FRAME 160 BREAKING CAPACITY CLASS M ICU=55KA @ 415 V 3-POLE, LINE PROT | 765.98
3VA2116-8KQ46-0AA0 | CIRCUIT BREAKER 3VA2 IEC FRAME 160 BREAKING CAPACITY CLASS L ICU=150KA @ 415 V 4POLE, LINE PROT | 2047.71
3VA2125-5HN36-0AA0 | CIRCUIT BREAKER 3VA2 IEC FRAME 160 BREAKING CAPACITY CLASS M ICU=55KA @ 415 V 3POLE, LINE PROTE | 508.57
3VA2125-5HN46-0AA0 | CIRCUIT BREAKER 3VA2 IEC FRAME 160 BREAKING CAPACITY CLASS M ICU=55KA @ 415 V 4POLE, LINE PROTE | 635.69
3VA1010-2ED32-0CH0 | CIRCUIT BREAKER 3VA1 IEC FRAME 100 BREAKING CAPACITY CLASS B ICU=16KA @ 415 V 3-POLE, LINE PROT | 436.61
3VA1010-2ED32-0KA0 | CIRCUIT BREAKER 3VA1 IEC FRAME 100 BREAKING CAPACITY CLASS B ICU=16KA @ 415 V 3-POLE, LINE PROT | 336.34
3VA1010-2ED36-0AD0 | CIRCUIT BREAKER 3VA1 IEC FRAME 100 BREAKING CAPACITY CLASS B ICU=16KA @ 415 V 3-POLE, LINE PROT | 347.47
3VA1050-3ED36-0AH0 | CIRCUIT BREAKER 3VA1 IEC FRAME 100 BREAKING CAPACITY CLASS N ICU=25KA @ 415 V 3-POLE, LINE PROT | 295.95
3VA2125-7HN46-0AA0 | CIRCUIT BREAKER 3VA2 IEC FRAME 160 BREAKING CAPACITY CLASS C ICU=110KA @ 415 V 4POLE, LINE PROT | 745.74
3VA2125-7JQ46-0AA0 | CIRCUIT BREAKER 3VA2 IEC FRAME 160 BREAKING CAPACITY CLASS C ICU=110KA @ 415 V 4POLE, LINE PROT | 1344.75
3VA2325-5HN32-0CC0 | CIRCUIT BREAKER 3VA2 IEC FRAME 400 BREAKING CAPACITY CLASS M ICU=55KA @ 415 V 3-POLE, LINE PROT | 1657.29
3VA1150-4EF36-0BH0 | CIRCUIT BREAKER 3VA1 IEC FRAME 160 BREAKING CAPACITY CLASS S ICU=36KA @ 415 V 3-POLE, LINE PROT | 456.8
3VA2225-6JQ32-0JL0 | CIRCUIT BREAKER 3VA2 IEC FRAME 250 BREAKING CAPACITY CLASS H ICU=85KA @ 415 V 3-POLE, LINE PROT | 2144.72
3VA2225-6JQ32-0KH0 | CIRCUIT BREAKER 3VA2 IEC FRAME 250 BREAKING CAPACITY CLASS H ICU=85KA @ 415 V 3-POLE, LINE PROT | 2095.99
3VA2225-5HL42-0DC0 | CIRCUIT BREAKER 3VA2 IEC FRAME 250 BREAKING CAPACITY CLASS M ICU=55KA @ 415 V 4-POLE, LINE PROT | 1545.88
3VA1180-5EF36-0BA0 | CIRCUIT BREAKER 3VA1 IEC FRAME 160 BREAKING CAPACITY CLASS M ICU=55KA @ 415 V 3-POLE, LINE PROT | 433.13
3VA2025-7HL42-0AA0 | CIRCUIT BREAKER 3VA2 IEC FRAME 100 BREAKING CAPACITY CLASS C ICU=110KA @ 415 V 4POLE, LINE PROT | 660.15
3VA2025-7HM42-0AA0 | CIRCUIT BREAKER 3VA2 IEC FRAME 100 BREAKING CAPACITY CLASS C ICU=110KA @ 415 V 4POLE, LINE PROT | 880.19
3VA2025-7HN42-0AA0 | CIRCUIT BREAKER 3VA2 IEC FRAME 100 BREAKING CAPACITY CLASS C ICU=110KA @ 415 V 4POLE, LINE PROT | 709.05
3VA1112-5EF36-0HC0 | CIRCUIT BREAKER 3VA1 IEC FRAME 160 BREAKING CAPACITY CLASS M ICU=55KA @ 415 V 3-POLE, LINE PROT | 710.26
3VA1112-5EF42-0AA0 | CIRCUIT BREAKER 3VA1 IEC FRAME 160 BREAKING CAPACITY CLASS M ICU=55KA @ 415 V 4-POLE, LINE PROT | 499.85
3VA2063-7KQ36-0AA0 | CIRCUIT BREAKER 3VA2 IEC FRAME 100 BREAKING CAPACITY CLASS C ICU=110KA @ 415 V 3POLE, LINE PROT | 1289.75
3VA2063-8HN46-0AA0 | CIRCUIT BREAKER 3VA2 IEC FRAME 100 BREAKING CAPACITY CLASS L ICU=150KA @ 415 V 4POLE, LINE PROT | 825.18
3VA2125-5JP42-0AA0 | CIRCUIT BREAKER 3VA2 IEC FRAME 160 BREAKING CAPACITY CLASS M ICU=55KA @ 415 V 4POLE, LINE PROTE | 990.23
3VA2125-5KQ32-0AA0 | CIRCUIT BREAKER 3VA2 IEC FRAME 160 BREAKING CAPACITY CLASS M ICU=55KA @ 415 V 3POLE, LINE PROTE | 1185.82
3UG4825-1CA40 | DIGITAL MONITORING RELAY FOR FAULT CURRENT MONITORING (W. DIFFERENTIAL CT 3UL23) FOR IO-LINK SET | 248.16
3UL2302-1A | RESIDUAL CURRENT TRANSFORMER FOR RESIDUAL CURRENT MONITORING FEEDTHROUGH OPENING 35MM. FAULT CURR | 132.31
3VA2225-5HL42-0KA0 | CIRCUIT BREAKER 3VA2 IEC FRAME 250 BREAKING CAPACITY CLASS M ICU=55KA @ 415 V 4-POLE, LINE PROT | 1469.27
3VA2225-5HN32-0BC0 | CIRCUIT BREAKER 3VA2 IEC FRAME 250 BREAKING CAPACITY CLASS M ICU=55KA @ 415 V 3-POLE, LINE PROT | 1288.23
3VA1196-3EF32-0HA0 | CIRCUIT BREAKER 3VA1 IEC FRAME 160 BREAKING CAPACITY CLASS N ICU=25KA @ 415 V 3-POLE, LINE PROT | 312.66
3VA2125-6KQ42-0DK0 | CIRCUIT BREAKER 3VA2 IEC FRAME 160 BREAKING CAPACITY CLASS H ICU=85KA @ 415 V 4POLE, LINE PROTE | 1740.85
3VA2325-5HN32-0JH0 | CIRCUIT BREAKER 3VA2 IEC FRAME 400 BREAKING CAPACITY CLASS M ICU=55KA @ 415 V 3-POLE, LINE PROT | 1657.29
3VA2325-5JQ42-0AA0 | CIRCUIT BREAKER 3VA2 IEC FRAME 400 BREAKING CAPACITY CLASS M ICU=55KA @ 415 V 4-POLE, LINE PROT | 2267.74
3VA1112-4EF32-0HH0 | CIRCUIT BREAKER 3VA1 IEC FRAME 160 BREAKING CAPACITY CLASS S ICU=36KA @ 415 V 3-POLE, LINE PROT | 660.13
3VA1112-4EF32-0KH0 | CIRCUIT BREAKER 3VA1 IEC FRAME 160 BREAKING CAPACITY CLASS S ICU=36KA @ 415 V 3-POLE, LINE PROT | 660.13
3VA1196-5GE46-0AA0 | CIRCUIT BREAKER 3VA1 IEC FRAME 160 BREAKING CAPACITY CLASS M ICU=55KA @ 415 V 4-POLE, LINE PROT | 254.82
3VA1196-6EF32-0DC0 | CIRCUIT BREAKER 3VA1 IEC FRAME 160 BREAKING CAPACITY CLASS H ICU=70KA @ 415 V 3-POLE, LINE PROT | 456.8
3VA1163-4EF32-0BC0 | CIRCUIT BREAKER 3VA1 IEC FRAME 160 BREAKING CAPACITY CLASS S ICU=36KA @ 415 V 3-POLE, LINE PROT | 406.66
3VA2440-5HN32-0HA0 | CIRCUIT BREAKER 3VA2 IEC FRAME 630 BREAKING CAPACITY CLASS M ICU=55KA @ 415 V 3-POLE, LINE PROT | 2061.16
3VA2440-5JP32-0AA0 | CIRCUIT BREAKER 3VA2 IEC FRAME 630 BREAKING CAPACITY CLASS M ICU=55KA @ 415 V 3-POLE, LINE PROT | 2121.04
3VA1080-3ED36-0BA0 | CIRCUIT BREAKER 3VA1 IEC FRAME 100 BREAKING CAPACITY CLASS N ICU=25KA @ 415 V 3-POLE, LINE PROT | 357.93
3VA1110-5EF36-0JH0 | CIRCUIT BREAKER 3VA1 IEC FRAME 160 BREAKING CAPACITY CLASS M ICU=55KA @ 415 V 3-POLE, LINE PROT | 527.12
3VA1110-5EF36-0KC0 | CIRCUIT BREAKER 3VA1 IEC FRAME 160 BREAKING CAPACITY CLASS M ICU=55KA @ 415 V 3-POLE, LINE PROT | 501.37
3VA1110-5EF46-0AA0 | CIRCUIT BREAKER 3VA1 IEC FRAME 160 BREAKING CAPACITY CLASS M ICU=55KA @ 415 V 4-POLE, LINE PROT | 332.74
3VA1110-3EF32-0CA0 | CIRCUIT BREAKER 3VA1 IEC FRAME 160 BREAKING CAPACITY CLASS N ICU=25KA @ 415 V 3-POLE, LINE PROT | 398.31
3VA1110-3EF32-0KC0 | CIRCUIT BREAKER 3VA1 IEC FRAME 160 BREAKING CAPACITY CLASS N ICU=25KA @ 415 V 3-POLE, LINE PROT | 421.98
3VA1180-5EF36-0AD0 | CIRCUIT BREAKER 3VA1 IEC FRAME 160 BREAKING CAPACITY CLASS M ICU=55KA @ 415 V 3-POLE, LINE PROT | 392.74
3VA1163-1AA42-0KH0 | SWITCH DISCONNECTOR 3VA1 IEC FRAME 160 4-POLE SD100, IN=63A WITHOUT OVERLOAD PROTECTION WITHOUT | 401.78
3VA2063-6JQ42-0AA0 | CIRCUIT BREAKER 3VA2 IEC FRAME 100 BREAKING CAPACITY CLASS H ICU=85KA @ 415 V 4POLE, LINE PROTE | 1277.51
3VA2063-6KQ32-0AA0 | CIRCUIT BREAKER 3VA2 IEC FRAME 100 BREAKING CAPACITY CLASS H ICU=85KA @ 415 V 3POLE, LINE PROTE | 1228.62
3VA2063-6KQ36-0AA0 | CIRCUIT BREAKER 3VA2 IEC FRAME 100 BREAKING CAPACITY CLASS H ICU=85KA @ 415 V 3POLE, LINE PROTE | 1259.17
3VA2063-7HL36-0AA0 | CIRCUIT BREAKER 3VA2 IEC FRAME 100 BREAKING CAPACITY CLASS C ICU=110KA @ 415 V 3POLE, LINE PROT | 536.07
3VA1150-4EF36-0JA0 | CIRCUIT BREAKER 3VA1 IEC FRAME 160 BREAKING CAPACITY CLASS S ICU=36KA @ 415 V 3-POLE, LINE PROT | 355.84
3VA1180-5EF36-0CC0 | CIRCUIT BREAKER 3VA1 IEC FRAME 160 BREAKING CAPACITY CLASS M ICU=55KA @ 415 V 3-POLE, LINE PROT | 480.48
3VA1180-5EF36-0CH0 | CIRCUIT BREAKER 3VA1 IEC FRAME 160 BREAKING CAPACITY CLASS M ICU=55KA @ 415 V 3-POLE, LINE PROT | 505.54
3VA2025-6KQ42-0AA0 | CIRCUIT BREAKER 3VA2 IEC FRAME 100 BREAKING CAPACITY CLASS H ICU=85KA @ 415 V 4POLE, LINE PROTE | 1356.97
3VA2025-6KQ46-0AA0 | CIRCUIT BREAKER 3VA2 IEC FRAME 100 BREAKING CAPACITY CLASS H ICU=85KA @ 415 V 4POLE, LINE PROTE | 1393.65
3VA1112-5GD42-0AA0 | CIRCUIT BREAKER 3VA1 IEC FRAME 160 BREAKING CAPACITY CLASS M ICU=55KA @ 415 V 4-POLE, LINE PROT | 465.54
3VA1112-6EE32-0AA0 | CIRCUIT BREAKER 3VA1 IEC FRAME 160 BREAKING CAPACITY CLASS H ICU=70KA @ 415 V 3-POLE, LINE PROT | 399.87
3VA1196-5EF36-0HA0 | CIRCUIT BREAKER 3VA1 IEC FRAME 160 BREAKING CAPACITY CLASS M ICU=55KA @ 415 V 3-POLE, LINE PROT | 378.82
3UG4815-1AA40 | DIGITAL MONITORING RELAY FOR THREE-PHASE MAINS VOLTAGE FOR IO LINK AC 50 TO 60 HZ 3X 160 TO 690V | 218.4
3UG4816-2AA40 | DIGITAL MONITORING RELAY FOR 3-PHASE VOLT. WITH N-COND FOR IO-LINK AC 50 TO 60 HZ 3X 160 TO 690V | 238.66
3VA2225-5HN32-0CL0 | CIRCUIT BREAKER 3VA2 IEC FRAME 250 BREAKING CAPACITY CLASS M ICU=55KA @ 415 V 3-POLE, LINE PROT | 1336.98
3VA1180-6EF36-0HA0 | CIRCUIT BREAKER 3VA1 IEC FRAME 160 BREAKING CAPACITY CLASS H ICU=70KA @ 415 V 3-POLE, LINE PROT | 433.13
3VA1180-6GE42-0AA0 | CIRCUIT BREAKER 3VA1 IEC FRAME 160 BREAKING CAPACITY CLASS H ICU=70KA @ 415 V 4-POLE, LINE PROT | 278.35
3VA1196-3ED32-0AA0 | CIRCUIT BREAKER 3VA1 IEC FRAME 160 BREAKING CAPACITY CLASS N ICU=25KA @ 415 V 3-POLE, LINE PROT | 146.53
3VA1196-3ED36-0AA0 | CIRCUIT BREAKER 3VA1 IEC FRAME 160 BREAKING CAPACITY CLASS N ICU=25KA @ 415 V 3-POLE, LINE PROT | 162.2
3VA2325-6HN32-0AF0 | CIRCUIT BREAKER 3VA2 IEC FRAME 400 BREAKING CAPACITY CLASS H ICU=85KA @ 415 V 3-POLE, LINE PROT | 1712.99
3VA1112-4EE32-0AA0 | CIRCUIT BREAKER 3VA1 IEC FRAME 160 BREAKING CAPACITY CLASS S ICU=36KA @ 415 V 3-POLE, LINE PROT | 333.23
3VA1112-4EF32-0AE0 | CIRCUIT BREAKER 3VA1 IEC FRAME 160 BREAKING CAPACITY CLASS S ICU=36KA @ 415 V 3-POLE, LINE PROT | 598.86
3VA1112-4EF32-0AF0 | CIRCUIT BREAKER 3VA1 IEC FRAME 160 BREAKING CAPACITY CLASS S ICU=36KA @ 415 V 3-POLE, LINE PROT | 546.62
3VA2325-5HN32-0HL0 | CIRCUIT BREAKER 3VA2 IEC FRAME 400 BREAKING CAPACITY CLASS M ICU=55KA @ 415 V 3-POLE, LINE PROT | 1678.18
3VA1112-4EF36-0AD0 | CIRCUIT BREAKER 3VA1 IEC FRAME 160 BREAKING CAPACITY CLASS S ICU=36KA @ 415 V 3-POLE, LINE PROT | 598.16
3VA1112-4EF36-0CC0 | CIRCUIT BREAKER 3VA1 IEC FRAME 160 BREAKING CAPACITY CLASS S ICU=36KA @ 415 V 3-POLE, LINE PROT | 685.2
3VA1112-4EF36-0CH0 | CIRCUIT BREAKER 3VA1 IEC FRAME 160 BREAKING CAPACITY CLASS S ICU=36KA @ 415 V 3-POLE, LINE PROT | 710.26
3VA2025-7JP46-0AA0 | CIRCUIT BREAKER 3VA2 IEC FRAME 100 BREAKING CAPACITY CLASS C ICU=110KA @ 415 V 4POLE, LINE PROT | 1112.48
3VA1196-5EF46-0AA0 | CIRCUIT BREAKER 3VA1 IEC FRAME 160 BREAKING CAPACITY CLASS M ICU=55KA @ 415 V 4-POLE, LINE PROT | 265.6
3VA2325-6HN32-0HA0 | CIRCUIT BREAKER 3VA2 IEC FRAME 400 BREAKING CAPACITY CLASS H ICU=85KA @ 415 V 3-POLE, LINE PROT | 1740.85
3VA2325-6HN32-0CH0 | CIRCUIT BREAKER 3VA2 IEC FRAME 400 BREAKING CAPACITY CLASS H ICU=85KA @ 415 V 3-POLE, LINE PROT | 1880.11
3VA2325-6HN42-0AA0 | CIRCUIT BREAKER 3VA2 IEC FRAME 400 BREAKING CAPACITY CLASS H ICU=85KA @ 415 V 4-POLE, LINE PROT | 1907.1
3VA2440-5HN32-0AG0 | CIRCUIT BREAKER 3VA2 IEC FRAME 630 BREAKING CAPACITY CLASS M ICU=55KA @ 415 V 3-POLE, LINE PROT | 2040.27
3VA1180-3EF36-0AC0 | CIRCUIT BREAKER 3VA1 IEC FRAME 160 BREAKING CAPACITY CLASS N ICU=25KA @ 415 V 3-POLE, LINE PROT | 318.22
3VA1180-3EF36-0AG0 | CIRCUIT BREAKER 3VA1 IEC FRAME 160 BREAKING CAPACITY CLASS N ICU=25KA @ 415 V 3-POLE, LINE PROT | 343.99
3VA1180-3EF36-0BC0 | CIRCUIT BREAKER 3VA1 IEC FRAME 160 BREAKING CAPACITY CLASS N ICU=25KA @ 415 V 3-POLE, LINE PROT | 433.82
3VA1132-3EF36-0KH0 | CIRCUIT BREAKER 3VA1 IEC FRAME 160 BREAKING CAPACITY CLASS N ICU=25KA @ 415 V 3-POLE, LINE PROT | 408.75
3VA1163-4EF36-0CA0 | CIRCUIT BREAKER 3VA1 IEC FRAME 160 BREAKING CAPACITY CLASS S ICU=36KA @ 415 V 3-POLE, LINE PROT | 380.89
3VA1163-4EF36-0JA0 | CIRCUIT BREAKER 3VA1 IEC FRAME 160 BREAKING CAPACITY CLASS S ICU=36KA @ 415 V 3-POLE, LINE PROT | 355.84
3VA1163-4GD46-0AA0 | CIRCUIT BREAKER 3VA1 IEC FRAME 160 BREAKING CAPACITY CLASS S ICU=36KA @ 415 V 4-POLE, LINE PROT | 228.35
3VA1163-5ED32-0BA0 | CIRCUIT BREAKER 3VA1 IEC FRAME 160 BREAKING CAPACITY CLASS M ICU=55KA @ 415 V 3-POLE, LINE PROT | 364.18
3VA2163-5KP32-0KC0 | CIRCUIT BREAKER 3VA2 IEC FRAME 160 BREAKING CAPACITY CLASS M ICU=55KA @ 415 V 3-POLE, LINE PROT | 1336.98
3VA2163-6HL32-0AE0 | CIRCUIT BREAKER 3VA2 IEC FRAME 160 BREAKING CAPACITY CLASS H ICU=85KA @ 415 V 3-POLE, LINE PROT | 648.98
3VA2163-6HL32-0HL0 | CIRCUIT BREAKER 3VA2 IEC FRAME 160 BREAKING CAPACITY CLASS H ICU=85KA @ 415 V 3-POLE, LINE PROT | 752.04
3VA2163-6HL32-0JH0 | CIRCUIT BREAKER 3VA2 IEC FRAME 160 BREAKING CAPACITY CLASS H ICU=85KA @ 415 V 3-POLE, LINE PROT | 710.26
3VA1132-4EF36-0AE0 | CIRCUIT BREAKER 3VA1 IEC FRAME 160 BREAKING CAPACITY CLASS S ICU=36KA @ 415 V 3-POLE, LINE PROT | 366.27
3VA1132-4EF36-0AF0 | CIRCUIT BREAKER 3VA1 IEC FRAME 160 BREAKING CAPACITY CLASS S ICU=36KA @ 415 V 3-POLE, LINE PROT | 316.84
3VA1132-4EF36-0BA0 | CIRCUIT BREAKER 3VA1 IEC FRAME 160 BREAKING CAPACITY CLASS S ICU=36KA @ 415 V 3-POLE, LINE PROT | 380.89
3VA1132-4EF46-0AA0 | CIRCUIT BREAKER 3VA1 IEC FRAME 160 BREAKING CAPACITY CLASS S ICU=36KA @ 415 V 4-POLE, LINE PROT | 245.03
3VA2063-5HN32-0AJ0 | CIRCUIT BREAKER 3VA2 IEC FRAME 100 BREAKING CAPACITY CLASS M ICU=55KA @ 415 V 3-POLE, LINE PROT | 667.09
3VA1112-6EE36-0AA0 | CIRCUIT BREAKER 3VA1 IEC FRAME 160 BREAKING CAPACITY CLASS H ICU=70KA @ 415 V 3-POLE, LINE PROT | 417.02
3VA1112-6EF32-0JC0 | CIRCUIT BREAKER 3VA1 IEC FRAME 160 BREAKING CAPACITY CLASS H ICU=70KA @ 415 V 3-POLE, LINE PROT | 738.12
3VA2163-5HL32-0AC0 | CIRCUIT BREAKER 3VA2 IEC FRAME 160 BREAKING CAPACITY CLASS M ICU=55KA @ 415 V 3-POLE, LINE PROT | 541.06
3VA1180-3EF36-0AB0 | CIRCUIT BREAKER 3VA1 IEC FRAME 160 BREAKING CAPACITY CLASS N ICU=25KA @ 415 V 3-POLE, LINE PROT | 343.99
3VA1196-3EF32-0JC0 | CIRCUIT BREAKER 3VA1 IEC FRAME 160 BREAKING CAPACITY CLASS N ICU=25KA @ 415 V 3-POLE, LINE PROT | 362.79
3VA1196-4EE36-0AA0 | CIRCUIT BREAKER 3VA1 IEC FRAME 160 BREAKING CAPACITY CLASS S ICU=36KA @ 415 V 3-POLE, LINE PROT | 178.87
3VA1116-5EF46-0AA0 | CIRCUIT BREAKER 3VA1 IEC FRAME 160 BREAKING CAPACITY CLASS M ICU=55KA @ 415 V 4-POLE, LINE PROT | 607.62
3VA1163-4EF32-0JC0 | CIRCUIT BREAKER 3VA1 IEC FRAME 160 BREAKING CAPACITY CLASS S ICU=36KA @ 415 V 3-POLE, LINE PROT | 380.19
3VA1163-5ED32-0HH0 | CIRCUIT BREAKER 3VA1 IEC FRAME 160 BREAKING CAPACITY CLASS M ICU=55KA @ 415 V 3-POLE, LINE PROT | 410.84
3VA2063-5HL32-0BC0 | CIRCUIT BREAKER 3VA2 IEC FRAME 100 BREAKING CAPACITY CLASS M ICU=55KA @ 415 V 3-POLE, LINE PROT | 656.65
3VA2440-6HN32-0KA0 | CIRCUIT BREAKER 3VA2 IEC FRAME 630 BREAKING CAPACITY CLASS H ICU=85KA @ 415 V 3-POLE, LINE PROT | 2304.87
3VA2163-5KP32-0AB0 | CIRCUIT BREAKER 3VA2 IEC FRAME 160 BREAKING CAPACITY CLASS M ICU=55KA @ 415 V 3-POLE, LINE PROT | 1288.23
3VA2025-7KQ32-0AA0 | CIRCUIT BREAKER 3VA2 IEC FRAME 100 BREAKING CAPACITY CLASS C ICU=110KA @ 415 V 3POLE, LINE PROT | 1271.39
3VA2025-8HL36-0AA0 | CIRCUIT BREAKER 3VA2 IEC FRAME 100 BREAKING CAPACITY CLASS L ICU=150KA @ 415 V 3POLE, LINE PROT | 600.27
3VA1163-1AA32-0CA0 | SWITCH DISCONNECTOR 3VA1 IEC FRAME 160 3-POLE SD100, IN=63A WITHOUT OVERLOAD PROTECTION WITHOUT | 297.33
3VA1132-3GE46-0AA0 | CIRCUIT BREAKER 3VA1 IEC FRAME 160 BREAKING CAPACITY CLASS N ICU=25KA @ 415 V 4-POLE, LINE PROT | 217.59
3VA1132-4GD42-0AA0 | CIRCUIT BREAKER 3VA1 IEC FRAME 160 BREAKING CAPACITY CLASS S ICU=36KA @ 415 V 4-POLE, LINE PROT | 206.33
3VA1132-5EE42-0AA0 | CIRCUIT BREAKER 3VA1 IEC FRAME 160 BREAKING CAPACITY CLASS M ICU=55KA @ 415 V 4-POLE, LINE PROT | 232.79
3VA2063-5HL36-0HL0 | CIRCUIT BREAKER 3VA2 IEC FRAME 100 BREAKING CAPACITY CLASS M ICU=55KA @ 415 V 3-POLE, LINE PROT | 724.2
3VA2063-5HL36-0KL0 | CIRCUIT BREAKER 3VA2 IEC FRAME 100 BREAKING CAPACITY CLASS M ICU=55KA @ 415 V 3-POLE, LINE PROT | 724.2
3VA2163-5HL32-0BH0 | CIRCUIT BREAKER 3VA2 IEC FRAME 160 BREAKING CAPACITY CLASS M ICU=55KA @ 415 V 3-POLE, LINE PROT | 681.72
3VA2163-5HL32-0JH0 | CIRCUIT BREAKER 3VA2 IEC FRAME 160 BREAKING CAPACITY CLASS M ICU=55KA @ 415 V 3-POLE, LINE PROT | 655.95
3VA2010-6HN32-0AB0 | CIRCUIT BREAKER 3VA2 IEC FRAME 100 BREAKING CAPACITY CLASS H ICU=85KA @ 415 V 3-POLE, LINE PROT | 738.12
3VA1116-5FF46-0AA0 | CIRCUIT BREAKER 3VA1 IEC FRAME 160 BREAKING CAPACITY CLASS M ICU=55KA @ 415 V 4-POLE, LINE PROT | 607.62
3VA2140-7HL36-0AA0 | CIRCUIT BREAKER 3VA2 IEC FRAME 160 BREAKING CAPACITY CLASS C ICU=110KA @ 415 V 3POLE, LINE PROT | 536.07
3VA2140-7HN32-0AA0 | CIRCUIT BREAKER 3VA2 IEC FRAME 160 BREAKING CAPACITY CLASS C ICU=110KA @ 415 V 3POLE, LINE PROT | 568.47
3VA1110-6EF36-0AC0 | CIRCUIT BREAKER 3VA1 IEC FRAME 160 BREAKING CAPACITY CLASS H ICU=70KA @ 415 V 3-POLE, LINE PROT | 443.56
3VA1110-6EF36-0JH0 | CIRCUIT BREAKER 3VA1 IEC FRAME 160 BREAKING CAPACITY CLASS H ICU=70KA @ 415 V 3-POLE, LINE PROT | 557.07
3VA1112-1AA32-0AC0 | SWITCH DISCONNECTOR 3VA1 IEC FRAME 160 3-POLE SD100, IN=125A WITHOUT OVERLOAD PROTECTION WITHOU | 348.87
3VA1112-6GD46-0AA0 | CIRCUIT BREAKER 3VA1 IEC FRAME 160 BREAKING CAPACITY CLASS H ICU=70KA @ 415 V 4-POLE, LINE PROT | 534.16
3VA1112-6GF46-0AA0 | CIRCUIT BREAKER 3VA1 IEC FRAME 160 BREAKING CAPACITY CLASS H ICU=70KA @ 415 V 4-POLE, LINE PROT | 568.45
3VA2063-5HN32-0BL0 | CIRCUIT BREAKER 3VA2 IEC FRAME 100 BREAKING CAPACITY CLASS M ICU=55KA @ 415 V 3-POLE, LINE PROT | 786.87
3VA2010-6HN32-0DH0 | CIRCUIT BREAKER 3VA2 IEC FRAME 100 BREAKING CAPACITY CLASS H ICU=85KA @ 415 V 3-POLE, LINE PROT | 849.54
3VA1196-6EF32-0KA0 | CIRCUIT BREAKER 3VA1 IEC FRAME 160 BREAKING CAPACITY CLASS H ICU=70KA @ 415 V 3-POLE, LINE PROT | 380.19
3VA1196-6GD42-0AA0 | CIRCUIT BREAKER 3VA1 IEC FRAME 160 BREAKING CAPACITY CLASS H ICU=70KA @ 415 V 4-POLE, LINE PROT | 247.96
3VA2010-5HL32-0AH0 | CIRCUIT BREAKER 3VA2 IEC FRAME 100 BREAKING CAPACITY CLASS M ICU=55KA @ 415 V 3-POLE, LINE PROT | 606.51
3VA2010-5HL32-0KA0 | CIRCUIT BREAKER 3VA2 IEC FRAME 100 BREAKING CAPACITY CLASS M ICU=55KA @ 415 V 3-POLE, LINE PROT | 621.14
3VA2440-6HN32-0BL0 | CIRCUIT BREAKER 3VA2 IEC FRAME 630 BREAKING CAPACITY CLASS H ICU=85KA @ 415 V 3-POLE, LINE PROT | 2465.05
3VA1080-2ED42-0JA0 | CIRCUIT BREAKER 3VA1 IEC FRAME 100 BREAKING CAPACITY CLASS B ICU=16KA @ 415 V 4-POLE, LINE PROT | 366.97
3VA1080-2ED42-0KC0 | CIRCUIT BREAKER 3VA1 IEC FRAME 100 BREAKING CAPACITY CLASS B ICU=16KA @ 415 V 4-POLE, LINE PROT | 416.42
3VA1080-2ED46-0AA0 | CIRCUIT BREAKER 3VA1 IEC FRAME 100 BREAKING CAPACITY CLASS B ICU=16KA @ 415 V 4-POLE, LINE PROT | 218.56
3VA1196-4EF36-0CA0 | CIRCUIT BREAKER 3VA1 IEC FRAME 160 BREAKING CAPACITY CLASS S ICU=36KA @ 415 V 3-POLE, LINE PROT | 380.89
3VA1196-4EF36-0DA0 | CIRCUIT BREAKER 3VA1 IEC FRAME 160 BREAKING CAPACITY CLASS S ICU=36KA @ 415 V 3-POLE, LINE PROT | 380.89
3VA1116-5EF42-0CC0 | CIRCUIT BREAKER 3VA1 IEC FRAME 160 BREAKING CAPACITY CLASS M ICU=55KA @ 415 V 4-POLE, LINE PROT | 988.81
3VA1116-5EF42-0DH0 | CIRCUIT BREAKER 3VA1 IEC FRAME 160 BREAKING CAPACITY CLASS M ICU=55KA @ 415 V 4-POLE, LINE PROT | 1030.59
3VA2063-5HL32-0DH0 | CIRCUIT BREAKER 3VA2 IEC FRAME 100 BREAKING CAPACITY CLASS M ICU=55KA @ 415 V 3-POLE, LINE PROT | 681.72
3VA2440-6HN32-0CA0 | CIRCUIT BREAKER 3VA2 IEC FRAME 630 BREAKING CAPACITY CLASS H ICU=85KA @ 415 V 3-POLE, LINE PROT | 2339.7
3VA2440-6HN32-0HH0 | CIRCUIT BREAKER 3VA2 IEC FRAME 630 BREAKING CAPACITY CLASS H ICU=85KA @ 415 V 3-POLE, LINE PROT | 2402.37
3VA2440-6HN32-0HL0 | CIRCUIT BREAKER 3VA2 IEC FRAME 630 BREAKING CAPACITY CLASS H ICU=85KA @ 415 V 3-POLE, LINE PROT | 2444.16
3VA2025-8KQ36-0AA0 | CIRCUIT BREAKER 3VA2 IEC FRAME 100 BREAKING CAPACITY CLASS L ICU=150KA @ 415 V 3POLE, LINE PROT | 1350.88
3VA2040-5JP36-0AA0 | CIRCUIT BREAKER 3VA2 IEC FRAME 100 BREAKING CAPACITY CLASS M ICU=55KA @ 415 V 3POLE, LINE PROTE | 892.41
3VA2040-5JP42-0AA0 | CIRCUIT BREAKER 3VA2 IEC FRAME 100 BREAKING CAPACITY CLASS M ICU=55KA @ 415 V 4POLE, LINE PROTE | 990.23
3VA2040-5KQ42-0AA0 | CIRCUIT BREAKER 3VA2 IEC FRAME 100 BREAKING CAPACITY CLASS M ICU=55KA @ 415 V 4POLE, LINE PROTE | 1301.97
3VA1110-5GF42-0AA0 | CIRCUIT BREAKER 3VA1 IEC FRAME 160 BREAKING CAPACITY CLASS M ICU=55KA @ 415 V 4-POLE, LINE PROT | 310.21
3VA2063-5HL32-0JC0 | CIRCUIT BREAKER 3VA2 IEC FRAME 100 BREAKING CAPACITY CLASS M ICU=55KA @ 415 V 3-POLE, LINE PROT | 630.18
3VA2063-5HL36-0AC0 | CIRCUIT BREAKER 3VA2 IEC FRAME 100 BREAKING CAPACITY CLASS M ICU=55KA @ 415 V 3-POLE, LINE PROT | 568.21
3VA2063-5HL36-0AE0 | CIRCUIT BREAKER 3VA2 IEC FRAME 100 BREAKING CAPACITY CLASS M ICU=55KA @ 415 V 3-POLE, LINE PROT | 618.35
3VA2063-5HL36-0AF0 | CIRCUIT BREAKER 3VA2 IEC FRAME 100 BREAKING CAPACITY CLASS M ICU=55KA @ 415 V 3-POLE, LINE PROT | 568.21
3VA2163-5HL36-0AE0 | CIRCUIT BREAKER 3VA2 IEC FRAME 160 BREAKING CAPACITY CLASS M ICU=55KA @ 415 V 3-POLE, LINE PROT | 618.35
3VA2010-6HL32-0KH0 | CIRCUIT BREAKER 3VA2 IEC FRAME 100 BREAKING CAPACITY CLASS H ICU=85KA @ 415 V 3-POLE, LINE PROT | 759.01
3VA2010-6HL36-0AA0 | CIRCUIT BREAKER 3VA2 IEC FRAME 100 BREAKING CAPACITY CLASS H ICU=85KA @ 415 V 3POLE, LINE PROTE | 544.01
3VA2010-6HM32-0AA0 | CIRCUIT BREAKER 3VA2 IEC FRAME 100 BREAKING CAPACITY CLASS H ICU=85KA @ 415 V 3POLE, LINE PROTE | 751.83
3VA2163-6HL36-0AA0 | CIRCUIT BREAKER 3VA2 IEC FRAME 160 BREAKING CAPACITY CLASS H ICU=85KA @ 415 V 3POLE, LINE PROTE | 502.46
3VA1116-1AA36-0DA0 | SWITCH DISCONNECTOR 3VA1 IEC FRAME 160 3-POLE SD100, IN=160A WITHOUT OVERLOAD PROTECTION WITHOU | 458.89
3VA2116-5JQ32-0JL0 | CIRCUIT BREAKER 3VA2 IEC FRAME 160 BREAKING CAPACITY CLASS M ICU=55KA @ 415 V 3-POLE, LINE PROT | 1740.85
3VA1180-6EF32-0DH0 | CIRCUIT BREAKER 3VA1 IEC FRAME 160 BREAKING CAPACITY CLASS H ICU=70KA @ 415 V 3-POLE, LINE PROT | 509.72
3VA1180-6EF32-0JA0 | CIRCUIT BREAKER 3VA1 IEC FRAME 160 BREAKING CAPACITY CLASS H ICU=70KA @ 415 V 3-POLE, LINE PROT | 408.05
3VA2010-5JQ32-0DA0 | CIRCUIT BREAKER 3VA2 IEC FRAME 100 BREAKING CAPACITY CLASS M ICU=55KA @ 415 V 3-POLE, LINE PROT | 1378.76
3VA2116-5HL36-0JA0 | CIRCUIT BREAKER 3VA2 IEC FRAME 160 BREAKING CAPACITY CLASS M ICU=55KA @ 415 V 3-POLE, LINE PROT | 912.2
3VA1120-3EF32-0CH0 | CIRCUIT BREAKER 3VA1 IEC FRAME 160 BREAKING CAPACITY CLASS N ICU=25KA @ 415 V 3-POLE, LINE PROT | 411.54
3VA1120-3EF36-0AB0 | CIRCUIT BREAKER 3VA1 IEC FRAME 160 BREAKING CAPACITY CLASS N ICU=25KA @ 415 V 3-POLE, LINE PROT | 321.7
3VA1120-3EF36-0JH0 | CIRCUIT BREAKER 3VA1 IEC FRAME 160 BREAKING CAPACITY CLASS N ICU=25KA @ 415 V 3-POLE, LINE PROT | 408.75
3SE5050-0BA00 | CONTACT BLOCK IP20 FOR POSITION SWITCH 3SE5250 OPEN-TYPE DESIGN 1NO/1NC SLOW-ACTION CONTACT | 16.16
3VA1132-4EF32-0JC0 | CIRCUIT BREAKER 3VA1 IEC FRAME 160 BREAKING CAPACITY CLASS S ICU=36KA @ 415 V 3-POLE, LINE PROT | 380.19
3VA1125-4EF32-0BH0 | CIRCUIT BREAKER 3VA1 IEC FRAME 160 BREAKING CAPACITY CLASS S ICU=36KA @ 415 V 3-POLE, LINE PROT | 433.13
3VA2063-5HN32-0DH0 | CIRCUIT BREAKER 3VA2 IEC FRAME 100 BREAKING CAPACITY CLASS M ICU=55KA @ 415 V 3-POLE, LINE PROT | 745.09
3VA2063-5HN36-0AJ0 | CIRCUIT BREAKER 3VA2 IEC FRAME 100 BREAKING CAPACITY CLASS M ICU=55KA @ 415 V 3-POLE, LINE PROT | 692.16
3VA2116-5HN32-0HC0 | CIRCUIT BREAKER 3VA2 IEC FRAME 160 BREAKING CAPACITY CLASS M ICU=55KA @ 415 V 3-POLE, LINE PROT | 1002.73
3VA2116-5HN36-0AG0 | CIRCUIT BREAKER 3VA2 IEC FRAME 160 BREAKING CAPACITY CLASS M ICU=55KA @ 415 V 3-POLE, LINE PROT | 960.95
3VA2110-5HN36-0JC0 | CIRCUIT BREAKER 3VA2 IEC FRAME 160 BREAKING CAPACITY CLASS M ICU=55KA @ 415 V 3-POLE, LINE PROT | 759.01
3VA1120-4EE32-0AA0 | CIRCUIT BREAKER 3VA1 IEC FRAME 160 BREAKING CAPACITY CLASS S ICU=36KA @ 415 V 3-POLE, LINE PROT | 162.2
3VA1116-5EE46-0AA0 | CIRCUIT BREAKER 3VA1 IEC FRAME 160 BREAKING CAPACITY CLASS M ICU=55KA @ 415 V 4-POLE, LINE PROT | 578.26
3VA1116-5EF32-0JC0 | CIRCUIT BREAKER 3VA1 IEC FRAME 160 BREAKING CAPACITY CLASS M ICU=55KA @ 415 V 3-POLE, LINE PROT | 779.9
3VA1032-4ED32-0JC0 | CIRCUIT BREAKER 3VA1 IEC FRAME 100 BREAKING CAPACITY CLASS S ICU=36KA @ 415 V 3-POLE, LINE PROT | 341.2
3VA1010-4ED42-0DA0 | CIRCUIT BREAKER 3VA1 IEC FRAME 100 BREAKING CAPACITY CLASS S ICU=36KA @ 415 V 4-POLE, LINE PROT | 451.23
3VA1020-2ED32-0JH0 | CIRCUIT BREAKER 3VA1 IEC FRAME 100 BREAKING CAPACITY CLASS B ICU=16KA @ 415 V 3-POLE, LINE PROT | 359.3
3VA2116-5HL42-0AA0 | CIRCUIT BREAKER 3VA2 IEC FRAME 160 BREAKING CAPACITY CLASS M ICU=55KA @ 415 V 4POLE, LINE PROTE | 916.9
3VA2010-5HN32-0AA0 | CIRCUIT BREAKER 3VA2 IEC FRAME 100 BREAKING CAPACITY CLASS M ICU=55KA @ 415 V 3POLE, LINE PROTE | 522.62
3VA2110-5HN36-0AB0 | CIRCUIT BREAKER 3VA2 IEC FRAME 160 BREAKING CAPACITY CLASS M ICU=55KA @ 415 V 3-POLE, LINE PROT | 692.85
3VA2110-5JP32-0JL0 | CIRCUIT BREAKER 3VA2 IEC FRAME 160 BREAKING CAPACITY CLASS M ICU=55KA @ 415 V 3-POLE, LINE PROT | 1211.63
3VA2110-5JQ32-0AD0 | CIRCUIT BREAKER 3VA2 IEC FRAME 160 BREAKING CAPACITY CLASS M ICU=55KA @ 415 V 3-POLE, LINE PROT | 1350.9
3VA1125-4GD42-0AA0 | CIRCUIT BREAKER 3VA1 IEC FRAME 160 BREAKING CAPACITY CLASS S ICU=36KA @ 415 V 4-POLE, LINE PROT | 206.33
3VA1150-5EE32-0AA0 | CIRCUIT BREAKER 3VA1 IEC FRAME 160 BREAKING CAPACITY CLASS M ICU=55KA @ 415 V 3-POLE, LINE PROT | 178.87
3VA1116-6EF32-0AG0 | CIRCUIT BREAKER 3VA1 IEC FRAME 160 BREAKING CAPACITY CLASS H ICU=70KA @ 415 V 3-POLE, LINE PROT | 772.93
3VA1116-6EF32-0JA0 | CIRCUIT BREAKER 3VA1 IEC FRAME 160 BREAKING CAPACITY CLASS H ICU=70KA @ 415 V 3-POLE, LINE PROT | 786.87
3VA1116-6EF32-0JH0 | CIRCUIT BREAKER 3VA1 IEC FRAME 160 BREAKING CAPACITY CLASS H ICU=70KA @ 415 V 3-POLE, LINE PROT | 863.46
3VA1116-6EF36-0AG0 | CIRCUIT BREAKER 3VA1 IEC FRAME 160 BREAKING CAPACITY CLASS H ICU=70KA @ 415 V 3-POLE, LINE PROT | 793.82
3VA2110-5JQ32-0KA0 | CIRCUIT BREAKER 3VA2 IEC FRAME 160 BREAKING CAPACITY CLASS M ICU=55KA @ 415 V 3-POLE, LINE PROT | 1357.87
3VA1112-1AA36-0BC0 | SWITCH DISCONNECTOR 3VA1 IEC FRAME 160 3-POLE SD100, IN=125A WITHOUT OVERLOAD PROTECTION WITHOU | 486.74
3TX4490-0T | OVERVOLTAGE LIMITER RC ELEMENT 110...220 V AC | 19.56
3VA1112-6EF32-0JH0 | CIRCUIT BREAKER 3VA1 IEC FRAME 160 BREAKING CAPACITY CLASS H ICU=70KA @ 415 V 3-POLE, LINE PROT | 765.98
3VA1112-6EF36-0AF0 | CIRCUIT BREAKER 3VA1 IEC FRAME 160 BREAKING CAPACITY CLASS H ICU=70KA @ 415 V 3-POLE, LINE PROT | 672.66
3VA2010-6HN36-0JH0 | CIRCUIT BREAKER 3VA2 IEC FRAME 100 BREAKING CAPACITY CLASS H ICU=85KA @ 415 V 3-POLE, LINE PROT | 849.54
3VA2010-6HN36-0KA0 | CIRCUIT BREAKER 3VA2 IEC FRAME 100 BREAKING CAPACITY CLASS H ICU=85KA @ 415 V 3-POLE, LINE PROT | 772.93
3VA2010-6KP42-0AA0 | CIRCUIT BREAKER 3VA2 IEC FRAME 100 BREAKING CAPACITY CLASS H ICU=85KA @ 415 V 4POLE, LINE PROTE | 1289.75
3VA1196-4EF32-0DH0 | CIRCUIT BREAKER 3VA1 IEC FRAME 160 BREAKING CAPACITY CLASS S ICU=36KA @ 415 V 3-POLE, LINE PROT | 433.13
3VA2116-6HL32-0HC0 | CIRCUIT BREAKER 3VA2 IEC FRAME 160 BREAKING CAPACITY CLASS H ICU=85KA @ 415 V 3-POLE, LINE PROT | 1044.51
3VA2116-6HN32-0AJ0 | CIRCUIT BREAKER 3VA2 IEC FRAME 160 BREAKING CAPACITY CLASS H ICU=85KA @ 415 V 3-POLE, LINE PROT | 1079.32
3VA2116-6HN32-0DC0 | CIRCUIT BREAKER 3VA2 IEC FRAME 160 BREAKING CAPACITY CLASS H ICU=85KA @ 415 V 3-POLE, LINE PROT | 1135.04
3ZS1310-4CE10-0YB5 | SIRIUS; MOTOR STARTER ES 2007 BASIC FLOATING LICENSE F. ONE USER E-SW, W/O SW, W/O DOCU LICENSE | 123.11
3VA2063-8KQ36-0AA0 | CIRCUIT BREAKER 3VA2 IEC FRAME 100 BREAKING CAPACITY CLASS L ICU=150KA @ 415 V 3POLE, LINE PROT | 1350.88
3VA2110-5HL32-0HA0 | CIRCUIT BREAKER 3VA2 IEC FRAME 160 BREAKING CAPACITY CLASS M ICU=55KA @ 415 V 3-POLE, LINE PROT | 621.14
3VA2110-5HL36-0AH0 | CIRCUIT BREAKER 3VA2 IEC FRAME 160 BREAKING CAPACITY CLASS M ICU=55KA @ 415 V 3-POLE, LINE PROT | 631.58
3VA2063-5HN36-0DL0 | CIRCUIT BREAKER 3VA2 IEC FRAME 100 BREAKING CAPACITY CLASS M ICU=55KA @ 415 V 3-POLE, LINE PROT | 807.76
3VA2063-5HN36-0JL0 | CIRCUIT BREAKER 3VA2 IEC FRAME 100 BREAKING CAPACITY CLASS M ICU=55KA @ 415 V 3-POLE, LINE PROT | 779.9
3VA2063-5JP42-0AA0 | CIRCUIT BREAKER 3VA2 IEC FRAME 100 BREAKING CAPACITY CLASS M ICU=55KA @ 415 V 4POLE, LINE PROTE | 990.23
3VA2063-5JQ32-0AD0 | CIRCUIT BREAKER 3VA2 IEC FRAME 100 BREAKING CAPACITY CLASS M ICU=55KA @ 415 V 3-POLE, LINE PROT | 1323.04
3VA1196-5EE36-0AA0 | CIRCUIT BREAKER 3VA1 IEC FRAME 160 BREAKING CAPACITY CLASS M ICU=55KA @ 415 V 3-POLE, LINE PROT | 195.52
3VA1196-5EF32-0AA0 | CIRCUIT BREAKER 3VA1 IEC FRAME 160 BREAKING CAPACITY CLASS M ICU=55KA @ 415 V 3-POLE, LINE PROT | 188.68
3VA2225-5HL42-0AG0 | CIRCUIT BREAKER 3VA2 IEC FRAME 250 BREAKING CAPACITY CLASS M ICU=55KA @ 415 V 4-POLE, LINE PROT | 1455.35
3VA2225-5HL42-0CC0 | CIRCUIT BREAKER 3VA2 IEC FRAME 250 BREAKING CAPACITY CLASS M ICU=55KA @ 415 V 4-POLE, LINE PROT | 1545.88
3VA2225-5HN32-0AE0 | CIRCUIT BREAKER 3VA2 IEC FRAME 250 BREAKING CAPACITY CLASS M ICU=55KA @ 415 V 3-POLE, LINE PROT | 1197.71
3VA2340-5HN32-0BA0 | CIRCUIT BREAKER 3VA2 IEC FRAME 400 BREAKING CAPACITY CLASS M ICU=55KA @ 415 V 3-POLE, LINE PROT | 1601.58
3VA2163-6HL36-0CA0 | CIRCUIT BREAKER 3VA2 IEC FRAME 160 BREAKING CAPACITY CLASS H ICU=85KA @ 415 V 3-POLE, LINE PROT | 688.67
3VA2163-6HL36-0HL0 | CIRCUIT BREAKER 3VA2 IEC FRAME 160 BREAKING CAPACITY CLASS H ICU=85KA @ 415 V 3-POLE, LINE PROT | 772.93
3VA2110-5KP32-0AC0 | CIRCUIT BREAKER 3VA2 IEC FRAME 160 BREAKING CAPACITY CLASS M ICU=55KA @ 415 V 3-POLE, LINE PROT | 1302.15
3VA1110-6EF36-0AG0 | CIRCUIT BREAKER 3VA1 IEC FRAME 160 BREAKING CAPACITY CLASS H ICU=70KA @ 415 V 3-POLE, LINE PROT | 467.94
3VA1110-6EF36-0BC0 | CIRCUIT BREAKER 3VA1 IEC FRAME 160 BREAKING CAPACITY CLASS H ICU=70KA @ 415 V 3-POLE, LINE PROT | 557.77
3VA1110-6EF36-0DH0 | CIRCUIT BREAKER 3VA1 IEC FRAME 160 BREAKING CAPACITY CLASS H ICU=70KA @ 415 V 3-POLE, LINE PROT | 581.45
3VA1110-6EF36-0HA0 | CIRCUIT BREAKER 3VA1 IEC FRAME 160 BREAKING CAPACITY CLASS H ICU=70KA @ 415 V 3-POLE, LINE PROT | 482.56
3VA1116-1AA32-0AH0 | SWITCH DISCONNECTOR 3VA1 IEC FRAME 160 3-POLE SD100, IN=160A WITHOUT OVERLOAD PROTECTION WITHOU | 394.83
3VA1116-1AA32-0CC0 | SWITCH DISCONNECTOR 3VA1 IEC FRAME 160 3-POLE SD100, IN=160A WITHOUT OVERLOAD PROTECTION WITHOU | 485.34
3VA1116-1AA32-0DC0 | SWITCH DISCONNECTOR 3VA1 IEC FRAME 160 3-POLE SD100, IN=160A WITHOUT OVERLOAD PROTECTION WITHOU | 485.34
3VA1116-1AA32-0DH0 | SWITCH DISCONNECTOR 3VA1 IEC FRAME 160 3-POLE SD100, IN=160A WITHOUT OVERLOAD PROTECTION WITHOU | 509.72
3VA2140-7JP42-0AA0 | CIRCUIT BREAKER 3VA2 IEC FRAME 160 BREAKING CAPACITY CLASS C ICU=110KA @ 415 V 4POLE, LINE PROT | 1075.8
3VA2140-7JQ36-0AA0 | CIRCUIT BREAKER 3VA2 IEC FRAME 160 BREAKING CAPACITY CLASS C ICU=110KA @ 415 V 3POLE, LINE PROT | 1198.03
3VA2140-8HN32-0AA0 | CIRCUIT BREAKER 3VA2 IEC FRAME 160 BREAKING CAPACITY CLASS L ICU=150KA @ 415 V 3POLE, LINE PROT | 635.69
3VA2163-5HL32-0DC0 | CIRCUIT BREAKER 3VA2 IEC FRAME 160 BREAKING CAPACITY CLASS M ICU=55KA @ 415 V 3-POLE, LINE PROT | 656.65
3VA1080-4ED36-0AE0 | CIRCUIT BREAKER 3VA1 IEC FRAME 100 BREAKING CAPACITY CLASS S ICU=36KA @ 415 V 3-POLE, LINE PROT | 346.08
3VA1080-4ED36-0BA0 | CIRCUIT BREAKER 3VA1 IEC FRAME 100 BREAKING CAPACITY CLASS S ICU=36KA @ 415 V 3-POLE, LINE PROT | 362.09
3VA1080-4ED36-0CC0 | CIRCUIT BREAKER 3VA1 IEC FRAME 100 BREAKING CAPACITY CLASS S ICU=36KA @ 415 V 3-POLE, LINE PROT | 408.75
3VA1080-4ED42-0AC0 | CIRCUIT BREAKER 3VA1 IEC FRAME 100 BREAKING CAPACITY CLASS S ICU=36KA @ 415 V 4-POLE, LINE PROT | 337.73
3VA1080-4ED42-0AH0 | CIRCUIT BREAKER 3VA1 IEC FRAME 100 BREAKING CAPACITY CLASS S ICU=36KA @ 415 V 4-POLE, LINE PROT | 364.18
3VA2110-5HL36-0HL0 | CIRCUIT BREAKER 3VA2 IEC FRAME 160 BREAKING CAPACITY CLASS M ICU=55KA @ 415 V 3-POLE, LINE PROT | 759.01
3VA2110-5HL36-0KA0 | CIRCUIT BREAKER 3VA2 IEC FRAME 160 BREAKING CAPACITY CLASS M ICU=55KA @ 415 V 3-POLE, LINE PROT | 646.89
3VA2110-5HL42-0AA0 | CIRCUIT BREAKER 3VA2 IEC FRAME 160 BREAKING CAPACITY CLASS M ICU=55KA @ 415 V 4POLE, LINE PROTE | 594.74
3VA2325-6JP32-0AA0 | CIRCUIT BREAKER 3VA2 IEC FRAME 400 BREAKING CAPACITY CLASS H ICU=85KA @ 415 V 3-POLE, LINE PROT | 1833.73
3VA1163-3EF32-0AA0 | CIRCUIT BREAKER 3VA1 IEC FRAME 160 BREAKING CAPACITY CLASS N ICU=25KA @ 415 V 3-POLE, LINE PROT | 158.76
3VA1163-3EF32-0AE0 | CIRCUIT BREAKER 3VA1 IEC FRAME 160 BREAKING CAPACITY CLASS N ICU=25KA @ 415 V 3-POLE, LINE PROT | 323.1
3VA1163-3EF32-0BC0 | CIRCUIT BREAKER 3VA1 IEC FRAME 160 BREAKING CAPACITY CLASS N ICU=25KA @ 415 V 3-POLE, LINE PROT | 389.95
3VA1163-3EF32-0BH0 | CIRCUIT BREAKER 3VA1 IEC FRAME 160 BREAKING CAPACITY CLASS N ICU=25KA @ 415 V 3-POLE, LINE PROT | 411.54
3VA1163-3EF32-0JC0 | CIRCUIT BREAKER 3VA1 IEC FRAME 160 BREAKING CAPACITY CLASS N ICU=25KA @ 415 V 3-POLE, LINE PROT | 362.79
3VA1010-2ED42-0JA0 | CIRCUIT BREAKER 3VA1 IEC FRAME 100 BREAKING CAPACITY CLASS B ICU=16KA @ 415 V 4-POLE, LINE PROT | 410.84
3VA2010-6HN36-0HA0 | CIRCUIT BREAKER 3VA2 IEC FRAME 100 BREAKING CAPACITY CLASS H ICU=85KA @ 415 V 3-POLE, LINE PROT | 772.93
3VA1196-4EF36-0AC0 | CIRCUIT BREAKER 3VA1 IEC FRAME 160 BREAKING CAPACITY CLASS S ICU=36KA @ 415 V 3-POLE, LINE PROT | 316.84
3VA1196-4EF36-0CC0 | CIRCUIT BREAKER 3VA1 IEC FRAME 160 BREAKING CAPACITY CLASS S ICU=36KA @ 415 V 3-POLE, LINE PROT | 432.43
3VA2163-5HL36-0AF0 | CIRCUIT BREAKER 3VA2 IEC FRAME 160 BREAKING CAPACITY CLASS M ICU=55KA @ 415 V 3-POLE, LINE PROT | 568.21
3VA2116-6HL32-0DL0 | CIRCUIT BREAKER 3VA2 IEC FRAME 160 BREAKING CAPACITY CLASS H ICU=85KA @ 415 V 3-POLE, LINE PROT | 1135.04
3VL9750-4TH33 | BREAKER MG LUG KIT OF 3 POWER T CAT NUMBER 3TA4NG500PT | 706.47
3VA2063-8JP42-0AA0 | CIRCUIT BREAKER 3VA2 IEC FRAME 100 BREAKING CAPACITY CLASS L ICU=150KA @ 415 V 4POLE, LINE PROT | 1185.82
3VA1010-2ED36-0BH0 | CIRCUIT BREAKER 3VA1 IEC FRAME 100 BREAKING CAPACITY CLASS B ICU=16KA @ 415 V 3-POLE, LINE PROT | 460.97
3VA1010-2ED42-0AA0 | CIRCUIT BREAKER 3VA1 IEC FRAME 100 BREAKING CAPACITY CLASS B ICU=16KA @ 415 V 4-POLE, LINE PROT | 227.38
3VA1080-4ED42-0KA0 | CIRCUIT BREAKER 3VA1 IEC FRAME 100 BREAKING CAPACITY CLASS S ICU=36KA @ 415 V 4-POLE, LINE PROT | 377.42
3VA2063-5HN36-0CL0 | CIRCUIT BREAKER 3VA2 IEC FRAME 100 BREAKING CAPACITY CLASS M ICU=55KA @ 415 V 3-POLE, LINE PROT | 807.76
3VA2063-5JQ32-0BH0 | CIRCUIT BREAKER 3VA2 IEC FRAME 100 BREAKING CAPACITY CLASS M ICU=55KA @ 415 V 3-POLE, LINE PROT | 1434.46
3VA2063-5JQ32-0CL0 | CIRCUIT BREAKER 3VA2 IEC FRAME 100 BREAKING CAPACITY CLASS M ICU=55KA @ 415 V 3-POLE, LINE PROT | 1483.21
3VA1196-4EF36-0KA0 | CIRCUIT BREAKER 3VA1 IEC FRAME 160 BREAKING CAPACITY CLASS S ICU=36KA @ 415 V 3-POLE, LINE PROT | 355.84
3VA1196-4GE46-0AA0 | CIRCUIT BREAKER 3VA1 IEC FRAME 160 BREAKING CAPACITY CLASS S ICU=36KA @ 415 V 4-POLE, LINE PROT | 233.25
3VA2225-5HN32-0BH0 | CIRCUIT BREAKER 3VA2 IEC FRAME 250 BREAKING CAPACITY CLASS M ICU=55KA @ 415 V 3-POLE, LINE PROT | 1309.12
3VA2110-5HL36-0HH0 | CIRCUIT BREAKER 3VA2 IEC FRAME 160 BREAKING CAPACITY CLASS M ICU=55KA @ 415 V 3-POLE, LINE PROT | 724.2
3VA2325-6KQ42-0AA0 | CIRCUIT BREAKER 3VA2 IEC FRAME 400 BREAKING CAPACITY CLASS H ICU=85KA @ 415 V 4-POLE, LINE PROT | 2591.72
3VA2325-7JP42-0AA0 | CIRCUIT BREAKER 3VA2 IEC FRAME 400 BREAKING CAPACITY CLASS C ICU=110KA @ 415 V 4-POLE, LINE PRO | 2432.78
3VA1163-1AA42-0DH0 | SWITCH DISCONNECTOR 3VA1 IEC FRAME 160 4-POLE SD100, IN=63A WITHOUT OVERLOAD PROTECTION WITHOUT | 427.55
3VA1163-1AA42-0JC0 | SWITCH DISCONNECTOR 3VA1 IEC FRAME 160 4-POLE SD100, IN=63A WITHOUT OVERLOAD PROTECTION WITHOUT | 374.64
3VA1096-2ED32-0DA0 | CIRCUIT BREAKER 3VA1 IEC FRAME 100 BREAKING CAPACITY CLASS B ICU=16KA @ 415 V 3-POLE, LINE PROT | 311.27
3VA1096-2ED46-0AA0 | CIRCUIT BREAKER 3VA1 IEC FRAME 100 BREAKING CAPACITY CLASS B ICU=16KA @ 415 V 4-POLE, LINE PROT | 200.93
3VA1096-3ED42-0AA0 | CIRCUIT BREAKER 3VA1 IEC FRAME 100 BREAKING CAPACITY CLASS N ICU=25KA @ 415 V 4-POLE, LINE PROT | 181.3
3VA1096-4ED32-0AA0 | CIRCUIT BREAKER 3VA1 IEC FRAME 100 BREAKING CAPACITY CLASS S ICU=36KA @ 415 V 3-POLE, LINE PROT | 143.11
3VA2116-5HL36-0CH0 | CIRCUIT BREAKER 3VA2 IEC FRAME 160 BREAKING CAPACITY CLASS M ICU=55KA @ 415 V 3-POLE, LINE PROT | 1016.65
3VA2110-5HN32-0KH0 | CIRCUIT BREAKER 3VA2 IEC FRAME 160 BREAKING CAPACITY CLASS M ICU=55KA @ 415 V 3-POLE, LINE PROT | 759.01
3VA2116-6KP32-0AA0 | CIRCUIT BREAKER 3VA2 IEC FRAME 160 BREAKING CAPACITY CLASS H ICU=85KA @ 415 V 3POLE, LINE PROTE | 1394.96
3VA2116-6KQ32-0AA0 | CIRCUIT BREAKER 3VA2 IEC FRAME 160 BREAKING CAPACITY CLASS H ICU=85KA @ 415 V 3POLE, LINE PROTE | 1534.24
3VA2010-6HN36-0BL0 | CIRCUIT BREAKER 3VA2 IEC FRAME 100 BREAKING CAPACITY CLASS H ICU=85KA @ 415 V 3-POLE, LINE PROT | 912.2
3VA1080-3ED36-0HA0 | CIRCUIT BREAKER 3VA1 IEC FRAME 100 BREAKING CAPACITY CLASS N ICU=25KA @ 415 V 3-POLE, LINE PROT | 330.76
3VA2110-5HN36-0JL0 | CIRCUIT BREAKER 3VA2 IEC FRAME 160 BREAKING CAPACITY CLASS M ICU=55KA @ 415 V 3-POLE, LINE PROT | 814.71
3VA1116-4GD46-0AA0 | CIRCUIT BREAKER 3VA1 IEC FRAME 160 BREAKING CAPACITY CLASS S ICU=36KA @ 415 V 4-POLE, LINE PROT | 519.44
3VA1116-5ED32-0AH0 | CIRCUIT BREAKER 3VA1 IEC FRAME 160 BREAKING CAPACITY CLASS M ICU=55KA @ 415 V 3-POLE, LINE PROT | 668.48
3VA1150-5EF36-0AC0 | CIRCUIT BREAKER 3VA1 IEC FRAME 160 BREAKING CAPACITY CLASS M ICU=55KA @ 415 V 3-POLE, LINE PROT | 338.41
3VA1150-6EF32-0AB0 | CIRCUIT BREAKER 3VA1 IEC FRAME 160 BREAKING CAPACITY CLASS H ICU=70KA @ 415 V 3-POLE, LINE PROT | 366.27
3VA2010-5HN32-0HC0 | CIRCUIT BREAKER 3VA2 IEC FRAME 100 BREAKING CAPACITY CLASS M ICU=55KA @ 415 V 3-POLE, LINE PROT | 738.12
3VA2010-5HN36-0AC0 | CIRCUIT BREAKER 3VA2 IEC FRAME 100 BREAKING CAPACITY CLASS M ICU=55KA @ 415 V 3-POLE, LINE PROT | 668.48
3VA1116-4EF36-0BC0 | CIRCUIT BREAKER 3VA1 IEC FRAME 160 BREAKING CAPACITY CLASS S ICU=36KA @ 415 V 3-POLE, LINE PROT | 772.93
3VA2140-6KQ46-0AA0 | CIRCUIT BREAKER 3VA2 IEC FRAME 160 BREAKING CAPACITY CLASS H ICU=85KA @ 415 V 4POLE, LINE PROTE | 1393.65
3VA2010-6HL32-0AD0 | CIRCUIT BREAKER 3VA2 IEC FRAME 100 BREAKING CAPACITY CLASS H ICU=85KA @ 415 V 3-POLE, LINE PROT | 668.48
3VA2010-6HL32-0HH0 | CIRCUIT BREAKER 3VA2 IEC FRAME 100 BREAKING CAPACITY CLASS H ICU=85KA @ 415 V 3-POLE, LINE PROT | 759.01
3VA1180-3EF36-0HA0 | CIRCUIT BREAKER 3VA1 IEC FRAME 160 BREAKING CAPACITY CLASS N ICU=25KA @ 415 V 3-POLE, LINE PROT | 358.61
3VA1180-3EF46-0AA0 | CIRCUIT BREAKER 3VA1 IEC FRAME 160 BREAKING CAPACITY CLASS N ICU=25KA @ 415 V 4-POLE, LINE PROT | 246.97
3VA1116-5ED32-0DA0 | CIRCUIT BREAKER 3VA1 IEC FRAME 160 BREAKING CAPACITY CLASS M ICU=55KA @ 415 V 3-POLE, LINE PROT | 710.26
3VA1116-5EE32-0AB0 | CIRCUIT BREAKER 3VA1 IEC FRAME 160 BREAKING CAPACITY CLASS M ICU=55KA @ 415 V 3-POLE, LINE PROT | 681.72
3VA1116-1AA42-0AD0 | SWITCH DISCONNECTOR 3VA1 IEC FRAME 160 4-POLE SD100, IN=160A WITHOUT OVERLOAD PROTECTION WITHOU | 490.22
3VA1120-3EF32-0BH0 | CIRCUIT BREAKER 3VA1 IEC FRAME 160 BREAKING CAPACITY CLASS N ICU=25KA @ 415 V 3-POLE, LINE PROT | 411.54
3VA1180-3GF46-0AA0 | CIRCUIT BREAKER 3VA1 IEC FRAME 160 BREAKING CAPACITY CLASS N ICU=25KA @ 415 V 4-POLE, LINE PROT | 246.97
3VA1180-4EF32-0DA0 | CIRCUIT BREAKER 3VA1 IEC FRAME 160 BREAKING CAPACITY CLASS S ICU=36KA @ 415 V 3-POLE, LINE PROT | 380.89
3VA1116-4FF42-0AA0 | CIRCUIT BREAKER 3VA1 IEC FRAME 160 BREAKING CAPACITY CLASS S ICU=36KA @ 415 V 4-POLE, LINE PROT | 534.16
3VA1116-4GE46-0AA0 | CIRCUIT BREAKER 3VA1 IEC FRAME 160 BREAKING CAPACITY CLASS S ICU=36KA @ 415 V 4-POLE, LINE PROT | 529.23
3VA1150-3EF36-0AD0 | CIRCUIT BREAKER 3VA1 IEC FRAME 160 BREAKING CAPACITY CLASS N ICU=25KA @ 415 V 3-POLE, LINE PROT | 321.7
3VA2010-6HN32-0CL0 | CIRCUIT BREAKER 3VA2 IEC FRAME 100 BREAKING CAPACITY CLASS H ICU=85KA @ 415 V 3-POLE, LINE PROT | 891.31
3VA1125-6EF32-0CA0 | CIRCUIT BREAKER 3VA1 IEC FRAME 160 BREAKING CAPACITY CLASS H ICU=70KA @ 415 V 3-POLE, LINE PROT | 406.66
3VA1125-6EF46-0AA0 | CIRCUIT BREAKER 3VA1 IEC FRAME 160 BREAKING CAPACITY CLASS H ICU=70KA @ 415 V 4-POLE, LINE PROT | 287.65
3VA1132-4EF32-0JH0 | CIRCUIT BREAKER 3VA1 IEC FRAME 160 BREAKING CAPACITY CLASS S ICU=36KA @ 415 V 3-POLE, LINE PROT | 405.96
3VA1132-4GE46-0AA0 | CIRCUIT BREAKER 3VA1 IEC FRAME 160 BREAKING CAPACITY CLASS S ICU=36KA @ 415 V 4-POLE, LINE PROT | 233.25
3VA1132-5EE32-0AA0 | CIRCUIT BREAKER 3VA1 IEC FRAME 160 BREAKING CAPACITY CLASS M ICU=55KA @ 415 V 3-POLE, LINE PROT | 178.87
3VA1132-6EE32-0AA0 | CIRCUIT BREAKER 3VA1 IEC FRAME 160 BREAKING CAPACITY CLASS H ICU=70KA @ 415 V 3-POLE, LINE PROT | 195.52
3VA1163-1AA32-0DH0 | SWITCH DISCONNECTOR 3VA1 IEC FRAME 160 3-POLE SD100, IN=63A WITHOUT OVERLOAD PROTECTION WITHOUT | 371.85
3VA1163-1AA36-0AB0 | SWITCH DISCONNECTOR 3VA1 IEC FRAME 160 3-POLE SD100, IN=63A WITHOUT OVERLOAD PROTECTION WITHOUT | 280.62
3VA1163-1AA42-0AD0 | SWITCH DISCONNECTOR 3VA1 IEC FRAME 160 4-POLE SD100, IN=63A WITHOUT OVERLOAD PROTECTION WITHOUT | 311.96
3VA1096-3ED32-0AE0 | CIRCUIT BREAKER 3VA1 IEC FRAME 100 BREAKING CAPACITY CLASS N ICU=25KA @ 415 V 3-POLE, LINE PROT | 298.03
3VA1096-3ED32-0DA0 | CIRCUIT BREAKER 3VA1 IEC FRAME 100 BREAKING CAPACITY CLASS N ICU=25KA @ 415 V 3-POLE, LINE PROT | 315.45
3VA1096-3ED32-0HC0 | CIRCUIT BREAKER 3VA1 IEC FRAME 100 BREAKING CAPACITY CLASS N ICU=25KA @ 415 V 3-POLE, LINE PROT | 337.04
3VA1096-3ED32-0CH0 | CIRCUIT BREAKER 3VA1 IEC FRAME 100 BREAKING CAPACITY CLASS N ICU=25KA @ 415 V 3-POLE, LINE PROT | 390.65
3VA2110-5HN36-0AF0 | CIRCUIT BREAKER 3VA2 IEC FRAME 160 BREAKING CAPACITY CLASS M ICU=55KA @ 415 V 3-POLE, LINE PROT | 668.48
3VA2110-5HN36-0AG0 | CIRCUIT BREAKER 3VA2 IEC FRAME 160 BREAKING CAPACITY CLASS M ICU=55KA @ 415 V 3-POLE, LINE PROT | 692.85
3VA2116-6HN32-0HC0 | CIRCUIT BREAKER 3VA2 IEC FRAME 160 BREAKING CAPACITY CLASS H ICU=85KA @ 415 V 3-POLE, LINE PROT | 1107.18
3VA2116-6HN32-0KC0 | CIRCUIT BREAKER 3VA2 IEC FRAME 160 BREAKING CAPACITY CLASS H ICU=85KA @ 415 V 3-POLE, LINE PROT | 1107.18
3VA2340-5HN42-0DC0 | CIRCUIT BREAKER 3VA2 IEC FRAME 400 BREAKING CAPACITY CLASS M ICU=55KA @ 415 V 4-POLE, LINE PROT | 2082.05
3VA2340-5HN42-0DH0 | CIRCUIT BREAKER 3VA2 IEC FRAME 400 BREAKING CAPACITY CLASS M ICU=55KA @ 415 V 4-POLE, LINE PROT | 2095.99
3VA2440-6HN42-0AA0 | CIRCUIT BREAKER 3VA2 IEC FRAME 630 BREAKING CAPACITY CLASS H ICU=85KA @ 415 V 4-POLE, LINE PROT | 2561.14
3VA2440-7HM32-0AA0 | CIRCUIT BREAKER 3VA2 IEC FRAME 630 BREAKING CAPACITY CLASS C ICU=110KA @ 415 V 3-POLE, LINE PRO | 2243.29
3VA1150-6EF32-0BH0 | CIRCUIT BREAKER 3VA1 IEC FRAME 160 BREAKING CAPACITY CLASS H ICU=70KA @ 415 V 3-POLE, LINE PROT | 480.48
3VA1150-6EF32-0KH0 | CIRCUIT BREAKER 3VA1 IEC FRAME 160 BREAKING CAPACITY CLASS H ICU=70KA @ 415 V 3-POLE, LINE PROT | 454.71
3VA1140-3EF36-0AA0 | CIRCUIT BREAKER 3VA1 IEC FRAME 160 BREAKING CAPACITY CLASS N ICU=25KA @ 415 V 3-POLE, LINE PROT | 173.96
3VA1140-3GD42-0AA0 | CIRCUIT BREAKER 3VA1 IEC FRAME 160 BREAKING CAPACITY CLASS N ICU=25KA @ 415 V 4-POLE, LINE PROT | 192.08
3VA2010-5HL36-0AE0 | CIRCUIT BREAKER 3VA2 IEC FRAME 100 BREAKING CAPACITY CLASS M ICU=55KA @ 415 V 3-POLE, LINE PROT | 656.65
3VA2010-5HL36-0BH0 | CIRCUIT BREAKER 3VA2 IEC FRAME 100 BREAKING CAPACITY CLASS M ICU=55KA @ 415 V 3-POLE, LINE PROT | 752.04
3VA2010-5HL36-0KH0 | CIRCUIT BREAKER 3VA2 IEC FRAME 100 BREAKING CAPACITY CLASS M ICU=55KA @ 415 V 3-POLE, LINE PROT | 724.2
3VA2010-5HN32-0AH0 | CIRCUIT BREAKER 3VA2 IEC FRAME 100 BREAKING CAPACITY CLASS M ICU=55KA @ 415 V 3-POLE, LINE PROT | 668.48
3VA2110-5KP32-0AJ0 | CIRCUIT BREAKER 3VA2 IEC FRAME 160 BREAKING CAPACITY CLASS M ICU=55KA @ 415 V 3-POLE, LINE PROT | 1350.9
3VA2110-5KP32-0BA0 | CIRCUIT BREAKER 3VA2 IEC FRAME 160 BREAKING CAPACITY CLASS M ICU=55KA @ 415 V 3-POLE, LINE PROT | 1350.9
3VA2110-5KP32-0CL0 | CIRCUIT BREAKER 3VA2 IEC FRAME 160 BREAKING CAPACITY CLASS M ICU=55KA @ 415 V 3-POLE, LINE PROT | 1469.27
3VA2110-5KP32-0DL0 | CIRCUIT BREAKER 3VA2 IEC FRAME 160 BREAKING CAPACITY CLASS M ICU=55KA @ 415 V 3-POLE, LINE PROT | 1469.27
3VA2110-5KP32-0HC0 | CIRCUIT BREAKER 3VA2 IEC FRAME 160 BREAKING CAPACITY CLASS M ICU=55KA @ 415 V 3-POLE, LINE PROT | 1364.82
3VA1180-3EF36-0CA0 | CIRCUIT BREAKER 3VA1 IEC FRAME 160 BREAKING CAPACITY CLASS N ICU=25KA @ 415 V 3-POLE, LINE PROT | 384.38
3VA1180-3EF36-0DA0 | CIRCUIT BREAKER 3VA1 IEC FRAME 160 BREAKING CAPACITY CLASS N ICU=25KA @ 415 V 3-POLE, LINE PROT | 384.38
3VA2340-5HN42-0AJ0 | CIRCUIT BREAKER 3VA2 IEC FRAME 400 BREAKING CAPACITY CLASS M ICU=55KA @ 415 V 4-POLE, LINE PROT | 2026.35
3VA2450-5KP32-0AA0 | CIRCUIT BREAKER 3VA2 IEC FRAME 630 BREAKING CAPACITY CLASS M ICU=55KA @ 415 V 3-POLE, LINE PROT | 2279.98
3VA2450-7JP32-0AA0 | CIRCUIT BREAKER 3VA2 IEC FRAME 630 BREAKING CAPACITY CLASS C ICU=110KA @ 415 V 3-POLE, LINE PRO | 2493.91
3VA1150-5EF36-0KH0 | CIRCUIT BREAKER 3VA1 IEC FRAME 160 BREAKING CAPACITY CLASS M ICU=55KA @ 415 V 3-POLE, LINE PROT | 454.02
3VA1150-6EE36-0AA0 | CIRCUIT BREAKER 3VA1 IEC FRAME 160 BREAKING CAPACITY CLASS H ICU=70KA @ 415 V 3-POLE, LINE PROT | 210.23
3VA1140-3GD46-0AA0 | CIRCUIT BREAKER 3VA1 IEC FRAME 160 BREAKING CAPACITY CLASS N ICU=25KA @ 415 V 4-POLE, LINE PROT | 211.22
3VA1140-4EF32-0AE0 | CIRCUIT BREAKER 3VA1 IEC FRAME 160 BREAKING CAPACITY CLASS S ICU=36KA @ 415 V 3-POLE, LINE PROT | 341.2
3VA2110-5HN36-0CC0 | CIRCUIT BREAKER 3VA2 IEC FRAME 160 BREAKING CAPACITY CLASS M ICU=55KA @ 415 V 3-POLE, LINE PROT | 786.87
3VA2110-5HN36-0KC0 | CIRCUIT BREAKER 3VA2 IEC FRAME 160 BREAKING CAPACITY CLASS M ICU=55KA @ 415 V 3-POLE, LINE PROT | 759.01
3VA2010-5HN36-0AG0 | CIRCUIT BREAKER 3VA2 IEC FRAME 100 BREAKING CAPACITY CLASS M ICU=55KA @ 415 V 3-POLE, LINE PROT | 692.85
3VA2450-7JQ32-0AA0 | CIRCUIT BREAKER 3VA2 IEC FRAME 630 BREAKING CAPACITY CLASS C ICU=110KA @ 415 V 3-POLE, LINE PRO | 2726.19
3VA9113-0KB01 | TERMINAL COVER PLUG-IN AND DRAW-OUT, ACCESSORY FOR: CIRCUIT BREAKER, 3 POLE 3VA1 160 | 28.3
3VA9114-0JC12 | CIRCULAR CONDUCTOR TERMINAL 2 CABLES WITH AUXILIARY CONDUCTOR 4 PCS. ACCESSORY FOR: 3VA1 100/16 | 66.72
3VA2110-5KP32-0KH0 | CIRCUIT BREAKER 3VA2 IEC FRAME 160 BREAKING CAPACITY CLASS M ICU=55KA @ 415 V 3-POLE, LINE PROT | 1385.71
3VA2010-6HN46-0AA0 | CIRCUIT BREAKER 3VA2 IEC FRAME 100 BREAKING CAPACITY CLASS H ICU=85KA @ 415 V 4POLE, LINE PROTE | 751.83
3VA2340-5KQ32-0AA0 | CIRCUIT BREAKER 3VA2 IEC FRAME 400 BREAKING CAPACITY CLASS M ICU=55KA @ 415 V 3-POLE, LINE PROT | 2004.9
3VA2340-6HN32-0AG0 | CIRCUIT BREAKER 3VA2 IEC FRAME 400 BREAKING CAPACITY CLASS H ICU=85KA @ 415 V 3-POLE, LINE PROT | 1733.88
3VA1180-4EF32-0CH0 | CIRCUIT BREAKER 3VA1 IEC FRAME 160 BREAKING CAPACITY CLASS S ICU=36KA @ 415 V 3-POLE, LINE PROT | 456.8
3VA1180-4EF36-0BA0 | CIRCUIT BREAKER 3VA1 IEC FRAME 160 BREAKING CAPACITY CLASS S ICU=36KA @ 415 V 3-POLE, LINE PROT | 405.27
3TH4373-0LB4 | CONT. RELAY 100E DIN EN 50011 7NO+3NC, SCREW CONNECTION DIR. CURRENT ACTUATING DC MAGNET SYSTEM | 173.44
3VA2040-6KP42-0AA0 | CIRCUIT BREAKER 3VA2 IEC FRAME 100 BREAKING CAPACITY CLASS H ICU=85KA @ 415 V 4POLE, LINE PROTE | 1228.62
3VA2063-5HL32-0AA0 | CIRCUIT BREAKER 3VA2 IEC FRAME 100 BREAKING CAPACITY CLASS M ICU=55KA @ 415 V 3POLE, LINE PROTE | 431.57
3VA2225-5HN32-0JH0 | CIRCUIT BREAKER 3VA2 IEC FRAME 250 BREAKING CAPACITY CLASS M ICU=55KA @ 415 V 3-POLE, LINE PROT | 1288.23
3VA2340-6HN32-0KH0 | CIRCUIT BREAKER 3VA2 IEC FRAME 400 BREAKING CAPACITY CLASS H ICU=85KA @ 415 V 3-POLE, LINE PROT | 1838.33
3VA1116-5EF42-0HC0 | CIRCUIT BREAKER 3VA1 IEC FRAME 160 BREAKING CAPACITY CLASS M ICU=55KA @ 415 V 4-POLE, LINE PROT | 967.92
3VA1116-6EF32-0AE0 | CIRCUIT BREAKER 3VA1 IEC FRAME 160 BREAKING CAPACITY CLASS H ICU=70KA @ 415 V 3-POLE, LINE PROT | 800.79
3VA2110-6HN32-0AH0 | CIRCUIT BREAKER 3VA2 IEC FRAME 160 BREAKING CAPACITY CLASS H ICU=85KA @ 415 V 3-POLE, LINE PROT | 738.12
3VA2340-6JP32-0JC0 | CIRCUIT BREAKER 3VA2 IEC FRAME 400 BREAKING CAPACITY CLASS H ICU=85KA @ 415 V 3-POLE, LINE PROT | 2214.36
3VA2340-6JP32-0KL0 | CIRCUIT BREAKER 3VA2 IEC FRAME 400 BREAKING CAPACITY CLASS H ICU=85KA @ 415 V 3-POLE, LINE PROT | 2290.95
3VA1163-5EF32-0AE0 | CIRCUIT BREAKER 3VA1 IEC FRAME 160 BREAKING CAPACITY CLASS M ICU=55KA @ 415 V 3-POLE, LINE PROT | 366.97
3VA2116-5HL32-0KL0 | CIRCUIT BREAKER 3VA2 IEC FRAME 160 BREAKING CAPACITY CLASS M ICU=55KA @ 415 V 3-POLE, LINE PROT | 1002.73
3VA2116-5HL36-0AE0 | CIRCUIT BREAKER 3VA2 IEC FRAME 160 BREAKING CAPACITY CLASS M ICU=55KA @ 415 V 3-POLE, LINE PROT | 926.13
3VA2010-6HN32-0JA0 | CIRCUIT BREAKER 3VA2 IEC FRAME 100 BREAKING CAPACITY CLASS H ICU=85KA @ 415 V 3-POLE, LINE PROT | 745.09
3VA2010-6HN36-0AB0 | CIRCUIT BREAKER 3VA2 IEC FRAME 100 BREAKING CAPACITY CLASS H ICU=85KA @ 415 V 3-POLE, LINE PROT | 759.01
3VA2010-6HN36-0AC0 | CIRCUIT BREAKER 3VA2 IEC FRAME 100 BREAKING CAPACITY CLASS H ICU=85KA @ 415 V 3-POLE, LINE PROT | 731.15
3VA2010-6HN36-0AF0 | CIRCUIT BREAKER 3VA2 IEC FRAME 100 BREAKING CAPACITY CLASS H ICU=85KA @ 415 V 3-POLE, LINE PROT | 731.15
3VA1150-5EF32-0AD0 | CIRCUIT BREAKER 3VA1 IEC FRAME 160 BREAKING CAPACITY CLASS M ICU=55KA @ 415 V 3-POLE, LINE PROT | 341.2
3VA1150-5EF32-0CH0 | CIRCUIT BREAKER 3VA1 IEC FRAME 160 BREAKING CAPACITY CLASS M ICU=55KA @ 415 V 3-POLE, LINE PROT | 457.5
3VA1150-5EF32-0JH0 | CIRCUIT BREAKER 3VA1 IEC FRAME 160 BREAKING CAPACITY CLASS M ICU=55KA @ 415 V 3-POLE, LINE PROT | 432.43
3VA1150-5EF36-0CC0 | CIRCUIT BREAKER 3VA1 IEC FRAME 160 BREAKING CAPACITY CLASS M ICU=55KA @ 415 V 3-POLE, LINE PROT | 454.71
3VA1140-4EF32-0JH0 | CIRCUIT BREAKER 3VA1 IEC FRAME 160 BREAKING CAPACITY CLASS S ICU=36KA @ 415 V 3-POLE, LINE PROT | 405.96
3VA1140-4EF36-0BA0 | CIRCUIT BREAKER 3VA1 IEC FRAME 160 BREAKING CAPACITY CLASS S ICU=36KA @ 415 V 3-POLE, LINE PROT | 380.89
3VA1140-4EF36-0CC0 | CIRCUIT BREAKER 3VA1 IEC FRAME 160 BREAKING CAPACITY CLASS S ICU=36KA @ 415 V 3-POLE, LINE PROT | 432.43
3VA1140-4EF36-0HH0 | CIRCUIT BREAKER 3VA1 IEC FRAME 160 BREAKING CAPACITY CLASS S ICU=36KA @ 415 V 3-POLE, LINE PROT | 431.03
3VA1140-4EF36-0JA0 | CIRCUIT BREAKER 3VA1 IEC FRAME 160 BREAKING CAPACITY CLASS S ICU=36KA @ 415 V 3-POLE, LINE PROT | 355.84
3VA2450-7KP42-0AA0 | CIRCUIT BREAKER 3VA2 IEC FRAME 630 BREAKING CAPACITY CLASS C ICU=110KA @ 415 V 4-POLE, LINE PRO | 3337.45
3VA9111-0QF10 | REAR CONNECTING STUDS SHORT 1 PCS. ACCESSORY FOR: 3VA1 100/160 | 10.62
3VA9111-0WJ20 | REAR INSULATING PLATE EXTENDED 1 PCS. ACCESSORY FOR: 3VA1 160 | 6.35
3VA9112-0JF60 | CIRCULAR CONDUCTOR TERMINAL CU 6 CABLES 2 PCS. ACCESSORY FOR: 3VA1 160 | 51.38
3VA2010-7HN42-0AA0 | CIRCUIT BREAKER 3VA2 IEC FRAME 100 BREAKING CAPACITY CLASS C ICU=110KA @ 415 V 4POLE, LINE PROT | 770.18
3VA2010-7JP36-0AA0 | CIRCUIT BREAKER 3VA2 IEC FRAME 100 BREAKING CAPACITY CLASS C ICU=110KA @ 415 V 3POLE, LINE PROT | 1008.55
3VA2010-7JP46-0AA0 | CIRCUIT BREAKER 3VA2 IEC FRAME 100 BREAKING CAPACITY CLASS C ICU=110KA @ 415 V 4POLE, LINE PROT | 1185.82
3VA2225-5HN32-0DA0 | CIRCUIT BREAKER 3VA2 IEC FRAME 250 BREAKING CAPACITY CLASS M ICU=55KA @ 415 V 3-POLE, LINE PROT | 1211.63
3VA1180-4EF36-0HH0 | CIRCUIT BREAKER 3VA1 IEC FRAME 160 BREAKING CAPACITY CLASS S ICU=36KA @ 415 V 3-POLE, LINE PROT | 453.32
3VA1180-4EF36-0JA0 | CIRCUIT BREAKER 3VA1 IEC FRAME 160 BREAKING CAPACITY CLASS S ICU=36KA @ 415 V 3-POLE, LINE PROT | 377.42
3VA1180-5EF32-0AA0 | CIRCUIT BREAKER 3VA1 IEC FRAME 160 BREAKING CAPACITY CLASS M ICU=55KA @ 415 V 3-POLE, LINE PROT | 206.33
3VA2340-5KP32-0KC0 | CIRCUIT BREAKER 3VA2 IEC FRAME 400 BREAKING CAPACITY CLASS M ICU=55KA @ 415 V 3-POLE, LINE PROT | 2270.06
3VA2340-6HL32-0AA0 | CIRCUIT BREAKER 3VA2 IEC FRAME 400 BREAKING CAPACITY CLASS H ICU=85KA @ 415 V 3-POLE, LINE PROT | 1387.52
3VA2340-6HL42-0AA0 | CIRCUIT BREAKER 3VA2 IEC FRAME 400 BREAKING CAPACITY CLASS H ICU=85KA @ 415 V 4-POLE, LINE PROT | 1809.3
3VA2340-6HN32-0BC0 | CIRCUIT BREAKER 3VA2 IEC FRAME 400 BREAKING CAPACITY CLASS H ICU=85KA @ 415 V 3-POLE, LINE PROT | 1838.33
3VL9800-3JQ71 | BREAKER VL CABLE MAX FLEX 72 N/P-FR | 419.3
3VA1132-6EF32-0CH0 | CIRCUIT BREAKER 3VA1 IEC FRAME 160 BREAKING CAPACITY CLASS H ICU=70KA @ 415 V 3-POLE, LINE PROT | 480.48
3VA1120-3EF36-0CA0 | CIRCUIT BREAKER 3VA1 IEC FRAME 160 BREAKING CAPACITY CLASS N ICU=25KA @ 415 V 3-POLE, LINE PROT | 362.79
3VA2063-5JQ32-0AG0 | CIRCUIT BREAKER 3VA2 IEC FRAME 100 BREAKING CAPACITY CLASS M ICU=55KA @ 415 V 3-POLE, LINE PROT | 1323.04
3VA1132-3EF32-0AH0 | CIRCUIT BREAKER 3VA1 IEC FRAME 160 BREAKING CAPACITY CLASS N ICU=25KA @ 415 V 3-POLE, LINE PROT | 297.33
3VA2116-5JQ32-0KH0 | CIRCUIT BREAKER 3VA2 IEC FRAME 160 BREAKING CAPACITY CLASS M ICU=55KA @ 415 V 3-POLE, LINE PROT | 1712.99
3VA2116-6HM42-0AA0 | CIRCUIT BREAKER 3VA2 IEC FRAME 160 BREAKING CAPACITY CLASS H ICU=85KA @ 415 V 4POLE, LINE PROTE | 1259.17
3VA1150-3EF36-0DH0 | CIRCUIT BREAKER 3VA1 IEC FRAME 160 BREAKING CAPACITY CLASS N ICU=25KA @ 415 V 3-POLE, LINE PROT | 435.91
3VA1150-4EF32-0AB0 | CIRCUIT BREAKER 3VA1 IEC FRAME 160 BREAKING CAPACITY CLASS S ICU=36KA @ 415 V 3-POLE, LINE PROT | 317.52
3VA2116-5HM32-0AA0 | CIRCUIT BREAKER 3VA2 IEC FRAME 160 BREAKING CAPACITY CLASS M ICU=55KA @ 415 V 3POLE, LINE PROTE | 929.1
3VA1110-6EF32-0JC0 | CIRCUIT BREAKER 3VA1 IEC FRAME 160 BREAKING CAPACITY CLASS H ICU=70KA @ 415 V 3-POLE, LINE PROT | 509.02
3VA1110-6EF36-0AE0 | CIRCUIT BREAKER 3VA1 IEC FRAME 160 BREAKING CAPACITY CLASS H ICU=70KA @ 415 V 3-POLE, LINE PROT | 491.62
3VA2116-6HN32-0DA0 | CIRCUIT BREAKER 3VA2 IEC FRAME 160 BREAKING CAPACITY CLASS H ICU=85KA @ 415 V 3-POLE, LINE PROT | 1079.32
3VA1120-4EF32-0CC0 | CIRCUIT BREAKER 3VA1 IEC FRAME 160 BREAKING CAPACITY CLASS S ICU=36KA @ 415 V 3-POLE, LINE PROT | 406.66
3VA2225-5HL32-0CH0 | CIRCUIT BREAKER 3VA2 IEC FRAME 250 BREAKING CAPACITY CLASS M ICU=55KA @ 415 V 3-POLE, LINE PROT | 1225.55
3VA1096-3ED32-0CA0 | CIRCUIT BREAKER 3VA1 IEC FRAME 100 BREAKING CAPACITY CLASS N ICU=25KA @ 415 V 3-POLE, LINE PROT | 315.45
3VA1096-4ED32-0AF0 | CIRCUIT BREAKER 3VA1 IEC FRAME 100 BREAKING CAPACITY CLASS S ICU=36KA @ 415 V 3-POLE, LINE PROT | 253.47
3VA1096-4ED32-0KC0 | CIRCUIT BREAKER 3VA1 IEC FRAME 100 BREAKING CAPACITY CLASS S ICU=36KA @ 415 V 3-POLE, LINE PROT | 341.2
3VA1110-1AA32-0AD0 | SWITCH DISCONNECTOR 3VA1 IEC FRAME 160 3-POLE SD100, IN=100A WITHOUT OVERLOAD PROTECTION WITHOU | 307.09
3VA1180-6EF36-0AE0 | CIRCUIT BREAKER 3VA1 IEC FRAME 160 BREAKING CAPACITY CLASS H ICU=70KA @ 415 V 3-POLE, LINE PROT | 443.56
3VA1140-6GE46-0AA0 | CIRCUIT BREAKER 3VA1 IEC FRAME 160 BREAKING CAPACITY CLASS H ICU=70KA @ 415 V 4-POLE, LINE PROT | 276.39
3VA1132-3EF32-0HA0 | CIRCUIT BREAKER 3VA1 IEC FRAME 160 BREAKING CAPACITY CLASS N ICU=25KA @ 415 V 3-POLE, LINE PROT | 312.66
3VA1132-3EF32-0JC0 | CIRCUIT BREAKER 3VA1 IEC FRAME 160 BREAKING CAPACITY CLASS N ICU=25KA @ 415 V 3-POLE, LINE PROT | 362.79
3VA2225-6KP32-0JC0 | CIRCUIT BREAKER 3VA2 IEC FRAME 250 BREAKING CAPACITY CLASS H ICU=85KA @ 415 V 3-POLE, LINE PROT | 2026.35
3VA1112-1AA32-0BH0 | SWITCH DISCONNECTOR 3VA1 IEC FRAME 160 3-POLE SD100, IN=125A WITHOUT OVERLOAD PROTECTION WITHOU | 488.83
3VA1112-1AA32-0JA0 | SWITCH DISCONNECTOR 3VA1 IEC FRAME 160 3-POLE SD100, IN=125A WITHOUT OVERLOAD PROTECTION WITHOU | 389.95
3VA1010-2ED36-0CC0 | CIRCUIT BREAKER 3VA1 IEC FRAME 100 BREAKING CAPACITY CLASS B ICU=16KA @ 415 V 3-POLE, LINE PROT | 435.91
3VA1010-2ED36-0JH0 | CIRCUIT BREAKER 3VA1 IEC FRAME 100 BREAKING CAPACITY CLASS B ICU=16KA @ 415 V 3-POLE, LINE PROT | 435.22
3VA2116-5HN36-0AD0 | CIRCUIT BREAKER 3VA2 IEC FRAME 160 BREAKING CAPACITY CLASS M ICU=55KA @ 415 V 3-POLE, LINE PROT | 960.95
3VA2116-5HN42-0AA0 | CIRCUIT BREAKER 3VA2 IEC FRAME 160 BREAKING CAPACITY CLASS M ICU=55KA @ 415 V 4POLE, LINE PROTE | 971.9
3VA1150-6EF36-0CH0 | CIRCUIT BREAKER 3VA1 IEC FRAME 160 BREAKING CAPACITY CLASS H ICU=70KA @ 415 V 3-POLE, LINE PROT | 503.45
3VA1180-4EE32-0AA0 | CIRCUIT BREAKER 3VA1 IEC FRAME 160 BREAKING CAPACITY CLASS S ICU=36KA @ 415 V 3-POLE, LINE PROT | 178.37
3VA1180-4EE42-0AA0 | CIRCUIT BREAKER 3VA1 IEC FRAME 160 BREAKING CAPACITY CLASS S ICU=36KA @ 415 V 4-POLE, LINE PROT | 232.28
3VA2040-7HL32-0AA0 | CIRCUIT BREAKER 3VA2 IEC FRAME 100 BREAKING CAPACITY CLASS C ICU=110KA @ 415 V 3POLE, LINE PROT | 514.69
3VA2040-7KQ36-0AA0 | CIRCUIT BREAKER 3VA2 IEC FRAME 100 BREAKING CAPACITY CLASS C ICU=110KA @ 415 V 3POLE, LINE PROT | 1289.75
3VA2040-8HM46-0AA0 | CIRCUIT BREAKER 3VA2 IEC FRAME 100 BREAKING CAPACITY CLASS L ICU=150KA @ 415 V 4POLE, LINE PROT | 1002.45
3VA2040-8JQ46-0AA0 | CIRCUIT BREAKER 3VA2 IEC FRAME 100 BREAKING CAPACITY CLASS L ICU=150KA @ 415 V 4POLE, LINE PROT | 1436.44
3VA1116-6EF32-0JC0 | CIRCUIT BREAKER 3VA1 IEC FRAME 160 BREAKING CAPACITY CLASS H ICU=70KA @ 415 V 3-POLE, LINE PROT | 828.65
3VA2110-6HL32-0AA0 | CIRCUIT BREAKER 3VA2 IEC FRAME 160 BREAKING CAPACITY CLASS H ICU=85KA @ 415 V 3POLE, LINE PROTE | 522.62
3VA2110-6HL32-0HC0 | CIRCUIT BREAKER 3VA2 IEC FRAME 160 BREAKING CAPACITY CLASS H ICU=85KA @ 415 V 3-POLE, LINE PROT | 738.12
3VA2110-6HL42-0JB0 | CIRCUIT BREAKER 3VA2 IEC FRAME 160 BREAKING CAPACITY CLASS H ICU=85KA @ 415 V 4POLE, LINE PROTE | 926.13
3VA2340-6HN32-0CH0 | CIRCUIT BREAKER 3VA2 IEC FRAME 400 BREAKING CAPACITY CLASS H ICU=85KA @ 415 V 3-POLE, LINE PROT | 1880.11
3VA2340-6JP32-0AB0 | CIRCUIT BREAKER 3VA2 IEC FRAME 400 BREAKING CAPACITY CLASS H ICU=85KA @ 415 V 3-POLE, LINE PROT | 2172.58
3VA1140-5EF36-0CC0 | CIRCUIT BREAKER 3VA1 IEC FRAME 160 BREAKING CAPACITY CLASS M ICU=55KA @ 415 V 3-POLE, LINE PROT | 454.71
3VA1140-5EF36-0DH0 | CIRCUIT BREAKER 3VA1 IEC FRAME 160 BREAKING CAPACITY CLASS M ICU=55KA @ 415 V 3-POLE, LINE PROT | 479.78
3VA1140-5EF36-0KC0 | CIRCUIT BREAKER 3VA1 IEC FRAME 160 BREAKING CAPACITY CLASS M ICU=55KA @ 415 V 3-POLE, LINE PROT | 429.64
3VA1140-6EF32-0JH0 | CIRCUIT BREAKER 3VA1 IEC FRAME 160 BREAKING CAPACITY CLASS H ICU=70KA @ 415 V 3-POLE, LINE PROT | 454.71
3VA2163-5HL42-0AA0 | CIRCUIT BREAKER 3VA2 IEC FRAME 160 BREAKING CAPACITY CLASS M ICU=55KA @ 415 V 4POLE, LINE PROTE | 547.67
3VA1112-1AA36-0CC0 | SWITCH DISCONNECTOR 3VA1 IEC FRAME 160 3-POLE SD100, IN=125A WITHOUT OVERLOAD PROTECTION WITHOU | 486.74
3VA1112-1AA36-0HH0 | SWITCH DISCONNECTOR 3VA1 IEC FRAME 160 3-POLE SD100, IN=125A WITHOUT OVERLOAD PROTECTION WITHOU | 486.04
3VA1112-1AA36-0KH0 | SWITCH DISCONNECTOR 3VA1 IEC FRAME 160 3-POLE SD100, IN=125A WITHOUT OVERLOAD PROTECTION WITHOU | 486.04
3ZS1310-6CC10-4YA5 | SIRIUS; MOTOR STARTER ES 2007 PREMIUM, PROMOTION PACK ONLY WITH SINGLE RELEASE FLOATING LICENSE F | 328.59
3VA2163-5HL36-0HH0 | CIRCUIT BREAKER 3VA2 IEC FRAME 160 BREAKING CAPACITY CLASS M ICU=55KA @ 415 V 3-POLE, LINE PROT | 681.72
3VA2163-5HL36-0KC0 | CIRCUIT BREAKER 3VA2 IEC FRAME 160 BREAKING CAPACITY CLASS M ICU=55KA @ 415 V 3-POLE, LINE PROT | 656.65
3VA1150-3EF36-0BH0 | CIRCUIT BREAKER 3VA1 IEC FRAME 160 BREAKING CAPACITY CLASS N ICU=25KA @ 415 V 3-POLE, LINE PROT | 435.91
3VA1150-3EF36-0CC0 | CIRCUIT BREAKER 3VA1 IEC FRAME 160 BREAKING CAPACITY CLASS N ICU=25KA @ 415 V 3-POLE, LINE PROT | 409.45
3VA2163-5HN36-0AA0 | CIRCUIT BREAKER 3VA2 IEC FRAME 160 BREAKING CAPACITY CLASS M ICU=55KA @ 415 V 3POLE, LINE PROTE | 508.57
3VA2163-5HN36-0AB0 | CIRCUIT BREAKER 3VA2 IEC FRAME 160 BREAKING CAPACITY CLASS M ICU=55KA @ 415 V 3-POLE, LINE PROT | 655.25
3VA2340-6JP32-0AG0 | CIRCUIT BREAKER 3VA2 IEC FRAME 400 BREAKING CAPACITY CLASS H ICU=85KA @ 415 V 3-POLE, LINE PROT | 2172.58
3VA2340-6JP32-0BA0 | CIRCUIT BREAKER 3VA2 IEC FRAME 400 BREAKING CAPACITY CLASS H ICU=85KA @ 415 V 3-POLE, LINE PROT | 2200.44
3VA1132-5EF32-0AE0 | CIRCUIT BREAKER 3VA1 IEC FRAME 160 BREAKING CAPACITY CLASS M ICU=55KA @ 415 V 3-POLE, LINE PROT | 366.97
3VL9800-8CG31 | BREAKER VL SWBOARD MTG STRAP SH CAT NUMBER TSLP3M | 171.39
3VA1163-5EF36-0AG0 | CIRCUIT BREAKER 3VA1 IEC FRAME 160 BREAKING CAPACITY CLASS M ICU=55KA @ 415 V 3-POLE, LINE PROT | 364.88
3VA1163-5EF36-0CC0 | CIRCUIT BREAKER 3VA1 IEC FRAME 160 BREAKING CAPACITY CLASS M ICU=55KA @ 415 V 3-POLE, LINE PROT | 454.71
3VA1163-5EF36-0HC0 | CIRCUIT BREAKER 3VA1 IEC FRAME 160 BREAKING CAPACITY CLASS M ICU=55KA @ 415 V 3-POLE, LINE PROT | 429.64
3VA1163-5EF36-0HH0 | CIRCUIT BREAKER 3VA1 IEC FRAME 160 BREAKING CAPACITY CLASS M ICU=55KA @ 415 V 3-POLE, LINE PROT | 454.02
3VA1116-6EF36-0KH0 | CIRCUIT BREAKER 3VA1 IEC FRAME 160 BREAKING CAPACITY CLASS H ICU=70KA @ 415 V 3-POLE, LINE PROT | 891.31
3VA1116-6FD46-0AA0 | CIRCUIT BREAKER 3VA1 IEC FRAME 160 BREAKING CAPACITY CLASS H ICU=70KA @ 415 V 4-POLE, LINE PROT | 612.55
3VA1110-3EF36-0JH0 | CIRCUIT BREAKER 3VA1 IEC FRAME 160 BREAKING CAPACITY CLASS N ICU=25KA @ 415 V 3-POLE, LINE PROT | 471.42
3VA1110-3FD42-0AA0 | CIRCUIT BREAKER 3VA1 IEC FRAME 160 BREAKING CAPACITY CLASS N ICU=25KA @ 415 V 4-POLE, LINE PROT | 242.08
3VA1110-3GD42-0AA0 | CIRCUIT BREAKER 3VA1 IEC FRAME 160 BREAKING CAPACITY CLASS N ICU=25KA @ 415 V 4-POLE, LINE PROT | 242.08
3VA1112-3EF32-0AA0 | CIRCUIT BREAKER 3VA1 IEC FRAME 160 BREAKING CAPACITY CLASS N ICU=25KA @ 415 V 3-POLE, LINE PROT | 322.95
3VA1112-3EF32-0CH0 | CIRCUIT BREAKER 3VA1 IEC FRAME 160 BREAKING CAPACITY CLASS N ICU=25KA @ 415 V 3-POLE, LINE PROT | 647.59
3VA1112-3EF32-0KC0 | CIRCUIT BREAKER 3VA1 IEC FRAME 160 BREAKING CAPACITY CLASS N ICU=25KA @ 415 V 3-POLE, LINE PROT | 598.16
3VA1112-3EF36-0AC0 | CIRCUIT BREAKER 3VA1 IEC FRAME 160 BREAKING CAPACITY CLASS N ICU=25KA @ 415 V 3-POLE, LINE PROT | 530.61
3VA1163-6EE32-0AA0 | CIRCUIT BREAKER 3VA1 IEC FRAME 160 BREAKING CAPACITY CLASS H ICU=70KA @ 415 V 3-POLE, LINE PROT | 195.52
3VA1163-6EE46-0AA0 | CIRCUIT BREAKER 3VA1 IEC FRAME 160 BREAKING CAPACITY CLASS H ICU=70KA @ 415 V 4-POLE, LINE PROT | 276.39
3VA1163-6EF32-0HH0 | CIRCUIT BREAKER 3VA1 IEC FRAME 160 BREAKING CAPACITY CLASS H ICU=70KA @ 415 V 3-POLE, LINE PROT | 454.71
3VA1163-6EF32-0JC0 | CIRCUIT BREAKER 3VA1 IEC FRAME 160 BREAKING CAPACITY CLASS H ICU=70KA @ 415 V 3-POLE, LINE PROT | 431.03
3VA1116-4EF32-0HC0 | CIRCUIT BREAKER 3VA1 IEC FRAME 160 BREAKING CAPACITY CLASS S ICU=36KA @ 415 V 3-POLE, LINE PROT | 724.2
3VA1116-4EF36-0CA0 | CIRCUIT BREAKER 3VA1 IEC FRAME 160 BREAKING CAPACITY CLASS S ICU=36KA @ 415 V 3-POLE, LINE PROT | 724.2
3VA1116-4EF36-0JA0 | CIRCUIT BREAKER 3VA1 IEC FRAME 160 BREAKING CAPACITY CLASS S ICU=36KA @ 415 V 3-POLE, LINE PROT | 692.85
3VA1116-4FE42-0AA0 | CIRCUIT BREAKER 3VA1 IEC FRAME 160 BREAKING CAPACITY CLASS S ICU=36KA @ 415 V 4-POLE, LINE PROT | 509.64
3VA1116-5ED32-0AB0 | CIRCUIT BREAKER 3VA1 IEC FRAME 160 BREAKING CAPACITY CLASS M ICU=55KA @ 415 V 3-POLE, LINE PROT | 668.48
3VA2063-5HL32-0CA0 | CIRCUIT BREAKER 3VA2 IEC FRAME 100 BREAKING CAPACITY CLASS M ICU=55KA @ 415 V 3-POLE, LINE PROT | 607.2
3VA1110-3EF36-0AF0 | CIRCUIT BREAKER 3VA1 IEC FRAME 160 BREAKING CAPACITY CLASS N ICU=25KA @ 415 V 3-POLE, LINE PROT | 355.84
3VA1110-3EF36-0BH0 | CIRCUIT BREAKER 3VA1 IEC FRAME 160 BREAKING CAPACITY CLASS N ICU=25KA @ 415 V 3-POLE, LINE PROT | 497.19
3VA1110-3EF36-0CA0 | CIRCUIT BREAKER 3VA1 IEC FRAME 160 BREAKING CAPACITY CLASS N ICU=25KA @ 415 V 3-POLE, LINE PROT | 421.98
3VA1163-5EE32-0AB0 | CIRCUIT BREAKER 3VA1 IEC FRAME 160 BREAKING CAPACITY CLASS M ICU=55KA @ 415 V 3-POLE, LINE PROT | 329.37
3VA1163-5EE32-0AC0 | CIRCUIT BREAKER 3VA1 IEC FRAME 160 BREAKING CAPACITY CLASS M ICU=55KA @ 415 V 3-POLE, LINE PROT | 303.6
3VA1163-5EE32-0AH0 | CIRCUIT BREAKER 3VA1 IEC FRAME 160 BREAKING CAPACITY CLASS M ICU=55KA @ 415 V 3-POLE, LINE PROT | 329.37
3VA1150-6GD42-0AA0 | CIRCUIT BREAKER 3VA1 IEC FRAME 160 BREAKING CAPACITY CLASS H ICU=70KA @ 415 V 4-POLE, LINE PROT | 247.96
3VA1163-1AA32-0CC0 | SWITCH DISCONNECTOR 3VA1 IEC FRAME 160 3-POLE SD100, IN=63A WITHOUT OVERLOAD PROTECTION WITHOUT | 348.17
3VA1163-1AA32-0KA0 | SWITCH DISCONNECTOR 3VA1 IEC FRAME 160 3-POLE SD100, IN=63A WITHOUT OVERLOAD PROTECTION WITHOUT | 273.67
3VA2010-5KP32-0AB0 | CIRCUIT BREAKER 3VA2 IEC FRAME 100 BREAKING CAPACITY CLASS M ICU=55KA @ 415 V 3-POLE, LINE PROT | 1316.08
3VA2010-5KP32-0CA0 | CIRCUIT BREAKER 3VA2 IEC FRAME 100 BREAKING CAPACITY CLASS M ICU=55KA @ 415 V 3-POLE, LINE PROT | 1350.9
3VA2225-5HL42-0KC0 | CIRCUIT BREAKER 3VA2 IEC FRAME 250 BREAKING CAPACITY CLASS M ICU=55KA @ 415 V 4-POLE, LINE PROT | 1524.99
3VA2225-5HN32-0AJ0 | CIRCUIT BREAKER 3VA2 IEC FRAME 250 BREAKING CAPACITY CLASS M ICU=55KA @ 415 V 3-POLE, LINE PROT | 1211.63
3VA1080-4ED36-0AD0 | CIRCUIT BREAKER 3VA1 IEC FRAME 100 BREAKING CAPACITY CLASS S ICU=36KA @ 415 V 3-POLE, LINE PROT | 320.31
3VA1080-4ED42-0CA0 | CIRCUIT BREAKER 3VA1 IEC FRAME 100 BREAKING CAPACITY CLASS S ICU=36KA @ 415 V 4-POLE, LINE PROT | 405.27
3VA1132-5EF42-0AA0 | CIRCUIT BREAKER 3VA1 IEC FRAME 160 BREAKING CAPACITY CLASS M ICU=55KA @ 415 V 4-POLE, LINE PROT | 245.03
3VA1116-1AA36-0KC0 | SWITCH DISCONNECTOR 3VA1 IEC FRAME 160 3-POLE SD100, IN=160A WITHOUT OVERLOAD PROTECTION WITHOU | 480.48
3VA1120-3EF46-0AA0 | CIRCUIT BREAKER 3VA1 IEC FRAME 160 BREAKING CAPACITY CLASS N ICU=25KA @ 415 V 4-POLE, LINE PROT | 226.88
3VA2063-5KP32-0AD0 | CIRCUIT BREAKER 3VA2 IEC FRAME 100 BREAKING CAPACITY CLASS M ICU=55KA @ 415 V 3-POLE, LINE PROT | 1288.23
3VA1116-1AA42-0HH0 | SWITCH DISCONNECTOR 3VA1 IEC FRAME 160 4-POLE SD100, IN=160A WITHOUT OVERLOAD PROTECTION WITHOU | 578.66
3VA1116-3EF32-0AD0 | CIRCUIT BREAKER 3VA1 IEC FRAME 160 BREAKING CAPACITY CLASS N ICU=25KA @ 415 V 3-POLE, LINE PROT | 607.9
3VA1112-3EF32-0HC0 | CIRCUIT BREAKER 3VA1 IEC FRAME 160 BREAKING CAPACITY CLASS N ICU=25KA @ 415 V 3-POLE, LINE PROT | 598.16
3VA2340-6HM42-0AA0 | CIRCUIT BREAKER 3VA2 IEC FRAME 400 BREAKING CAPACITY CLASS H ICU=85KA @ 415 V 4-POLE, LINE PROT | 2029.36
3VA1116-6ED32-0AA0 | CIRCUIT BREAKER 3VA1 IEC FRAME 160 BREAKING CAPACITY CLASS H ICU=70KA @ 415 V 3-POLE, LINE PROT | 456.71
3VA1116-6ED46-0AA0 | CIRCUIT BREAKER 3VA1 IEC FRAME 160 BREAKING CAPACITY CLASS H ICU=70KA @ 415 V 4-POLE, LINE PROT | 612.55
3VA2010-6HL32-0BH0 | CIRCUIT BREAKER 3VA2 IEC FRAME 100 BREAKING CAPACITY CLASS H ICU=85KA @ 415 V 3-POLE, LINE PROT | 786.87
3VA2116-5JQ32-0AG0 | CIRCUIT BREAKER 3VA2 IEC FRAME 160 BREAKING CAPACITY CLASS M ICU=55KA @ 415 V 3-POLE, LINE PROT | 1622.47
3VA1132-6EF32-0HC0 | CIRCUIT BREAKER 3VA1 IEC FRAME 160 BREAKING CAPACITY CLASS H ICU=70KA @ 415 V 3-POLE, LINE PROT | 431.03
3VA1180-4ED46-0AA0 | CIRCUIT BREAKER 3VA1 IEC FRAME 160 BREAKING CAPACITY CLASS S ICU=36KA @ 415 V 4-POLE, LINE PROT | 249.45
3VA2063-5KP32-0HL0 | CIRCUIT BREAKER 3VA2 IEC FRAME 100 BREAKING CAPACITY CLASS M ICU=55KA @ 415 V 3-POLE, LINE PROT | 1385.71
3VA1180-5GD42-0AA0 | CIRCUIT BREAKER 3VA1 IEC FRAME 160 BREAKING CAPACITY CLASS M ICU=55KA @ 415 V 4-POLE, LINE PROT | 249.92
3VA1180-6EF36-0AA0 | CIRCUIT BREAKER 3VA1 IEC FRAME 160 BREAKING CAPACITY CLASS H ICU=70KA @ 415 V 3-POLE, LINE PROT | 242.08
3VA2010-5JQ32-0DL0 | CIRCUIT BREAKER 3VA2 IEC FRAME 100 BREAKING CAPACITY CLASS M ICU=55KA @ 415 V 3-POLE, LINE PROT | 1511.05
3VA1112-3GD42-0AA0 | CIRCUIT BREAKER 3VA1 IEC FRAME 160 BREAKING CAPACITY CLASS N ICU=25KA @ 415 V 4-POLE, LINE PROT | 390.08
3VA1112-4ED36-0AA0 | CIRCUIT BREAKER 3VA1 IEC FRAME 160 BREAKING CAPACITY CLASS S ICU=36KA @ 415 V 3-POLE, LINE PROT | 342.53
3VA1116-6EF32-0CA0 | CIRCUIT BREAKER 3VA1 IEC FRAME 160 BREAKING CAPACITY CLASS H ICU=70KA @ 415 V 3-POLE, LINE PROT | 814.71
3VA2010-5HN36-0JA0 | CIRCUIT BREAKER 3VA2 IEC FRAME 100 BREAKING CAPACITY CLASS M ICU=55KA @ 415 V 3-POLE, LINE PROT | 710.26
3VA2010-5JQ32-0AA0 | CIRCUIT BREAKER 3VA2 IEC FRAME 100 BREAKING CAPACITY CLASS M ICU=55KA @ 415 V 3POLE, LINE PROTE | 1130.81
3VA1140-6EF42-0AA0 | CIRCUIT BREAKER 3VA1 IEC FRAME 160 BREAKING CAPACITY CLASS H ICU=70KA @ 415 V 4-POLE, LINE PROT | 266.57
3VA1116-6EF36-0KA0 | CIRCUIT BREAKER 3VA1 IEC FRAME 160 BREAKING CAPACITY CLASS H ICU=70KA @ 415 V 3-POLE, LINE PROT | 807.76
3VA2163-5HL36-0CL0 | CIRCUIT BREAKER 3VA2 IEC FRAME 160 BREAKING CAPACITY CLASS M ICU=55KA @ 415 V 3-POLE, LINE PROT | 745.09
3VA2163-5HL36-0HA0 | CIRCUIT BREAKER 3VA2 IEC FRAME 160 BREAKING CAPACITY CLASS M ICU=55KA @ 415 V 3-POLE, LINE PROT | 607.2
3VA1112-1AA42-0AB0 | SWITCH DISCONNECTOR 3VA1 IEC FRAME 160 4-POLE SD100, IN=125A WITHOUT OVERLOAD PROTECTION WITHOU | 463.06
3VA1112-1AA42-0CC0 | SWITCH DISCONNECTOR 3VA1 IEC FRAME 160 4-POLE SD100, IN=125A WITHOUT OVERLOAD PROTECTION WITHOU | 553.59
3VA1163-5EF46-0AA0 | CIRCUIT BREAKER 3VA1 IEC FRAME 160 BREAKING CAPACITY CLASS M ICU=55KA @ 415 V 4-POLE, LINE PROT | 265.6
3VA1163-6EF32-0JH0 | CIRCUIT BREAKER 3VA1 IEC FRAME 160 BREAKING CAPACITY CLASS H ICU=70KA @ 415 V 3-POLE, LINE PROT | 454.71
3VA2163-5HL36-0CA0 | CIRCUIT BREAKER 3VA2 IEC FRAME 160 BREAKING CAPACITY CLASS M ICU=55KA @ 415 V 3-POLE, LINE PROT | 634.36
3VA1150-4ED36-0AA0 | CIRCUIT BREAKER 3VA1 IEC FRAME 160 BREAKING CAPACITY CLASS S ICU=36KA @ 415 V 3-POLE, LINE PROT | 174.97
3VA1116-4EF32-0AG0 | CIRCUIT BREAKER 3VA1 IEC FRAME 160 BREAKING CAPACITY CLASS S ICU=36KA @ 415 V 3-POLE, LINE PROT | 655.95
3VA2163-5HN32-0BH0 | CIRCUIT BREAKER 3VA2 IEC FRAME 160 BREAKING CAPACITY CLASS M ICU=55KA @ 415 V 3-POLE, LINE PROT | 745.09
3VA2163-5HN32-0DL0 | CIRCUIT BREAKER 3VA2 IEC FRAME 160 BREAKING CAPACITY CLASS M ICU=55KA @ 415 V 3-POLE, LINE PROT | 786.87
3VA2340-6JP32-0CL0 | CIRCUIT BREAKER 3VA2 IEC FRAME 400 BREAKING CAPACITY CLASS H ICU=85KA @ 415 V 3-POLE, LINE PROT | 2311.84
3VA2340-6JP32-0DL0 | CIRCUIT BREAKER 3VA2 IEC FRAME 400 BREAKING CAPACITY CLASS H ICU=85KA @ 415 V 3-POLE, LINE PROT | 2311.84
3VA1132-5EF36-0AE0 | CIRCUIT BREAKER 3VA1 IEC FRAME 160 BREAKING CAPACITY CLASS M ICU=55KA @ 415 V 3-POLE, LINE PROT | 391.34
3VA1132-5EF36-0BC0 | CIRCUIT BREAKER 3VA1 IEC FRAME 160 BREAKING CAPACITY CLASS M ICU=55KA @ 415 V 3-POLE, LINE PROT | 454.71
3VA1110-3EF36-0DH0 | CIRCUIT BREAKER 3VA1 IEC FRAME 160 BREAKING CAPACITY CLASS N ICU=25KA @ 415 V 3-POLE, LINE PROT | 497.19
3VA1116-5ED32-0DH0 | CIRCUIT BREAKER 3VA1 IEC FRAME 160 BREAKING CAPACITY CLASS M ICU=55KA @ 415 V 3-POLE, LINE PROT | 786.87
3VA1116-5ED32-0JA0 | CIRCUIT BREAKER 3VA1 IEC FRAME 160 BREAKING CAPACITY CLASS M ICU=55KA @ 415 V 3-POLE, LINE PROT | 682.42
3VA1125-5EF32-0BH0 | CIRCUIT BREAKER 3VA1 IEC FRAME 160 BREAKING CAPACITY CLASS M ICU=55KA @ 415 V 3-POLE, LINE PROT | 457.5
3VA2163-5HN32-0AD0 | CIRCUIT BREAKER 3VA2 IEC FRAME 160 BREAKING CAPACITY CLASS M ICU=55KA @ 415 V 3-POLE, LINE PROT | 628.79
3VA2163-5HN36-0JL0 | CIRCUIT BREAKER 3VA2 IEC FRAME 160 BREAKING CAPACITY CLASS M ICU=55KA @ 415 V 3-POLE, LINE PROT | 779.9
3VA2010-8HM36-0AA0 | CIRCUIT BREAKER 3VA2 IEC FRAME 100 BREAKING CAPACITY CLASS L ICU=150KA @ 415 V 3POLE, LINE PROT | 880.19
3VA2340-6JQ32-0DH0 | CIRCUIT BREAKER 3VA2 IEC FRAME 400 BREAKING CAPACITY CLASS H ICU=85KA @ 415 V 3-POLE, LINE PROT | 2541.64
3VA2340-6JQ32-0HA0 | CIRCUIT BREAKER 3VA2 IEC FRAME 400 BREAKING CAPACITY CLASS H ICU=85KA @ 415 V 3-POLE, LINE PROT | 2451.11
3VA9204-0QE00 | REAR TERMINAL FLAT 4 PCS. ACCESSORY FOR: 3VA2 100/160/250 | 60.18
3VA9401-0WG30 | TERMINAL COVER BROADENED 3 POLE 1 PCS. ACCESSORY FOR: 3VA2 400/630 | 57.97
3VA1132-5EF32-0AF0 | CIRCUIT BREAKER 3VA1 IEC FRAME 160 BREAKING CAPACITY CLASS M ICU=55KA @ 415 V 3-POLE, LINE PROT | 317.52
3VA2163-5HN32-0AJ0 | CIRCUIT BREAKER 3VA2 IEC FRAME 160 BREAKING CAPACITY CLASS M ICU=55KA @ 415 V 3-POLE, LINE PROT | 667.09
3VA2163-5HN32-0DA0 | CIRCUIT BREAKER 3VA2 IEC FRAME 160 BREAKING CAPACITY CLASS M ICU=55KA @ 415 V 3-POLE, LINE PROT | 672.66
3VA2163-5HN36-0AH0 | CIRCUIT BREAKER 3VA2 IEC FRAME 160 BREAKING CAPACITY CLASS M ICU=55KA @ 415 V 3-POLE, LINE PROT | 655.25
3VA2163-5HN36-0BL0 | CIRCUIT BREAKER 3VA2 IEC FRAME 160 BREAKING CAPACITY CLASS M ICU=55KA @ 415 V 3-POLE, LINE PROT | 807.76
3VA2116-5KP32-0KH0 | CIRCUIT BREAKER 3VA2 IEC FRAME 160 BREAKING CAPACITY CLASS M ICU=55KA @ 415 V 3-POLE, LINE PROT | 1671.21
3VA2116-6HN32-0AH0 | CIRCUIT BREAKER 3VA2 IEC FRAME 160 BREAKING CAPACITY CLASS H ICU=85KA @ 415 V 3-POLE, LINE PROT | 1044.51
3VA2116-6HN32-0BC0 | CIRCUIT BREAKER 3VA2 IEC FRAME 160 BREAKING CAPACITY CLASS H ICU=85KA @ 415 V 3-POLE, LINE PROT | 1135.04
3VA2116-6HN32-0CA0 | CIRCUIT BREAKER 3VA2 IEC FRAME 160 BREAKING CAPACITY CLASS H ICU=85KA @ 415 V 3-POLE, LINE PROT | 1079.32
3VA2225-5HN32-0KC0 | CIRCUIT BREAKER 3VA2 IEC FRAME 250 BREAKING CAPACITY CLASS M ICU=55KA @ 415 V 3-POLE, LINE PROT | 1239.48
3VA2225-5HN32-0KK0 | CIRCUIT BREAKER 3VA2 IEC FRAME 250 BREAKING CAPACITY CLASS M ICU=55KA @ 415 V 3POLE, LINE PROTE | 1288.23
3VA2225-5HN42-0AA0 | CIRCUIT BREAKER 3VA2 IEC FRAME 250 BREAKING CAPACITY CLASS M ICU=55KA @ 415 V 4POLE, LINE PROTE | 1259.17
3VA1112-4EF36-0KC0 | CIRCUIT BREAKER 3VA1 IEC FRAME 160 BREAKING CAPACITY CLASS S ICU=36KA @ 415 V 3-POLE, LINE PROT | 658.74
3VA1112-4EF36-0KH0 | CIRCUIT BREAKER 3VA1 IEC FRAME 160 BREAKING CAPACITY CLASS S ICU=36KA @ 415 V 3-POLE, LINE PROT | 684.51
3VA1125-5EF42-0AA0 | CIRCUIT BREAKER 3VA1 IEC FRAME 160 BREAKING CAPACITY CLASS M ICU=55KA @ 415 V 4-POLE, LINE PROT | 245.03
3VA2116-5HL36-0JC0 | CIRCUIT BREAKER 3VA2 IEC FRAME 160 BREAKING CAPACITY CLASS M ICU=55KA @ 415 V 3-POLE, LINE PROT | 960.95
3VA2116-5HM36-0AA0 | CIRCUIT BREAKER 3VA2 IEC FRAME 160 BREAKING CAPACITY CLASS M ICU=55KA @ 415 V 3POLE, LINE PROTE | 965.76
3VA2116-5HN32-0CA0 | CIRCUIT BREAKER 3VA2 IEC FRAME 160 BREAKING CAPACITY CLASS M ICU=55KA @ 415 V 3-POLE, LINE PROT | 974.87
3VA2340-6JQ32-0JH0 | CIRCUIT BREAKER 3VA2 IEC FRAME 400 BREAKING CAPACITY CLASS H ICU=85KA @ 415 V 3-POLE, LINE PROT | 2527.72
3VA2340-6JQ32-0JL0 | CIRCUIT BREAKER 3VA2 IEC FRAME 400 BREAKING CAPACITY CLASS H ICU=85KA @ 415 V 3-POLE, LINE PROT | 2548.61
3VA1132-5EF36-0HC0 | CIRCUIT BREAKER 3VA1 IEC FRAME 160 BREAKING CAPACITY CLASS M ICU=55KA @ 415 V 3-POLE, LINE PROT | 429.64
3VA1132-5EF36-0HH0 | CIRCUIT BREAKER 3VA1 IEC FRAME 160 BREAKING CAPACITY CLASS M ICU=55KA @ 415 V 3-POLE, LINE PROT | 454.02
3VA2225-5JP32-0AA0 | CIRCUIT BREAKER 3VA2 IEC FRAME 250 BREAKING CAPACITY CLASS M ICU=55KA @ 415 V 3POLE, LINE PROTE | 1350.88
3VA2225-5JP32-0AF0 | CIRCUIT BREAKER 3VA2 IEC FRAME 250 BREAKING CAPACITY CLASS M ICU=55KA @ 415 V 3-POLE, LINE PROT | 1594.61
3VA2063-5KP32-0CL0 | CIRCUIT BREAKER 3VA2 IEC FRAME 100 BREAKING CAPACITY CLASS M ICU=55KA @ 415 V 3-POLE, LINE PROT | 1434.46
3VA2063-5KP32-0CH0 | CIRCUIT BREAKER 3VA2 IEC FRAME 100 BREAKING CAPACITY CLASS M ICU=55KA @ 415 V 3-POLE, LINE PROT | 1378.76
3VA2063-5KP32-0KA0 | CIRCUIT BREAKER 3VA2 IEC FRAME 100 BREAKING CAPACITY CLASS M ICU=55KA @ 415 V 3-POLE, LINE PROT | 1302.15
3VA2116-7KP32-0AA0 | CIRCUIT BREAKER 3VA2 IEC FRAME 160 BREAKING CAPACITY CLASS C ICU=110KA @ 415 V 3POLE, LINE PROT | 1473.11
3VA2116-7KQ32-0AA0 | CIRCUIT BREAKER 3VA2 IEC FRAME 160 BREAKING CAPACITY CLASS C ICU=110KA @ 415 V 3POLE, LINE PROT | 1613.71
3VA2116-8HL36-0AA0 | CIRCUIT BREAKER 3VA2 IEC FRAME 160 BREAKING CAPACITY CLASS L ICU=150KA @ 415 V 3POLE, LINE PROT | 996.34
3VA1163-5EE32-0BC0 | CIRCUIT BREAKER 3VA1 IEC FRAME 160 BREAKING CAPACITY CLASS M ICU=55KA @ 415 V 3-POLE, LINE PROT | 419.88
3VA2010-8JQ32-0AA0 | CIRCUIT BREAKER 3VA2 IEC FRAME 100 BREAKING CAPACITY CLASS L ICU=150KA @ 415 V 3POLE, LINE PROT | 1289.75
3VA2025-5HL42-0AA0 | CIRCUIT BREAKER 3VA2 IEC FRAME 100 BREAKING CAPACITY CLASS M ICU=55KA @ 415 V 4POLE, LINE PROTE | 547.67
3VA2340-6JP32-0JA0 | CIRCUIT BREAKER 3VA2 IEC FRAME 400 BREAKING CAPACITY CLASS H ICU=85KA @ 415 V 3-POLE, LINE PROT | 2179.55
3VA2340-6JQ32-0AE0 | CIRCUIT BREAKER 3VA2 IEC FRAME 400 BREAKING CAPACITY CLASS H ICU=85KA @ 415 V 3-POLE, LINE PROT | 2458.08
3ZS1633-1XX10-0YE0 | PCS7 BLOCK LIBRARY FOR SOFT STARTER 3RW44 MIGRATION FROM VERSION V7.0/7.1 TO V8.0; AS BLOCKS AND | 312.68
3VA9114-0RS10 | RCD- MODULE RCD310 BASIC RCD TYPE A SIDE MOUNTED ADJUSTABLE 0,03...5A AT 50/60HZ TV INSTANTAN | 465.51
3VA9201-0QF10 | REAR CONNECTING STUDS SHORT 1 PCS. ACCESSORY FOR: 3VA2 100/160/250 | 13.44
3VA9203-0QF00 | REAR CONNECTING STUDS 3 PCS. ACCESSORY FOR: 3VA2 100/160/250 | 44.7
3VA1112-5EF32-0AB0 | CIRCUIT BREAKER 3VA1 IEC FRAME 160 BREAKING CAPACITY CLASS M ICU=55KA @ 415 V 3-POLE, LINE PROT | 621.84
3VA1112-5EF32-0AG0 | CIRCUIT BREAKER 3VA1 IEC FRAME 160 BREAKING CAPACITY CLASS M ICU=55KA @ 415 V 3-POLE, LINE PROT | 621.84
3VA1112-5EF32-0CC0 | CIRCUIT BREAKER 3VA1 IEC FRAME 160 BREAKING CAPACITY CLASS M ICU=55KA @ 415 V 3-POLE, LINE PROT | 710.26
3VA1112-5EF32-0DA0 | CIRCUIT BREAKER 3VA1 IEC FRAME 160 BREAKING CAPACITY CLASS M ICU=55KA @ 415 V 3-POLE, LINE PROT | 662.22
3VA2025-5HL46-0AA0 | CIRCUIT BREAKER 3VA2 IEC FRAME 100 BREAKING CAPACITY CLASS M ICU=55KA @ 415 V 4POLE, LINE PROTE | 576.43
3VA2025-5HM42-0AA0 | CIRCUIT BREAKER 3VA2 IEC FRAME 100 BREAKING CAPACITY CLASS M ICU=55KA @ 415 V 4POLE, LINE PROTE | 782.41
3VA2025-5HN46-0AA0 | CIRCUIT BREAKER 3VA2 IEC FRAME 100 BREAKING CAPACITY CLASS M ICU=55KA @ 415 V 4POLE, LINE PROTE | 635.69
3VA2025-5JP46-0AA0 | CIRCUIT BREAKER 3VA2 IEC FRAME 100 BREAKING CAPACITY CLASS M ICU=55KA @ 415 V 4POLE, LINE PROTE | 1008.55
3VA2025-5KP46-0AA0 | CIRCUIT BREAKER 3VA2 IEC FRAME 100 BREAKING CAPACITY CLASS M ICU=55KA @ 415 V 4POLE, LINE PROTE | 1198.03
3VA1096-4ED32-0HC0 | CIRCUIT BREAKER 3VA1 IEC FRAME 100 BREAKING CAPACITY CLASS S ICU=36KA @ 415 V 3-POLE, LINE PROT | 341.2
3VA1096-4ED36-0AA0 | CIRCUIT BREAKER 3VA1 IEC FRAME 100 BREAKING CAPACITY CLASS S ICU=36KA @ 415 V 3-POLE, LINE PROT | 160.24
3VA1110-1AA32-0DA0 | SWITCH DISCONNECTOR 3VA1 IEC FRAME 160 3-POLE SD100, IN=100A WITHOUT OVERLOAD PROTECTION WITHOU | 347.47
3VA1110-1AA32-0DH0 | SWITCH DISCONNECTOR 3VA1 IEC FRAME 160 3-POLE SD100, IN=100A WITHOUT OVERLOAD PROTECTION WITHOU | 421.28
3VA2116-5HN36-0CL0 | CIRCUIT BREAKER 3VA2 IEC FRAME 160 BREAKING CAPACITY CLASS M ICU=55KA @ 415 V 3-POLE, LINE PROT | 1114.15
3VA2116-5HN36-0DL0 | CIRCUIT BREAKER 3VA2 IEC FRAME 160 BREAKING CAPACITY CLASS M ICU=55KA @ 415 V 3-POLE, LINE PROT | 1114.15
3VA2116-5HN36-0CH0 | CIRCUIT BREAKER 3VA2 IEC FRAME 160 BREAKING CAPACITY CLASS M ICU=55KA @ 415 V 3-POLE, LINE PROT | 1079.32
3VA2116-5HN36-0KA0 | CIRCUIT BREAKER 3VA2 IEC FRAME 160 BREAKING CAPACITY CLASS M ICU=55KA @ 415 V 3-POLE, LINE PROT | 974.87
3VA1196-5EF36-0CH0 | CIRCUIT BREAKER 3VA1 IEC FRAME 160 BREAKING CAPACITY CLASS M ICU=55KA @ 415 V 3-POLE, LINE PROT | 479.78
3VA1196-6EE46-0AA0 | CIRCUIT BREAKER 3VA1 IEC FRAME 160 BREAKING CAPACITY CLASS H ICU=70KA @ 415 V 4-POLE, LINE PROT | 276.39
3VA1196-6EF32-0KH0 | CIRCUIT BREAKER 3VA1 IEC FRAME 160 BREAKING CAPACITY CLASS H ICU=70KA @ 415 V 3-POLE, LINE PROT | 454.71
3VA1196-6GE42-0AA0 | CIRCUIT BREAKER 3VA1 IEC FRAME 160 BREAKING CAPACITY CLASS H ICU=70KA @ 415 V 4-POLE, LINE PROT | 254.82
3VA2140-7HL32-0AA0 | CIRCUIT BREAKER 3VA2 IEC FRAME 160 BREAKING CAPACITY CLASS C ICU=110KA @ 415 V 3POLE, LINE PROT | 514.69
3VA2140-8JP36-0AA0 | CIRCUIT BREAKER 3VA2 IEC FRAME 160 BREAKING CAPACITY CLASS L ICU=150KA @ 415 V 3POLE, LINE PROT | 1033.03
3VA2163-5HL32-0BA0 | CIRCUIT BREAKER 3VA2 IEC FRAME 160 BREAKING CAPACITY CLASS M ICU=55KA @ 415 V 3-POLE, LINE PROT | 607.2
3SE5122-0PE01 | SIRIUS POSITION SWITCH METAL ENCLOSURE 56MM WIDE DEVICE CONNECTION 3X (M20X1.5) 2NO/ 1NC SLOW-ACT | 49.82
3VA2010-5KP32-0CL0 | CIRCUIT BREAKER 3VA2 IEC FRAME 100 BREAKING CAPACITY CLASS M ICU=55KA @ 415 V 3-POLE, LINE PROT | 1469.27
3VA2010-5KP32-0JL0 | CIRCUIT BREAKER 3VA2 IEC FRAME 100 BREAKING CAPACITY CLASS M ICU=55KA @ 415 V 3-POLE, LINE PROT | 1434.46
3VA2163-5HL32-0JA0 | CIRCUIT BREAKER 3VA2 IEC FRAME 160 BREAKING CAPACITY CLASS M ICU=55KA @ 415 V 3-POLE, LINE PROT | 580.75
3VA1150-4EF32-0CA0 | CIRCUIT BREAKER 3VA1 IEC FRAME 160 BREAKING CAPACITY CLASS S ICU=36KA @ 415 V 3-POLE, LINE PROT | 358.61
3VA1163-5EF32-0AH0 | CIRCUIT BREAKER 3VA1 IEC FRAME 160 BREAKING CAPACITY CLASS M ICU=55KA @ 415 V 3-POLE, LINE PROT | 341.2
3VA2116-5KP32-0AE0 | CIRCUIT BREAKER 3VA2 IEC FRAME 160 BREAKING CAPACITY CLASS M ICU=55KA @ 415 V 3-POLE, LINE PROT | 1601.58
3VA1116-5EF32-0AD0 | CIRCUIT BREAKER 3VA1 IEC FRAME 160 BREAKING CAPACITY CLASS M ICU=55KA @ 415 V 3-POLE, LINE PROT | 717.23
3VA1116-5EF32-0HC0 | CIRCUIT BREAKER 3VA1 IEC FRAME 160 BREAKING CAPACITY CLASS M ICU=55KA @ 415 V 3-POLE, LINE PROT | 779.9
3VA1116-5EF36-0AB0 | CIRCUIT BREAKER 3VA1 IEC FRAME 160 BREAKING CAPACITY CLASS M ICU=55KA @ 415 V 3-POLE, LINE PROT | 738.12
3VA1096-3ED32-0AH0 | CIRCUIT BREAKER 3VA1 IEC FRAME 100 BREAKING CAPACITY CLASS N ICU=25KA @ 415 V 3-POLE, LINE PROT | 275.06
3VA1096-3ED32-0CC0 | CIRCUIT BREAKER 3VA1 IEC FRAME 100 BREAKING CAPACITY CLASS N ICU=25KA @ 415 V 3-POLE, LINE PROT | 364.18
3VA1132-6EF36-0JA0 | CIRCUIT BREAKER 3VA1 IEC FRAME 160 BREAKING CAPACITY CLASS H ICU=70KA @ 415 V 3-POLE, LINE PROT | 404.57
3VA1132-6EF36-0KH0 | CIRCUIT BREAKER 3VA1 IEC FRAME 160 BREAKING CAPACITY CLASS H ICU=70KA @ 415 V 3-POLE, LINE PROT | 477.69
3VA1140-3EF36-0AB0 | CIRCUIT BREAKER 3VA1 IEC FRAME 160 BREAKING CAPACITY CLASS N ICU=25KA @ 415 V 3-POLE, LINE PROT | 321.7
3VA1140-3EF36-0AG0 | CIRCUIT BREAKER 3VA1 IEC FRAME 160 BREAKING CAPACITY CLASS N ICU=25KA @ 415 V 3-POLE, LINE PROT | 321.7
3VA1163-5EF32-0CC0 | CIRCUIT BREAKER 3VA1 IEC FRAME 160 BREAKING CAPACITY CLASS M ICU=55KA @ 415 V 3-POLE, LINE PROT | 433.13
3VA1196-4ED36-0AA0 | CIRCUIT BREAKER 3VA1 IEC FRAME 160 BREAKING CAPACITY CLASS S ICU=36KA @ 415 V 3-POLE, LINE PROT | 174.97
3VA1196-4EF32-0JH0 | CIRCUIT BREAKER 3VA1 IEC FRAME 160 BREAKING CAPACITY CLASS S ICU=36KA @ 415 V 3-POLE, LINE PROT | 405.96
3VA1032-4ED36-0DC0 | CIRCUIT BREAKER 3VA1 IEC FRAME 100 BREAKING CAPACITY CLASS S ICU=36KA @ 415 V 3-POLE, LINE PROT | 392.74
3VA1032-4ED36-0KH0 | CIRCUIT BREAKER 3VA1 IEC FRAME 100 BREAKING CAPACITY CLASS S ICU=36KA @ 415 V 3-POLE, LINE PROT | 391.34
3VA1116-5EF36-0AE0 | CIRCUIT BREAKER 3VA1 IEC FRAME 160 BREAKING CAPACITY CLASS M ICU=55KA @ 415 V 3-POLE, LINE PROT | 765.98
3VA1116-5EF36-0HA0 | CIRCUIT BREAKER 3VA1 IEC FRAME 160 BREAKING CAPACITY CLASS M ICU=55KA @ 415 V 3-POLE, LINE PROT | 752.04
3VA1125-5EF32-0CA0 | CIRCUIT BREAKER 3VA1 IEC FRAME 160 BREAKING CAPACITY CLASS M ICU=55KA @ 415 V 3-POLE, LINE PROT | 383.68
3VA1125-5EF36-0AD0 | CIRCUIT BREAKER 3VA1 IEC FRAME 160 BREAKING CAPACITY CLASS M ICU=55KA @ 415 V 3-POLE, LINE PROT | 364.88
3VA1150-6EE42-0AA0 | CIRCUIT BREAKER 3VA1 IEC FRAME 160 BREAKING CAPACITY CLASS H ICU=70KA @ 415 V 4-POLE, LINE PROT | 254.82
3VA1150-6EF36-0AA0 | CIRCUIT BREAKER 3VA1 IEC FRAME 160 BREAKING CAPACITY CLASS H ICU=70KA @ 415 V 3-POLE, LINE PROT | 222
3VA1163-5EF32-0AB0 | CIRCUIT BREAKER 3VA1 IEC FRAME 160 BREAKING CAPACITY CLASS M ICU=55KA @ 415 V 3-POLE, LINE PROT | 341.2
3VA1150-6EF36-0BC0 | CIRCUIT BREAKER 3VA1 IEC FRAME 160 BREAKING CAPACITY CLASS H ICU=70KA @ 415 V 3-POLE, LINE PROT | 479.09
3VA1150-6EF36-0DC0 | CIRCUIT BREAKER 3VA1 IEC FRAME 160 BREAKING CAPACITY CLASS H ICU=70KA @ 415 V 3-POLE, LINE PROT | 479.09
3VA1150-6EF36-0JH0 | CIRCUIT BREAKER 3VA1 IEC FRAME 160 BREAKING CAPACITY CLASS H ICU=70KA @ 415 V 3-POLE, LINE PROT | 477.69
3VA1163-1AA32-0JC0 | SWITCH DISCONNECTOR 3VA1 IEC FRAME 160 3-POLE SD100, IN=63A WITHOUT OVERLOAD PROTECTION WITHOUT | 321.7
3VA2340-6JQ32-0KH0 | CIRCUIT BREAKER 3VA2 IEC FRAME 400 BREAKING CAPACITY CLASS H ICU=85KA @ 415 V 3-POLE, LINE PROT | 2527.72
3VA2340-6JQ32-0KL0 | CIRCUIT BREAKER 3VA2 IEC FRAME 400 BREAKING CAPACITY CLASS H ICU=85KA @ 415 V 3-POLE, LINE PROT | 2548.61
3VA2340-6KP32-0AE0 | CIRCUIT BREAKER 3VA2 IEC FRAME 400 BREAKING CAPACITY CLASS H ICU=85KA @ 415 V 3-POLE, LINE PROT | 2416.3
3VA2340-6KP32-0BC0 | CIRCUIT BREAKER 3VA2 IEC FRAME 400 BREAKING CAPACITY CLASS H ICU=85KA @ 415 V 3-POLE, LINE PROT | 2478.97
3VA1140-5EF36-0AE0 | CIRCUIT BREAKER 3VA1 IEC FRAME 160 BREAKING CAPACITY CLASS M ICU=55KA @ 415 V 3-POLE, LINE PROT | 391.34
3VA1140-5EF36-0BH0 | CIRCUIT BREAKER 3VA1 IEC FRAME 160 BREAKING CAPACITY CLASS M ICU=55KA @ 415 V 3-POLE, LINE PROT | 479.78
3VA1140-5EF36-0CA0 | CIRCUIT BREAKER 3VA1 IEC FRAME 160 BREAKING CAPACITY CLASS M ICU=55KA @ 415 V 3-POLE, LINE PROT | 405.96
3VA1140-5EF36-0JA0 | CIRCUIT BREAKER 3VA1 IEC FRAME 160 BREAKING CAPACITY CLASS M ICU=55KA @ 415 V 3-POLE, LINE PROT | 378.82
3VA2110-5JQ32-0AJ0 | CIRCUIT BREAKER 3VA2 IEC FRAME 160 BREAKING CAPACITY CLASS M ICU=55KA @ 415 V 3-POLE, LINE PROT | 1378.76
3VA1163-1AA36-0BC0 | SWITCH DISCONNECTOR 3VA1 IEC FRAME 160 3-POLE SD100, IN=63A WITHOUT OVERLOAD PROTECTION WITHOUT | 370.45
3VA1163-1AA36-0DH0 | SWITCH DISCONNECTOR 3VA1 IEC FRAME 160 3-POLE SD100, IN=63A WITHOUT OVERLOAD PROTECTION WITHOUT | 395.53
3VA1163-1AA36-0HH0 | SWITCH DISCONNECTOR 3VA1 IEC FRAME 160 3-POLE SD100, IN=63A WITHOUT OVERLOAD PROTECTION WITHOUT | 369.06
3VA2225-5JP42-0HC0 | CIRCUIT BREAKER 3VA2 IEC FRAME 250 BREAKING CAPACITY CLASS M ICU=55KA @ 415 V 4POLE, LINE PROTE | 1998.49
3VA2225-5JQ32-0AA0 | CIRCUIT BREAKER 3VA2 IEC FRAME 250 BREAKING CAPACITY CLASS M ICU=55KA @ 415 V 3POLE, LINE PROTE | 1570.92
3VA2225-5JQ32-0AH0 | CIRCUIT BREAKER 3VA2 IEC FRAME 250 BREAKING CAPACITY CLASS M ICU=55KA @ 415 V 3-POLE, LINE PROT | 1894.05
3VA2225-5KP32-0AF0 | CIRCUIT BREAKER 3VA2 IEC FRAME 250 BREAKING CAPACITY CLASS M ICU=55KA @ 415 V 3-POLE, LINE PROT | 1796.55
3VA2116-6KQ42-0AA0 | CIRCUIT BREAKER 3VA2 IEC FRAME 160 BREAKING CAPACITY CLASS H ICU=85KA @ 415 V 4POLE, LINE PROTE | 1778.74
3VA2116-7HN32-0AA0 | CIRCUIT BREAKER 3VA2 IEC FRAME 160 BREAKING CAPACITY CLASS C ICU=110KA @ 415 V 3POLE, LINE PROT | 910.77
3VA1163-5EF36-0AD0 | CIRCUIT BREAKER 3VA1 IEC FRAME 160 BREAKING CAPACITY CLASS M ICU=55KA @ 415 V 3-POLE, LINE PROT | 364.88
3VA1163-5EF36-0AF0 | CIRCUIT BREAKER 3VA1 IEC FRAME 160 BREAKING CAPACITY CLASS M ICU=55KA @ 415 V 3-POLE, LINE PROT | 338.41
3VA2010-5JQ32-0CL0 | CIRCUIT BREAKER 3VA2 IEC FRAME 100 BREAKING CAPACITY CLASS M ICU=55KA @ 415 V 3-POLE, LINE PROT | 1511.05
3VA2010-5JQ32-0DH0 | CIRCUIT BREAKER 3VA2 IEC FRAME 100 BREAKING CAPACITY CLASS M ICU=55KA @ 415 V 3-POLE, LINE PROT | 1469.27
3VA2010-5JQ32-0HH0 | CIRCUIT BREAKER 3VA2 IEC FRAME 100 BREAKING CAPACITY CLASS M ICU=55KA @ 415 V 3-POLE, LINE PROT | 1448.38
3VA2010-5JQ32-0CH0 | CIRCUIT BREAKER 3VA2 IEC FRAME 100 BREAKING CAPACITY CLASS M ICU=55KA @ 415 V 3-POLE, LINE PROT | 1469.27
3VA1116-3EF32-0AF0 | CIRCUIT BREAKER 3VA1 IEC FRAME 160 BREAKING CAPACITY CLASS N ICU=25KA @ 415 V 3-POLE, LINE PROT | 582.15
3VA1112-4GE46-0AA0 | CIRCUIT BREAKER 3VA1 IEC FRAME 160 BREAKING CAPACITY CLASS S ICU=36KA @ 415 V 4-POLE, LINE PROT | 455.26
3VA1112-5ED32-0CH0 | CIRCUIT BREAKER 3VA1 IEC FRAME 160 BREAKING CAPACITY CLASS M ICU=55KA @ 415 V 3-POLE, LINE PROT | 696.34
3VA1125-5EF36-0AG0 | CIRCUIT BREAKER 3VA1 IEC FRAME 160 BREAKING CAPACITY CLASS M ICU=55KA @ 415 V 3-POLE, LINE PROT | 364.88
3VA1125-5EF36-0KC0 | CIRCUIT BREAKER 3VA1 IEC FRAME 160 BREAKING CAPACITY CLASS M ICU=55KA @ 415 V 3-POLE, LINE PROT | 429.64
3VA2116-5HN32-0KA0 | CIRCUIT BREAKER 3VA2 IEC FRAME 160 BREAKING CAPACITY CLASS M ICU=55KA @ 415 V 3-POLE, LINE PROT | 947.02
3VA2116-5HN36-0AB0 | CIRCUIT BREAKER 3VA2 IEC FRAME 160 BREAKING CAPACITY CLASS M ICU=55KA @ 415 V 3-POLE, LINE PROT | 960.95
3VA2025-5KQ36-0AA0 | CIRCUIT BREAKER 3VA2 IEC FRAME 100 BREAKING CAPACITY CLASS M ICU=55KA @ 415 V 3POLE, LINE PROTE | 1204.16
3VA2340-6JQ32-0AH0 | CIRCUIT BREAKER 3VA2 IEC FRAME 400 BREAKING CAPACITY CLASS H ICU=85KA @ 415 V 3-POLE, LINE PROT | 2444.16
3VA1132-6EF32-0AC0 | CIRCUIT BREAKER 3VA1 IEC FRAME 160 BREAKING CAPACITY CLASS H ICU=70KA @ 415 V 3-POLE, LINE PROT | 339.11
3VA1096-4ED32-0BC0 | CIRCUIT BREAKER 3VA1 IEC FRAME 100 BREAKING CAPACITY CLASS S ICU=36KA @ 415 V 3-POLE, LINE PROT | 368.36
3VA1110-1AA32-0CH0 | SWITCH DISCONNECTOR 3VA1 IEC FRAME 160 3-POLE SD100, IN=100A WITHOUT OVERLOAD PROTECTION WITHOU | 421.28
3VA2225-5HN42-0BA0 | CIRCUIT BREAKER 3VA2 IEC FRAME 250 BREAKING CAPACITY CLASS M ICU=55KA @ 415 V 4-POLE, LINE PROT | 1545.88
3VA2225-5HN42-0JH0 | CIRCUIT BREAKER 3VA2 IEC FRAME 250 BREAKING CAPACITY CLASS M ICU=55KA @ 415 V 4-POLE, LINE PROT | 1601.58
3VA2063-5JQ32-0HA0 | CIRCUIT BREAKER 3VA2 IEC FRAME 100 BREAKING CAPACITY CLASS M ICU=55KA @ 415 V 3-POLE, LINE PROT | 1330.01
3VA2063-5KP32-0CC0 | CIRCUIT BREAKER 3VA2 IEC FRAME 100 BREAKING CAPACITY CLASS M ICU=55KA @ 415 V 3-POLE, LINE PROT | 1364.82
3VA1196-5EF36-0AA0 | CIRCUIT BREAKER 3VA1 IEC FRAME 160 BREAKING CAPACITY CLASS M ICU=55KA @ 415 V 3-POLE, LINE PROT | 204.35
3VA1196-5EF36-0AF0 | CIRCUIT BREAKER 3VA1 IEC FRAME 160 BREAKING CAPACITY CLASS M ICU=55KA @ 415 V 3-POLE, LINE PROT | 338.41
3VA1196-5EF36-0HH0 | CIRCUIT BREAKER 3VA1 IEC FRAME 160 BREAKING CAPACITY CLASS M ICU=55KA @ 415 V 3-POLE, LINE PROT | 454.02
3VA1196-6GE46-0AA0 | CIRCUIT BREAKER 3VA1 IEC FRAME 160 BREAKING CAPACITY CLASS H ICU=70KA @ 415 V 4-POLE, LINE PROT | 276.39
3VA2116-7HL46-0AA0 | CIRCUIT BREAKER 3VA2 IEC FRAME 160 BREAKING CAPACITY CLASS C ICU=110KA @ 415 V 4POLE, LINE PROT | 1155.27
3VA1163-5EF32-0CA0 | CIRCUIT BREAKER 3VA1 IEC FRAME 160 BREAKING CAPACITY CLASS M ICU=55KA @ 415 V 3-POLE, LINE PROT | 383.68
3VA1163-5EF32-0DH0 | CIRCUIT BREAKER 3VA1 IEC FRAME 160 BREAKING CAPACITY CLASS M ICU=55KA @ 415 V 3-POLE, LINE PROT | 457.5
3VA1110-1AA42-0AG0 | SWITCH DISCONNECTOR 3VA1 IEC FRAME 160 4-POLE SD100, IN=100A WITHOUT OVERLOAD PROTECTION WITHOU | 373.24
3TH4262-6CH8 | CONT. RELAY 62 E DIN EN 50 011 6NO+2NC, F. FORK-TYPE CABLE LUG DIR. CURRENT ACTUATING DC 96V | 119.64
3VA1163-1AA36-0AA0 | SWITCH DISCONNECTOR 3VA1 IEC FRAME 160 3-POLE SD100, IN=63A WITHOUT OVERLOAD PROTECTION WITHOUT | 145.05
3VA2340-6KP32-0JC0 | CIRCUIT BREAKER 3VA2 IEC FRAME 400 BREAKING CAPACITY CLASS H ICU=85KA @ 415 V 3-POLE, LINE PROT | 2458.08
3VA1196-5EF32-0DH0 | CIRCUIT BREAKER 3VA1 IEC FRAME 160 BREAKING CAPACITY CLASS M ICU=55KA @ 415 V 3-POLE, LINE PROT | 457.5
3VA1140-4EF36-0KA0 | CIRCUIT BREAKER 3VA1 IEC FRAME 160 BREAKING CAPACITY CLASS S ICU=36KA @ 415 V 3-POLE, LINE PROT | 355.84
3VA1140-4GE46-0AA0 | CIRCUIT BREAKER 3VA1 IEC FRAME 160 BREAKING CAPACITY CLASS S ICU=36KA @ 415 V 4-POLE, LINE PROT | 233.25
3VA1140-6EE46-0AA0 | CIRCUIT BREAKER 3VA1 IEC FRAME 160 BREAKING CAPACITY CLASS H ICU=70KA @ 415 V 4-POLE, LINE PROT | 276.39
3VA1112-4EF36-0AE0 | CIRCUIT BREAKER 3VA1 IEC FRAME 160 BREAKING CAPACITY CLASS S ICU=36KA @ 415 V 3-POLE, LINE PROT | 621.14
3VA1112-4EF36-0CA0 | CIRCUIT BREAKER 3VA1 IEC FRAME 160 BREAKING CAPACITY CLASS S ICU=36KA @ 415 V 3-POLE, LINE PROT | 638.55
3VA1112-4EF36-0JC0 | CIRCUIT BREAKER 3VA1 IEC FRAME 160 BREAKING CAPACITY CLASS S ICU=36KA @ 415 V 3-POLE, LINE PROT | 658.74
3VA1196-5EF32-0BH0 | CIRCUIT BREAKER 3VA1 IEC FRAME 160 BREAKING CAPACITY CLASS M ICU=55KA @ 415 V 3-POLE, LINE PROT | 457.5
3VA2010-6HN36-0HL0 | CIRCUIT BREAKER 3VA2 IEC FRAME 100 BREAKING CAPACITY CLASS H ICU=85KA @ 415 V 3-POLE, LINE PROT | 877.38
3VA2010-6JQ42-0AA0 | CIRCUIT BREAKER 3VA2 IEC FRAME 100 BREAKING CAPACITY CLASS H ICU=85KA @ 415 V 4POLE, LINE PROTE | 1326.39
3VA1120-4EF46-0AA0 | CIRCUIT BREAKER 3VA1 IEC FRAME 160 BREAKING CAPACITY CLASS S ICU=36KA @ 415 V 4-POLE, LINE PROT | 245.03
3VA1120-5ED32-0AA0 | CIRCUIT BREAKER 3VA1 IEC FRAME 160 BREAKING CAPACITY CLASS M ICU=55KA @ 415 V 3-POLE, LINE PROT | 174.97
3VA2110-5JQ32-0AG0 | CIRCUIT BREAKER 3VA2 IEC FRAME 160 BREAKING CAPACITY CLASS M ICU=55KA @ 415 V 3-POLE, LINE PROT | 1350.9
3VA1150-4EF36-0AB0 | CIRCUIT BREAKER 3VA1 IEC FRAME 160 BREAKING CAPACITY CLASS S ICU=36KA @ 415 V 3-POLE, LINE PROT | 339.11
3VA1150-4EF36-0AG0 | CIRCUIT BREAKER 3VA1 IEC FRAME 160 BREAKING CAPACITY CLASS S ICU=36KA @ 415 V 3-POLE, LINE PROT | 339.11
3VA2110-5JP32-0HA0 | CIRCUIT BREAKER 3VA2 IEC FRAME 160 BREAKING CAPACITY CLASS M ICU=55KA @ 415 V 3-POLE, LINE PROT | 1128.07
3VA2110-5JQ32-0BC0 | CIRCUIT BREAKER 3VA2 IEC FRAME 160 BREAKING CAPACITY CLASS M ICU=55KA @ 415 V 3-POLE, LINE PROT | 1448.38
3VA2163-5HL32-0KH0 | CIRCUIT BREAKER 3VA2 IEC FRAME 160 BREAKING CAPACITY CLASS M ICU=55KA @ 415 V 3-POLE, LINE PROT | 655.95
3VA2163-5HL36-0AJ0 | CIRCUIT BREAKER 3VA2 IEC FRAME 160 BREAKING CAPACITY CLASS M ICU=55KA @ 415 V 3-POLE, LINE PROT | 630.18
3VA1180-5EF32-0AH0 | CIRCUIT BREAKER 3VA1 IEC FRAME 160 BREAKING CAPACITY CLASS M ICU=55KA @ 415 V 3-POLE, LINE PROT | 368.36
3VA1180-5EF36-0AA0 | CIRCUIT BREAKER 3VA1 IEC FRAME 160 BREAKING CAPACITY CLASS M ICU=55KA @ 415 V 3-POLE, LINE PROT | 223.46
3VA2025-8HM36-0AA0 | CIRCUIT BREAKER 3VA2 IEC FRAME 100 BREAKING CAPACITY CLASS L ICU=150KA @ 415 V 3POLE, LINE PROT | 825.18
3UG4614-1BR28-0AA7-ZX95 | DIGITAL MONITORING RELAY ASYMMETRY 5% PHASE SEQUENCE MONITORING PHASE FAILURE MONITORING 3X 160 | 155.1
3VA1163-5EE32-0DH0 | CIRCUIT BREAKER 3VA1 IEC FRAME 160 BREAKING CAPACITY CLASS M ICU=55KA @ 415 V 3-POLE, LINE PROT | 444.26
3VA1116-5ED32-0JC0 | CIRCUIT BREAKER 3VA1 IEC FRAME 160 BREAKING CAPACITY CLASS M ICU=55KA @ 415 V 3-POLE, LINE PROT | 738.12
3VA2163-5HN32-0CL0 | CIRCUIT BREAKER 3VA2 IEC FRAME 160 BREAKING CAPACITY CLASS M ICU=55KA @ 415 V 3-POLE, LINE PROT | 786.87
3VA2340-6HN32-0AD0 | CIRCUIT BREAKER 3VA2 IEC FRAME 400 BREAKING CAPACITY CLASS H ICU=85KA @ 415 V 3-POLE, LINE PROT | 1733.88
3VA2340-6JP32-0AE0 | CIRCUIT BREAKER 3VA2 IEC FRAME 400 BREAKING CAPACITY CLASS H ICU=85KA @ 415 V 3-POLE, LINE PROT | 2186.5
3VA2340-6KP32-0BA0 | CIRCUIT BREAKER 3VA2 IEC FRAME 400 BREAKING CAPACITY CLASS H ICU=85KA @ 415 V 3-POLE, LINE PROT | 2444.16
3VA1110-1AA42-0BC0 | SWITCH DISCONNECTOR 3VA1 IEC FRAME 160 4-POLE SD100, IN=100A WITHOUT OVERLOAD PROTECTION WITHOU | 464.45
3VA1110-1AA42-0DC0 | SWITCH DISCONNECTOR 3VA1 IEC FRAME 160 4-POLE SD100, IN=100A WITHOUT OVERLOAD PROTECTION WITHOU | 464.45
3VA2140-6KQ32-0AA0 | CIRCUIT BREAKER 3VA2 IEC FRAME 160 BREAKING CAPACITY CLASS H ICU=85KA @ 415 V 3POLE, LINE PROTE | 1228.62
3VA2140-7HN36-0AA0 | CIRCUIT BREAKER 3VA2 IEC FRAME 160 BREAKING CAPACITY CLASS C ICU=110KA @ 415 V 3POLE, LINE PROT | 592.92
3VA1180-6EF36-0KC0 | CIRCUIT BREAKER 3VA1 IEC FRAME 160 BREAKING CAPACITY CLASS H ICU=70KA @ 415 V 3-POLE, LINE PROT | 480.48
3VA1116-3EF32-0DC0 | CIRCUIT BREAKER 3VA1 IEC FRAME 160 BREAKING CAPACITY CLASS N ICU=25KA @ 415 V 3-POLE, LINE PROT | 696.34
3VA1116-3EF36-0CA0 | CIRCUIT BREAKER 3VA1 IEC FRAME 160 BREAKING CAPACITY CLASS N ICU=25KA @ 415 V 3-POLE, LINE PROT | 675.45
3VA2225-5KP32-0KA0 | CIRCUIT BREAKER 3VA2 IEC FRAME 250 BREAKING CAPACITY CLASS M ICU=55KA @ 415 V 3-POLE, LINE PROT | 1873.16
3VA1163-3EF36-0AE0 | CIRCUIT BREAKER 3VA1 IEC FRAME 160 BREAKING CAPACITY CLASS N ICU=25KA @ 415 V 3-POLE, LINE PROT | 347.47
3VA1163-3EF36-0HA0 | CIRCUIT BREAKER 3VA1 IEC FRAME 160 BREAKING CAPACITY CLASS N ICU=25KA @ 415 V 3-POLE, LINE PROT | 334.94
3VA1163-3EF36-0JA0 | CIRCUIT BREAKER 3VA1 IEC FRAME 160 BREAKING CAPACITY CLASS N ICU=25KA @ 415 V 3-POLE, LINE PROT | 334.94
3VA1163-3EF42-0AA0 | CIRCUIT BREAKER 3VA1 IEC FRAME 160 BREAKING CAPACITY CLASS N ICU=25KA @ 415 V 4-POLE, LINE PROT | 204.35
3VA1163-3GD42-0AA0 | CIRCUIT BREAKER 3VA1 IEC FRAME 160 BREAKING CAPACITY CLASS N ICU=25KA @ 415 V 4-POLE, LINE PROT | 192.08
3VA2225-6KP32-0KC0 | CIRCUIT BREAKER 3VA2 IEC FRAME 250 BREAKING CAPACITY CLASS H ICU=85KA @ 415 V 3-POLE, LINE PROT | 2026.35
3VA2225-7HL32-0AC0 | CIRCUIT BREAKER 3VA2 IEC FRAME 250 BREAKING CAPACITY CLASS C ICU=110KA @ 415 V 3-POLE, LINE PRO | 1330.01
3VA2225-7HL32-0AG0 | CIRCUIT BREAKER 3VA2 IEC FRAME 250 BREAKING CAPACITY CLASS C ICU=110KA @ 415 V 3-POLE, LINE PRO | 1350.9
3VA2010-5KP32-0DA0 | CIRCUIT BREAKER 3VA2 IEC FRAME 100 BREAKING CAPACITY CLASS M ICU=55KA @ 415 V 3-POLE, LINE PROT | 1350.9
3VA1116-3GE42-0AA0 | CIRCUIT BREAKER 3VA1 IEC FRAME 160 BREAKING CAPACITY CLASS N ICU=25KA @ 415 V 4-POLE, LINE PROT | 463.58
3VA1116-4EF32-0BA0 | CIRCUIT BREAKER 3VA1 IEC FRAME 160 BREAKING CAPACITY CLASS S ICU=36KA @ 415 V 3-POLE, LINE PROT | 695.64
3VA1140-3EF32-0AH0 | CIRCUIT BREAKER 3VA1 IEC FRAME 160 BREAKING CAPACITY CLASS N ICU=25KA @ 415 V 3-POLE, LINE PROT | 297.33
3VA1140-3EF32-0BC0 | CIRCUIT BREAKER 3VA1 IEC FRAME 160 BREAKING CAPACITY CLASS N ICU=25KA @ 415 V 3-POLE, LINE PROT | 389.95
3VA2340-5JQ32-0DC0 | CIRCUIT BREAKER 3VA2 IEC FRAME 400 BREAKING CAPACITY CLASS M ICU=55KA @ 415 V 3-POLE, LINE PROT | 2339.7
3VA2340-5JQ32-0HC0 | CIRCUIT BREAKER 3VA2 IEC FRAME 400 BREAKING CAPACITY CLASS M ICU=55KA @ 415 V 3-POLE, LINE PROT | 2304.87
3VA2340-5JQ32-0KC0 | CIRCUIT BREAKER 3VA2 IEC FRAME 400 BREAKING CAPACITY CLASS M ICU=55KA @ 415 V 3-POLE, LINE PROT | 2304.87
3VA2340-5JQ42-0CL0 | CIRCUIT BREAKER 3VA2 IEC FRAME 400 BREAKING CAPACITY CLASS M ICU=55KA @ 415 V 4-POLE, LINE PROT | 2841.06
3VA1112-5EF36-0AD0 | CIRCUIT BREAKER 3VA1 IEC FRAME 160 BREAKING CAPACITY CLASS M ICU=55KA @ 415 V 3-POLE, LINE PROT | 645.5
3VA2225-7HM42-0AA0 | CIRCUIT BREAKER 3VA2 IEC FRAME 250 BREAKING CAPACITY CLASS C ICU=110KA @ 415 V 4POLE, LINE PROT | 1705.37
3VA2225-7HN32-0DA0 | CIRCUIT BREAKER 3VA2 IEC FRAME 250 BREAKING CAPACITY CLASS C ICU=110KA @ 415 V 3-POLE, LINE PRO | 1469.27
3VA2225-7HN32-0JC0 | CIRCUIT BREAKER 3VA2 IEC FRAME 250 BREAKING CAPACITY CLASS C ICU=110KA @ 415 V 3-POLE, LINE PRO | 1490.16
3VA2225-7JP32-0CA0 | CIRCUIT BREAKER 3VA2 IEC FRAME 250 BREAKING CAPACITY CLASS C ICU=110KA @ 415 V 3POLE, LINE PROT | 1907.97
3VA2116-5JP36-0AA0 | CIRCUIT BREAKER 3VA2 IEC FRAME 160 BREAKING CAPACITY CLASS M ICU=55KA @ 415 V 3POLE, LINE PROTE | 1161.39
3VA2116-5JP46-0AA0 | CIRCUIT BREAKER 3VA2 IEC FRAME 160 BREAKING CAPACITY CLASS M ICU=55KA @ 415 V 4POLE, LINE PROTE | 1363.1
3VA2116-5JQ32-0HA0 | CIRCUIT BREAKER 3VA2 IEC FRAME 160 BREAKING CAPACITY CLASS M ICU=55KA @ 415 V 3-POLE, LINE PROT | 1636.4
3VA2116-5JQ32-0HL0 | CIRCUIT BREAKER 3VA2 IEC FRAME 160 BREAKING CAPACITY CLASS M ICU=55KA @ 415 V 3-POLE, LINE PROT | 1740.85
3VA1140-4EF32-0AB0 | CIRCUIT BREAKER 3VA1 IEC FRAME 160 BREAKING CAPACITY CLASS S ICU=36KA @ 415 V 3-POLE, LINE PROT | 317.52
3VA1180-5EF36-0KH0 | CIRCUIT BREAKER 3VA1 IEC FRAME 160 BREAKING CAPACITY CLASS M ICU=55KA @ 415 V 3-POLE, LINE PROT | 479.78
3VA2110-5JP32-0HL0 | CIRCUIT BREAKER 3VA2 IEC FRAME 160 BREAKING CAPACITY CLASS M ICU=55KA @ 415 V 3-POLE, LINE PROT | 1211.63
3VA2110-5JQ32-0AC0 | CIRCUIT BREAKER 3VA2 IEC FRAME 160 BREAKING CAPACITY CLASS M ICU=55KA @ 415 V 3-POLE, LINE PROT | 1330.01
3VA1163-1AA36-0JA0 | SWITCH DISCONNECTOR 3VA1 IEC FRAME 160 3-POLE SD100, IN=63A WITHOUT OVERLOAD PROTECTION WITHOUT | 293.86
3VA1163-1AA42-0AG0 | SWITCH DISCONNECTOR 3VA1 IEC FRAME 160 4-POLE SD100, IN=63A WITHOUT OVERLOAD PROTECTION WITHOUT | 311.96
3VA2225-5JP32-0HL0 | CIRCUIT BREAKER 3VA2 IEC FRAME 250 BREAKING CAPACITY CLASS M ICU=55KA @ 415 V 3-POLE, LINE PROT | 1733.88
3VA2225-5KP32-0HA0 | CIRCUIT BREAKER 3VA2 IEC FRAME 250 BREAKING CAPACITY CLASS M ICU=55KA @ 415 V 3-POLE, LINE PROT | 1873.16
3VA2225-7HL32-0DL0 | CIRCUIT BREAKER 3VA2 IEC FRAME 250 BREAKING CAPACITY CLASS C ICU=110KA @ 415 V 3-POLE, LINE PRO | 1511.05
3VA2225-7HN32-0CA0 | CIRCUIT BREAKER 3VA2 IEC FRAME 250 BREAKING CAPACITY CLASS C ICU=110KA @ 415 V 3-POLE, LINE PRO | 1469.27
3VA2225-7HN32-0KL0 | CIRCUIT BREAKER 3VA2 IEC FRAME 250 BREAKING CAPACITY CLASS C ICU=110KA @ 415 V 3-POLE, LINE PRO | 1545.88
3VA1163-6EF32-0DA0 | CIRCUIT BREAKER 3VA1 IEC FRAME 160 BREAKING CAPACITY CLASS H ICU=70KA @ 415 V 3-POLE, LINE PROT | 406.66
3VA1163-6EF36-0AA0 | CIRCUIT BREAKER 3VA1 IEC FRAME 160 BREAKING CAPACITY CLASS H ICU=70KA @ 415 V 3-POLE, LINE PROT | 222
3VA2110-5JQ32-0CA0 | CIRCUIT BREAKER 3VA2 IEC FRAME 160 BREAKING CAPACITY CLASS M ICU=55KA @ 415 V 3-POLE, LINE PROT | 1378.76
3VA2110-5JQ32-0JC0 | CIRCUIT BREAKER 3VA2 IEC FRAME 160 BREAKING CAPACITY CLASS M ICU=55KA @ 415 V 3-POLE, LINE PROT | 1399.65
3VA2010-5JQ32-0JC0 | CIRCUIT BREAKER 3VA2 IEC FRAME 100 BREAKING CAPACITY CLASS M ICU=55KA @ 415 V 3-POLE, LINE PROT | 1399.65
3VA2010-5KP32-0AH0 | CIRCUIT BREAKER 3VA2 IEC FRAME 100 BREAKING CAPACITY CLASS M ICU=55KA @ 415 V 3-POLE, LINE PROT | 1316.08
3VL9600-3JQ11 | BREAKER VL CABLE MAX FLEX 144 J/M-FR | 556.67
3VL9600-3JQ61 | BREAKER VL CABLE MAX FLEX 60 J/M-FR | 314.64
3VA2125-8KP32-0AA0 | CIRCUIT BREAKER 3VA2 IEC FRAME 160 BREAKING CAPACITY CLASS L ICU=150KA @ 415 V 3POLE, LINE PROT | 1198.03
3VA2140-5HM36-0AA0 | CIRCUIT BREAKER 3VA2 IEC FRAME 160 BREAKING CAPACITY CLASS M ICU=55KA @ 415 V 3POLE, LINE PROTE | 684.61
3VA2140-6JP42-0AA0 | CIRCUIT BREAKER 3VA2 IEC FRAME 160 BREAKING CAPACITY CLASS H ICU=85KA @ 415 V 4POLE, LINE PROTE | 1045.25
3VA1163-3EF32-0JH0 | CIRCUIT BREAKER 3VA1 IEC FRAME 160 BREAKING CAPACITY CLASS N ICU=25KA @ 415 V 3-POLE, LINE PROT | 389.25
3VA1163-4EF32-0DA0 | CIRCUIT BREAKER 3VA1 IEC FRAME 160 BREAKING CAPACITY CLASS S ICU=36KA @ 415 V 3-POLE, LINE PROT | 358.61
3VA1163-4EF36-0BA0 | CIRCUIT BREAKER 3VA1 IEC FRAME 160 BREAKING CAPACITY CLASS S ICU=36KA @ 415 V 3-POLE, LINE PROT | 380.89
3VA2025-6HL32-0AA0 | CIRCUIT BREAKER 3VA2 IEC FRAME 100 BREAKING CAPACITY CLASS H ICU=85KA @ 415 V 3POLE, LINE PROTE | 481.7
3VA2225-6KP32-0JH0 | CIRCUIT BREAKER 3VA2 IEC FRAME 250 BREAKING CAPACITY CLASS H ICU=85KA @ 415 V 3-POLE, LINE PROT | 2061.16
3VA2010-5KP32-0HH0 | CIRCUIT BREAKER 3VA2 IEC FRAME 100 BREAKING CAPACITY CLASS M ICU=55KA @ 415 V 3-POLE, LINE PROT | 1385.71
3VA2010-6HL32-0AB0 | CIRCUIT BREAKER 3VA2 IEC FRAME 100 BREAKING CAPACITY CLASS H ICU=85KA @ 415 V 3-POLE, LINE PROT | 668.48
3VA1120-3EF36-0DH0 | CIRCUIT BREAKER 3VA1 IEC FRAME 160 BREAKING CAPACITY CLASS N ICU=25KA @ 415 V 3-POLE, LINE PROT | 435.91
3VA1116-3EF36-0DA0 | CIRCUIT BREAKER 3VA1 IEC FRAME 160 BREAKING CAPACITY CLASS N ICU=25KA @ 415 V 3-POLE, LINE PROT | 675.45
3VA1140-3EF32-0DC0 | CIRCUIT BREAKER 3VA1 IEC FRAME 160 BREAKING CAPACITY CLASS N ICU=25KA @ 415 V 3-POLE, LINE PROT | 389.95
3VA1110-1AA36-0BC0 | SWITCH DISCONNECTOR 3VA1 IEC FRAME 160 3-POLE SD100, IN=100A WITHOUT OVERLOAD PROTECTION WITHOU | 419.88
3VA1110-1AA36-0CA0 | SWITCH DISCONNECTOR 3VA1 IEC FRAME 160 3-POLE SD100, IN=100A WITHOUT OVERLOAD PROTECTION WITHOU | 369.06
3VA1110-1AA36-0DA0 | SWITCH DISCONNECTOR 3VA1 IEC FRAME 160 3-POLE SD100, IN=100A WITHOUT OVERLOAD PROTECTION WITHOU | 369.06
3VA1110-1AA42-0AC0 | SWITCH DISCONNECTOR 3VA1 IEC FRAME 160 4-POLE SD100, IN=100A WITHOUT OVERLOAD PROTECTION WITHOU | 350.26
3VA2225-6KP42-0AA0 | CIRCUIT BREAKER 3VA2 IEC FRAME 250 BREAKING CAPACITY CLASS H ICU=85KA @ 415 V 4POLE, LINE PROTE | 1998.79
3VA2225-7HL32-0CC0 | CIRCUIT BREAKER 3VA2 IEC FRAME 250 BREAKING CAPACITY CLASS C ICU=110KA @ 415 V 3-POLE, LINE PRO | 1448.38
3VA1180-5EF42-0AA0 | CIRCUIT BREAKER 3VA1 IEC FRAME 160 BREAKING CAPACITY CLASS M ICU=55KA @ 415 V 4-POLE, LINE PROT | 268.04
3VA1180-6EF32-0JC0 | CIRCUIT BREAKER 3VA1 IEC FRAME 160 BREAKING CAPACITY CLASS H ICU=70KA @ 415 V 3-POLE, LINE PROT | 458.89
3VA1180-6EF36-0AF0 | CIRCUIT BREAKER 3VA1 IEC FRAME 160 BREAKING CAPACITY CLASS H ICU=70KA @ 415 V 3-POLE, LINE PROT | 393.43
3VA2110-5JP32-0BH0 | CIRCUIT BREAKER 3VA2 IEC FRAME 160 BREAKING CAPACITY CLASS M ICU=55KA @ 415 V 3-POLE, LINE PROT | 1204.66
3VA2110-5JP32-0CA0 | CIRCUIT BREAKER 3VA2 IEC FRAME 160 BREAKING CAPACITY CLASS M ICU=55KA @ 415 V 3-POLE, LINE PROT | 1141.99
3VA1180-5EF32-0AE0 | CIRCUIT BREAKER 3VA1 IEC FRAME 160 BREAKING CAPACITY CLASS M ICU=55KA @ 415 V 3-POLE, LINE PROT | 394.13
3VA1180-5EF32-0DA0 | CIRCUIT BREAKER 3VA1 IEC FRAME 160 BREAKING CAPACITY CLASS M ICU=55KA @ 415 V 3-POLE, LINE PROT | 408.05
3VA1180-5EF32-0HC0 | CIRCUIT BREAKER 3VA1 IEC FRAME 160 BREAKING CAPACITY CLASS M ICU=55KA @ 415 V 3-POLE, LINE PROT | 433.13
3VA1180-5EF36-0DA0 | CIRCUIT BREAKER 3VA1 IEC FRAME 160 BREAKING CAPACITY CLASS M ICU=55KA @ 415 V 3-POLE, LINE PROT | 433.13
3VA2225-7HL32-0JL0 | CIRCUIT BREAKER 3VA2 IEC FRAME 250 BREAKING CAPACITY CLASS C ICU=110KA @ 415 V 3-POLE, LINE PRO | 1483.21
3VA2225-7HL32-0KC0 | CIRCUIT BREAKER 3VA2 IEC FRAME 250 BREAKING CAPACITY CLASS C ICU=110KA @ 415 V 3-POLE, LINE PRO | 1399.65
3VA2225-7HN32-0AF0 | CIRCUIT BREAKER 3VA2 IEC FRAME 250 BREAKING CAPACITY CLASS C ICU=110KA @ 415 V 3-POLE, LINE PRO | 1385.71
3VA2225-7HN32-0BL0 | CIRCUIT BREAKER 3VA2 IEC FRAME 250 BREAKING CAPACITY CLASS C ICU=110KA @ 415 V 3-POLE, LINE PRO | 1587.65
3VA2010-7HL32-0AA0 | CIRCUIT BREAKER 3VA2 IEC FRAME 100 BREAKING CAPACITY CLASS C ICU=110KA @ 415 V 3POLE, LINE PROT | 558.08
3VA2010-7HM36-0AA0 | CIRCUIT BREAKER 3VA2 IEC FRAME 100 BREAKING CAPACITY CLASS C ICU=110KA @ 415 V 3POLE, LINE PROT | 806.85
3VA2010-7HM42-0AA0 | CIRCUIT BREAKER 3VA2 IEC FRAME 100 BREAKING CAPACITY CLASS C ICU=110KA @ 415 V 4POLE, LINE PROT | 935.21
3VA2010-7JP32-0AA0 | CIRCUIT BREAKER 3VA2 IEC FRAME 100 BREAKING CAPACITY CLASS C ICU=110KA @ 415 V 3POLE, LINE PROT | 996.34
3VA2025-7HM36-0AA0 | CIRCUIT BREAKER 3VA2 IEC FRAME 100 BREAKING CAPACITY CLASS C ICU=110KA @ 415 V 3POLE, LINE PROT | 764.05
3VA2025-7JP32-0AA0 | CIRCUIT BREAKER 3VA2 IEC FRAME 100 BREAKING CAPACITY CLASS C ICU=110KA @ 415 V 3POLE, LINE PROT | 947.45
3VA2025-7JP42-0AA0 | CIRCUIT BREAKER 3VA2 IEC FRAME 100 BREAKING CAPACITY CLASS C ICU=110KA @ 415 V 4POLE, LINE PROT | 1075.8
3VA2025-7JQ32-0AA0 | CIRCUIT BREAKER 3VA2 IEC FRAME 100 BREAKING CAPACITY CLASS C ICU=110KA @ 415 V 3POLE, LINE PROT | 1173.61
3VA2140-5JP32-0AA0 | CIRCUIT BREAKER 3VA2 IEC FRAME 160 BREAKING CAPACITY CLASS M ICU=55KA @ 415 V 3POLE, LINE PROTE | 861.87
3VA2140-5KP32-0AA0 | CIRCUIT BREAKER 3VA2 IEC FRAME 160 BREAKING CAPACITY CLASS M ICU=55KA @ 415 V 3POLE, LINE PROTE | 998.27
3VA2140-6HN32-0AA0 | CIRCUIT BREAKER 3VA2 IEC FRAME 160 BREAKING CAPACITY CLASS H ICU=85KA @ 415 V 3POLE, LINE PROTE | 535.47
3VA2140-6HN46-0AA0 | CIRCUIT BREAKER 3VA2 IEC FRAME 160 BREAKING CAPACITY CLASS H ICU=85KA @ 415 V 4POLE, LINE PROTE | 696.83
3VA2010-8HM42-0AA0 | CIRCUIT BREAKER 3VA2 IEC FRAME 100 BREAKING CAPACITY CLASS L ICU=150KA @ 415 V 4POLE, LINE PROT | 1039.13
3VA2010-8JQ42-0AA0 | CIRCUIT BREAKER 3VA2 IEC FRAME 100 BREAKING CAPACITY CLASS L ICU=150KA @ 415 V 4POLE, LINE PROT | 1473.11
3VA2010-8KP46-0AA0 | CIRCUIT BREAKER 3VA2 IEC FRAME 100 BREAKING CAPACITY CLASS L ICU=150KA @ 415 V 4POLE, LINE PROT | 1460.88
3VA2025-5HM46-0AA0 | CIRCUIT BREAKER 3VA2 IEC FRAME 100 BREAKING CAPACITY CLASS M ICU=55KA @ 415 V 4POLE, LINE PROTE | 806.85
3VA1116-1AA42-0AF0 | SWITCH DISCONNECTOR 3VA1 IEC FRAME 160 4-POLE SD100, IN=160A WITHOUT OVERLOAD PROTECTION WITHOU | 465.15
3VA1120-3EF32-0AG0 | CIRCUIT BREAKER 3VA1 IEC FRAME 160 BREAKING CAPACITY CLASS N ICU=25KA @ 415 V 3-POLE, LINE PROT | 297.33
3VA1120-3EF32-0HA0 | CIRCUIT BREAKER 3VA1 IEC FRAME 160 BREAKING CAPACITY CLASS N ICU=25KA @ 415 V 3-POLE, LINE PROT | 312.66
3VA1120-3EF32-0KA0 | CIRCUIT BREAKER 3VA1 IEC FRAME 160 BREAKING CAPACITY CLASS N ICU=25KA @ 415 V 3-POLE, LINE PROT | 312.66
3VA1120-3EF36-0AF0 | CIRCUIT BREAKER 3VA1 IEC FRAME 160 BREAKING CAPACITY CLASS N ICU=25KA @ 415 V 3-POLE, LINE PROT | 295.25
3VA1140-3EF36-0JH0 | CIRCUIT BREAKER 3VA1 IEC FRAME 160 BREAKING CAPACITY CLASS N ICU=25KA @ 415 V 3-POLE, LINE PROT | 408.75
3VA2163-6HN32-0AA0 | CIRCUIT BREAKER 3VA2 IEC FRAME 160 BREAKING CAPACITY CLASS H ICU=85KA @ 415 V 3POLE, LINE PROTE | 535.47
3VA2340-5HN42-0KL0 | CIRCUIT BREAKER 3VA2 IEC FRAME 400 BREAKING CAPACITY CLASS M ICU=55KA @ 415 V 4-POLE, LINE PROT | 2116.88
3VA2340-5JP32-0CL0 | CIRCUIT BREAKER 3VA2 IEC FRAME 400 BREAKING CAPACITY CLASS M ICU=55KA @ 415 V 3-POLE, LINE PROT | 2151.69
3VA1112-6EF36-0AB0 | CIRCUIT BREAKER 3VA1 IEC FRAME 160 BREAKING CAPACITY CLASS H ICU=70KA @ 415 V 3-POLE, LINE PROT | 694.95
3VA1112-6EF36-0AG0 | CIRCUIT BREAKER 3VA1 IEC FRAME 160 BREAKING CAPACITY CLASS H ICU=70KA @ 415 V 3-POLE, LINE PROT | 694.95
3VA1112-6EF36-0BA0 | CIRCUIT BREAKER 3VA1 IEC FRAME 160 BREAKING CAPACITY CLASS H ICU=70KA @ 415 V 3-POLE, LINE PROT | 738.12
3VA1112-6EF36-0CC0 | CIRCUIT BREAKER 3VA1 IEC FRAME 160 BREAKING CAPACITY CLASS H ICU=70KA @ 415 V 3-POLE, LINE PROT | 786.87
3VA2163-5HN36-0BC0 | CIRCUIT BREAKER 3VA2 IEC FRAME 160 BREAKING CAPACITY CLASS M ICU=55KA @ 415 V 3-POLE, LINE PROT | 745.09
3VA2163-5HN36-0JC0 | CIRCUIT BREAKER 3VA2 IEC FRAME 160 BREAKING CAPACITY CLASS M ICU=55KA @ 415 V 3-POLE, LINE PROT | 724.2
3VA1120-3EF42-0AA0 | CIRCUIT BREAKER 3VA1 IEC FRAME 160 BREAKING CAPACITY CLASS N ICU=25KA @ 415 V 4-POLE, LINE PROT | 204.35
3VA1120-4ED32-0AA0 | CIRCUIT BREAKER 3VA1 IEC FRAME 160 BREAKING CAPACITY CLASS S ICU=36KA @ 415 V 3-POLE, LINE PROT | 159.75
3VA2110-6HN36-0BH0 | CIRCUIT BREAKER 3VA2 IEC FRAME 160 BREAKING CAPACITY CLASS H ICU=85KA @ 415 V 3-POLE, LINE PROT | 870.43
3VA2110-6HN36-0BL0 | CIRCUIT BREAKER 3VA2 IEC FRAME 160 BREAKING CAPACITY CLASS H ICU=85KA @ 415 V 3-POLE, LINE PROT | 912.2
3VA2110-6HN36-0KC0 | CIRCUIT BREAKER 3VA2 IEC FRAME 160 BREAKING CAPACITY CLASS H ICU=85KA @ 415 V 3-POLE, LINE PROT | 814.71
3VA2110-7HL32-0AA0 | CIRCUIT BREAKER 3VA2 IEC FRAME 160 BREAKING CAPACITY CLASS C ICU=110KA @ 415 V 3POLE, LINE PROT | 558.08
3VA1110-3EE46-0AA0 | CIRCUIT BREAKER 3VA1 IEC FRAME 160 BREAKING CAPACITY CLASS N ICU=25KA @ 415 V 4-POLE, LINE PROT | 268.04
3VA1110-3EF32-0AB0 | CIRCUIT BREAKER 3VA1 IEC FRAME 160 BREAKING CAPACITY CLASS N ICU=25KA @ 415 V 3-POLE, LINE PROT | 358.61
3VA1110-3EF32-0AC0 | CIRCUIT BREAKER 3VA1 IEC FRAME 160 BREAKING CAPACITY CLASS N ICU=25KA @ 415 V 3-POLE, LINE PROT | 332.16
3VA2116-7JP42-0AA0 | CIRCUIT BREAKER 3VA2 IEC FRAME 160 BREAKING CAPACITY CLASS C ICU=110KA @ 415 V 4POLE, LINE PROT | 1534.24
3VA1120-5EF32-0HH0 | CIRCUIT BREAKER 3VA1 IEC FRAME 160 BREAKING CAPACITY CLASS M ICU=55KA @ 415 V 3-POLE, LINE PROT | 432.43
3VA1120-6EF32-0AE0 | CIRCUIT BREAKER 3VA1 IEC FRAME 160 BREAKING CAPACITY CLASS H ICU=70KA @ 415 V 3-POLE, LINE PROT | 392.74
3VA1163-5EF42-0AA0 | CIRCUIT BREAKER 3VA1 IEC FRAME 160 BREAKING CAPACITY CLASS M ICU=55KA @ 415 V 4-POLE, LINE PROT | 245.03
3VA1163-6EE36-0AA0 | CIRCUIT BREAKER 3VA1 IEC FRAME 160 BREAKING CAPACITY CLASS H ICU=70KA @ 415 V 3-POLE, LINE PROT | 210.23
3VA1163-6EF36-0HC0 | CIRCUIT BREAKER 3VA1 IEC FRAME 160 BREAKING CAPACITY CLASS H ICU=70KA @ 415 V 3-POLE, LINE PROT | 453.32
3VA1116-5EF32-0JA0 | CIRCUIT BREAKER 3VA1 IEC FRAME 160 BREAKING CAPACITY CLASS M ICU=55KA @ 415 V 3-POLE, LINE PROT | 731.15
3VA1116-5EF36-0AG0 | CIRCUIT BREAKER 3VA1 IEC FRAME 160 BREAKING CAPACITY CLASS M ICU=55KA @ 415 V 3-POLE, LINE PROT | 738.12
3VA1125-5EF36-0AH0 | CIRCUIT BREAKER 3VA1 IEC FRAME 160 BREAKING CAPACITY CLASS M ICU=55KA @ 415 V 3-POLE, LINE PROT | 364.88
3VA1125-5EF36-0DA0 | CIRCUIT BREAKER 3VA1 IEC FRAME 160 BREAKING CAPACITY CLASS M ICU=55KA @ 415 V 3-POLE, LINE PROT | 405.96
3VA2040-8HN46-0AA0 | CIRCUIT BREAKER 3VA2 IEC FRAME 100 BREAKING CAPACITY CLASS L ICU=150KA @ 415 V 4POLE, LINE PROT | 825.18
3VA2040-8JP42-0AA0 | CIRCUIT BREAKER 3VA2 IEC FRAME 100 BREAKING CAPACITY CLASS L ICU=150KA @ 415 V 4POLE, LINE PROT | 1185.82
3VA1116-6EF36-0CA0 | CIRCUIT BREAKER 3VA1 IEC FRAME 160 BREAKING CAPACITY CLASS H ICU=70KA @ 415 V 3-POLE, LINE PROT | 828.65
3VA1116-6EF36-0DH0 | CIRCUIT BREAKER 3VA1 IEC FRAME 160 BREAKING CAPACITY CLASS H ICU=70KA @ 415 V 3-POLE, LINE PROT | 912.2
3VA1116-6GE46-0AA0 | CIRCUIT BREAKER 3VA1 IEC FRAME 160 BREAKING CAPACITY CLASS H ICU=70KA @ 415 V 4-POLE, LINE PROT | 632.14
3VA1196-3EF32-0AH0 | CIRCUIT BREAKER 3VA1 IEC FRAME 160 BREAKING CAPACITY CLASS N ICU=25KA @ 415 V 3-POLE, LINE PROT | 297.33
3VA1196-3EF32-0HC0 | CIRCUIT BREAKER 3VA1 IEC FRAME 160 BREAKING CAPACITY CLASS N ICU=25KA @ 415 V 3-POLE, LINE PROT | 362.79
3VA1120-4EF32-0JA0 | CIRCUIT BREAKER 3VA1 IEC FRAME 160 BREAKING CAPACITY CLASS S ICU=36KA @ 415 V 3-POLE, LINE PROT | 331.46
3VA1110-4EF32-0KC0 | CIRCUIT BREAKER 3VA1 IEC FRAME 160 BREAKING CAPACITY CLASS S ICU=36KA @ 415 V 3-POLE, LINE PROT | 446.35
3VA1110-4FF42-0AA0 | CIRCUIT BREAKER 3VA1 IEC FRAME 160 BREAKING CAPACITY CLASS S ICU=36KA @ 415 V 4-POLE, LINE PROT | 282.78
3VA1150-6EF42-0AA0 | CIRCUIT BREAKER 3VA1 IEC FRAME 160 BREAKING CAPACITY CLASS H ICU=70KA @ 415 V 4-POLE, LINE PROT | 266.57
3VA1112-1AA42-0AC0 | SWITCH DISCONNECTOR 3VA1 IEC FRAME 160 4-POLE SD100, IN=125A WITHOUT OVERLOAD PROTECTION WITHOU | 438
3VA2116-6HN32-0KA0 | CIRCUIT BREAKER 3VA2 IEC FRAME 160 BREAKING CAPACITY CLASS H ICU=85KA @ 415 V 3-POLE, LINE PROT | 1051.48
3VA2116-6JQ42-0AA0 | CIRCUIT BREAKER 3VA2 IEC FRAME 160 BREAKING CAPACITY CLASS H ICU=85KA @ 415 V 4POLE, LINE PROTE | 1693.15
3VA1112-4EF36-0KA0 | CIRCUIT BREAKER 3VA1 IEC FRAME 160 BREAKING CAPACITY CLASS S ICU=36KA @ 415 V 3-POLE, LINE PROT | 610.69
3VA1112-4FF42-0AA0 | CIRCUIT BREAKER 3VA1 IEC FRAME 160 BREAKING CAPACITY CLASS S ICU=36KA @ 415 V 4-POLE, LINE PROT | 455.75
3VA1112-5EF32-0BC0 | CIRCUIT BREAKER 3VA1 IEC FRAME 160 BREAKING CAPACITY CLASS M ICU=55KA @ 415 V 3-POLE, LINE PROT | 710.26
3VA2216-8KP42-0AA0 | CIRCUIT BREAKER 3VA2 IEC FRAME 250 BREAKING CAPACITY CLASS L ICU=150KA @ 415 V 4POLE, LINE PROT | 2334.97
3VA1125-6EF32-0JA0 | CIRCUIT BREAKER 3VA1 IEC FRAME 160 BREAKING CAPACITY CLASS H ICU=70KA @ 415 V 3-POLE, LINE PROT | 380.19
3VA1125-6EF36-0AA0 | CIRCUIT BREAKER 3VA1 IEC FRAME 160 BREAKING CAPACITY CLASS H ICU=70KA @ 415 V 3-POLE, LINE PROT | 222
3VA1125-6EF32-0HH0 | CIRCUIT BREAKER 3VA1 IEC FRAME 160 BREAKING CAPACITY CLASS H ICU=70KA @ 415 V 3-POLE, LINE PROT | 454.71
3VA1140-4EF32-0AC0 | CIRCUIT BREAKER 3VA1 IEC FRAME 160 BREAKING CAPACITY CLASS S ICU=36KA @ 415 V 3-POLE, LINE PROT | 291.07
3VA1140-4EF32-0AG0 | CIRCUIT BREAKER 3VA1 IEC FRAME 160 BREAKING CAPACITY CLASS S ICU=36KA @ 415 V 3-POLE, LINE PROT | 317.52
3VA1110-1AA42-0DH0 | SWITCH DISCONNECTOR 3VA1 IEC FRAME 160 4-POLE SD100, IN=100A WITHOUT OVERLOAD PROTECTION WITHOU | 489.52
3VA2125-5HM46-0AA0 | CIRCUIT BREAKER 3VA2 IEC FRAME 160 BREAKING CAPACITY CLASS M ICU=55KA @ 415 V 4POLE, LINE PROTE | 806.85
3VA2125-5HN42-0AA0 | CIRCUIT BREAKER 3VA2 IEC FRAME 160 BREAKING CAPACITY CLASS M ICU=55KA @ 415 V 4POLE, LINE PROTE | 600.27
3VA2125-6HN36-0AA0 | CIRCUIT BREAKER 3VA2 IEC FRAME 160 BREAKING CAPACITY CLASS H ICU=85KA @ 415 V 3POLE, LINE PROTE | 558.08
3VA2125-6HN46-0AA0 | CIRCUIT BREAKER 3VA2 IEC FRAME 160 BREAKING CAPACITY CLASS H ICU=85KA @ 415 V 4POLE, LINE PROTE | 696.83
3VA1116-6EF36-0HC0 | CIRCUIT BREAKER 3VA1 IEC FRAME 160 BREAKING CAPACITY CLASS H ICU=70KA @ 415 V 3-POLE, LINE PROT | 856.49
3VA2110-8HL42-0AA0 | CIRCUIT BREAKER 3VA2 IEC FRAME 160 BREAKING CAPACITY CLASS L ICU=150KA @ 415 V 4POLE, LINE PROT | 812.96
3VA1116-5EE32-0HC0 | CIRCUIT BREAKER 3VA1 IEC FRAME 160 BREAKING CAPACITY CLASS M ICU=55KA @ 415 V 3-POLE, LINE PROT | 752.04
3VA1116-5EE32-0KC0 | CIRCUIT BREAKER 3VA1 IEC FRAME 160 BREAKING CAPACITY CLASS M ICU=55KA @ 415 V 3-POLE, LINE PROT | 752.04
3VA1116-5EF32-0CC0 | CIRCUIT BREAKER 3VA1 IEC FRAME 160 BREAKING CAPACITY CLASS M ICU=55KA @ 415 V 3-POLE, LINE PROT | 800.79
3VA1116-5EF32-0DC0 | CIRCUIT BREAKER 3VA1 IEC FRAME 160 BREAKING CAPACITY CLASS M ICU=55KA @ 415 V 3-POLE, LINE PROT | 800.79
3VA2040-5HM42-0AA0 | CIRCUIT BREAKER 3VA2 IEC FRAME 100 BREAKING CAPACITY CLASS M ICU=55KA @ 415 V 4POLE, LINE PROTE | 782.41
3VA2040-5JP46-0AA0 | CIRCUIT BREAKER 3VA2 IEC FRAME 100 BREAKING CAPACITY CLASS M ICU=55KA @ 415 V 4POLE, LINE PROTE | 1008.55
3VA2040-5KQ32-0AA0 | CIRCUIT BREAKER 3VA2 IEC FRAME 100 BREAKING CAPACITY CLASS M ICU=55KA @ 415 V 3POLE, LINE PROTE | 1185.82
3VA2163-5JP32-0AB0 | CIRCUIT BREAKER 3VA2 IEC FRAME 160 BREAKING CAPACITY CLASS M ICU=55KA @ 415 V 3-POLE, LINE PROT | 1065.4
3VA2163-5JP32-0AE0 | CIRCUIT BREAKER 3VA2 IEC FRAME 160 BREAKING CAPACITY CLASS M ICU=55KA @ 415 V 3-POLE, LINE PROT | 1100.21
3VA1163-5ED32-0AC0 | CIRCUIT BREAKER 3VA1 IEC FRAME 160 BREAKING CAPACITY CLASS M ICU=55KA @ 415 V 3-POLE, LINE PROT | 297.33
3VA1163-5ED32-0AH0 | CIRCUIT BREAKER 3VA1 IEC FRAME 160 BREAKING CAPACITY CLASS M ICU=55KA @ 415 V 3-POLE, LINE PROT | 323.1
3VA1163-5ED32-0CC0 | CIRCUIT BREAKER 3VA1 IEC FRAME 160 BREAKING CAPACITY CLASS M ICU=55KA @ 415 V 3-POLE, LINE PROT | 411.54
3VA1163-5ED32-0HA0 | CIRCUIT BREAKER 3VA1 IEC FRAME 160 BREAKING CAPACITY CLASS M ICU=55KA @ 415 V 3-POLE, LINE PROT | 337.04
3VA9907-0NB10 | CONNECTION CABLE FOR N-CT - 3VA ACCESSORY FOR: EXTERNAL NEUTRAL CURRENT TRANSFORMER | 29.5
3VA9908-0BB27 | UNDERVOLTAGE RELEASE 440-480 V AC 50/60 HZ ACCESSORY FOR 3VA1 100/160 3VA2 100/160/250/400/630 | 82.61
3VA2110-8HL46-0AA0 | CIRCUIT BREAKER 3VA2 IEC FRAME 160 BREAKING CAPACITY CLASS L ICU=150KA @ 415 V 4POLE, LINE PROT | 843.54
3VA2110-8HM32-0AA0 | CIRCUIT BREAKER 3VA2 IEC FRAME 160 BREAKING CAPACITY CLASS L ICU=150KA @ 415 V 3POLE, LINE PROT | 855.76
3VA2040-6KP32-0AA0 | CIRCUIT BREAKER 3VA2 IEC FRAME 100 BREAKING CAPACITY CLASS H ICU=85KA @ 415 V 3POLE, LINE PROTE | 1051.17
3VA2040-7HL42-0AA0 | CIRCUIT BREAKER 3VA2 IEC FRAME 100 BREAKING CAPACITY CLASS C ICU=110KA @ 415 V 4POLE, LINE PROT | 660.15
3VA2040-7HN32-0AA0 | CIRCUIT BREAKER 3VA2 IEC FRAME 100 BREAKING CAPACITY CLASS C ICU=110KA @ 415 V 3POLE, LINE PROT | 568.47
3VA2040-7KP32-0AA0 | CIRCUIT BREAKER 3VA2 IEC FRAME 100 BREAKING CAPACITY CLASS C ICU=110KA @ 415 V 3POLE, LINE PROT | 1143.03
3VA1140-3EF36-0BH0 | CIRCUIT BREAKER 3VA1 IEC FRAME 160 BREAKING CAPACITY CLASS N ICU=25KA @ 415 V 3-POLE, LINE PROT | 435.91
3VA2340-5JP32-0KH0 | CIRCUIT BREAKER 3VA2 IEC FRAME 400 BREAKING CAPACITY CLASS M ICU=55KA @ 415 V 3-POLE, LINE PROT | 2082.05
3VA2340-5JQ32-0AF0 | CIRCUIT BREAKER 3VA2 IEC FRAME 400 BREAKING CAPACITY CLASS M ICU=55KA @ 415 V 3-POLE, LINE PROT | 2214.36
3VA1112-6EE46-0AA0 | CIRCUIT BREAKER 3VA1 IEC FRAME 160 BREAKING CAPACITY CLASS H ICU=70KA @ 415 V 4-POLE, LINE PROT | 543.93
3VA1112-6EF32-0AF0 | CIRCUIT BREAKER 3VA1 IEC FRAME 160 BREAKING CAPACITY CLASS H ICU=70KA @ 415 V 3-POLE, LINE PROT | 647.59
3VA1112-6FF46-0AA0 | CIRCUIT BREAKER 3VA1 IEC FRAME 160 BREAKING CAPACITY CLASS H ICU=70KA @ 415 V 4-POLE, LINE PROT | 568.45
3VA2225-7HL32-0KH0 | CIRCUIT BREAKER 3VA2 IEC FRAME 250 BREAKING CAPACITY CLASS C ICU=110KA @ 415 V 3-POLE, LINE PRO | 1448.38
3VA1196-5EF32-0AD0 | CIRCUIT BREAKER 3VA1 IEC FRAME 160 BREAKING CAPACITY CLASS M ICU=55KA @ 415 V 3-POLE, LINE PROT | 341.2
3VA1196-5EF32-0CH0 | CIRCUIT BREAKER 3VA1 IEC FRAME 160 BREAKING CAPACITY CLASS M ICU=55KA @ 415 V 3-POLE, LINE PROT | 457.5
3VA1120-4EE36-0AA0 | CIRCUIT BREAKER 3VA1 IEC FRAME 160 BREAKING CAPACITY CLASS S ICU=36KA @ 415 V 3-POLE, LINE PROT | 178.87
3VA2116-5HN36-0KH0 | CIRCUIT BREAKER 3VA2 IEC FRAME 160 BREAKING CAPACITY CLASS M ICU=55KA @ 415 V 3-POLE, LINE PROT | 1051.48
3VA2340-5JQ42-0HH0 | CIRCUIT BREAKER 3VA2 IEC FRAME 400 BREAKING CAPACITY CLASS M ICU=55KA @ 415 V 4-POLE, LINE PROT | 2778.39
3VA2110-6HN32-0CH0 | CIRCUIT BREAKER 3VA2 IEC FRAME 160 BREAKING CAPACITY CLASS H ICU=85KA @ 415 V 3-POLE, LINE PROT | 849.54
3VA2110-7HM32-0AA0 | CIRCUIT BREAKER 3VA2 IEC FRAME 160 BREAKING CAPACITY CLASS C ICU=110KA @ 415 V 3POLE, LINE PROT | 788.52
3VA2110-7KQ42-0AA0 | CIRCUIT BREAKER 3VA2 IEC FRAME 160 BREAKING CAPACITY CLASS C ICU=110KA @ 415 V 4POLE, LINE PROT | 1460.88
3VA1140-3EF36-0KH0 | CIRCUIT BREAKER 3VA1 IEC FRAME 160 BREAKING CAPACITY CLASS N ICU=25KA @ 415 V 3-POLE, LINE PROT | 408.75
3VA1110-3ED32-0AA0 | CIRCUIT BREAKER 3VA1 IEC FRAME 160 BREAKING CAPACITY CLASS N ICU=25KA @ 415 V 3-POLE, LINE PROT | 184.25
3VA1110-3EE32-0AA0 | CIRCUIT BREAKER 3VA1 IEC FRAME 160 BREAKING CAPACITY CLASS N ICU=25KA @ 415 V 3-POLE, LINE PROT | 190.14
3VA2116-7KP42-0AA0 | CIRCUIT BREAKER 3VA2 IEC FRAME 160 BREAKING CAPACITY CLASS C ICU=110KA @ 415 V 4POLE, LINE PROT | 1717.61
3VA2125-5HL32-0AA0 | CIRCUIT BREAKER 3VA2 IEC FRAME 160 BREAKING CAPACITY CLASS M ICU=55KA @ 415 V 3POLE, LINE PROTE | 431.57
3VA1196-6GF46-0AA0 | CIRCUIT BREAKER 3VA1 IEC FRAME 160 BREAKING CAPACITY CLASS H ICU=70KA @ 415 V 4-POLE, LINE PROT | 287.65
3VA2010-5HL32-0CC0 | CIRCUIT BREAKER 3VA2 IEC FRAME 100 BREAKING CAPACITY CLASS M ICU=55KA @ 415 V 3-POLE, LINE PROT | 695.64
3VA2010-5HL36-0BL0 | CIRCUIT BREAKER 3VA2 IEC FRAME 100 BREAKING CAPACITY CLASS M ICU=55KA @ 415 V 3-POLE, LINE PROT | 786.87
3VA2010-5HL36-0DA0 | CIRCUIT BREAKER 3VA2 IEC FRAME 100 BREAKING CAPACITY CLASS M ICU=55KA @ 415 V 3-POLE, LINE PROT | 675.45
3VA2116-5KP32-0BC0 | CIRCUIT BREAKER 3VA2 IEC FRAME 160 BREAKING CAPACITY CLASS M ICU=55KA @ 415 V 3-POLE, LINE PROT | 1671.21
3VA1116-5EE32-0CC0 | CIRCUIT BREAKER 3VA1 IEC FRAME 160 BREAKING CAPACITY CLASS M ICU=55KA @ 415 V 3-POLE, LINE PROT | 772.93
3VA1116-5EF32-0JH0 | CIRCUIT BREAKER 3VA1 IEC FRAME 160 BREAKING CAPACITY CLASS M ICU=55KA @ 415 V 3-POLE, LINE PROT | 800.79
3VA1110-3EF32-0AG0 | CIRCUIT BREAKER 3VA1 IEC FRAME 160 BREAKING CAPACITY CLASS N ICU=25KA @ 415 V 3-POLE, LINE PROT | 358.61
3TH4382-0AG2 | CONTACTOR RELAY 82E EN 50 011 8NO+2NC, SCREW TERMINALS AC OPERATION AC 50/60HZ 110V | 88.62
3VA2040-5HL36-0AA0 | CIRCUIT BREAKER 3VA2 IEC FRAME 100 BREAKING CAPACITY CLASS M ICU=55KA @ 415 V 3POLE, LINE PROTE | 455.38
3VA2010-6HL32-0AE0 | CIRCUIT BREAKER 3VA2 IEC FRAME 100 BREAKING CAPACITY CLASS H ICU=85KA @ 415 V 3-POLE, LINE PROT | 692.85
3VA1110-5ED32-0KH0 | CIRCUIT BREAKER 3VA1 IEC FRAME 160 BREAKING CAPACITY CLASS M ICU=55KA @ 415 V 3-POLE, LINE PROT | 479.09
3VA1040-2ED32-0HA0 | CIRCUIT BREAKER 3VA1 IEC FRAME 100 BREAKING CAPACITY CLASS B ICU=16KA @ 415 V 3-POLE, LINE PROT | 284.8
3VA1040-3ED36-0AC0 | CIRCUIT BREAKER 3VA1 IEC FRAME 100 BREAKING CAPACITY CLASS N ICU=25KA @ 415 V 3-POLE, LINE PROT | 273.67
3VA2116-8KQ36-0AA0 | CIRCUIT BREAKER 3VA2 IEC FRAME 160 BREAKING CAPACITY CLASS L ICU=150KA @ 415 V 3POLE, LINE PROT | 1723.73
3VA2025-5HM36-0AA0 | CIRCUIT BREAKER 3VA2 IEC FRAME 100 BREAKING CAPACITY CLASS M ICU=55KA @ 415 V 3POLE, LINE PROTE | 684.61
3VA2025-5KP32-0AA0 | CIRCUIT BREAKER 3VA2 IEC FRAME 100 BREAKING CAPACITY CLASS M ICU=55KA @ 415 V 3POLE, LINE PROTE | 998.27
3VA1112-3EF36-0KC0 | CIRCUIT BREAKER 3VA1 IEC FRAME 160 BREAKING CAPACITY CLASS N ICU=25KA @ 415 V 3-POLE, LINE PROT | 619.75
3VA1112-3FE42-0AA0 | CIRCUIT BREAKER 3VA1 IEC FRAME 160 BREAKING CAPACITY CLASS N ICU=25KA @ 415 V 4-POLE, LINE PROT | 398.9
3VA1132-3EF32-0BC0 | CIRCUIT BREAKER 3VA1 IEC FRAME 160 BREAKING CAPACITY CLASS N ICU=25KA @ 415 V 3-POLE, LINE PROT | 389.95
3VA1132-3EF32-0KA0 | CIRCUIT BREAKER 3VA1 IEC FRAME 160 BREAKING CAPACITY CLASS N ICU=25KA @ 415 V 3-POLE, LINE PROT | 312.66
3VA2140-8KP36-0AA0 | CIRCUIT BREAKER 3VA2 IEC FRAME 160 BREAKING CAPACITY CLASS L ICU=150KA @ 415 V 3POLE, LINE PROT | 1210.25
3VA1040-4ED32-0AE0 | CIRCUIT BREAKER 3VA1 IEC FRAME 100 BREAKING CAPACITY CLASS S ICU=36KA @ 415 V 3-POLE, LINE PROT | 303.6
3VA1132-3EF36-0AC0 | CIRCUIT BREAKER 3VA1 IEC FRAME 160 BREAKING CAPACITY CLASS N ICU=25KA @ 415 V 3-POLE, LINE PROT | 295.25
3VA1120-6EF32-0BA0 | CIRCUIT BREAKER 3VA1 IEC FRAME 160 BREAKING CAPACITY CLASS H ICU=70KA @ 415 V 3-POLE, LINE PROT | 406.66
3VA2163-5HN36-0KL0 | CIRCUIT BREAKER 3VA2 IEC FRAME 160 BREAKING CAPACITY CLASS M ICU=55KA @ 415 V 3-POLE, LINE PROT | 779.9
3VA2163-5JP32-0BA0 | CIRCUIT BREAKER 3VA2 IEC FRAME 160 BREAKING CAPACITY CLASS M ICU=55KA @ 415 V 3-POLE, LINE PROT | 1107.18
3VA2010-6HN32-0AJ0 | CIRCUIT BREAKER 3VA2 IEC FRAME 100 BREAKING CAPACITY CLASS H ICU=85KA @ 415 V 3-POLE, LINE PROT | 772.93
3VA2010-6HN32-0CA0 | CIRCUIT BREAKER 3VA2 IEC FRAME 100 BREAKING CAPACITY CLASS H ICU=85KA @ 415 V 3-POLE, LINE PROT | 772.93
3VA2116-5KP32-0DH0 | CIRCUIT BREAKER 3VA2 IEC FRAME 160 BREAKING CAPACITY CLASS M ICU=55KA @ 415 V 3-POLE, LINE PROT | 1685.14
3VA1116-3EF32-0AH0 | CIRCUIT BREAKER 3VA1 IEC FRAME 160 BREAKING CAPACITY CLASS N ICU=25KA @ 415 V 3-POLE, LINE PROT | 607.9
3VA1116-3EF36-0AF0 | CIRCUIT BREAKER 3VA1 IEC FRAME 160 BREAKING CAPACITY CLASS N ICU=25KA @ 415 V 3-POLE, LINE PROT | 606.51
3VA1116-3EF36-0HC0 | CIRCUIT BREAKER 3VA1 IEC FRAME 160 BREAKING CAPACITY CLASS N ICU=25KA @ 415 V 3-POLE, LINE PROT | 694.95
5SG7631-0KK06 | MINIZED-SWITCH-DISCONNECTOR D01 6A 400V 3P FOR FUSE-LINKS 2-6A | 39.88
3VA2163-5JQ32-0DA0 | CIRCUIT BREAKER 3VA2 IEC FRAME 160 BREAKING CAPACITY CLASS M ICU=55KA @ 415 V 3-POLE, LINE PROT | 1357.87
3VA2225-7HL32-0JA0 | CIRCUIT BREAKER 3VA2 IEC FRAME 250 BREAKING CAPACITY CLASS C ICU=110KA @ 415 V 3-POLE, LINE PRO | 1357.87
3VA2225-7KP32-0DC0 | CIRCUIT BREAKER 3VA2 IEC FRAME 250 BREAKING CAPACITY CLASS C ICU=110KA @ 415 V 3-POLE, LINE PRO | 2158.66
3VA2225-7KP32-0CH0 | CIRCUIT BREAKER 3VA2 IEC FRAME 250 BREAKING CAPACITY CLASS C ICU=110KA @ 415 V 3-POLE, LINE PRO | 2179.55
3VA1125-3EF32-0AG0 | CIRCUIT BREAKER 3VA1 IEC FRAME 160 BREAKING CAPACITY CLASS N ICU=25KA @ 415 V 3-POLE, LINE PROT | 297.33
3VA1125-3EF32-0DC0 | CIRCUIT BREAKER 3VA1 IEC FRAME 160 BREAKING CAPACITY CLASS N ICU=25KA @ 415 V 3-POLE, LINE PROT | 389.95
3VA2163-5JP32-0HA0 | CIRCUIT BREAKER 3VA2 IEC FRAME 160 BREAKING CAPACITY CLASS M ICU=55KA @ 415 V 3-POLE, LINE PROT | 1079.32
3VA2163-5JP32-0KC0 | CIRCUIT BREAKER 3VA2 IEC FRAME 160 BREAKING CAPACITY CLASS M ICU=55KA @ 415 V 3-POLE, LINE PROT | 1135.04
3VA2340-6KP32-0AC0 | CIRCUIT BREAKER 3VA2 IEC FRAME 400 BREAKING CAPACITY CLASS H ICU=85KA @ 415 V 3-POLE, LINE PROT | 2360.59
3VA1163-4EF36-0HC0 | CIRCUIT BREAKER 3VA1 IEC FRAME 160 BREAKING CAPACITY CLASS S ICU=36KA @ 415 V 3-POLE, LINE PROT | 405.27
3VA1163-5ED32-0JH0 | CIRCUIT BREAKER 3VA1 IEC FRAME 160 BREAKING CAPACITY CLASS M ICU=55KA @ 415 V 3-POLE, LINE PROT | 410.84
3VA1163-5ED42-0AA0 | CIRCUIT BREAKER 3VA1 IEC FRAME 160 BREAKING CAPACITY CLASS M ICU=55KA @ 415 V 4-POLE, LINE PROT | 227.38
3VA2340-5JQ42-0KH0 | CIRCUIT BREAKER 3VA2 IEC FRAME 400 BREAKING CAPACITY CLASS M ICU=55KA @ 415 V 4-POLE, LINE PROT | 2778.39
3VA2340-5KP32-0DH0 | CIRCUIT BREAKER 3VA2 IEC FRAME 400 BREAKING CAPACITY CLASS M ICU=55KA @ 415 V 3-POLE, LINE PROT | 2304.87
3VA1116-5EF36-0HH0 | CIRCUIT BREAKER 3VA1 IEC FRAME 160 BREAKING CAPACITY CLASS M ICU=55KA @ 415 V 3-POLE, LINE PROT | 821.68
3VA1116-5EF42-0AG0 | CIRCUIT BREAKER 3VA1 IEC FRAME 160 BREAKING CAPACITY CLASS M ICU=55KA @ 415 V 4-POLE, LINE PROT | 912.2
3VA1196-3EF32-0AG0 | CIRCUIT BREAKER 3VA1 IEC FRAME 160 BREAKING CAPACITY CLASS N ICU=25KA @ 415 V 3-POLE, LINE PROT | 297.33
3VA2040-6JP36-0AA0 | CIRCUIT BREAKER 3VA2 IEC FRAME 100 BREAKING CAPACITY CLASS H ICU=85KA @ 415 V 3POLE, LINE PROTE | 935.21
3VA1112-3FE46-0AA0 | CIRCUIT BREAKER 3VA1 IEC FRAME 160 BREAKING CAPACITY CLASS N ICU=25KA @ 415 V 4-POLE, LINE PROT | 421.44
3VA1112-4EF32-0AH0 | CIRCUIT BREAKER 3VA1 IEC FRAME 160 BREAKING CAPACITY CLASS S ICU=36KA @ 415 V 3-POLE, LINE PROT | 571.69
3VA2340-6KP32-0HC0 | CIRCUIT BREAKER 3VA2 IEC FRAME 400 BREAKING CAPACITY CLASS H ICU=85KA @ 415 V 3-POLE, LINE PROT | 2458.08
3VA2340-6KP32-0JL0 | CIRCUIT BREAKER 3VA2 IEC FRAME 400 BREAKING CAPACITY CLASS H ICU=85KA @ 415 V 3-POLE, LINE PROT | 2513.78
3VA2110-8HN46-0AA0 | CIRCUIT BREAKER 3VA2 IEC FRAME 160 BREAKING CAPACITY CLASS L ICU=150KA @ 415 V 4POLE, LINE PROT | 904.68
3VA2110-8JP42-0AA0 | CIRCUIT BREAKER 3VA2 IEC FRAME 160 BREAKING CAPACITY CLASS L ICU=150KA @ 415 V 4POLE, LINE PROT | 1246.95
3VL9660-8TT01 | BREAKER VL NEUT CT 600A L/M CAT NUMBER NGSM600 | 2263.32
3VA2063-5HL32-0DA0 | CIRCUIT BREAKER 3VA2 IEC FRAME 100 BREAKING CAPACITY CLASS M ICU=55KA @ 415 V 3-POLE, LINE PROT | 607.2
3VA2063-5HL36-0HH0 | CIRCUIT BREAKER 3VA2 IEC FRAME 100 BREAKING CAPACITY CLASS M ICU=55KA @ 415 V 3-POLE, LINE PROT | 681.72
3VA2063-5HN32-0AE0 | CIRCUIT BREAKER 3VA2 IEC FRAME 100 BREAKING CAPACITY CLASS M ICU=55KA @ 415 V 3-POLE, LINE PROT | 655.25
3VA1112-4FE42-0AA0 | CIRCUIT BREAKER 3VA1 IEC FRAME 160 BREAKING CAPACITY CLASS S ICU=36KA @ 415 V 4-POLE, LINE PROT | 432.72
3VA1112-5ED32-0CC0 | CIRCUIT BREAKER 3VA1 IEC FRAME 160 BREAKING CAPACITY CLASS M ICU=55KA @ 415 V 3-POLE, LINE PROT | 676.15
3VA1196-3EF32-0CH0 | CIRCUIT BREAKER 3VA1 IEC FRAME 160 BREAKING CAPACITY CLASS N ICU=25KA @ 415 V 3-POLE, LINE PROT | 411.54
3VA1196-3EF32-0KA0 | CIRCUIT BREAKER 3VA1 IEC FRAME 160 BREAKING CAPACITY CLASS N ICU=25KA @ 415 V 3-POLE, LINE PROT | 312.66
3VA2010-6HL32-0KL0 | CIRCUIT BREAKER 3VA2 IEC FRAME 100 BREAKING CAPACITY CLASS H ICU=85KA @ 415 V 3-POLE, LINE PROT | 793.82
3VA2010-6HL46-0AA0 | CIRCUIT BREAKER 3VA2 IEC FRAME 100 BREAKING CAPACITY CLASS H ICU=85KA @ 415 V 4POLE, LINE PROTE | 696.83
3VA2163-5JP32-0BL0 | CIRCUIT BREAKER 3VA2 IEC FRAME 160 BREAKING CAPACITY CLASS M ICU=55KA @ 415 V 3-POLE, LINE PROT | 1204.66
3VA2163-5JP32-0DA0 | CIRCUIT BREAKER 3VA2 IEC FRAME 160 BREAKING CAPACITY CLASS M ICU=55KA @ 415 V 3-POLE, LINE PROT | 1107.18
3VA2340-7HN32-0BA0 | CIRCUIT BREAKER 3VA2 IEC FRAME 400 BREAKING CAPACITY CLASS C ICU=110KA @ 415 V 3-POLE, LINE PRO | 1914.94
3VA2340-7HN32-0CC0 | CIRCUIT BREAKER 3VA2 IEC FRAME 400 BREAKING CAPACITY CLASS C ICU=110KA @ 415 V 3-POLE, LINE PRO | 1949.75
3VA2116-8HL42-0AA0 | CIRCUIT BREAKER 3VA2 IEC FRAME 160 BREAKING CAPACITY CLASS L ICU=150KA @ 415 V 4POLE, LINE PROT | 1271.39
3VA2116-8JP46-0AA0 | CIRCUIT BREAKER 3VA2 IEC FRAME 160 BREAKING CAPACITY CLASS L ICU=150KA @ 415 V 4POLE, LINE PROT | 1717.61
3VA2110-8HN42-0AA0 | CIRCUIT BREAKER 3VA2 IEC FRAME 160 BREAKING CAPACITY CLASS L ICU=150KA @ 415 V 4POLE, LINE PROT | 861.87
3VA2063-5HL32-0HH0 | CIRCUIT BREAKER 3VA2 IEC FRAME 100 BREAKING CAPACITY CLASS M ICU=55KA @ 415 V 3-POLE, LINE PROT | 655.95
3VA2063-5HL32-0JA0 | CIRCUIT BREAKER 3VA2 IEC FRAME 100 BREAKING CAPACITY CLASS M ICU=55KA @ 415 V 3-POLE, LINE PROT | 580.75
3VA2063-5HL32-0KC0 | CIRCUIT BREAKER 3VA2 IEC FRAME 100 BREAKING CAPACITY CLASS M ICU=55KA @ 415 V 3-POLE, LINE PROT | 630.18
3VA2063-5HL36-0AA0 | CIRCUIT BREAKER 3VA2 IEC FRAME 100 BREAKING CAPACITY CLASS M ICU=55KA @ 415 V 3POLE, LINE PROTE | 455.38
3VA1112-5ED32-0DH0 | CIRCUIT BREAKER 3VA1 IEC FRAME 160 BREAKING CAPACITY CLASS M ICU=55KA @ 415 V 3-POLE, LINE PROT | 696.34
3VA1112-5ED32-0JC0 | CIRCUIT BREAKER 3VA1 IEC FRAME 160 BREAKING CAPACITY CLASS M ICU=55KA @ 415 V 3-POLE, LINE PROT | 647.59
3VA1112-5ED32-0JH0 | CIRCUIT BREAKER 3VA1 IEC FRAME 160 BREAKING CAPACITY CLASS M ICU=55KA @ 415 V 3-POLE, LINE PROT | 675.45
3VA1112-5ED32-0KA0 | CIRCUIT BREAKER 3VA1 IEC FRAME 160 BREAKING CAPACITY CLASS M ICU=55KA @ 415 V 3-POLE, LINE PROT | 599.55
3VA1110-3EF36-0HH0 | CIRCUIT BREAKER 3VA1 IEC FRAME 160 BREAKING CAPACITY CLASS N ICU=25KA @ 415 V 3-POLE, LINE PROT | 471.42
3VA1110-3EF36-0JA0 | CIRCUIT BREAKER 3VA1 IEC FRAME 160 BREAKING CAPACITY CLASS N ICU=25KA @ 415 V 3-POLE, LINE PROT | 395.53
3VA2163-5HN36-0KA0 | CIRCUIT BREAKER 3VA2 IEC FRAME 160 BREAKING CAPACITY CLASS M ICU=55KA @ 415 V 3-POLE, LINE PROT | 669.18
3VA2163-5JP32-0AG0 | CIRCUIT BREAKER 3VA2 IEC FRAME 160 BREAKING CAPACITY CLASS M ICU=55KA @ 415 V 3-POLE, LINE PROT | 1065.4
3VA2163-6HN46-0AA0 | CIRCUIT BREAKER 3VA2 IEC FRAME 160 BREAKING CAPACITY CLASS H ICU=85KA @ 415 V 4POLE, LINE PROTE | 696.83
3VA2163-6JP42-0AA0 | CIRCUIT BREAKER 3VA2 IEC FRAME 160 BREAKING CAPACITY CLASS H ICU=85KA @ 415 V 4POLE, LINE PROTE | 1045.25
3VA2163-6JQ42-0AA0 | CIRCUIT BREAKER 3VA2 IEC FRAME 160 BREAKING CAPACITY CLASS H ICU=85KA @ 415 V 4POLE, LINE PROTE | 1277.51
3VA2163-6JQ46-0AA0 | CIRCUIT BREAKER 3VA2 IEC FRAME 160 BREAKING CAPACITY CLASS H ICU=85KA @ 415 V 4POLE, LINE PROTE | 1308.08
3VA1116-4EF36-0AD0 | CIRCUIT BREAKER 3VA1 IEC FRAME 160 BREAKING CAPACITY CLASS S ICU=36KA @ 415 V 3-POLE, LINE PROT | 679.63
3VA1116-4EF36-0BH0 | CIRCUIT BREAKER 3VA1 IEC FRAME 160 BREAKING CAPACITY CLASS S ICU=36KA @ 415 V 3-POLE, LINE PROT | 793.82
3VA1116-4EF36-0DC0 | CIRCUIT BREAKER 3VA1 IEC FRAME 160 BREAKING CAPACITY CLASS S ICU=36KA @ 415 V 3-POLE, LINE PROT | 772.93
3VA1112-5EF32-0AE0 | CIRCUIT BREAKER 3VA1 IEC FRAME 160 BREAKING CAPACITY CLASS M ICU=55KA @ 415 V 3-POLE, LINE PROT | 647.59
3VA2010-6HM46-0AA0 | CIRCUIT BREAKER 3VA2 IEC FRAME 100 BREAKING CAPACITY CLASS H ICU=85KA @ 415 V 4POLE, LINE PROTE | 922.99
3VA2010-6HN32-0AH0 | CIRCUIT BREAKER 3VA2 IEC FRAME 100 BREAKING CAPACITY CLASS H ICU=85KA @ 415 V 3-POLE, LINE PROT | 738.12
3VA2010-6HN32-0DL0 | CIRCUIT BREAKER 3VA2 IEC FRAME 100 BREAKING CAPACITY CLASS H ICU=85KA @ 415 V 3-POLE, LINE PROT | 891.31
3VA1150-4EF32-0AE0 | CIRCUIT BREAKER 3VA1 IEC FRAME 160 BREAKING CAPACITY CLASS S ICU=36KA @ 415 V 3-POLE, LINE PROT | 341.2
3VA2125-5JQ46-0CJ0 | CIRCUIT BREAKER 3VA2 IEC FRAME 160 BREAKING CAPACITY CLASS M ICU=55KA @ 415 V 4POLE, LINE PROTE | 1636.4
3VA2010-5HL32-0DL0 | CIRCUIT BREAKER 3VA2 IEC FRAME 100 BREAKING CAPACITY CLASS M ICU=55KA @ 415 V 3-POLE, LINE PROT | 765.98
3VA2010-5HL32-0JC0 | CIRCUIT BREAKER 3VA2 IEC FRAME 100 BREAKING CAPACITY CLASS M ICU=55KA @ 415 V 3-POLE, LINE PROT | 672.66
3VA2010-5HL32-0KC0 | CIRCUIT BREAKER 3VA2 IEC FRAME 100 BREAKING CAPACITY CLASS M ICU=55KA @ 415 V 3-POLE, LINE PROT | 672.66
3VA2010-5HL36-0AC0 | CIRCUIT BREAKER 3VA2 IEC FRAME 100 BREAKING CAPACITY CLASS M ICU=55KA @ 415 V 3-POLE, LINE PROT | 606.51
3VA2116-5JQ46-0AA0 | CIRCUIT BREAKER 3VA2 IEC FRAME 160 BREAKING CAPACITY CLASS M ICU=55KA @ 415 V 4POLE, LINE PROTE | 1583.14
3VA1110-3EF36-0AE0 | CIRCUIT BREAKER 3VA1 IEC FRAME 160 BREAKING CAPACITY CLASS N ICU=25KA @ 415 V 3-POLE, LINE PROT | 405.96
3VA1110-3EF36-0AH0 | CIRCUIT BREAKER 3VA1 IEC FRAME 160 BREAKING CAPACITY CLASS N ICU=25KA @ 415 V 3-POLE, LINE PROT | 380.19
3TH4310-0LB4 | CONTACTOR RELAY DIN EN 50011 10 OE, 10 S, SCREW CONNECTION DIR. CURRENT ACTUATING DC MAGNET SYSTE | 172.81
3VA2163-5JP36-0AA0 | CIRCUIT BREAKER 3VA2 IEC FRAME 160 BREAKING CAPACITY CLASS M ICU=55KA @ 415 V 3POLE, LINE PROTE | 892.41
3VA2163-5JQ32-0AF0 | CIRCUIT BREAKER 3VA2 IEC FRAME 160 BREAKING CAPACITY CLASS M ICU=55KA @ 415 V 3-POLE, LINE PROT | 1309.12
3VA2163-5JQ32-0AJ0 | CIRCUIT BREAKER 3VA2 IEC FRAME 160 BREAKING CAPACITY CLASS M ICU=55KA @ 415 V 3-POLE, LINE PROT | 1357.87
3VA2340-6JQ42-0AA0 | CIRCUIT BREAKER 3VA2 IEC FRAME 400 BREAKING CAPACITY CLASS H ICU=85KA @ 415 V 4-POLE, LINE PROT | 2506.13
3VA1180-6GD42-0AA0 | CIRCUIT BREAKER 3VA1 IEC FRAME 160 BREAKING CAPACITY CLASS H ICU=70KA @ 415 V 4-POLE, LINE PROT | 273.94
3VA1180-6GF42-0AA0 | CIRCUIT BREAKER 3VA1 IEC FRAME 160 BREAKING CAPACITY CLASS H ICU=70KA @ 415 V 4-POLE, LINE PROT | 293.05
3VA1196-3EE36-0AA0 | CIRCUIT BREAKER 3VA1 IEC FRAME 160 BREAKING CAPACITY CLASS N ICU=25KA @ 415 V 3-POLE, LINE PROT | 165.65
3VA1196-3EE46-0AA0 | CIRCUIT BREAKER 3VA1 IEC FRAME 160 BREAKING CAPACITY CLASS N ICU=25KA @ 415 V 4-POLE, LINE PROT | 217.59
3VA1112-4EF32-0BC0 | CIRCUIT BREAKER 3VA1 IEC FRAME 160 BREAKING CAPACITY CLASS S ICU=36KA @ 415 V 3-POLE, LINE PROT | 661.53
3VA2340-6KP32-0AG0 | CIRCUIT BREAKER 3VA2 IEC FRAME 400 BREAKING CAPACITY CLASS H ICU=85KA @ 415 V 3-POLE, LINE PROT | 2388.44
3VA2340-6KP32-0BL0 | CIRCUIT BREAKER 3VA2 IEC FRAME 400 BREAKING CAPACITY CLASS H ICU=85KA @ 415 V 3-POLE, LINE PROT | 2541.64
3VA2340-6KP32-0CA0 | CIRCUIT BREAKER 3VA2 IEC FRAME 400 BREAKING CAPACITY CLASS H ICU=85KA @ 415 V 3-POLE, LINE PROT | 2444.16
3VA2110-8KP42-0AA0 | CIRCUIT BREAKER 3VA2 IEC FRAME 160 BREAKING CAPACITY CLASS L ICU=150KA @ 415 V 4POLE, LINE PROT | 1436.44
3VA2116-5HL32-0AG0 | CIRCUIT BREAKER 3VA2 IEC FRAME 160 BREAKING CAPACITY CLASS M ICU=55KA @ 415 V 3-POLE, LINE PROT | 870.43
3VA2116-5HL32-0BA0 | CIRCUIT BREAKER 3VA2 IEC FRAME 160 BREAKING CAPACITY CLASS M ICU=55KA @ 415 V 3-POLE, LINE PROT | 919.17
3VA2063-5HN32-0AH0 | CIRCUIT BREAKER 3VA2 IEC FRAME 100 BREAKING CAPACITY CLASS M ICU=55KA @ 415 V 3-POLE, LINE PROT | 628.79
3VA2063-5HN32-0BH0 | CIRCUIT BREAKER 3VA2 IEC FRAME 100 BREAKING CAPACITY CLASS M ICU=55KA @ 415 V 3-POLE, LINE PROT | 745.09
3VA1112-4EF32-0BH0 | CIRCUIT BREAKER 3VA1 IEC FRAME 160 BREAKING CAPACITY CLASS S ICU=36KA @ 415 V 3-POLE, LINE PROT | 687.98
3VA1112-4EF32-0JC0 | CIRCUIT BREAKER 3VA1 IEC FRAME 160 BREAKING CAPACITY CLASS S ICU=36KA @ 415 V 3-POLE, LINE PROT | 636.46
3VA1112-4EF32-0JH0 | CIRCUIT BREAKER 3VA1 IEC FRAME 160 BREAKING CAPACITY CLASS S ICU=36KA @ 415 V 3-POLE, LINE PROT | 660.13
3VA2010-6HL32-0AF0 | CIRCUIT BREAKER 3VA2 IEC FRAME 100 BREAKING CAPACITY CLASS H ICU=85KA @ 415 V 3-POLE, LINE PROT | 644.12
3VA2010-6HL32-0CA0 | CIRCUIT BREAKER 3VA2 IEC FRAME 100 BREAKING CAPACITY CLASS H ICU=85KA @ 415 V 3-POLE, LINE PROT | 710.26
3VA2116-6HL32-0AG0 | CIRCUIT BREAKER 3VA2 IEC FRAME 160 BREAKING CAPACITY CLASS H ICU=85KA @ 415 V 3-POLE, LINE PROT | 974.87
3VA1120-4EE46-0AA0 | CIRCUIT BREAKER 3VA1 IEC FRAME 160 BREAKING CAPACITY CLASS S ICU=36KA @ 415 V 4-POLE, LINE PROT | 233.25
3VA2216-8KQ32-0AA0 | CIRCUIT BREAKER 3VA2 IEC FRAME 250 BREAKING CAPACITY CLASS L ICU=150KA @ 415 V 3POLE, LINE PROT | 2029.36
3VA2063-5KQ42-0AA0 | CIRCUIT BREAKER 3VA2 IEC FRAME 100 BREAKING CAPACITY CLASS M ICU=55KA @ 415 V 4POLE, LINE PROTE | 1301.97
3VA2063-6HL32-0AH0 | CIRCUIT BREAKER 3VA2 IEC FRAME 100 BREAKING CAPACITY CLASS H ICU=85KA @ 415 V 3-POLE, LINE PROT | 623.93
3VA2063-6HN32-0CA0 | CIRCUIT BREAKER 3VA2 IEC FRAME 100 BREAKING CAPACITY CLASS H ICU=85KA @ 415 V 3-POLE, LINE PROT | 724.2
3VA2063-6HN32-0HC0 | CIRCUIT BREAKER 3VA2 IEC FRAME 100 BREAKING CAPACITY CLASS H ICU=85KA @ 415 V 3-POLE, LINE PROT | 752.04
3VA1140-3EE32-0AA0 | CIRCUIT BREAKER 3VA1 IEC FRAME 160 BREAKING CAPACITY CLASS N ICU=25KA @ 415 V 3-POLE, LINE PROT | 149.47
3VA1140-3EF32-0DA0 | CIRCUIT BREAKER 3VA1 IEC FRAME 160 BREAKING CAPACITY CLASS N ICU=25KA @ 415 V 3-POLE, LINE PROT | 337.73
3VA1050-2ED36-0CA0 | CIRCUIT BREAKER 3VA1 IEC FRAME 100 BREAKING CAPACITY CLASS B ICU=16KA @ 415 V 3-POLE, LINE PROT | 332.85
3VA1050-2ED42-0AD0 | CIRCUIT BREAKER 3VA1 IEC FRAME 100 BREAKING CAPACITY CLASS B ICU=16KA @ 415 V 4-POLE, LINE PROT | 329.37
3VA1050-3ED32-0CA0 | CIRCUIT BREAKER 3VA1 IEC FRAME 100 BREAKING CAPACITY CLASS N ICU=25KA @ 415 V 3-POLE, LINE PROT | 315.45
3VA1140-4EE46-0AA0 | CIRCUIT BREAKER 3VA1 IEC FRAME 160 BREAKING CAPACITY CLASS S ICU=36KA @ 415 V 4-POLE, LINE PROT | 233.25
3VA1140-4EF36-0JC0 | CIRCUIT BREAKER 3VA1 IEC FRAME 160 BREAKING CAPACITY CLASS S ICU=36KA @ 415 V 3-POLE, LINE PROT | 405.27
3VA1163-1AA36-0KH0 | SWITCH DISCONNECTOR 3VA1 IEC FRAME 160 3-POLE SD100, IN=63A WITHOUT OVERLOAD PROTECTION WITHOUT | 369.06
3VA1163-1AA42-0JA0 | SWITCH DISCONNECTOR 3VA1 IEC FRAME 160 4-POLE SD100, IN=63A WITHOUT OVERLOAD PROTECTION WITHOUT | 327.28
3VA1125-6GE42-0AA0 | CIRCUIT BREAKER 3VA1 IEC FRAME 160 BREAKING CAPACITY CLASS H ICU=70KA @ 415 V 4-POLE, LINE PROT | 254.82
3VA1132-3EF32-0DA0 | CIRCUIT BREAKER 3VA1 IEC FRAME 160 BREAKING CAPACITY CLASS N ICU=25KA @ 415 V 3-POLE, LINE PROT | 337.73
3VA2340-6KP32-0JA0 | CIRCUIT BREAKER 3VA2 IEC FRAME 400 BREAKING CAPACITY CLASS H ICU=85KA @ 415 V 3-POLE, LINE PROT | 2402.37
3VA2340-7HN32-0AJ0 | CIRCUIT BREAKER 3VA2 IEC FRAME 400 BREAKING CAPACITY CLASS C ICU=110KA @ 415 V 3-POLE, LINE PRO | 1914.94
3VA1110-5EE32-0HC0 | CIRCUIT BREAKER 3VA1 IEC FRAME 160 BREAKING CAPACITY CLASS M ICU=55KA @ 415 V 3-POLE, LINE PROT | 460.29
3VA1110-5EF32-0HC0 | CIRCUIT BREAKER 3VA1 IEC FRAME 160 BREAKING CAPACITY CLASS M ICU=55KA @ 415 V 3-POLE, LINE PROT | 476.3
3VA1110-5FF42-0AA0 | CIRCUIT BREAKER 3VA1 IEC FRAME 160 BREAKING CAPACITY CLASS M ICU=55KA @ 415 V 4-POLE, LINE PROT | 310.21
3VA1110-1AA36-0JC0 | SWITCH DISCONNECTOR 3VA1 IEC FRAME 160 3-POLE SD100, IN=100A WITHOUT OVERLOAD PROTECTION WITHOU | 393.43
3VA1110-1AA42-0JA0 | SWITCH DISCONNECTOR 3VA1 IEC FRAME 160 4-POLE SD100, IN=100A WITHOUT OVERLOAD PROTECTION WITHOU | 390.65
3VA1110-3EF32-0AE0 | CIRCUIT BREAKER 3VA1 IEC FRAME 160 BREAKING CAPACITY CLASS N ICU=25KA @ 415 V 3-POLE, LINE PROT | 383.68
3VA1163-3EF32-0DC0 | CIRCUIT BREAKER 3VA1 IEC FRAME 160 BREAKING CAPACITY CLASS N ICU=25KA @ 415 V 3-POLE, LINE PROT | 389.95
3VA1163-3EF36-0HH0 | CIRCUIT BREAKER 3VA1 IEC FRAME 160 BREAKING CAPACITY CLASS N ICU=25KA @ 415 V 3-POLE, LINE PROT | 408.75
3VA2440-5HN32-0AF0 | CIRCUIT BREAKER 3VA2 IEC FRAME 630 BREAKING CAPACITY CLASS M ICU=55KA @ 415 V 3-POLE, LINE PROT | 2026.35
3VA1196-5EF32-0JH0 | CIRCUIT BREAKER 3VA1 IEC FRAME 160 BREAKING CAPACITY CLASS M ICU=55KA @ 415 V 3-POLE, LINE PROT | 432.43
3VA2163-6HN36-0DH0 | CIRCUIT BREAKER 3VA2 IEC FRAME 160 BREAKING CAPACITY CLASS H ICU=85KA @ 415 V 3-POLE, LINE PROT | 821.68
3VA2163-6HN36-0JC0 | CIRCUIT BREAKER 3VA2 IEC FRAME 160 BREAKING CAPACITY CLASS H ICU=85KA @ 415 V 3-POLE, LINE PROT | 772.93
3VA2225-5KP32-0KH0 | CIRCUIT BREAKER 3VA2 IEC FRAME 250 BREAKING CAPACITY CLASS M ICU=55KA @ 415 V 3-POLE, LINE PROT | 1928.86
3VA1116-4EF32-0AC0 | CIRCUIT BREAKER 3VA1 IEC FRAME 160 BREAKING CAPACITY CLASS S ICU=36KA @ 415 V 3-POLE, LINE PROT | 630.18
3VA1116-4EF32-0KA0 | CIRCUIT BREAKER 3VA1 IEC FRAME 160 BREAKING CAPACITY CLASS S ICU=36KA @ 415 V 3-POLE, LINE PROT | 672.66
3VA1112-5EF32-0JA0 | CIRCUIT BREAKER 3VA1 IEC FRAME 160 BREAKING CAPACITY CLASS M ICU=55KA @ 415 V 3-POLE, LINE PROT | 638.55
3VA1112-5EF36-0BA0 | CIRCUIT BREAKER 3VA1 IEC FRAME 160 BREAKING CAPACITY CLASS M ICU=55KA @ 415 V 3-POLE, LINE PROT | 685.2
3VA2010-6HM42-0AA0 | CIRCUIT BREAKER 3VA2 IEC FRAME 100 BREAKING CAPACITY CLASS H ICU=85KA @ 415 V 4POLE, LINE PROTE | 904.68
3VA1150-4EF32-0AH0 | CIRCUIT BREAKER 3VA1 IEC FRAME 160 BREAKING CAPACITY CLASS S ICU=36KA @ 415 V 3-POLE, LINE PROT | 317.52
3VA1150-4EF32-0DC0 | CIRCUIT BREAKER 3VA1 IEC FRAME 160 BREAKING CAPACITY CLASS S ICU=36KA @ 415 V 3-POLE, LINE PROT | 406.66
3VA2125-5HM42-0AA0 | CIRCUIT BREAKER 3VA2 IEC FRAME 160 BREAKING CAPACITY CLASS M ICU=55KA @ 415 V 4POLE, LINE PROTE | 782.41
3VA2125-5JQ42-0AA0 | CIRCUIT BREAKER 3VA2 IEC FRAME 160 BREAKING CAPACITY CLASS M ICU=55KA @ 415 V 4POLE, LINE PROTE | 1204.16
3VA2225-6HL32-0AA0 | CIRCUIT BREAKER 3VA2 IEC FRAME 250 BREAKING CAPACITY CLASS H ICU=85KA @ 415 V 3POLE, LINE PROTE | 1039.13
3VA2225-6HL32-0BH0 | CIRCUIT BREAKER 3VA2 IEC FRAME 250 BREAKING CAPACITY CLASS H ICU=85KA @ 415 V 3-POLE, LINE PROT | 1364.82
3VA2225-6HN32-0KC0 | CIRCUIT BREAKER 3VA2 IEC FRAME 250 BREAKING CAPACITY CLASS H ICU=85KA @ 415 V 3-POLE, LINE PROT | 1371.79
3VA2063-6HL32-0BA0 | CIRCUIT BREAKER 3VA2 IEC FRAME 100 BREAKING CAPACITY CLASS H ICU=85KA @ 415 V 3-POLE, LINE PROT | 662.92
3VA2063-6HL32-0JH0 | CIRCUIT BREAKER 3VA2 IEC FRAME 100 BREAKING CAPACITY CLASS H ICU=85KA @ 415 V 3-POLE, LINE PROT | 710.26
3VA2063-5HN36-0AD0 | CIRCUIT BREAKER 3VA2 IEC FRAME 100 BREAKING CAPACITY CLASS M ICU=55KA @ 415 V 3-POLE, LINE PROT | 655.25
3VA2063-5HN36-0DH0 | CIRCUIT BREAKER 3VA2 IEC FRAME 100 BREAKING CAPACITY CLASS M ICU=55KA @ 415 V 3-POLE, LINE PROT | 772.93
3VA1163-5EF32-0DA0 | CIRCUIT BREAKER 3VA1 IEC FRAME 160 BREAKING CAPACITY CLASS M ICU=55KA @ 415 V 3-POLE, LINE PROT | 383.68
3VA1163-5EF32-0HH0 | CIRCUIT BREAKER 3VA1 IEC FRAME 160 BREAKING CAPACITY CLASS M ICU=55KA @ 415 V 3-POLE, LINE PROT | 432.43
3VA1132-3EF32-0AD0 | CIRCUIT BREAKER 3VA1 IEC FRAME 160 BREAKING CAPACITY CLASS N ICU=25KA @ 415 V 3-POLE, LINE PROT | 297.33
3VA1196-5EF36-0JC0 | CIRCUIT BREAKER 3VA1 IEC FRAME 160 BREAKING CAPACITY CLASS M ICU=55KA @ 415 V 3-POLE, LINE PROT | 429.64
3VA1140-4EF36-0HC0 | CIRCUIT BREAKER 3VA1 IEC FRAME 160 BREAKING CAPACITY CLASS S ICU=36KA @ 415 V 3-POLE, LINE PROT | 405.27
3VA1140-4GF42-0AA0 | CIRCUIT BREAKER 3VA1 IEC FRAME 160 BREAKING CAPACITY CLASS S ICU=36KA @ 415 V 4-POLE, LINE PROT | 222.97
3VA2063-6HN32-0JH0 | CIRCUIT BREAKER 3VA2 IEC FRAME 100 BREAKING CAPACITY CLASS H ICU=85KA @ 415 V 3-POLE, LINE PROT | 772.93
3VA2225-7KP32-0HC0 | CIRCUIT BREAKER 3VA2 IEC FRAME 250 BREAKING CAPACITY CLASS C ICU=110KA @ 415 V 3-POLE, LINE PRO | 2123.83
3VA2325-5HN32-0AH0 | CIRCUIT BREAKER 3VA2 IEC FRAME 400 BREAKING CAPACITY CLASS M ICU=55KA @ 415 V 3-POLE, LINE PROT | 1552.83
3VA2063-5JQ32-0AJ0 | CIRCUIT BREAKER 3VA2 IEC FRAME 100 BREAKING CAPACITY CLASS M ICU=55KA @ 415 V 3-POLE, LINE PROT | 1357.87
3VA1140-6EF36-0AG0 | CIRCUIT BREAKER 3VA1 IEC FRAME 160 BREAKING CAPACITY CLASS H ICU=70KA @ 415 V 3-POLE, LINE PROT | 390.65
3VA2010-6HL32-0DC0 | CIRCUIT BREAKER 3VA2 IEC FRAME 100 BREAKING CAPACITY CLASS H ICU=85KA @ 415 V 3-POLE, LINE PROT | 765.98
3VA2010-6HL32-0HA0 | CIRCUIT BREAKER 3VA2 IEC FRAME 100 BREAKING CAPACITY CLASS H ICU=85KA @ 415 V 3-POLE, LINE PROT | 682.42
3VA2163-5JP42-0AA0 | CIRCUIT BREAKER 3VA2 IEC FRAME 160 BREAKING CAPACITY CLASS M ICU=55KA @ 415 V 4POLE, LINE PROTE | 990.23
3VA2163-5JQ32-0DL0 | CIRCUIT BREAKER 3VA2 IEC FRAME 160 BREAKING CAPACITY CLASS M ICU=55KA @ 415 V 3-POLE, LINE PROT | 1483.21
3VA2163-6HN32-0BC0 | CIRCUIT BREAKER 3VA2 IEC FRAME 160 BREAKING CAPACITY CLASS H ICU=85KA @ 415 V 3-POLE, LINE PROT | 772.93
3VA2163-6HN36-0BL0 | CIRCUIT BREAKER 3VA2 IEC FRAME 160 BREAKING CAPACITY CLASS H ICU=85KA @ 415 V 3-POLE, LINE PROT | 863.46
3VA1116-3EF46-0AA0 | CIRCUIT BREAKER 3VA1 IEC FRAME 160 BREAKING CAPACITY CLASS N ICU=25KA @ 415 V 4-POLE, LINE PROT | 514.55
3VA1116-3FE46-0AA0 | CIRCUIT BREAKER 3VA1 IEC FRAME 160 BREAKING CAPACITY CLASS N ICU=25KA @ 415 V 4-POLE, LINE PROT | 486.61
3VA1112-5EF36-0JC0 | CIRCUIT BREAKER 3VA1 IEC FRAME 160 BREAKING CAPACITY CLASS M ICU=55KA @ 415 V 3-POLE, LINE PROT | 710.26
3VA1110-3EF36-0DC0 | CIRCUIT BREAKER 3VA1 IEC FRAME 160 BREAKING CAPACITY CLASS N ICU=25KA @ 415 V 3-POLE, LINE PROT | 472.12
5SG7611-0KK06 | MINIZED-SWITCH-DISCONNECTOR D01 6A 230/400V 1P FOR FUSE-LINKS 2-6A | 12.04
5SG7631-0KK10 | MINIZED-SWITCH-DISCONNECTOR D01 10A 400V 3P FOR FUSE-LINKS 2-10A | 41.1
3VA1150-4EF36-0AE0 | CIRCUIT BREAKER 3VA1 IEC FRAME 160 BREAKING CAPACITY CLASS S ICU=36KA @ 415 V 3-POLE, LINE PROT | 366.27
3VA1163-5EE32-0JH0 | CIRCUIT BREAKER 3VA1 IEC FRAME 160 BREAKING CAPACITY CLASS M ICU=55KA @ 415 V 3-POLE, LINE PROT | 417.81
3VA2116-8JQ46-0AA0 | CIRCUIT BREAKER 3VA2 IEC FRAME 160 BREAKING CAPACITY CLASS L ICU=150KA @ 415 V 4POLE, LINE PROT | 1943.77
3VA2116-8KP42-0AA0 | CIRCUIT BREAKER 3VA2 IEC FRAME 160 BREAKING CAPACITY CLASS L ICU=150KA @ 415 V 4POLE, LINE PROT | 1894.86
3VA2225-6HL32-0JH0 | CIRCUIT BREAKER 3VA2 IEC FRAME 250 BREAKING CAPACITY CLASS H ICU=85KA @ 415 V 3-POLE, LINE PROT | 1350.9
3VA2225-6HN32-0AD0 | CIRCUIT BREAKER 3VA2 IEC FRAME 250 BREAKING CAPACITY CLASS H ICU=85KA @ 415 V 3-POLE, LINE PROT | 1323.04
3VA2225-6HN32-0AE0 | CIRCUIT BREAKER 3VA2 IEC FRAME 250 BREAKING CAPACITY CLASS H ICU=85KA @ 415 V 3-POLE, LINE PROT | 1336.98
3VA2225-6HN32-0JC0 | CIRCUIT BREAKER 3VA2 IEC FRAME 250 BREAKING CAPACITY CLASS H ICU=85KA @ 415 V 3-POLE, LINE PROT | 1371.79
3VA2063-6HL32-0KL0 | CIRCUIT BREAKER 3VA2 IEC FRAME 100 BREAKING CAPACITY CLASS H ICU=85KA @ 415 V 3-POLE, LINE PROT | 752.04
3VA2063-6HN32-0AJ0 | CIRCUIT BREAKER 3VA2 IEC FRAME 100 BREAKING CAPACITY CLASS H ICU=85KA @ 415 V 3-POLE, LINE PROT | 724.2
3VA1116-4EF36-0HC0 | CIRCUIT BREAKER 3VA1 IEC FRAME 160 BREAKING CAPACITY CLASS S ICU=36KA @ 415 V 3-POLE, LINE PROT | 745.09
3VA1116-4EF36-0JH0 | CIRCUIT BREAKER 3VA1 IEC FRAME 160 BREAKING CAPACITY CLASS S ICU=36KA @ 415 V 3-POLE, LINE PROT | 772.93
3VA2063-5HN32-0HL0 | CIRCUIT BREAKER 3VA2 IEC FRAME 100 BREAKING CAPACITY CLASS M ICU=55KA @ 415 V 3-POLE, LINE PROT | 759.01
3VA1125-5GD46-0AA0 | CIRCUIT BREAKER 3VA1 IEC FRAME 160 BREAKING CAPACITY CLASS M ICU=55KA @ 415 V 4-POLE, LINE PROT | 249.92
3VA1125-6EF32-0CC0 | CIRCUIT BREAKER 3VA1 IEC FRAME 160 BREAKING CAPACITY CLASS H ICU=70KA @ 415 V 3-POLE, LINE PROT | 456.8
3VA1125-6GE46-0AA0 | CIRCUIT BREAKER 3VA1 IEC FRAME 160 BREAKING CAPACITY CLASS H ICU=70KA @ 415 V 4-POLE, LINE PROT | 276.39
3VA1125-6GF46-0AA0 | CIRCUIT BREAKER 3VA1 IEC FRAME 160 BREAKING CAPACITY CLASS H ICU=70KA @ 415 V 4-POLE, LINE PROT | 287.65
3VA1140-5EE46-0AA0 | CIRCUIT BREAKER 3VA1 IEC FRAME 160 BREAKING CAPACITY CLASS M ICU=55KA @ 415 V 4-POLE, LINE PROT | 254.82
3VA2063-7HL46-0AA0 | CIRCUIT BREAKER 3VA2 IEC FRAME 100 BREAKING CAPACITY CLASS C ICU=110KA @ 415 V 4POLE, LINE PROT | 690.7
3VA2063-7JP32-0AA0 | CIRCUIT BREAKER 3VA2 IEC FRAME 100 BREAKING CAPACITY CLASS C ICU=110KA @ 415 V 3POLE, LINE PROT | 947.45
3VA1125-4GE46-0AA0 | CIRCUIT BREAKER 3VA1 IEC FRAME 160 BREAKING CAPACITY CLASS S ICU=36KA @ 415 V 4-POLE, LINE PROT | 233.25
3VA1125-5EE36-0AA0 | CIRCUIT BREAKER 3VA1 IEC FRAME 160 BREAKING CAPACITY CLASS M ICU=55KA @ 415 V 3-POLE, LINE PROT | 195.52
3VA2225-6JQ32-0KA0 | CIRCUIT BREAKER 3VA2 IEC FRAME 250 BREAKING CAPACITY CLASS H ICU=85KA @ 415 V 3-POLE, LINE PROT | 2012.42
3VA2225-6KP32-0AE0 | CIRCUIT BREAKER 3VA2 IEC FRAME 250 BREAKING CAPACITY CLASS H ICU=85KA @ 415 V 3-POLE, LINE PROT | 1984.56
3VA2225-5HL42-0BA0 | CIRCUIT BREAKER 3VA2 IEC FRAME 250 BREAKING CAPACITY CLASS M ICU=55KA @ 415 V 4-POLE, LINE PROT | 1497.13
3VA2225-5HL42-0HC0 | CIRCUIT BREAKER 3VA2 IEC FRAME 250 BREAKING CAPACITY CLASS M ICU=55KA @ 415 V 4-POLE, LINE PROT | 1524.99
3VA2025-7HL46-0AA0 | CIRCUIT BREAKER 3VA2 IEC FRAME 100 BREAKING CAPACITY CLASS C ICU=110KA @ 415 V 4POLE, LINE PROT | 690.7
3VA2025-7HN32-0AA0 | CIRCUIT BREAKER 3VA2 IEC FRAME 100 BREAKING CAPACITY CLASS C ICU=110KA @ 415 V 3POLE, LINE PROT | 568.47
3VA1112-5EF36-0HH0 | CIRCUIT BREAKER 3VA1 IEC FRAME 160 BREAKING CAPACITY CLASS M ICU=55KA @ 415 V 3-POLE, LINE PROT | 738.12
3VA1112-5FE46-0AA0 | CIRCUIT BREAKER 3VA1 IEC FRAME 160 BREAKING CAPACITY CLASS M ICU=55KA @ 415 V 4-POLE, LINE PROT | 499.85
3VA1196-5EF36-0KC0 | CIRCUIT BREAKER 3VA1 IEC FRAME 160 BREAKING CAPACITY CLASS M ICU=55KA @ 415 V 3-POLE, LINE PROT | 429.64
3VA2063-8HM42-0AA0 | CIRCUIT BREAKER 3VA2 IEC FRAME 100 BREAKING CAPACITY CLASS L ICU=150KA @ 415 V 4POLE, LINE PROT | 978.01
3VA2125-5JP46-0AA0 | CIRCUIT BREAKER 3VA2 IEC FRAME 160 BREAKING CAPACITY CLASS M ICU=55KA @ 415 V 4POLE, LINE PROTE | 1008.55
3VA2125-6KP42-0AA0 | CIRCUIT BREAKER 3VA2 IEC FRAME 160 BREAKING CAPACITY CLASS H ICU=85KA @ 415 V 4POLE, LINE PROTE | 1228.62
3VA1010-2ED32-0AE0 | CIRCUIT BREAKER 3VA1 IEC FRAME 100 BREAKING CAPACITY CLASS B ICU=16KA @ 415 V 3-POLE, LINE PROT | 348.17
3VA2225-5HL42-0HH0 | CIRCUIT BREAKER 3VA2 IEC FRAME 250 BREAKING CAPACITY CLASS M ICU=55KA @ 415 V 4-POLE, LINE PROT | 1545.88
3VA2225-5HN32-0AD0 | CIRCUIT BREAKER 3VA2 IEC FRAME 250 BREAKING CAPACITY CLASS M ICU=55KA @ 415 V 3-POLE, LINE PROT | 1183.77
3VA1196-3EF32-0AE0 | CIRCUIT BREAKER 3VA1 IEC FRAME 160 BREAKING CAPACITY CLASS N ICU=25KA @ 415 V 3-POLE, LINE PROT | 323.1
3VA2125-6KQ42-0AA0 | CIRCUIT BREAKER 3VA2 IEC FRAME 160 BREAKING CAPACITY CLASS H ICU=85KA @ 415 V 4POLE, LINE PROTE | 1356.97
3VA2325-5HN32-0KA0 | CIRCUIT BREAKER 3VA2 IEC FRAME 400 BREAKING CAPACITY CLASS M ICU=55KA @ 415 V 3-POLE, LINE PROT | 1580.69
3VA2325-6HL42-0AA0 | CIRCUIT BREAKER 3VA2 IEC FRAME 400 BREAKING CAPACITY CLASS H ICU=85KA @ 415 V 4-POLE, LINE PROT | 1809.3
3VA1112-4EF32-0HC0 | CIRCUIT BREAKER 3VA1 IEC FRAME 160 BREAKING CAPACITY CLASS S ICU=36KA @ 415 V 3-POLE, LINE PROT | 636.46
3VA1112-4EF32-0KC0 | CIRCUIT BREAKER 3VA1 IEC FRAME 160 BREAKING CAPACITY CLASS S ICU=36KA @ 415 V 3-POLE, LINE PROT | 636.46
3VA1196-5GD42-0AA0 | CIRCUIT BREAKER 3VA1 IEC FRAME 160 BREAKING CAPACITY CLASS M ICU=55KA @ 415 V 4-POLE, LINE PROT | 227.38
3VA1196-5GF46-0AA0 | CIRCUIT BREAKER 3VA1 IEC FRAME 160 BREAKING CAPACITY CLASS M ICU=55KA @ 415 V 4-POLE, LINE PROT | 265.6
3VA1163-4EE32-0AA0 | CIRCUIT BREAKER 3VA1 IEC FRAME 160 BREAKING CAPACITY CLASS S ICU=36KA @ 415 V 3-POLE, LINE PROT | 162.2
3VA2325-6HN32-0DA0 | CIRCUIT BREAKER 3VA2 IEC FRAME 400 BREAKING CAPACITY CLASS H ICU=85KA @ 415 V 3-POLE, LINE PROT | 1768.71
3VA2440-5HN32-0CC0 | CIRCUIT BREAKER 3VA2 IEC FRAME 630 BREAKING CAPACITY CLASS M ICU=55KA @ 415 V 3-POLE, LINE PROT | 2151.69
3VA2125-5KP42-0AA0 | CIRCUIT BREAKER 3VA2 IEC FRAME 160 BREAKING CAPACITY CLASS M ICU=55KA @ 415 V 4POLE, LINE PROTE | 1170.16
3VA2125-5KQ46-0AA0 | CIRCUIT BREAKER 3VA2 IEC FRAME 160 BREAKING CAPACITY CLASS M ICU=55KA @ 415 V 4POLE, LINE PROTE | 1338.64
3VA2025-6HL46-0AA0 | CIRCUIT BREAKER 3VA2 IEC FRAME 100 BREAKING CAPACITY CLASS H ICU=85KA @ 415 V 4POLE, LINE PROTE | 647.91
3VA2025-6HM32-0AA0 | CIRCUIT BREAKER 3VA2 IEC FRAME 100 BREAKING CAPACITY CLASS H ICU=85KA @ 415 V 3POLE, LINE PROTE | 709.05
3VA2163-5JQ46-0AA0 | CIRCUIT BREAKER 3VA2 IEC FRAME 160 BREAKING CAPACITY CLASS M ICU=55KA @ 415 V 4POLE, LINE PROTE | 1228.62
3VA2163-5KP32-0AD0 | CIRCUIT BREAKER 3VA2 IEC FRAME 160 BREAKING CAPACITY CLASS M ICU=55KA @ 415 V 3-POLE, LINE PROT | 1288.23
3VA2025-6JP32-0AA0 | CIRCUIT BREAKER 3VA2 IEC FRAME 100 BREAKING CAPACITY CLASS H ICU=85KA @ 415 V 3POLE, LINE PROTE | 916.9
3VA2025-6JQ46-0AA0 | CIRCUIT BREAKER 3VA2 IEC FRAME 100 BREAKING CAPACITY CLASS H ICU=85KA @ 415 V 4POLE, LINE PROTE | 1308.08
3VA2063-5HN36-0HL0 | CIRCUIT BREAKER 3VA2 IEC FRAME 100 BREAKING CAPACITY CLASS M ICU=55KA @ 415 V 3-POLE, LINE PROT | 779.9
3VA2063-5HN36-0CH0 | CIRCUIT BREAKER 3VA2 IEC FRAME 100 BREAKING CAPACITY CLASS M ICU=55KA @ 415 V 3-POLE, LINE PROT | 772.93
3VA2063-5HN36-0JH0 | CIRCUIT BREAKER 3VA2 IEC FRAME 100 BREAKING CAPACITY CLASS M ICU=55KA @ 415 V 3-POLE, LINE PROT | 745.09
3VA2063-5HN42-0AA0 | CIRCUIT BREAKER 3VA2 IEC FRAME 100 BREAKING CAPACITY CLASS M ICU=55KA @ 415 V 4POLE, LINE PROTE | 600.27
3VA1196-5EF36-0KA0 | CIRCUIT BREAKER 3VA1 IEC FRAME 160 BREAKING CAPACITY CLASS M ICU=55KA @ 415 V 3-POLE, LINE PROT | 378.82
3VA1196-5EF42-0AA0 | CIRCUIT BREAKER 3VA1 IEC FRAME 160 BREAKING CAPACITY CLASS M ICU=55KA @ 415 V 4-POLE, LINE PROT | 245.03
3VA1196-5GD46-0AA0 | CIRCUIT BREAKER 3VA1 IEC FRAME 160 BREAKING CAPACITY CLASS M ICU=55KA @ 415 V 4-POLE, LINE PROT | 249.92
3VA1140-4EF36-0AD0 | CIRCUIT BREAKER 3VA1 IEC FRAME 160 BREAKING CAPACITY CLASS S ICU=36KA @ 415 V 3-POLE, LINE PROT | 339.11
3VA1140-4EF36-0BC0 | CIRCUIT BREAKER 3VA1 IEC FRAME 160 BREAKING CAPACITY CLASS S ICU=36KA @ 415 V 3-POLE, LINE PROT | 432.43
3VA1140-6EF32-0AH0 | CIRCUIT BREAKER 3VA1 IEC FRAME 160 BREAKING CAPACITY CLASS H ICU=70KA @ 415 V 3-POLE, LINE PROT | 366.27
3VA1140-6EF32-0HH0 | CIRCUIT BREAKER 3VA1 IEC FRAME 160 BREAKING CAPACITY CLASS H ICU=70KA @ 415 V 3-POLE, LINE PROT | 454.71
3VA1140-6EF36-0AB0 | CIRCUIT BREAKER 3VA1 IEC FRAME 160 BREAKING CAPACITY CLASS H ICU=70KA @ 415 V 3-POLE, LINE PROT | 390.65
3VA1140-6EF36-0AC0 | CIRCUIT BREAKER 3VA1 IEC FRAME 160 BREAKING CAPACITY CLASS H ICU=70KA @ 415 V 3-POLE, LINE PROT | 364.18
3VA2225-6KP32-0HC0 | CIRCUIT BREAKER 3VA2 IEC FRAME 250 BREAKING CAPACITY CLASS H ICU=85KA @ 415 V 3-POLE, LINE PROT | 2026.35
3VA2225-6KQ42-0AA0 | CIRCUIT BREAKER 3VA2 IEC FRAME 250 BREAKING CAPACITY CLASS H ICU=85KA @ 415 V 4POLE, LINE PROTE | 2121.04
3VA2225-7HL32-0AA0 | CIRCUIT BREAKER 3VA2 IEC FRAME 250 BREAKING CAPACITY CLASS C ICU=110KA @ 415 V 3POLE, LINE PROT | 1130.81
3VA1140-5EF32-0BA0 | CIRCUIT BREAKER 3VA1 IEC FRAME 160 BREAKING CAPACITY CLASS M ICU=55KA @ 415 V 3-POLE, LINE PROT | 383.68
4AM3842-5FN00-0EA0 | TRANSFORMER SITAS; PHASES:1; PN/PN(S6)(KVA):0,16 /0,49; UPRI(V):500+/-5%; USEC(V):24; ISEC(A):6,6 | 195.15
3VA2163-6KP32-0AA0 | CIRCUIT BREAKER 3VA2 IEC FRAME 160 BREAKING CAPACITY CLASS H ICU=85KA @ 415 V 3POLE, LINE PROTE | 1051.17
3VA2163-6KP36-0AA0 | CIRCUIT BREAKER 3VA2 IEC FRAME 160 BREAKING CAPACITY CLASS H ICU=85KA @ 415 V 3POLE, LINE PROTE | 1084.25
3VA2440-5HN32-0AC0 | CIRCUIT BREAKER 3VA2 IEC FRAME 630 BREAKING CAPACITY CLASS M ICU=55KA @ 415 V 3-POLE, LINE PROT | 2026.35
3VA2440-5HN32-0AD0 | CIRCUIT BREAKER 3VA2 IEC FRAME 630 BREAKING CAPACITY CLASS M ICU=55KA @ 415 V 3-POLE, LINE PROT | 2040.27
3VA1140-6EF36-0DA0 | CIRCUIT BREAKER 3VA1 IEC FRAME 160 BREAKING CAPACITY CLASS H ICU=70KA @ 415 V 3-POLE, LINE PROT | 431.03
3VA2225-6JQ32-0JH0 | CIRCUIT BREAKER 3VA2 IEC FRAME 250 BREAKING CAPACITY CLASS H ICU=85KA @ 415 V 3-POLE, LINE PROT | 2095.99
3VA2225-6KP32-0BC0 | CIRCUIT BREAKER 3VA2 IEC FRAME 250 BREAKING CAPACITY CLASS H ICU=85KA @ 415 V 3-POLE, LINE PROT | 2061.16
3VA1140-5EF32-0KH0 | CIRCUIT BREAKER 3VA1 IEC FRAME 160 BREAKING CAPACITY CLASS M ICU=55KA @ 415 V 3-POLE, LINE PROT | 432.43
3VA1163-1AA42-0JH0 | SWITCH DISCONNECTOR 3VA1 IEC FRAME 160 4-POLE SD100, IN=63A WITHOUT OVERLOAD PROTECTION WITHOUT | 401.78
3VA1163-3EF32-0DA0 | CIRCUIT BREAKER 3VA1 IEC FRAME 160 BREAKING CAPACITY CLASS N ICU=25KA @ 415 V 3-POLE, LINE PROT | 337.73
3VA2163-7HN32-0AB0 | CIRCUIT BREAKER 3VA2 IEC FRAME 160 BREAKING CAPACITY CLASS C ICU=110KA @ 415 V 3-POLE, LINE PRO | 724.2
3VA2163-7HN32-0DC0 | CIRCUIT BREAKER 3VA2 IEC FRAME 160 BREAKING CAPACITY CLASS C ICU=110KA @ 415 V 3-POLE, LINE PRO | 807.76
3VA2340-7HN32-0HL0 | CIRCUIT BREAKER 3VA2 IEC FRAME 400 BREAKING CAPACITY CLASS C ICU=110KA @ 415 V 3-POLE, LINE PRO | 1984.56
3VA2440-5HM32-0AA0 | CIRCUIT BREAKER 3VA2 IEC FRAME 630 BREAKING CAPACITY CLASS M ICU=55KA @ 415 V 3-POLE, LINE PROT | 1882.64
3VA1150-3EF32-0CC0 | CIRCUIT BREAKER 3VA1 IEC FRAME 160 BREAKING CAPACITY CLASS N ICU=25KA @ 415 V 3-POLE, LINE PROT | 389.95
3VA1010-2ED42-0HH0 | CIRCUIT BREAKER 3VA1 IEC FRAME 100 BREAKING CAPACITY CLASS B ICU=16KA @ 415 V 4-POLE, LINE PROT | 486.74
3VA1196-6EF32-0AD0 | CIRCUIT BREAKER 3VA1 IEC FRAME 160 BREAKING CAPACITY CLASS H ICU=70KA @ 415 V 3-POLE, LINE PROT | 366.27
3VA2225-7HL32-0HH0 | CIRCUIT BREAKER 3VA2 IEC FRAME 250 BREAKING CAPACITY CLASS C ICU=110KA @ 415 V 3-POLE, LINE PRO | 1448.38
3VA2225-5HL32-0DH0 | CIRCUIT BREAKER 3VA2 IEC FRAME 250 BREAKING CAPACITY CLASS M ICU=55KA @ 415 V 3-POLE, LINE PROT | 1225.55
3VA2225-5HL32-0JL0 | CIRCUIT BREAKER 3VA2 IEC FRAME 250 BREAKING CAPACITY CLASS M ICU=55KA @ 415 V 3-POLE, LINE PROT | 1239.48
3VA2440-5JQ42-0AA0 | CIRCUIT BREAKER 3VA2 IEC FRAME 630 BREAKING CAPACITY CLASS M ICU=55KA @ 415 V 4-POLE, LINE PROT | 2872.89
3VA1163-6GF42-0AA0 | CIRCUIT BREAKER 3VA1 IEC FRAME 160 BREAKING CAPACITY CLASS H ICU=70KA @ 415 V 4-POLE, LINE PROT | 266.57
3VA1180-3EF32-0AB0 | CIRCUIT BREAKER 3VA1 IEC FRAME 160 BREAKING CAPACITY CLASS N ICU=25KA @ 415 V 3-POLE, LINE PROT | 320.31
3VA2116-5HL32-0KH0 | CIRCUIT BREAKER 3VA2 IEC FRAME 160 BREAKING CAPACITY CLASS M ICU=55KA @ 415 V 3-POLE, LINE PROT | 967.92
3VA2116-5HL36-0AB0 | CIRCUIT BREAKER 3VA2 IEC FRAME 160 BREAKING CAPACITY CLASS M ICU=55KA @ 415 V 3-POLE, LINE PROT | 905.24
3VA2010-5HL42-0AA0 | CIRCUIT BREAKER 3VA2 IEC FRAME 100 BREAKING CAPACITY CLASS M ICU=55KA @ 415 V 4POLE, LINE PROTE | 594.74
3VA2225-5HL42-0AD0 | CIRCUIT BREAKER 3VA2 IEC FRAME 250 BREAKING CAPACITY CLASS M ICU=55KA @ 415 V 4-POLE, LINE PROT | 1455.35
3VA1196-3EF42-0AA0 | CIRCUIT BREAKER 3VA1 IEC FRAME 160 BREAKING CAPACITY CLASS N ICU=25KA @ 415 V 4-POLE, LINE PROT | 204.35
3VA1196-4EF32-0AG0 | CIRCUIT BREAKER 3VA1 IEC FRAME 160 BREAKING CAPACITY CLASS S ICU=36KA @ 415 V 3-POLE, LINE PROT | 317.52
3VA1196-4EF36-0AA0 | CIRCUIT BREAKER 3VA1 IEC FRAME 160 BREAKING CAPACITY CLASS S ICU=36KA @ 415 V 3-POLE, LINE PROT | 188.18
3VA2025-6JQ36-0AA0 | CIRCUIT BREAKER 3VA2 IEC FRAME 100 BREAKING CAPACITY CLASS H ICU=85KA @ 415 V 3POLE, LINE PROTE | 1167.49
3VA2063-6HL32-0AD0 | CIRCUIT BREAKER 3VA2 IEC FRAME 100 BREAKING CAPACITY CLASS H ICU=85KA @ 415 V 3-POLE, LINE PROT | 623.93
3VA2063-6HN32-0AE0 | CIRCUIT BREAKER 3VA2 IEC FRAME 100 BREAKING CAPACITY CLASS H ICU=85KA @ 415 V 3-POLE, LINE PROT | 710.26
3VA1110-3GE46-0AA0 | CIRCUIT BREAKER 3VA1 IEC FRAME 160 BREAKING CAPACITY CLASS N ICU=25KA @ 415 V 4-POLE, LINE PROT | 268.04
3VA2225-7KP32-0KH0 | CIRCUIT BREAKER 3VA2 IEC FRAME 250 BREAKING CAPACITY CLASS C ICU=110KA @ 415 V 3-POLE, LINE PRO | 2158.66
3VA2225-8HN42-0AA0 | CIRCUIT BREAKER 3VA2 IEC FRAME 250 BREAKING CAPACITY CLASS L ICU=150KA @ 415 V 4POLE, LINE PROT | 1742.08
3VA2225-8JQ42-0AA0 | CIRCUIT BREAKER 3VA2 IEC FRAME 250 BREAKING CAPACITY CLASS L ICU=150KA @ 415 V 4POLE, LINE PROT | 2359.43
3VA2325-5HL42-0AA0 | CIRCUIT BREAKER 3VA2 IEC FRAME 400 BREAKING CAPACITY CLASS M ICU=55KA @ 415 V 4-POLE, LINE PROT | 1577.01
3VA1140-6EF46-0AA0 | CIRCUIT BREAKER 3VA1 IEC FRAME 160 BREAKING CAPACITY CLASS H ICU=70KA @ 415 V 4-POLE, LINE PROT | 287.65
3VA1132-3EF32-0JA0 | CIRCUIT BREAKER 3VA1 IEC FRAME 160 BREAKING CAPACITY CLASS N ICU=25KA @ 415 V 3-POLE, LINE PROT | 312.66
3VA1132-3EF32-0KC0 | CIRCUIT BREAKER 3VA1 IEC FRAME 160 BREAKING CAPACITY CLASS N ICU=25KA @ 415 V 3-POLE, LINE PROT | 362.79
3VA1132-3EF32-0KH0 | CIRCUIT BREAKER 3VA1 IEC FRAME 160 BREAKING CAPACITY CLASS N ICU=25KA @ 415 V 3-POLE, LINE PROT | 389.25
3VA1163-1AA42-0KC0 | SWITCH DISCONNECTOR 3VA1 IEC FRAME 160 4-POLE SD100, IN=63A WITHOUT OVERLOAD PROTECTION WITHOUT | 374.64
3VA1163-3EE42-0AA0 | CIRCUIT BREAKER 3VA1 IEC FRAME 160 BREAKING CAPACITY CLASS N ICU=25KA @ 415 V 4-POLE, LINE PROT | 195.02
3VA1163-3EF32-0AB0 | CIRCUIT BREAKER 3VA1 IEC FRAME 160 BREAKING CAPACITY CLASS N ICU=25KA @ 415 V 3-POLE, LINE PROT | 297.33
3VA1163-3EF32-0AC0 | CIRCUIT BREAKER 3VA1 IEC FRAME 160 BREAKING CAPACITY CLASS N ICU=25KA @ 415 V 3-POLE, LINE PROT | 274.36
3VA2325-5HN32-0BA0 | CIRCUIT BREAKER 3VA2 IEC FRAME 400 BREAKING CAPACITY CLASS M ICU=55KA @ 415 V 3-POLE, LINE PROT | 1601.58
3VA2325-5HN32-0DA0 | CIRCUIT BREAKER 3VA2 IEC FRAME 400 BREAKING CAPACITY CLASS M ICU=55KA @ 415 V 3-POLE, LINE PROT | 1601.58
3VA2325-5HN32-0HA0 | CIRCUIT BREAKER 3VA2 IEC FRAME 400 BREAKING CAPACITY CLASS M ICU=55KA @ 415 V 3-POLE, LINE PROT | 1580.69
3VA2340-7HN32-0AD0 | CIRCUIT BREAKER 3VA2 IEC FRAME 400 BREAKING CAPACITY CLASS C ICU=110KA @ 415 V 3-POLE, LINE PRO | 1887.08
3VA2110-5HN32-0DC0 | CIRCUIT BREAKER 3VA2 IEC FRAME 160 BREAKING CAPACITY CLASS M ICU=55KA @ 415 V 3-POLE, LINE PROT | 765.98
3VA2110-5HN36-0BA0 | CIRCUIT BREAKER 3VA2 IEC FRAME 160 BREAKING CAPACITY CLASS M ICU=55KA @ 415 V 3-POLE, LINE PROT | 738.12
3VA2110-5HN36-0DC0 | CIRCUIT BREAKER 3VA2 IEC FRAME 160 BREAKING CAPACITY CLASS M ICU=55KA @ 415 V 3-POLE, LINE PROT | 786.87
3VA2110-5HN36-0HH0 | CIRCUIT BREAKER 3VA2 IEC FRAME 160 BREAKING CAPACITY CLASS M ICU=55KA @ 415 V 3-POLE, LINE PROT | 786.87
3VA2110-5HN36-0HL0 | CIRCUIT BREAKER 3VA2 IEC FRAME 160 BREAKING CAPACITY CLASS M ICU=55KA @ 415 V 3-POLE, LINE PROT | 814.71
3VA1196-6ED46-0AA0 | CIRCUIT BREAKER 3VA1 IEC FRAME 160 BREAKING CAPACITY CLASS H ICU=70KA @ 415 V 4-POLE, LINE PROT | 270.52
3VA1196-6EE32-0AA0 | CIRCUIT BREAKER 3VA1 IEC FRAME 160 BREAKING CAPACITY CLASS H ICU=70KA @ 415 V 3-POLE, LINE PROT | 195.52
3VA1196-6EE32-0DF0 | CIRCUIT BREAKER 3VA1 IEC FRAME 160 BREAKING CAPACITY CLASS H ICU=70KA @ 415 V 3-POLE, LINE PROT | 444.26
3VA1196-6EF32-0AA0 | CIRCUIT BREAKER 3VA1 IEC FRAME 160 BREAKING CAPACITY CLASS H ICU=70KA @ 415 V 3-POLE, LINE PROT | 204.84
3VA2163-8HM32-0AA0 | CIRCUIT BREAKER 3VA2 IEC FRAME 160 BREAKING CAPACITY CLASS L ICU=150KA @ 415 V 3POLE, LINE PROT | 806.85
3VA2163-8HM42-0AA0 | CIRCUIT BREAKER 3VA2 IEC FRAME 160 BREAKING CAPACITY CLASS L ICU=150KA @ 415 V 4POLE, LINE PROT | 978.01
3VA2163-8HN42-0AA0 | CIRCUIT BREAKER 3VA2 IEC FRAME 160 BREAKING CAPACITY CLASS L ICU=150KA @ 415 V 4POLE, LINE PROT | 800.74
3VA1180-3EF32-0AC0 | CIRCUIT BREAKER 3VA1 IEC FRAME 160 BREAKING CAPACITY CLASS N ICU=25KA @ 415 V 3-POLE, LINE PROT | 293.86
3VA1180-3EF32-0AG0 | CIRCUIT BREAKER 3VA1 IEC FRAME 160 BREAKING CAPACITY CLASS N ICU=25KA @ 415 V 3-POLE, LINE PROT | 320.31
3VA2440-5HN42-0AA0 | CIRCUIT BREAKER 3VA2 IEC FRAME 630 BREAKING CAPACITY CLASS M ICU=55KA @ 415 V 4-POLE, LINE PROT | 2249.42
3VA2440-6HN32-0BH0 | CIRCUIT BREAKER 3VA2 IEC FRAME 630 BREAKING CAPACITY CLASS H ICU=85KA @ 415 V 3-POLE, LINE PROT | 2430.22
3VA1080-3ED32-0HC0 | CIRCUIT BREAKER 3VA1 IEC FRAME 100 BREAKING CAPACITY CLASS N ICU=25KA @ 415 V 3-POLE, LINE PROT | 357.93
3VA1080-3ED36-0BH0 | CIRCUIT BREAKER 3VA1 IEC FRAME 100 BREAKING CAPACITY CLASS N ICU=25KA @ 415 V 3-POLE, LINE PROT | 432.43
3VA1196-4EE32-0AA0 | CIRCUIT BREAKER 3VA1 IEC FRAME 160 BREAKING CAPACITY CLASS S ICU=36KA @ 415 V 3-POLE, LINE PROT | 162.2
3VA1196-4EF32-0AB0 | CIRCUIT BREAKER 3VA1 IEC FRAME 160 BREAKING CAPACITY CLASS S ICU=36KA @ 415 V 3-POLE, LINE PROT | 317.52
3VA1116-5EF42-0KH0 | CIRCUIT BREAKER 3VA1 IEC FRAME 160 BREAKING CAPACITY CLASS M ICU=55KA @ 415 V 4-POLE, LINE PROT | 988.81
3VA1116-5FF42-0AA0 | CIRCUIT BREAKER 3VA1 IEC FRAME 160 BREAKING CAPACITY CLASS M ICU=55KA @ 415 V 4-POLE, LINE PROT | 583.15
3VA1163-4EF32-0JH0 | CIRCUIT BREAKER 3VA1 IEC FRAME 160 BREAKING CAPACITY CLASS S ICU=36KA @ 415 V 3-POLE, LINE PROT | 405.96
3VA1163-5ED32-0DA0 | CIRCUIT BREAKER 3VA1 IEC FRAME 160 BREAKING CAPACITY CLASS M ICU=55KA @ 415 V 3-POLE, LINE PROT | 364.18
3VA1163-5ED32-0KA0 | CIRCUIT BREAKER 3VA1 IEC FRAME 160 BREAKING CAPACITY CLASS M ICU=55KA @ 415 V 3-POLE, LINE PROT | 337.04
3VA2163-5JQ32-0KA0 | CIRCUIT BREAKER 3VA2 IEC FRAME 160 BREAKING CAPACITY CLASS M ICU=55KA @ 415 V 3-POLE, LINE PROT | 1330.01
3VA2163-5KP32-0AG0 | CIRCUIT BREAKER 3VA2 IEC FRAME 160 BREAKING CAPACITY CLASS M ICU=55KA @ 415 V 3-POLE, LINE PROT | 1288.23
3VA2025-7JQ46-0AA0 | CIRCUIT BREAKER 3VA2 IEC FRAME 100 BREAKING CAPACITY CLASS C ICU=110KA @ 415 V 4POLE, LINE PROT | 1344.75
3VA2025-7KQ42-0AA0 | CIRCUIT BREAKER 3VA2 IEC FRAME 100 BREAKING CAPACITY CLASS C ICU=110KA @ 415 V 4POLE, LINE PROT | 1405.89
3VA2025-8KP32-0AA0 | CIRCUIT BREAKER 3VA2 IEC FRAME 100 BREAKING CAPACITY CLASS L ICU=150KA @ 415 V 3POLE, LINE PROT | 1198.03
3VA2040-6HN46-0AA0 | CIRCUIT BREAKER 3VA2 IEC FRAME 100 BREAKING CAPACITY CLASS H ICU=85KA @ 415 V 4POLE, LINE PROTE | 696.83
3VA1132-3GE42-0AA0 | CIRCUIT BREAKER 3VA1 IEC FRAME 160 BREAKING CAPACITY CLASS N ICU=25KA @ 415 V 4-POLE, LINE PROT | 195.02
3VA1132-5ED32-0AA0 | CIRCUIT BREAKER 3VA1 IEC FRAME 160 BREAKING CAPACITY CLASS M ICU=55KA @ 415 V 3-POLE, LINE PROT | 174.97
3VA1132-5EE46-0AA0 | CIRCUIT BREAKER 3VA1 IEC FRAME 160 BREAKING CAPACITY CLASS M ICU=55KA @ 415 V 4-POLE, LINE PROT | 254.82
3VA2063-5HL36-0CH0 | CIRCUIT BREAKER 3VA2 IEC FRAME 100 BREAKING CAPACITY CLASS M ICU=55KA @ 415 V 3-POLE, LINE PROT | 710.26
3VA2063-5HM42-0AA0 | CIRCUIT BREAKER 3VA2 IEC FRAME 100 BREAKING CAPACITY CLASS M ICU=55KA @ 415 V 4POLE, LINE PROTE | 782.41
3VA2163-5HL32-0AG0 | CIRCUIT BREAKER 3VA2 IEC FRAME 160 BREAKING CAPACITY CLASS M ICU=55KA @ 415 V 3-POLE, LINE PROT | 567.51
3VA2163-5HL32-0CL0 | CIRCUIT BREAKER 3VA2 IEC FRAME 160 BREAKING CAPACITY CLASS M ICU=55KA @ 415 V 3-POLE, LINE PROT | 724.2
3VA2010-6HN32-0AC0 | CIRCUIT BREAKER 3VA2 IEC FRAME 100 BREAKING CAPACITY CLASS H ICU=85KA @ 415 V 3-POLE, LINE PROT | 703.31
3VA1116-5GF46-0AA0 | CIRCUIT BREAKER 3VA1 IEC FRAME 160 BREAKING CAPACITY CLASS M ICU=55KA @ 415 V 4-POLE, LINE PROT | 607.62
3VA2140-7HM36-0AA0 | CIRCUIT BREAKER 3VA2 IEC FRAME 160 BREAKING CAPACITY CLASS C ICU=110KA @ 415 V 3POLE, LINE PROT | 764.05
3VA2140-7HN42-0AA0 | CIRCUIT BREAKER 3VA2 IEC FRAME 160 BREAKING CAPACITY CLASS C ICU=110KA @ 415 V 4POLE, LINE PROT | 709.05
3VA1180-3EF32-0BC0 | CIRCUIT BREAKER 3VA1 IEC FRAME 160 BREAKING CAPACITY CLASS N ICU=25KA @ 415 V 3-POLE, LINE PROT | 408.75
3VA1110-6EF36-0AB0 | CIRCUIT BREAKER 3VA1 IEC FRAME 160 BREAKING CAPACITY CLASS H ICU=70KA @ 415 V 3-POLE, LINE PROT | 467.94
3VA2440-5HN32-0BC0 | CIRCUIT BREAKER 3VA2 IEC FRAME 630 BREAKING CAPACITY CLASS M ICU=55KA @ 415 V 3-POLE, LINE PROT | 2151.69
3VA1150-3EE46-0AA0 | CIRCUIT BREAKER 3VA1 IEC FRAME 160 BREAKING CAPACITY CLASS N ICU=25KA @ 415 V 4-POLE, LINE PROT | 217.59
3VA1163-3EF36-0AH0 | CIRCUIT BREAKER 3VA1 IEC FRAME 160 BREAKING CAPACITY CLASS N ICU=25KA @ 415 V 3-POLE, LINE PROT | 321.7
3VA1163-4EE42-0AA0 | CIRCUIT BREAKER 3VA1 IEC FRAME 160 BREAKING CAPACITY CLASS S ICU=36KA @ 415 V 4-POLE, LINE PROT | 210.23
3VA1163-4EF32-0BA0 | CIRCUIT BREAKER 3VA1 IEC FRAME 160 BREAKING CAPACITY CLASS S ICU=36KA @ 415 V 3-POLE, LINE PROT | 358.61
3VA2225-7HL42-0AA0 | CIRCUIT BREAKER 3VA2 IEC FRAME 250 BREAKING CAPACITY CLASS C ICU=110KA @ 415 V 4POLE, LINE PROT | 1479.24
3VA1120-4EF32-0KC0 | CIRCUIT BREAKER 3VA1 IEC FRAME 160 BREAKING CAPACITY CLASS S ICU=36KA @ 415 V 3-POLE, LINE PROT | 380.19
3VA2225-5HL32-0AC0 | CIRCUIT BREAKER 3VA2 IEC FRAME 250 BREAKING CAPACITY CLASS M ICU=55KA @ 415 V 3-POLE, LINE PROT | 1107.18
3VA2225-5HL32-0AG0 | CIRCUIT BREAKER 3VA2 IEC FRAME 250 BREAKING CAPACITY CLASS M ICU=55KA @ 415 V 3-POLE, LINE PROT | 1128.07
3VA2225-5HL32-0CC0 | CIRCUIT BREAKER 3VA2 IEC FRAME 250 BREAKING CAPACITY CLASS M ICU=55KA @ 415 V 3-POLE, LINE PROT | 1204.66
3VA2440-5HN32-0CA0 | CIRCUIT BREAKER 3VA2 IEC FRAME 630 BREAKING CAPACITY CLASS M ICU=55KA @ 415 V 3-POLE, LINE PROT | 2089.02
3VA2440-5HN32-0DC0 | CIRCUIT BREAKER 3VA2 IEC FRAME 630 BREAKING CAPACITY CLASS M ICU=55KA @ 415 V 3-POLE, LINE PROT | 2151.69
3VA2116-5HM42-0AA0 | CIRCUIT BREAKER 3VA2 IEC FRAME 160 BREAKING CAPACITY CLASS M ICU=55KA @ 415 V 4POLE, LINE PROTE | 1143.03
3VA2116-5HN32-0CC0 | CIRCUIT BREAKER 3VA2 IEC FRAME 160 BREAKING CAPACITY CLASS M ICU=55KA @ 415 V 3-POLE, LINE PROT | 1037.54
3VA2116-5HN32-0HL0 | CIRCUIT BREAKER 3VA2 IEC FRAME 160 BREAKING CAPACITY CLASS M ICU=55KA @ 415 V 3-POLE, LINE PROT | 1058.43
3VA2116-5HN32-0CH0 | CIRCUIT BREAKER 3VA2 IEC FRAME 160 BREAKING CAPACITY CLASS M ICU=55KA @ 415 V 3-POLE, LINE PROT | 1051.48
3VA1196-4EF36-0AD0 | CIRCUIT BREAKER 3VA1 IEC FRAME 160 BREAKING CAPACITY CLASS S ICU=36KA @ 415 V 3-POLE, LINE PROT | 339.11
3VA2063-6HL32-0DH0 | CIRCUIT BREAKER 3VA2 IEC FRAME 100 BREAKING CAPACITY CLASS H ICU=85KA @ 415 V 3-POLE, LINE PROT | 745.09
3VA2063-6HL32-0HA0 | CIRCUIT BREAKER 3VA2 IEC FRAME 100 BREAKING CAPACITY CLASS H ICU=85KA @ 415 V 3-POLE, LINE PROT | 639.24
3VA2063-6HL32-0JA0 | CIRCUIT BREAKER 3VA2 IEC FRAME 100 BREAKING CAPACITY CLASS H ICU=85KA @ 415 V 3-POLE, LINE PROT | 639.24
3VA2063-6HN32-0AC0 | CIRCUIT BREAKER 3VA2 IEC FRAME 100 BREAKING CAPACITY CLASS H ICU=85KA @ 415 V 3-POLE, LINE PROT | 658.04
3VA2063-7HN32-0AA0 | CIRCUIT BREAKER 3VA2 IEC FRAME 100 BREAKING CAPACITY CLASS C ICU=110KA @ 415 V 3POLE, LINE PROT | 568.47
3VA2063-7JQ32-0AA0 | CIRCUIT BREAKER 3VA2 IEC FRAME 100 BREAKING CAPACITY CLASS C ICU=110KA @ 415 V 3POLE, LINE PROT | 1173.61
3VA2063-8JQ36-0AA0 | CIRCUIT BREAKER 3VA2 IEC FRAME 100 BREAKING CAPACITY CLASS L ICU=150KA @ 415 V 3POLE, LINE PROT | 1271.39
3VA2010-5HN32-0AG0 | CIRCUIT BREAKER 3VA2 IEC FRAME 100 BREAKING CAPACITY CLASS M ICU=55KA @ 415 V 3-POLE, LINE PROT | 668.48
3VA1196-5EE42-0AA0 | CIRCUIT BREAKER 3VA1 IEC FRAME 160 BREAKING CAPACITY CLASS M ICU=55KA @ 415 V 4-POLE, LINE PROT | 232.79
3VA2140-6KP42-0AA0 | CIRCUIT BREAKER 3VA2 IEC FRAME 160 BREAKING CAPACITY CLASS H ICU=85KA @ 415 V 4POLE, LINE PROTE | 1228.62
3VA2140-7KP32-0AA0 | CIRCUIT BREAKER 3VA2 IEC FRAME 160 BREAKING CAPACITY CLASS C ICU=110KA @ 415 V 3POLE, LINE PROT | 1143.03
3VA2140-8HN42-0AA0 | CIRCUIT BREAKER 3VA2 IEC FRAME 160 BREAKING CAPACITY CLASS L ICU=150KA @ 415 V 4POLE, LINE PROT | 800.74
3VA1196-6EF32-0AF0 | CIRCUIT BREAKER 3VA1 IEC FRAME 160 BREAKING CAPACITY CLASS H ICU=70KA @ 415 V 3-POLE, LINE PROT | 339.11
3VA1180-3EF32-0BA0 | CIRCUIT BREAKER 3VA1 IEC FRAME 160 BREAKING CAPACITY CLASS N ICU=25KA @ 415 V 3-POLE, LINE PROT | 362.09
3VA2225-5HL42-0HA0 | CIRCUIT BREAKER 3VA2 IEC FRAME 250 BREAKING CAPACITY CLASS M ICU=55KA @ 415 V 4-POLE, LINE PROT | 1469.27
3VA2225-5HL42-0JL0 | CIRCUIT BREAKER 3VA2 IEC FRAME 250 BREAKING CAPACITY CLASS M ICU=55KA @ 415 V 4-POLE, LINE PROT | 1587.65
3VA2225-5HN32-0AC0 | CIRCUIT BREAKER 3VA2 IEC FRAME 250 BREAKING CAPACITY CLASS M ICU=55KA @ 415 V 3-POLE, LINE PROT | 1162.88
3VA1196-3EF36-0AA0 | CIRCUIT BREAKER 3VA1 IEC FRAME 160 BREAKING CAPACITY CLASS N ICU=25KA @ 415 V 3-POLE, LINE PROT | 173.96
3VA2216-5HL32-0AG0 | CIRCUIT BREAKER 3VA2 IEC FRAME 250 BREAKING CAPACITY CLASS M ICU=55KA @ 415 V 3-POLE, LINE PROT | 1128.07
3VA2216-5HL32-0DH0 | CIRCUIT BREAKER 3VA2 IEC FRAME 250 BREAKING CAPACITY CLASS M ICU=55KA @ 415 V 3-POLE, LINE PROT | 1225.55
3VA2216-5HL32-0JL0 | CIRCUIT BREAKER 3VA2 IEC FRAME 250 BREAKING CAPACITY CLASS M ICU=55KA @ 415 V 3-POLE, LINE PROT | 1239.48
3VA2216-5HN42-0AA0 | CIRCUIT BREAKER 3VA2 IEC FRAME 250 BREAKING CAPACITY CLASS M ICU=55KA @ 415 V 4POLE, LINE PROTE | 1259.17
3VA2063-6HN36-0AA0 | CIRCUIT BREAKER 3VA2 IEC FRAME 100 BREAKING CAPACITY CLASS H ICU=85KA @ 415 V 3POLE, LINE PROTE | 558.08
3VA2063-6HN46-0AA0 | CIRCUIT BREAKER 3VA2 IEC FRAME 100 BREAKING CAPACITY CLASS H ICU=85KA @ 415 V 4POLE, LINE PROTE | 696.83
3VA2063-6JP32-0AA0 | CIRCUIT BREAKER 3VA2 IEC FRAME 100 BREAKING CAPACITY CLASS H ICU=85KA @ 415 V 3POLE, LINE PROTE | 916.9
3VA2010-5JQ32-0AF0 | CIRCUIT BREAKER 3VA2 IEC FRAME 100 BREAKING CAPACITY CLASS M ICU=55KA @ 415 V 3-POLE, LINE PROT | 1330.01
3VA2010-5JQ32-0JA0 | CIRCUIT BREAKER 3VA2 IEC FRAME 100 BREAKING CAPACITY CLASS M ICU=55KA @ 415 V 3-POLE, LINE PROT | 1357.87
3VA2010-5JQ32-0KH0 | CIRCUIT BREAKER 3VA2 IEC FRAME 100 BREAKING CAPACITY CLASS M ICU=55KA @ 415 V 3-POLE, LINE PROT | 1448.38
3VA1116-5ED32-0HH0 | CIRCUIT BREAKER 3VA1 IEC FRAME 160 BREAKING CAPACITY CLASS M ICU=55KA @ 415 V 3-POLE, LINE PROT | 759.01
3VA1116-5ED32-0JH0 | CIRCUIT BREAKER 3VA1 IEC FRAME 160 BREAKING CAPACITY CLASS M ICU=55KA @ 415 V 3-POLE, LINE PROT | 759.01
3VA2216-6KQ42-0AA0 | CIRCUIT BREAKER 3VA2 IEC FRAME 250 BREAKING CAPACITY CLASS H ICU=85KA @ 415 V 4POLE, LINE PROTE | 2121.04
3VA2216-7JQ42-0DF0 | CIRCUIT BREAKER 3VA2 IEC FRAME 250 BREAKING CAPACITY CLASS C ICU=110KA @ 415 V 4POLE, LINE PROT | 2583.42
3VA2216-8HN42-0AA0 | CIRCUIT BREAKER 3VA2 IEC FRAME 250 BREAKING CAPACITY CLASS L ICU=150KA @ 415 V 4POLE, LINE PROT | 1742.08
3VA1112-5EF36-0JH0 | CIRCUIT BREAKER 3VA1 IEC FRAME 160 BREAKING CAPACITY CLASS M ICU=55KA @ 415 V 3-POLE, LINE PROT | 738.12
3VA1112-5GE42-0AA0 | CIRCUIT BREAKER 3VA1 IEC FRAME 160 BREAKING CAPACITY CLASS M ICU=55KA @ 415 V 4-POLE, LINE PROT | 477.29
3VA1112-6ED36-0AA0 | CIRCUIT BREAKER 3VA1 IEC FRAME 160 BREAKING CAPACITY CLASS H ICU=70KA @ 415 V 3-POLE, LINE PROT | 407.26
3VA1112-6EE42-0AA0 | CIRCUIT BREAKER 3VA1 IEC FRAME 160 BREAKING CAPACITY CLASS H ICU=70KA @ 415 V 4-POLE, LINE PROT | 524.34
3VA2163-6HL32-0AF0 | CIRCUIT BREAKER 3VA2 IEC FRAME 160 BREAKING CAPACITY CLASS H ICU=85KA @ 415 V 3-POLE, LINE PROT | 599.55
3VA1116-5EE32-0AD0 | CIRCUIT BREAKER 3VA1 IEC FRAME 160 BREAKING CAPACITY CLASS M ICU=55KA @ 415 V 3-POLE, LINE PROT | 681.72
3VA1116-5EE32-0BH0 | CIRCUIT BREAKER 3VA1 IEC FRAME 160 BREAKING CAPACITY CLASS M ICU=55KA @ 415 V 3-POLE, LINE PROT | 800.79
3VA1116-5EE32-0CA0 | CIRCUIT BREAKER 3VA1 IEC FRAME 160 BREAKING CAPACITY CLASS M ICU=55KA @ 415 V 3-POLE, LINE PROT | 724.2
3VA2010-6HN32-0CH0 | CIRCUIT BREAKER 3VA2 IEC FRAME 100 BREAKING CAPACITY CLASS H ICU=85KA @ 415 V 3-POLE, LINE PROT | 849.54
3VA2010-6HN32-0KL0 | CIRCUIT BREAKER 3VA2 IEC FRAME 100 BREAKING CAPACITY CLASS H ICU=85KA @ 415 V 3-POLE, LINE PROT | 856.49
3VA1110-6FE42-0AA0 | CIRCUIT BREAKER 3VA1 IEC FRAME 160 BREAKING CAPACITY CLASS H ICU=70KA @ 415 V 4-POLE, LINE PROT | 321.96
3VA1112-1AA32-0JH0 | SWITCH DISCONNECTOR 3VA1 IEC FRAME 160 3-POLE SD100, IN=125A WITHOUT OVERLOAD PROTECTION WITHOU | 461.67
3VA1112-6EF36-0CA0 | CIRCUIT BREAKER 3VA1 IEC FRAME 160 BREAKING CAPACITY CLASS H ICU=70KA @ 415 V 3-POLE, LINE PROT | 738.12
3VA1112-6GE42-0AA0 | CIRCUIT BREAKER 3VA1 IEC FRAME 160 BREAKING CAPACITY CLASS H ICU=70KA @ 415 V 4-POLE, LINE PROT | 524.34
3VA2063-5HN32-0CA0 | CIRCUIT BREAKER 3VA2 IEC FRAME 100 BREAKING CAPACITY CLASS M ICU=55KA @ 415 V 3-POLE, LINE PROT | 672.66
3VA2010-6HN32-0KH0 | CIRCUIT BREAKER 3VA2 IEC FRAME 100 BREAKING CAPACITY CLASS H ICU=85KA @ 415 V 3-POLE, LINE PROT | 814.71
3VA1196-4EF36-0BH0 | CIRCUIT BREAKER 3VA1 IEC FRAME 160 BREAKING CAPACITY CLASS S ICU=36KA @ 415 V 3-POLE, LINE PROT | 456.8
3VA1196-4EF36-0DC0 | CIRCUIT BREAKER 3VA1 IEC FRAME 160 BREAKING CAPACITY CLASS S ICU=36KA @ 415 V 3-POLE, LINE PROT | 432.43
3VA2163-5HL32-0HA0 | CIRCUIT BREAKER 3VA2 IEC FRAME 160 BREAKING CAPACITY CLASS M ICU=55KA @ 415 V 3-POLE, LINE PROT | 580.75
3VA2116-6HL32-0CL0 | CIRCUIT BREAKER 3VA2 IEC FRAME 160 BREAKING CAPACITY CLASS H ICU=85KA @ 415 V 3-POLE, LINE PROT | 1135.04
3VL9750-4TH21 | BREAKER VL 2-LUG KIT CU-AL 2W 5 CAT NUMBER 2TA4NG500 | 1210.16
3VA2063-8JP32-0AA0 | CIRCUIT BREAKER 3VA2 IEC FRAME 100 BREAKING CAPACITY CLASS L ICU=150KA @ 415 V 3POLE, LINE PROT | 1008.55
3VA2063-8KP42-0AA0 | CIRCUIT BREAKER 3VA2 IEC FRAME 100 BREAKING CAPACITY CLASS L ICU=150KA @ 415 V 4POLE, LINE PROT | 1363.1
3VA1010-2ED36-0AF0 | CIRCUIT BREAKER 3VA1 IEC FRAME 100 BREAKING CAPACITY CLASS B ICU=16KA @ 415 V 3-POLE, LINE PROT | 321.7
3VA1010-2ED36-0KA0 | CIRCUIT BREAKER 3VA1 IEC FRAME 100 BREAKING CAPACITY CLASS B ICU=16KA @ 415 V 3-POLE, LINE PROT | 362.09
3VA1080-4ED42-0DA0 | CIRCUIT BREAKER 3VA1 IEC FRAME 100 BREAKING CAPACITY CLASS S ICU=36KA @ 415 V 4-POLE, LINE PROT | 405.27
3VA2063-5HN32-0JH0 | CIRCUIT BREAKER 3VA2 IEC FRAME 100 BREAKING CAPACITY CLASS M ICU=55KA @ 415 V 3-POLE, LINE PROT | 724.2
3VA2063-5JQ32-0BL0 | CIRCUIT BREAKER 3VA2 IEC FRAME 100 BREAKING CAPACITY CLASS M ICU=55KA @ 415 V 3-POLE, LINE PROT | 1483.21
3VA1196-4EF36-0HA0 | CIRCUIT BREAKER 3VA1 IEC FRAME 160 BREAKING CAPACITY CLASS S ICU=36KA @ 415 V 3-POLE, LINE PROT | 355.84
3VA1196-4GD42-0AA0 | CIRCUIT BREAKER 3VA1 IEC FRAME 160 BREAKING CAPACITY CLASS S ICU=36KA @ 415 V 4-POLE, LINE PROT | 206.33
3VA2225-5HN32-0AF0 | CIRCUIT BREAKER 3VA2 IEC FRAME 250 BREAKING CAPACITY CLASS M ICU=55KA @ 415 V 3-POLE, LINE PROT | 1162.88
3VA2110-5HL36-0HC0 | CIRCUIT BREAKER 3VA2 IEC FRAME 160 BREAKING CAPACITY CLASS M ICU=55KA @ 415 V 3-POLE, LINE PROT | 694.95
3VA2325-7HN32-0AA0 | CIRCUIT BREAKER 3VA2 IEC FRAME 400 BREAKING CAPACITY CLASS C ICU=110KA @ 415 V 3-POLE, LINE PRO | 1564.79
3VA2340-5HM32-0AA0 | CIRCUIT BREAKER 3VA2 IEC FRAME 400 BREAKING CAPACITY CLASS M ICU=55KA @ 415 V 3-POLE, LINE PROT | 1442.55
3VA1163-1AA42-0BA0 | SWITCH DISCONNECTOR 3VA1 IEC FRAME 160 4-POLE SD100, IN=63A WITHOUT OVERLOAD PROTECTION WITHOUT | 352.35
3VA1163-1AA42-0CH0 | SWITCH DISCONNECTOR 3VA1 IEC FRAME 160 4-POLE SD100, IN=63A WITHOUT OVERLOAD PROTECTION WITHOUT | 427.55
3VA1096-2ED32-0AC0 | CIRCUIT BREAKER 3VA1 IEC FRAME 100 BREAKING CAPACITY CLASS B ICU=16KA @ 415 V 3-POLE, LINE PROT | 245.81
3VA1096-2ED32-0JC0 | CIRCUIT BREAKER 3VA1 IEC FRAME 100 BREAKING CAPACITY CLASS B ICU=16KA @ 415 V 3-POLE, LINE PROT | 332.85
3VA1096-3ED46-0AA0 | CIRCUIT BREAKER 3VA1 IEC FRAME 100 BREAKING CAPACITY CLASS N ICU=25KA @ 415 V 4-POLE, LINE PROT | 204.35
3VA2116-5HL36-0BH0 | CIRCUIT BREAKER 3VA2 IEC FRAME 160 BREAKING CAPACITY CLASS M ICU=55KA @ 415 V 3-POLE, LINE PROT | 1016.65
3VA2063-6JP36-0AA0 | CIRCUIT BREAKER 3VA2 IEC FRAME 100 BREAKING CAPACITY CLASS H ICU=85KA @ 415 V 3POLE, LINE PROTE | 935.21
3VA2063-7HL36-0KB0 | CIRCUIT BREAKER 3VA2 IEC FRAME 100 BREAKING CAPACITY CLASS C ICU=110KA @ 415 V 3POLE, LINE PROT | 772.93
3VA2010-5HN32-0KC0 | CIRCUIT BREAKER 3VA2 IEC FRAME 100 BREAKING CAPACITY CLASS M ICU=55KA @ 415 V 3-POLE, LINE PROT | 738.12
3VA2010-5HN36-0JC0 | CIRCUIT BREAKER 3VA2 IEC FRAME 100 BREAKING CAPACITY CLASS M ICU=55KA @ 415 V 3-POLE, LINE PROT | 759.01
3VA1196-4EF36-0HH0 | CIRCUIT BREAKER 3VA1 IEC FRAME 160 BREAKING CAPACITY CLASS S ICU=36KA @ 415 V 3-POLE, LINE PROT | 431.03
3VA1196-4GD46-0AA0 | CIRCUIT BREAKER 3VA1 IEC FRAME 160 BREAKING CAPACITY CLASS S ICU=36KA @ 415 V 4-POLE, LINE PROT | 228.35
3VA2140-8HN46-0AA0 | CIRCUIT BREAKER 3VA2 IEC FRAME 160 BREAKING CAPACITY CLASS L ICU=150KA @ 415 V 4POLE, LINE PROT | 825.18
3VA2163-5HL32-0AA0 | CIRCUIT BREAKER 3VA2 IEC FRAME 160 BREAKING CAPACITY CLASS M ICU=55KA @ 415 V 3POLE, LINE PROTE | 431.57
3VA1196-6EF32-0HH0 | CIRCUIT BREAKER 3VA1 IEC FRAME 160 BREAKING CAPACITY CLASS H ICU=70KA @ 415 V 3-POLE, LINE PROT | 454.71
3VA1196-6GD46-0AA0 | CIRCUIT BREAKER 3VA1 IEC FRAME 160 BREAKING CAPACITY CLASS H ICU=70KA @ 415 V 4-POLE, LINE PROT | 270.52
3VA1112-6EF32-0AC0 | CIRCUIT BREAKER 3VA1 IEC FRAME 160 BREAKING CAPACITY CLASS H ICU=70KA @ 415 V 3-POLE, LINE PROT | 647.59
3VA1110-4EE46-0AA0 | CIRCUIT BREAKER 3VA1 IEC FRAME 160 BREAKING CAPACITY CLASS S ICU=36KA @ 415 V 4-POLE, LINE PROT | 289.11
3VA2163-5KP32-0BL0 | CIRCUIT BREAKER 3VA2 IEC FRAME 160 BREAKING CAPACITY CLASS M ICU=55KA @ 415 V 3-POLE, LINE PROT | 1434.46
3VA2163-5KP32-0DL0 | CIRCUIT BREAKER 3VA2 IEC FRAME 160 BREAKING CAPACITY CLASS M ICU=55KA @ 415 V 3-POLE, LINE PROT | 1434.46
3VA1116-5EE32-0HA0 | CIRCUIT BREAKER 3VA1 IEC FRAME 160 BREAKING CAPACITY CLASS M ICU=55KA @ 415 V 3-POLE, LINE PROT | 695.64
3VA1116-5EE32-0JA0 | CIRCUIT BREAKER 3VA1 IEC FRAME 160 BREAKING CAPACITY CLASS M ICU=55KA @ 415 V 3-POLE, LINE PROT | 695.64
3VA2163-5HL32-0CA0 | CIRCUIT BREAKER 3VA2 IEC FRAME 160 BREAKING CAPACITY CLASS M ICU=55KA @ 415 V 3-POLE, LINE PROT | 607.2
3VA2163-5HL32-0HH0 | CIRCUIT BREAKER 3VA2 IEC FRAME 160 BREAKING CAPACITY CLASS M ICU=55KA @ 415 V 3-POLE, LINE PROT | 655.95
3VA2010-6HN36-0CH0 | CIRCUIT BREAKER 3VA2 IEC FRAME 100 BREAKING CAPACITY CLASS H ICU=85KA @ 415 V 3-POLE, LINE PROT | 870.43
3VL9300-3AF01 | BREAKER VL AUX SW KIT THRU-DOOR DG/FG | 242.03
3VA1112-6EF32-0AH0 | CIRCUIT BREAKER 3VA1 IEC FRAME 160 BREAKING CAPACITY CLASS H ICU=70KA @ 415 V 3-POLE, LINE PROT | 675.45
3VA1112-6EF32-0HC0 | CIRCUIT BREAKER 3VA1 IEC FRAME 160 BREAKING CAPACITY CLASS H ICU=70KA @ 415 V 3-POLE, LINE PROT | 738.12
3VA1140-5EF36-0DA0 | CIRCUIT BREAKER 3VA1 IEC FRAME 160 BREAKING CAPACITY CLASS M ICU=55KA @ 415 V 3-POLE, LINE PROT | 405.96
3VA2063-8JQ42-0AA0 | CIRCUIT BREAKER 3VA2 IEC FRAME 100 BREAKING CAPACITY CLASS L ICU=150KA @ 415 V 4POLE, LINE PROT | 1405.89
3VA2163-5KP32-0KA0 | CIRCUIT BREAKER 3VA2 IEC FRAME 160 BREAKING CAPACITY CLASS M ICU=55KA @ 415 V 3-POLE, LINE PROT | 1302.15
3VA2163-6HL36-0AD0 | CIRCUIT BREAKER 3VA2 IEC FRAME 160 BREAKING CAPACITY CLASS H ICU=85KA @ 415 V 3-POLE, LINE PROT | 647.59
3VA2116-5HN36-0DH0 | CIRCUIT BREAKER 3VA2 IEC FRAME 160 BREAKING CAPACITY CLASS M ICU=55KA @ 415 V 3-POLE, LINE PROT | 1079.32
3VA2116-5JP42-0AA0 | CIRCUIT BREAKER 3VA2 IEC FRAME 160 BREAKING CAPACITY CLASS M ICU=55KA @ 415 V 4POLE, LINE PROTE | 1344.75
3VA2063-5JQ32-0JC0 | CIRCUIT BREAKER 3VA2 IEC FRAME 100 BREAKING CAPACITY CLASS M ICU=55KA @ 415 V 3-POLE, LINE PROT | 1371.79
3VA2010-6JP46-0CA0 | CIRCUIT BREAKER 3VA2 IEC FRAME 100 BREAKING CAPACITY CLASS H ICU=85KA @ 415 V 4POLE, LINE PROTE | 1378.76
3VA1196-6EF32-0BA0 | CIRCUIT BREAKER 3VA1 IEC FRAME 160 BREAKING CAPACITY CLASS H ICU=70KA @ 415 V 3-POLE, LINE PROT | 406.66
3VA2163-5JQ32-0CC0 | CIRCUIT BREAKER 3VA2 IEC FRAME 160 BREAKING CAPACITY CLASS M ICU=55KA @ 415 V 3-POLE, LINE PROT | 1399.65
3VA2163-5JQ32-0HC0 | CIRCUIT BREAKER 3VA2 IEC FRAME 160 BREAKING CAPACITY CLASS M ICU=55KA @ 415 V 3-POLE, LINE PROT | 1371.79
3VA1116-5EE32-0KA0 | CIRCUIT BREAKER 3VA1 IEC FRAME 160 BREAKING CAPACITY CLASS M ICU=55KA @ 415 V 3-POLE, LINE PROT | 695.64
3VA2116-5HN32-0KC0 | CIRCUIT BREAKER 3VA2 IEC FRAME 160 BREAKING CAPACITY CLASS M ICU=55KA @ 415 V 3-POLE, LINE PROT | 1002.73
3VA2116-5HN36-0BH0 | CIRCUIT BREAKER 3VA2 IEC FRAME 160 BREAKING CAPACITY CLASS M ICU=55KA @ 415 V 3-POLE, LINE PROT | 1079.32
3VA2116-5HN36-0CA0 | CIRCUIT BREAKER 3VA2 IEC FRAME 160 BREAKING CAPACITY CLASS M ICU=55KA @ 415 V 3-POLE, LINE PROT | 1002.73
3VA1112-6EF36-0AE0 | CIRCUIT BREAKER 3VA1 IEC FRAME 160 BREAKING CAPACITY CLASS H ICU=70KA @ 415 V 3-POLE, LINE PROT | 724.2
3VA1112-6EF36-0DA0 | CIRCUIT BREAKER 3VA1 IEC FRAME 160 BREAKING CAPACITY CLASS H ICU=70KA @ 415 V 3-POLE, LINE PROT | 738.12
3VA1140-5EF36-0AC0 | CIRCUIT BREAKER 3VA1 IEC FRAME 160 BREAKING CAPACITY CLASS M ICU=55KA @ 415 V 3-POLE, LINE PROT | 338.41
3VA1140-5EF36-0AG0 | CIRCUIT BREAKER 3VA1 IEC FRAME 160 BREAKING CAPACITY CLASS M ICU=55KA @ 415 V 3-POLE, LINE PROT | 364.88
3VA2163-6HL36-0AJ0 | CIRCUIT BREAKER 3VA2 IEC FRAME 160 BREAKING CAPACITY CLASS H ICU=85KA @ 415 V 3-POLE, LINE PROT | 684.51
3VA2163-6HL36-0BC0 | CIRCUIT BREAKER 3VA2 IEC FRAME 160 BREAKING CAPACITY CLASS H ICU=85KA @ 415 V 3-POLE, LINE PROT | 738.12
3VA2163-6HL36-0DC0 | CIRCUIT BREAKER 3VA2 IEC FRAME 160 BREAKING CAPACITY CLASS H ICU=85KA @ 415 V 3-POLE, LINE PROT | 738.12
3VA2116-5HN36-0DA0 | CIRCUIT BREAKER 3VA2 IEC FRAME 160 BREAKING CAPACITY CLASS M ICU=55KA @ 415 V 3-POLE, LINE PROT | 1002.73
3VA2010-7HN46-0AA0 | CIRCUIT BREAKER 3VA2 IEC FRAME 100 BREAKING CAPACITY CLASS C ICU=110KA @ 415 V 4POLE, LINE PROT | 800.74
3VA1116-5FD42-0AA0 | CIRCUIT BREAKER 3VA1 IEC FRAME 160 BREAKING CAPACITY CLASS M ICU=55KA @ 415 V 4-POLE, LINE PROT | 543.93
3VA1116-5FE42-0AA0 | CIRCUIT BREAKER 3VA1 IEC FRAME 160 BREAKING CAPACITY CLASS M ICU=55KA @ 415 V 4-POLE, LINE PROT | 558.65
3VA1116-5GF42-0AA0 | CIRCUIT BREAKER 3VA1 IEC FRAME 160 BREAKING CAPACITY CLASS M ICU=55KA @ 415 V 4-POLE, LINE PROT | 583.15
3VA1140-5GD46-0AA0 | CIRCUIT BREAKER 3VA1 IEC FRAME 160 BREAKING CAPACITY CLASS M ICU=55KA @ 415 V 4-POLE, LINE PROT | 249.92
3VA1140-6EF32-0AB0 | CIRCUIT BREAKER 3VA1 IEC FRAME 160 BREAKING CAPACITY CLASS H ICU=70KA @ 415 V 3-POLE, LINE PROT | 366.27
3VA2125-6HL36-0AA0 | CIRCUIT BREAKER 3VA2 IEC FRAME 160 BREAKING CAPACITY CLASS H ICU=85KA @ 415 V 3POLE, LINE PROTE | 502.46
3VA2125-6HM42-0AA0 | CIRCUIT BREAKER 3VA2 IEC FRAME 160 BREAKING CAPACITY CLASS H ICU=85KA @ 415 V 4POLE, LINE PROTE | 843.54
3VA2125-6JP46-0AA0 | CIRCUIT BREAKER 3VA2 IEC FRAME 160 BREAKING CAPACITY CLASS H ICU=85KA @ 415 V 4POLE, LINE PROTE | 1063.58
3VA2125-6JQ46-0AA0 | CIRCUIT BREAKER 3VA2 IEC FRAME 160 BREAKING CAPACITY CLASS H ICU=85KA @ 415 V 4POLE, LINE PROTE | 1308.08
3VA1116-1AA32-0CA0 | SWITCH DISCONNECTOR 3VA1 IEC FRAME 160 3-POLE SD100, IN=160A WITHOUT OVERLOAD PROTECTION WITHOU | 435.22
3VA1116-1AA32-0DA0 | SWITCH DISCONNECTOR 3VA1 IEC FRAME 160 3-POLE SD100, IN=160A WITHOUT OVERLOAD PROTECTION WITHOU | 435.22
3VA1116-1AA36-0AG0 | SWITCH DISCONNECTOR 3VA1 IEC FRAME 160 3-POLE SD100, IN=160A WITHOUT OVERLOAD PROTECTION WITHOU | 417.81
3VA1116-6EF36-0HA0 | CIRCUIT BREAKER 3VA1 IEC FRAME 160 BREAKING CAPACITY CLASS H ICU=70KA @ 415 V 3-POLE, LINE PROT | 807.76
3VA1163-4EF36-0HH0 | CIRCUIT BREAKER 3VA1 IEC FRAME 160 BREAKING CAPACITY CLASS S ICU=36KA @ 415 V 3-POLE, LINE PROT | 431.03
3VA2010-6HN36-0AG0 | CIRCUIT BREAKER 3VA2 IEC FRAME 100 BREAKING CAPACITY CLASS H ICU=85KA @ 415 V 3-POLE, LINE PROT | 759.01
3VA2010-6HN36-0BA0 | CIRCUIT BREAKER 3VA2 IEC FRAME 100 BREAKING CAPACITY CLASS H ICU=85KA @ 415 V 3-POLE, LINE PROT | 793.82
3VA2163-5KP32-0DC0 | CIRCUIT BREAKER 3VA2 IEC FRAME 160 BREAKING CAPACITY CLASS M ICU=55KA @ 415 V 3-POLE, LINE PROT | 1364.82
3VA2163-5KP32-0HL0 | CIRCUIT BREAKER 3VA2 IEC FRAME 160 BREAKING CAPACITY CLASS M ICU=55KA @ 415 V 3-POLE, LINE PROT | 1385.71
3VA2163-5KP32-0CH0 | CIRCUIT BREAKER 3VA2 IEC FRAME 160 BREAKING CAPACITY CLASS M ICU=55KA @ 415 V 3-POLE, LINE PROT | 1378.76
3VA2116-5JQ32-0AF0 | CIRCUIT BREAKER 3VA2 IEC FRAME 160 BREAKING CAPACITY CLASS M ICU=55KA @ 415 V 3-POLE, LINE PROT | 1601.58
3VA2116-5JQ32-0AJ0 | CIRCUIT BREAKER 3VA2 IEC FRAME 160 BREAKING CAPACITY CLASS M ICU=55KA @ 415 V 3-POLE, LINE PROT | 1664.25
3VA2116-5JQ32-0BH0 | CIRCUIT BREAKER 3VA2 IEC FRAME 160 BREAKING CAPACITY CLASS M ICU=55KA @ 415 V 3-POLE, LINE PROT | 1733.88
3VA2063-5JQ32-0DH0 | CIRCUIT BREAKER 3VA2 IEC FRAME 100 BREAKING CAPACITY CLASS M ICU=55KA @ 415 V 3-POLE, LINE PROT | 1434.46
3VA2063-5JQ32-0CH0 | CIRCUIT BREAKER 3VA2 IEC FRAME 100 BREAKING CAPACITY CLASS M ICU=55KA @ 415 V 3-POLE, LINE PROT | 1434.46
3VA1163-4EF32-0DC0 | CIRCUIT BREAKER 3VA1 IEC FRAME 160 BREAKING CAPACITY CLASS S ICU=36KA @ 415 V 3-POLE, LINE PROT | 406.66
3VA1163-4EF32-0DH0 | CIRCUIT BREAKER 3VA1 IEC FRAME 160 BREAKING CAPACITY CLASS S ICU=36KA @ 415 V 3-POLE, LINE PROT | 433.13
3VA1163-4EF32-0JA0 | CIRCUIT BREAKER 3VA1 IEC FRAME 160 BREAKING CAPACITY CLASS S ICU=36KA @ 415 V 3-POLE, LINE PROT | 331.46
3VA1163-4EF36-0AB0 | CIRCUIT BREAKER 3VA1 IEC FRAME 160 BREAKING CAPACITY CLASS S ICU=36KA @ 415 V 3-POLE, LINE PROT | 339.11
3VA2063-5KP32-0AB0 | CIRCUIT BREAKER 3VA2 IEC FRAME 100 BREAKING CAPACITY CLASS M ICU=55KA @ 415 V 3-POLE, LINE PROT | 1288.23
3VA2063-5KP32-0AE0 | CIRCUIT BREAKER 3VA2 IEC FRAME 100 BREAKING CAPACITY CLASS M ICU=55KA @ 415 V 3-POLE, LINE PROT | 1309.12
3VA2063-5KP32-0BH0 | CIRCUIT BREAKER 3VA2 IEC FRAME 100 BREAKING CAPACITY CLASS M ICU=55KA @ 415 V 3-POLE, LINE PROT | 1378.76
3VA2063-5KP32-0HA0 | CIRCUIT BREAKER 3VA2 IEC FRAME 100 BREAKING CAPACITY CLASS M ICU=55KA @ 415 V 3-POLE, LINE PROT | 1302.15
3VA2063-5KP32-0KC0 | CIRCUIT BREAKER 3VA2 IEC FRAME 100 BREAKING CAPACITY CLASS M ICU=55KA @ 415 V 3-POLE, LINE PROT | 1336.98
3VA2225-5HN32-0HH0 | CIRCUIT BREAKER 3VA2 IEC FRAME 250 BREAKING CAPACITY CLASS M ICU=55KA @ 415 V 3-POLE, LINE PROT | 1288.23
3VA2225-5HN32-0CH0 | CIRCUIT BREAKER 3VA2 IEC FRAME 250 BREAKING CAPACITY CLASS M ICU=55KA @ 415 V 3-POLE, LINE PROT | 1309.12
3VA2340-5KQ42-0AA0 | CIRCUIT BREAKER 3VA2 IEC FRAME 400 BREAKING CAPACITY CLASS M ICU=55KA @ 415 V 4-POLE, LINE PROT | 2396.1
3VA2340-6HN32-0BH0 | CIRCUIT BREAKER 3VA2 IEC FRAME 400 BREAKING CAPACITY CLASS H ICU=85KA @ 415 V 3-POLE, LINE PROT | 1880.11
3VA1180-3ED42-0AA0 | CIRCUIT BREAKER 3VA1 IEC FRAME 160 BREAKING CAPACITY CLASS N ICU=25KA @ 415 V 4-POLE, LINE PROT | 208.29
3VA1180-3EE46-0AA0 | CIRCUIT BREAKER 3VA1 IEC FRAME 160 BREAKING CAPACITY CLASS N ICU=25KA @ 415 V 4-POLE, LINE PROT | 235.21
3VA1180-3EF32-0BH0 | CIRCUIT BREAKER 3VA1 IEC FRAME 160 BREAKING CAPACITY CLASS N ICU=25KA @ 415 V 3-POLE, LINE PROT | 435.22
3VA1180-3EF32-0CC0 | CIRCUIT BREAKER 3VA1 IEC FRAME 160 BREAKING CAPACITY CLASS N ICU=25KA @ 415 V 3-POLE, LINE PROT | 408.75
3VA2110-5JP32-0AH0 | CIRCUIT BREAKER 3VA2 IEC FRAME 160 BREAKING CAPACITY CLASS M ICU=55KA @ 415 V 3-POLE, LINE PROT | 1107.18
3VA2110-5JP32-0BC0 | CIRCUIT BREAKER 3VA2 IEC FRAME 160 BREAKING CAPACITY CLASS M ICU=55KA @ 415 V 3-POLE, LINE PROT | 1190.74
3VA2340-6HN32-0JA0 | CIRCUIT BREAKER 3VA2 IEC FRAME 400 BREAKING CAPACITY CLASS H ICU=85KA @ 415 V 3-POLE, LINE PROT | 1740.85
3VA2110-5HN32-0DA0 | CIRCUIT BREAKER 3VA2 IEC FRAME 160 BREAKING CAPACITY CLASS M ICU=55KA @ 415 V 3-POLE, LINE PROT | 710.26
3VA2110-5HN32-0KL0 | CIRCUIT BREAKER 3VA2 IEC FRAME 160 BREAKING CAPACITY CLASS M ICU=55KA @ 415 V 3-POLE, LINE PROT | 793.82
3VA2116-6JP36-0AA0 | CIRCUIT BREAKER 3VA2 IEC FRAME 160 BREAKING CAPACITY CLASS H ICU=85KA @ 415 V 3POLE, LINE PROTE | 1246.95
3VA2116-6KP42-0AA0 | CIRCUIT BREAKER 3VA2 IEC FRAME 160 BREAKING CAPACITY CLASS H ICU=85KA @ 415 V 4POLE, LINE PROTE | 1668.73
3VA2340-5HN42-0AC0 | CIRCUIT BREAKER 3VA2 IEC FRAME 400 BREAKING CAPACITY CLASS M ICU=55KA @ 415 V 4-POLE, LINE PROT | 1956.71
3VA2340-5HN42-0BL0 | CIRCUIT BREAKER 3VA2 IEC FRAME 400 BREAKING CAPACITY CLASS M ICU=55KA @ 415 V 4-POLE, LINE PROT | 2151.69
3VA2440-7KP42-0AA0 | CIRCUIT BREAKER 3VA2 IEC FRAME 630 BREAKING CAPACITY CLASS C ICU=110KA @ 415 V 4-POLE, LINE PRO | 3337.45
3VA2450-6KP42-0AA0 | CIRCUIT BREAKER 3VA2 IEC FRAME 630 BREAKING CAPACITY CLASS H ICU=85KA @ 415 V 4-POLE, LINE PROT | 3147.93
3VA1150-5EE42-0AA0 | CIRCUIT BREAKER 3VA1 IEC FRAME 160 BREAKING CAPACITY CLASS M ICU=55KA @ 415 V 4-POLE, LINE PROT | 232.79
3VA1150-5EF36-0DH0 | CIRCUIT BREAKER 3VA1 IEC FRAME 160 BREAKING CAPACITY CLASS M ICU=55KA @ 415 V 3-POLE, LINE PROT | 479.78
3VA1150-5GE42-0AA0 | CIRCUIT BREAKER 3VA1 IEC FRAME 160 BREAKING CAPACITY CLASS M ICU=55KA @ 415 V 4-POLE, LINE PROT | 232.79
3VA1140-3GE42-0AA0 | CIRCUIT BREAKER 3VA1 IEC FRAME 160 BREAKING CAPACITY CLASS N ICU=25KA @ 415 V 4-POLE, LINE PROT | 195.02
3VA1140-4EF32-0AH0 | CIRCUIT BREAKER 3VA1 IEC FRAME 160 BREAKING CAPACITY CLASS S ICU=36KA @ 415 V 3-POLE, LINE PROT | 317.52
3VA2110-5HN36-0HA0 | CIRCUIT BREAKER 3VA2 IEC FRAME 160 BREAKING CAPACITY CLASS M ICU=55KA @ 415 V 3-POLE, LINE PROT | 710.26
3VA2110-5JP32-0AB0 | CIRCUIT BREAKER 3VA2 IEC FRAME 160 BREAKING CAPACITY CLASS M ICU=55KA @ 415 V 3-POLE, LINE PROT | 1107.18
3VA2010-5HN32-0DL0 | CIRCUIT BREAKER 3VA2 IEC FRAME 100 BREAKING CAPACITY CLASS M ICU=55KA @ 415 V 3-POLE, LINE PROT | 821.68
3VA2010-5HN36-0DH0 | CIRCUIT BREAKER 3VA2 IEC FRAME 100 BREAKING CAPACITY CLASS M ICU=55KA @ 415 V 3-POLE, LINE PROT | 807.76
3VA9113-0QF00 | REAR CONNECTING STUDS 3 PCS. ACCESSORY FOR: 3VA1 100/160 | 35.33
3VA9114-0JG11 | CIRCULAR CONDUCTOR TERMINAL WITH AUXILIARY CONDUCTOR 4 PCS. ACCESSORY FOR: 3VA1 100/160 | 25.01
3VA2010-6HN42-0AA0 | CIRCUIT BREAKER 3VA2 IEC FRAME 100 BREAKING CAPACITY CLASS H ICU=85KA @ 415 V 4POLE, LINE PROTE | 721.28
3VA2010-7HL36-0AA0 | CIRCUIT BREAKER 3VA2 IEC FRAME 100 BREAKING CAPACITY CLASS C ICU=110KA @ 415 V 3POLE, LINE PROT | 578.26
3VA2225-5HN32-0JC0 | CIRCUIT BREAKER 3VA2 IEC FRAME 250 BREAKING CAPACITY CLASS M ICU=55KA @ 415 V 3-POLE, LINE PROT | 1239.48
3VA2340-6HN32-0AC0 | CIRCUIT BREAKER 3VA2 IEC FRAME 400 BREAKING CAPACITY CLASS H ICU=85KA @ 415 V 3-POLE, LINE PROT | 1712.99
3VA1180-4EF32-0JA0 | CIRCUIT BREAKER 3VA1 IEC FRAME 160 BREAKING CAPACITY CLASS S ICU=36KA @ 415 V 3-POLE, LINE PROT | 355.84
3VA1180-4EF36-0CA0 | CIRCUIT BREAKER 3VA1 IEC FRAME 160 BREAKING CAPACITY CLASS S ICU=36KA @ 415 V 3-POLE, LINE PROT | 405.27
3VA2040-6KQ46-0AA0 | CIRCUIT BREAKER 3VA2 IEC FRAME 100 BREAKING CAPACITY CLASS H ICU=85KA @ 415 V 4POLE, LINE PROTE | 1393.65
3VA2040-8KQ46-0AA0 | CIRCUIT BREAKER 3VA2 IEC FRAME 100 BREAKING CAPACITY CLASS L ICU=150KA @ 415 V 4POLE, LINE PROT | 1522.01
3VA2063-5HL32-0BA0 | CIRCUIT BREAKER 3VA2 IEC FRAME 100 BREAKING CAPACITY CLASS M ICU=55KA @ 415 V 3-POLE, LINE PROT | 607.2
3VA1116-5EF42-0CA0 | CIRCUIT BREAKER 3VA1 IEC FRAME 160 BREAKING CAPACITY CLASS M ICU=55KA @ 415 V 4-POLE, LINE PROT | 940.06
3VA1116-6EE32-0AA0 | CIRCUIT BREAKER 3VA1 IEC FRAME 160 BREAKING CAPACITY CLASS H ICU=70KA @ 415 V 3-POLE, LINE PROT | 465.54
3VA1116-6EF32-0BC0 | CIRCUIT BREAKER 3VA1 IEC FRAME 160 BREAKING CAPACITY CLASS H ICU=70KA @ 415 V 3-POLE, LINE PROT | 863.46
3VA1116-6EF36-0BC0 | CIRCUIT BREAKER 3VA1 IEC FRAME 160 BREAKING CAPACITY CLASS H ICU=70KA @ 415 V 3-POLE, LINE PROT | 891.31
3VA1140-6EF32-0AC0 | CIRCUIT BREAKER 3VA1 IEC FRAME 160 BREAKING CAPACITY CLASS H ICU=70KA @ 415 V 3-POLE, LINE PROT | 339.11
3VA1140-6EF32-0HC0 | CIRCUIT BREAKER 3VA1 IEC FRAME 160 BREAKING CAPACITY CLASS H ICU=70KA @ 415 V 3-POLE, LINE PROT | 431.03
3VA2163-6HL32-0HA0 | CIRCUIT BREAKER 3VA2 IEC FRAME 160 BREAKING CAPACITY CLASS H ICU=85KA @ 415 V 3-POLE, LINE PROT | 639.24
3VA2163-6HL36-0AB0 | CIRCUIT BREAKER 3VA2 IEC FRAME 160 BREAKING CAPACITY CLASS H ICU=85KA @ 415 V 3-POLE, LINE PROT | 647.59
3VA2125-6KQ32-0AA0 | CIRCUIT BREAKER 3VA2 IEC FRAME 160 BREAKING CAPACITY CLASS H ICU=85KA @ 415 V 3POLE, LINE PROTE | 1228.62
3VA2063-5KP32-0KL0 | CIRCUIT BREAKER 3VA2 IEC FRAME 100 BREAKING CAPACITY CLASS M ICU=55KA @ 415 V 3-POLE, LINE PROT | 1385.71
3VA1180-6EF32-0AE0 | CIRCUIT BREAKER 3VA1 IEC FRAME 160 BREAKING CAPACITY CLASS H ICU=70KA @ 415 V 3-POLE, LINE PROT | 420.58
3VA1116-6EF36-0CH0 | CIRCUIT BREAKER 3VA1 IEC FRAME 160 BREAKING CAPACITY CLASS H ICU=70KA @ 415 V 3-POLE, LINE PROT | 912.2
3VA2225-5HN32-0BA0 | CIRCUIT BREAKER 3VA2 IEC FRAME 250 BREAKING CAPACITY CLASS M ICU=55KA @ 415 V 3-POLE, LINE PROT | 1211.63
3VA2340-6HN32-0HA0 | CIRCUIT BREAKER 3VA2 IEC FRAME 400 BREAKING CAPACITY CLASS H ICU=85KA @ 415 V 3-POLE, LINE PROT | 1740.85
3VA1163-4EF36-0AH0 | CIRCUIT BREAKER 3VA1 IEC FRAME 160 BREAKING CAPACITY CLASS S ICU=36KA @ 415 V 3-POLE, LINE PROT | 339.11
3VA1163-4EF36-0BH0 | CIRCUIT BREAKER 3VA1 IEC FRAME 160 BREAKING CAPACITY CLASS S ICU=36KA @ 415 V 3-POLE, LINE PROT | 456.8
3VA2040-8HL32-0AA0 | CIRCUIT BREAKER 3VA2 IEC FRAME 100 BREAKING CAPACITY CLASS L ICU=150KA @ 415 V 3POLE, LINE PROT | 578.26
3VA2063-5HL32-0AJ0 | CIRCUIT BREAKER 3VA2 IEC FRAME 100 BREAKING CAPACITY CLASS M ICU=55KA @ 415 V 3-POLE, LINE PROT | 603.73
3VA2125-7JQ42-0AA0 | CIRCUIT BREAKER 3VA2 IEC FRAME 160 BREAKING CAPACITY CLASS C ICU=110KA @ 415 V 4POLE, LINE PROT | 1314.19
3VA2125-7KQ46-0AA0 | CIRCUIT BREAKER 3VA2 IEC FRAME 160 BREAKING CAPACITY CLASS C ICU=110KA @ 415 V 4POLE, LINE PROT | 1436.44
3VA1163-6EF36-0JA0 | CIRCUIT BREAKER 3VA1 IEC FRAME 160 BREAKING CAPACITY CLASS H ICU=70KA @ 415 V 3-POLE, LINE PROT | 404.57
3VA1180-3EF32-0DH0 | CIRCUIT BREAKER 3VA1 IEC FRAME 160 BREAKING CAPACITY CLASS N ICU=25KA @ 415 V 3-POLE, LINE PROT | 435.22
3VA1116-1AA42-0AC0 | SWITCH DISCONNECTOR 3VA1 IEC FRAME 160 4-POLE SD100, IN=160A WITHOUT OVERLOAD PROTECTION WITHOU | 465.15
3VA1120-4ED36-0AA0 | CIRCUIT BREAKER 3VA1 IEC FRAME 160 BREAKING CAPACITY CLASS S ICU=36KA @ 415 V 3-POLE, LINE PROT | 174.97
3VA2110-5JP32-0AG0 | CIRCUIT BREAKER 3VA2 IEC FRAME 160 BREAKING CAPACITY CLASS M ICU=55KA @ 415 V 3-POLE, LINE PROT | 1107.18
3VA2116-5KP32-0KL0 | CIRCUIT BREAKER 3VA2 IEC FRAME 160 BREAKING CAPACITY CLASS M ICU=55KA @ 415 V 3-POLE, LINE PROT | 1692.1
3VA2116-6HL32-0AE0 | CIRCUIT BREAKER 3VA2 IEC FRAME 160 BREAKING CAPACITY CLASS H ICU=85KA @ 415 V 3-POLE, LINE PROT | 1002.73
3VA2063-5HL32-0CC0 | CIRCUIT BREAKER 3VA2 IEC FRAME 100 BREAKING CAPACITY CLASS M ICU=55KA @ 415 V 3-POLE, LINE PROT | 656.65
3VA2063-5HL32-0HL0 | CIRCUIT BREAKER 3VA2 IEC FRAME 100 BREAKING CAPACITY CLASS M ICU=55KA @ 415 V 3-POLE, LINE PROT | 692.16
3VA2010-5HL32-0DH0 | CIRCUIT BREAKER 3VA2 IEC FRAME 100 BREAKING CAPACITY CLASS M ICU=55KA @ 415 V 3-POLE, LINE PROT | 724.2
3VA2225-6JQ32-0BH0 | CIRCUIT BREAKER 3VA2 IEC FRAME 250 BREAKING CAPACITY CLASS H ICU=85KA @ 415 V 3-POLE, LINE PROT | 2123.83
3VA2063-7JQ36-0AA0 | CIRCUIT BREAKER 3VA2 IEC FRAME 100 BREAKING CAPACITY CLASS C ICU=110KA @ 415 V 3POLE, LINE PROT | 1198.03
3VA2110-6HN32-0CC0 | CIRCUIT BREAKER 3VA2 IEC FRAME 160 BREAKING CAPACITY CLASS H ICU=85KA @ 415 V 3-POLE, LINE PROT | 821.68
3VL9800-3JQ21 | BREAKER VL CABLE MAX FLEX 96 N/P-FR | 524.61
3VA2110-5HN32-0AB0 | CIRCUIT BREAKER 3VA2 IEC FRAME 160 BREAKING CAPACITY CLASS M ICU=55KA @ 415 V 3-POLE, LINE PROT | 668.48
3VA2340-6JP32-0KH0 | CIRCUIT BREAKER 3VA2 IEC FRAME 400 BREAKING CAPACITY CLASS H ICU=85KA @ 415 V 3-POLE, LINE PROT | 2270.06
3VA2340-6JQ32-0AD0 | CIRCUIT BREAKER 3VA2 IEC FRAME 400 BREAKING CAPACITY CLASS H ICU=85KA @ 415 V 3-POLE, LINE PROT | 2444.16
3VA2010-5HN46-0AA0 | CIRCUIT BREAKER 3VA2 IEC FRAME 100 BREAKING CAPACITY CLASS M ICU=55KA @ 415 V 4POLE, LINE PROTE | 678.5
3VA2010-5JQ32-0BA0 | CIRCUIT BREAKER 3VA2 IEC FRAME 100 BREAKING CAPACITY CLASS M ICU=55KA @ 415 V 3-POLE, LINE PROT | 1378.76
3VA1140-6EF36-0JA0 | CIRCUIT BREAKER 3VA1 IEC FRAME 160 BREAKING CAPACITY CLASS H ICU=70KA @ 415 V 3-POLE, LINE PROT | 404.57
3VA1150-3EF32-0JC0 | CIRCUIT BREAKER 3VA1 IEC FRAME 160 BREAKING CAPACITY CLASS N ICU=25KA @ 415 V 3-POLE, LINE PROT | 362.79
3VA2163-5HL36-0BC0 | CIRCUIT BREAKER 3VA2 IEC FRAME 160 BREAKING CAPACITY CLASS M ICU=55KA @ 415 V 3-POLE, LINE PROT | 682.42
3VA2163-5HL36-0DL0 | CIRCUIT BREAKER 3VA2 IEC FRAME 160 BREAKING CAPACITY CLASS M ICU=55KA @ 415 V 3-POLE, LINE PROT | 745.09
3VA1112-1AA42-0BA0 | SWITCH DISCONNECTOR 3VA1 IEC FRAME 160 4-POLE SD100, IN=125A WITHOUT OVERLOAD PROTECTION WITHOU | 503.45
3VA1112-1AA42-0JC0 | SWITCH DISCONNECTOR 3VA1 IEC FRAME 160 4-POLE SD100, IN=125A WITHOUT OVERLOAD PROTECTION WITHOU | 528.52
3VA1112-3EF36-0AH0 | CIRCUIT BREAKER 3VA1 IEC FRAME 160 BREAKING CAPACITY CLASS N ICU=25KA @ 415 V 3-POLE, LINE PROT | 555.68
3VA2163-5HL36-0BL0 | CIRCUIT BREAKER 3VA2 IEC FRAME 160 BREAKING CAPACITY CLASS M ICU=55KA @ 415 V 3-POLE, LINE PROT | 745.09
3VA2163-5HL36-0DA0 | CIRCUIT BREAKER 3VA2 IEC FRAME 160 BREAKING CAPACITY CLASS M ICU=55KA @ 415 V 3-POLE, LINE PROT | 634.36
3VA1150-3GF46-0AA0 | CIRCUIT BREAKER 3VA1 IEC FRAME 160 BREAKING CAPACITY CLASS N ICU=25KA @ 415 V 4-POLE, LINE PROT | 226.88
3VA1116-4EE36-0AA0 | CIRCUIT BREAKER 3VA1 IEC FRAME 160 BREAKING CAPACITY CLASS S ICU=36KA @ 415 V 3-POLE, LINE PROT | 404.76
3VA2163-5HN32-0AH0 | CIRCUIT BREAKER 3VA2 IEC FRAME 160 BREAKING CAPACITY CLASS M ICU=55KA @ 415 V 3-POLE, LINE PROT | 628.79
3VA2163-5HN32-0CA0 | CIRCUIT BREAKER 3VA2 IEC FRAME 160 BREAKING CAPACITY CLASS M ICU=55KA @ 415 V 3-POLE, LINE PROT | 672.66
3VA2340-6JP32-0DH0 | CIRCUIT BREAKER 3VA2 IEC FRAME 400 BREAKING CAPACITY CLASS H ICU=85KA @ 415 V 3-POLE, LINE PROT | 2283.98
3VA1132-5EF32-0DC0 | CIRCUIT BREAKER 3VA1 IEC FRAME 160 BREAKING CAPACITY CLASS M ICU=55KA @ 415 V 3-POLE, LINE PROT | 433.13
3VA1132-5EF36-0AF0 | CIRCUIT BREAKER 3VA1 IEC FRAME 160 BREAKING CAPACITY CLASS M ICU=55KA @ 415 V 3-POLE, LINE PROT | 338.41
3VA1116-5ED32-0HA0 | CIRCUIT BREAKER 3VA1 IEC FRAME 160 BREAKING CAPACITY CLASS M ICU=55KA @ 415 V 3-POLE, LINE PROT | 682.42
3VA1116-5EE32-0BA0 | CIRCUIT BREAKER 3VA1 IEC FRAME 160 BREAKING CAPACITY CLASS M ICU=55KA @ 415 V 3-POLE, LINE PROT | 724.2
3VA1125-5EF32-0AB0 | CIRCUIT BREAKER 3VA1 IEC FRAME 160 BREAKING CAPACITY CLASS M ICU=55KA @ 415 V 3-POLE, LINE PROT | 341.2
3VA1125-5EF32-0JH0 | CIRCUIT BREAKER 3VA1 IEC FRAME 160 BREAKING CAPACITY CLASS M ICU=55KA @ 415 V 3-POLE, LINE PROT | 432.43
3VA2010-8HL46-0AA0 | CIRCUIT BREAKER 3VA2 IEC FRAME 100 BREAKING CAPACITY CLASS L ICU=150KA @ 415 V 4POLE, LINE PROT | 843.54
3VA2010-8JP32-0AA0 | CIRCUIT BREAKER 3VA2 IEC FRAME 100 BREAKING CAPACITY CLASS L ICU=150KA @ 415 V 3POLE, LINE PROT | 1051.35
3VA2340-6JQ32-0CA0 | CIRCUIT BREAKER 3VA2 IEC FRAME 400 BREAKING CAPACITY CLASS H ICU=85KA @ 415 V 3-POLE, LINE PROT | 2472
3VA1163-4GF46-0AA0 | CIRCUIT BREAKER 3VA1 IEC FRAME 160 BREAKING CAPACITY CLASS S ICU=36KA @ 415 V 4-POLE, LINE PROT | 245.03
3VA1163-5ED32-0HC0 | CIRCUIT BREAKER 3VA1 IEC FRAME 160 BREAKING CAPACITY CLASS M ICU=55KA @ 415 V 3-POLE, LINE PROT | 389.25
3VA2040-7KP42-0AA0 | CIRCUIT BREAKER 3VA2 IEC FRAME 100 BREAKING CAPACITY CLASS C ICU=110KA @ 415 V 4POLE, LINE PROT | 1277.51
3VA1120-3EF32-0CC0 | CIRCUIT BREAKER 3VA1 IEC FRAME 160 BREAKING CAPACITY CLASS N ICU=25KA @ 415 V 3-POLE, LINE PROT | 389.95
3VA1120-3EF32-0DH0 | CIRCUIT BREAKER 3VA1 IEC FRAME 160 BREAKING CAPACITY CLASS N ICU=25KA @ 415 V 3-POLE, LINE PROT | 411.54
3VA1120-3EF36-0HA0 | CIRCUIT BREAKER 3VA1 IEC FRAME 160 BREAKING CAPACITY CLASS N ICU=25KA @ 415 V 3-POLE, LINE PROT | 334.94
3VA1120-3EF36-0JA0 | CIRCUIT BREAKER 3VA1 IEC FRAME 160 BREAKING CAPACITY CLASS N ICU=25KA @ 415 V 3-POLE, LINE PROT | 334.94
3VA2116-6HL32-0JL0 | CIRCUIT BREAKER 3VA2 IEC FRAME 160 BREAKING CAPACITY CLASS H ICU=85KA @ 415 V 3-POLE, LINE PROT | 1107.18
3VA2116-6HL32-0KL0 | CIRCUIT BREAKER 3VA2 IEC FRAME 160 BREAKING CAPACITY CLASS H ICU=85KA @ 415 V 3-POLE, LINE PROT | 1107.18
3VA2116-6HL42-0AA0 | CIRCUIT BREAKER 3VA2 IEC FRAME 160 BREAKING CAPACITY CLASS H ICU=85KA @ 415 V 4POLE, LINE PROTE | 1033.03
3VA2116-6HM36-0AA0 | CIRCUIT BREAKER 3VA2 IEC FRAME 160 BREAKING CAPACITY CLASS H ICU=85KA @ 415 V 3POLE, LINE PROTE | 1039.13
3VA2225-6JP32-0KC0 | CIRCUIT BREAKER 3VA2 IEC FRAME 250 BREAKING CAPACITY CLASS H ICU=85KA @ 415 V 3-POLE, LINE PROT | 1803.52
3VA2063-6HN32-0KC0 | CIRCUIT BREAKER 3VA2 IEC FRAME 100 BREAKING CAPACITY CLASS H ICU=85KA @ 415 V 3-POLE, LINE PROT | 752.04
3VA2063-6JQ32-0AA0 | CIRCUIT BREAKER 3VA2 IEC FRAME 100 BREAKING CAPACITY CLASS H ICU=85KA @ 415 V 3POLE, LINE PROTE | 1155.27
3VA2110-5JQ32-0JA0 | CIRCUIT BREAKER 3VA2 IEC FRAME 160 BREAKING CAPACITY CLASS M ICU=55KA @ 415 V 3-POLE, LINE PROT | 1357.87
3VA2010-5JQ36-0AA0 | CIRCUIT BREAKER 3VA2 IEC FRAME 100 BREAKING CAPACITY CLASS M ICU=55KA @ 415 V 3POLE, LINE PROTE | 1161.39
3VA2010-5KP32-0AG0 | CIRCUIT BREAKER 3VA2 IEC FRAME 100 BREAKING CAPACITY CLASS M ICU=55KA @ 415 V 3-POLE, LINE PROT | 1316.08
3VA2010-5KP32-0BC0 | CIRCUIT BREAKER 3VA2 IEC FRAME 100 BREAKING CAPACITY CLASS M ICU=55KA @ 415 V 3-POLE, LINE PROT | 1385.71
3VA2010-5HL36-0JC0 | CIRCUIT BREAKER 3VA2 IEC FRAME 100 BREAKING CAPACITY CLASS M ICU=55KA @ 415 V 3-POLE, LINE PROT | 694.95
3VA2010-5HM42-0AA0 | CIRCUIT BREAKER 3VA2 IEC FRAME 100 BREAKING CAPACITY CLASS M ICU=55KA @ 415 V 4POLE, LINE PROTE | 819.06
3VA2010-5HN32-0AB0 | CIRCUIT BREAKER 3VA2 IEC FRAME 100 BREAKING CAPACITY CLASS M ICU=55KA @ 415 V 3-POLE, LINE PROT | 668.48
3VA2010-5HN32-0AF0 | CIRCUIT BREAKER 3VA2 IEC FRAME 100 BREAKING CAPACITY CLASS M ICU=55KA @ 415 V 3-POLE, LINE PROT | 644.12
3VA2325-6HN32-0HC0 | CIRCUIT BREAKER 3VA2 IEC FRAME 400 BREAKING CAPACITY CLASS H ICU=85KA @ 415 V 3-POLE, LINE PROT | 1789.6
3VA2325-6JP42-0AA0 | CIRCUIT BREAKER 3VA2 IEC FRAME 400 BREAKING CAPACITY CLASS H ICU=85KA @ 415 V 4-POLE, LINE PROT | 2261.62
3VA2325-7HL32-0AA0 | CIRCUIT BREAKER 3VA2 IEC FRAME 400 BREAKING CAPACITY CLASS C ICU=110KA @ 415 V 3-POLE, LINE PRO | 1479.24
3VA2325-7JQ42-0AA0 | CIRCUIT BREAKER 3VA2 IEC FRAME 400 BREAKING CAPACITY CLASS C ICU=110KA @ 415 V 4-POLE, LINE PRO | 2640.6
3VA2010-5KP46-0AA0 | CIRCUIT BREAKER 3VA2 IEC FRAME 100 BREAKING CAPACITY CLASS M ICU=55KA @ 415 V 4POLE, LINE PROTE | 1246.95
3VA2010-5KQ46-0AA0 | CIRCUIT BREAKER 3VA2 IEC FRAME 100 BREAKING CAPACITY CLASS M ICU=55KA @ 415 V 4POLE, LINE PROTE | 1363.1
3VA2010-6HL32-0AG0 | CIRCUIT BREAKER 3VA2 IEC FRAME 100 BREAKING CAPACITY CLASS H ICU=85KA @ 415 V 3-POLE, LINE PROT | 668.48
3VA2010-6HL32-0CC0 | CIRCUIT BREAKER 3VA2 IEC FRAME 100 BREAKING CAPACITY CLASS H ICU=85KA @ 415 V 3-POLE, LINE PROT | 765.98
3VA2063-7KQ32-0AA0 | CIRCUIT BREAKER 3VA2 IEC FRAME 100 BREAKING CAPACITY CLASS C ICU=110KA @ 415 V 3POLE, LINE PROT | 1271.39
3VA2110-5JQ32-0AA0 | CIRCUIT BREAKER 3VA2 IEC FRAME 160 BREAKING CAPACITY CLASS M ICU=55KA @ 415 V 3POLE, LINE PROTE | 1130.81
3VA2110-5JQ32-0BL0 | CIRCUIT BREAKER 3VA2 IEC FRAME 160 BREAKING CAPACITY CLASS M ICU=55KA @ 415 V 3-POLE, LINE PROT | 1511.05
3VA2116-6HN32-0AC0 | CIRCUIT BREAKER 3VA2 IEC FRAME 160 BREAKING CAPACITY CLASS H ICU=85KA @ 415 V 3-POLE, LINE PROT | 1016.65
3VA2116-6HN32-0JL0 | CIRCUIT BREAKER 3VA2 IEC FRAME 160 BREAKING CAPACITY CLASS H ICU=85KA @ 415 V 3-POLE, LINE PROT | 1162.88
3VA1163-5EF36-0CA0 | CIRCUIT BREAKER 3VA1 IEC FRAME 160 BREAKING CAPACITY CLASS M ICU=55KA @ 415 V 3-POLE, LINE PROT | 405.96
3VA2010-5HL36-0DL0 | CIRCUIT BREAKER 3VA2 IEC FRAME 100 BREAKING CAPACITY CLASS M ICU=55KA @ 415 V 3-POLE, LINE PROT | 786.87
3TH4262-0LJ8 | CONTACTOR RELAY | 111.42
3VA1010-2ED42-0JH0 | CIRCUIT BREAKER 3VA1 IEC FRAME 100 BREAKING CAPACITY CLASS B ICU=16KA @ 415 V 4-POLE, LINE PROT | 486.74
3VA2325-6HN32-0AA0 | CIRCUIT BREAKER 3VA2 IEC FRAME 400 BREAKING CAPACITY CLASS H ICU=85KA @ 415 V 3-POLE, LINE PROT | 1460.88
3VA2325-6HN32-0DC0 | CIRCUIT BREAKER 3VA2 IEC FRAME 400 BREAKING CAPACITY CLASS H ICU=85KA @ 415 V 3-POLE, LINE PROT | 1838.33
3VA1163-5EF36-0DH0 | CIRCUIT BREAKER 3VA1 IEC FRAME 160 BREAKING CAPACITY CLASS M ICU=55KA @ 415 V 3-POLE, LINE PROT | 479.78
3VA1163-6EF32-0AH0 | CIRCUIT BREAKER 3VA1 IEC FRAME 160 BREAKING CAPACITY CLASS H ICU=70KA @ 415 V 3-POLE, LINE PROT | 366.27
3VA2163-5HN32-0JC0 | CIRCUIT BREAKER 3VA2 IEC FRAME 160 BREAKING CAPACITY CLASS M ICU=55KA @ 415 V 3-POLE, LINE PROT | 692.85
3VA2010-5KP32-0DH0 | CIRCUIT BREAKER 3VA2 IEC FRAME 100 BREAKING CAPACITY CLASS M ICU=55KA @ 415 V 3-POLE, LINE PROT | 1420.54
3VA2010-6HL32-0KA0 | CIRCUIT BREAKER 3VA2 IEC FRAME 100 BREAKING CAPACITY CLASS H ICU=85KA @ 415 V 3-POLE, LINE PROT | 682.42
3VA1150-3EF36-0CA0 | CIRCUIT BREAKER 3VA1 IEC FRAME 160 BREAKING CAPACITY CLASS N ICU=25KA @ 415 V 3-POLE, LINE PROT | 362.79
3VA2063-5HN32-0AB0 | CIRCUIT BREAKER 3VA2 IEC FRAME 100 BREAKING CAPACITY CLASS M ICU=55KA @ 415 V 3-POLE, LINE PROT | 628.79
3VA2063-5HN32-0JC0 | CIRCUIT BREAKER 3VA2 IEC FRAME 100 BREAKING CAPACITY CLASS M ICU=55KA @ 415 V 3-POLE, LINE PROT | 692.85
3VA2063-8KQ32-0AA0 | CIRCUIT BREAKER 3VA2 IEC FRAME 100 BREAKING CAPACITY CLASS L ICU=150KA @ 415 V 3POLE, LINE PROT | 1338.64
3VA2225-7KP32-0BC0 | CIRCUIT BREAKER 3VA2 IEC FRAME 250 BREAKING CAPACITY CLASS C ICU=110KA @ 415 V 3-POLE, LINE PRO | 2158.66
3VA2325-6HN32-0CL0 | CIRCUIT BREAKER 3VA2 IEC FRAME 400 BREAKING CAPACITY CLASS H ICU=85KA @ 415 V 3-POLE, LINE PROT | 1907.97
3VA1196-5EF32-0AH0 | CIRCUIT BREAKER 3VA1 IEC FRAME 160 BREAKING CAPACITY CLASS M ICU=55KA @ 415 V 3-POLE, LINE PROT | 341.2
3VA2010-8HL36-0AA0 | CIRCUIT BREAKER 3VA2 IEC FRAME 100 BREAKING CAPACITY CLASS L ICU=150KA @ 415 V 3POLE, LINE PROT | 654.02
3VA1150-4EF32-0JA0 | CIRCUIT BREAKER 3VA1 IEC FRAME 160 BREAKING CAPACITY CLASS S ICU=36KA @ 415 V 3-POLE, LINE PROT | 331.46
3VA1163-5EE32-0HA0 | CIRCUIT BREAKER 3VA1 IEC FRAME 160 BREAKING CAPACITY CLASS M ICU=55KA @ 415 V 3-POLE, LINE PROT | 343.99
3VA1180-6EF32-0AH0 | CIRCUIT BREAKER 3VA1 IEC FRAME 160 BREAKING CAPACITY CLASS H ICU=70KA @ 415 V 3-POLE, LINE PROT | 394.83
3VA1180-6EF32-0KC0 | CIRCUIT BREAKER 3VA1 IEC FRAME 160 BREAKING CAPACITY CLASS H ICU=70KA @ 415 V 3-POLE, LINE PROT | 458.89
3VA2063-5KP32-0AG0 | CIRCUIT BREAKER 3VA2 IEC FRAME 100 BREAKING CAPACITY CLASS M ICU=55KA @ 415 V 3-POLE, LINE PROT | 1288.23
3VA2116-5HL36-0KA0 | CIRCUIT BREAKER 3VA2 IEC FRAME 160 BREAKING CAPACITY CLASS M ICU=55KA @ 415 V 3-POLE, LINE PROT | 912.2
3VA2116-5HM46-0AA0 | CIRCUIT BREAKER 3VA2 IEC FRAME 160 BREAKING CAPACITY CLASS M ICU=55KA @ 415 V 4POLE, LINE PROTE | 1167.49
3VA2340-6HN32-0JL0 | CIRCUIT BREAKER 3VA2 IEC FRAME 400 BREAKING CAPACITY CLASS H ICU=85KA @ 415 V 3-POLE, LINE PROT | 1887.08
3VA2340-6HN42-0AA0 | CIRCUIT BREAKER 3VA2 IEC FRAME 400 BREAKING CAPACITY CLASS H ICU=85KA @ 415 V 4-POLE, LINE PROT | 1907.1
3VA2063-5HL36-0BA0 | CIRCUIT BREAKER 3VA2 IEC FRAME 100 BREAKING CAPACITY CLASS M ICU=55KA @ 415 V 3-POLE, LINE PROT | 634.36
3VA2063-5HL36-0CA0 | CIRCUIT BREAKER 3VA2 IEC FRAME 100 BREAKING CAPACITY CLASS M ICU=55KA @ 415 V 3-POLE, LINE PROT | 634.36
3VA1196-6GF42-0AA0 | CIRCUIT BREAKER 3VA1 IEC FRAME 160 BREAKING CAPACITY CLASS H ICU=70KA @ 415 V 4-POLE, LINE PROT | 266.57
3VA2010-5HL32-0AF0 | CIRCUIT BREAKER 3VA2 IEC FRAME 100 BREAKING CAPACITY CLASS M ICU=55KA @ 415 V 3-POLE, LINE PROT | 580.75
4AM3442-8MB40-0FA0 | TRANSFORMER SITAS; PHASES:1; PN/PN(S6)(KVA):0,1 /0,31; UPRI(V):440-400-230; USEC(V):48(2X24); IS | 172.18
3VA2063-8HL36-0AA0 | CIRCUIT BREAKER 3VA2 IEC FRAME 100 BREAKING CAPACITY CLASS L ICU=150KA @ 415 V 3POLE, LINE PROT | 600.27
3VA2063-8HM36-0AA0 | CIRCUIT BREAKER 3VA2 IEC FRAME 100 BREAKING CAPACITY CLASS L ICU=150KA @ 415 V 3POLE, LINE PROT | 825.18
3VA2110-5JP32-0CL0 | CIRCUIT BREAKER 3VA2 IEC FRAME 160 BREAKING CAPACITY CLASS M ICU=55KA @ 415 V 3-POLE, LINE PROT | 1246.44
3VA2110-5JP32-0DH0 | CIRCUIT BREAKER 3VA2 IEC FRAME 160 BREAKING CAPACITY CLASS M ICU=55KA @ 415 V 3-POLE, LINE PROT | 1204.66
3VA2110-5JP32-0HH0 | CIRCUIT BREAKER 3VA2 IEC FRAME 160 BREAKING CAPACITY CLASS M ICU=55KA @ 415 V 3-POLE, LINE PROT | 1190.74
3VA1163-5EF32-0JH0 | CIRCUIT BREAKER 3VA1 IEC FRAME 160 BREAKING CAPACITY CLASS M ICU=55KA @ 415 V 3-POLE, LINE PROT | 432.43
3VA1163-5EF32-0KC0 | CIRCUIT BREAKER 3VA1 IEC FRAME 160 BREAKING CAPACITY CLASS M ICU=55KA @ 415 V 3-POLE, LINE PROT | 405.96
3VA1163-5EF32-0KH0 | CIRCUIT BREAKER 3VA1 IEC FRAME 160 BREAKING CAPACITY CLASS M ICU=55KA @ 415 V 3-POLE, LINE PROT | 432.43
3VA1163-5EF36-0BC0 | CIRCUIT BREAKER 3VA1 IEC FRAME 160 BREAKING CAPACITY CLASS M ICU=55KA @ 415 V 3-POLE, LINE PROT | 454.71
3VA2110-5KP32-0AA0 | CIRCUIT BREAKER 3VA2 IEC FRAME 160 BREAKING CAPACITY CLASS M ICU=55KA @ 415 V 3POLE, LINE PROTE | 1044.57
3VA2325-5HN32-0KC0 | CIRCUIT BREAKER 3VA2 IEC FRAME 400 BREAKING CAPACITY CLASS M ICU=55KA @ 415 V 3-POLE, LINE PROT | 1622.47
3VA2325-5HN42-0AA0 | CIRCUIT BREAKER 3VA2 IEC FRAME 400 BREAKING CAPACITY CLASS M ICU=55KA @ 415 V 4-POLE, LINE PROT | 1687.06
3VA2163-5HL36-0DH0 | CIRCUIT BREAKER 3VA2 IEC FRAME 160 BREAKING CAPACITY CLASS M ICU=55KA @ 415 V 3-POLE, LINE PROT | 710.26
3VA2163-5HL36-0KL0 | CIRCUIT BREAKER 3VA2 IEC FRAME 160 BREAKING CAPACITY CLASS M ICU=55KA @ 415 V 3-POLE, LINE PROT | 724.2
3VA2163-5HN32-0AE0 | CIRCUIT BREAKER 3VA2 IEC FRAME 160 BREAKING CAPACITY CLASS M ICU=55KA @ 415 V 3-POLE, LINE PROT | 655.25
3VA2163-5HN32-0AF0 | CIRCUIT BREAKER 3VA2 IEC FRAME 160 BREAKING CAPACITY CLASS M ICU=55KA @ 415 V 3-POLE, LINE PROT | 603.73
3VA2163-5HN32-0DH0 | CIRCUIT BREAKER 3VA2 IEC FRAME 160 BREAKING CAPACITY CLASS M ICU=55KA @ 415 V 3-POLE, LINE PROT | 745.09
3VA1150-3EF36-0HC0 | CIRCUIT BREAKER 3VA1 IEC FRAME 160 BREAKING CAPACITY CLASS N ICU=25KA @ 415 V 3-POLE, LINE PROT | 385.77
3VA2110-5HN32-0HA0 | CIRCUIT BREAKER 3VA2 IEC FRAME 160 BREAKING CAPACITY CLASS M ICU=55KA @ 415 V 3-POLE, LINE PROT | 682.42
3VA2110-5HN32-0JA0 | CIRCUIT BREAKER 3VA2 IEC FRAME 160 BREAKING CAPACITY CLASS M ICU=55KA @ 415 V 3-POLE, LINE PROT | 682.42
3VA2063-5HL36-0DA0 | CIRCUIT BREAKER 3VA2 IEC FRAME 100 BREAKING CAPACITY CLASS M ICU=55KA @ 415 V 3-POLE, LINE PROT | 634.36
3VA2225-8HL42-0AA0 | CIRCUIT BREAKER 3VA2 IEC FRAME 250 BREAKING CAPACITY CLASS L ICU=150KA @ 415 V 4POLE, LINE PROT | 1699.28
3VA2325-5HN32-0AC0 | CIRCUIT BREAKER 3VA2 IEC FRAME 400 BREAKING CAPACITY CLASS M ICU=55KA @ 415 V 3-POLE, LINE PROT | 1538.91
3VA2063-5HN36-0AF0 | CIRCUIT BREAKER 3VA2 IEC FRAME 100 BREAKING CAPACITY CLASS M ICU=55KA @ 415 V 3-POLE, LINE PROT | 628.79
3VA2063-5HN36-0AH0 | CIRCUIT BREAKER 3VA2 IEC FRAME 100 BREAKING CAPACITY CLASS M ICU=55KA @ 415 V 3-POLE, LINE PROT | 655.25
3VA2063-5JP36-0AA0 | CIRCUIT BREAKER 3VA2 IEC FRAME 100 BREAKING CAPACITY CLASS M ICU=55KA @ 415 V 3POLE, LINE PROTE | 892.41
3VA2063-5JQ32-0BC0 | CIRCUIT BREAKER 3VA2 IEC FRAME 100 BREAKING CAPACITY CLASS M ICU=55KA @ 415 V 3-POLE, LINE PROT | 1399.65
3VA2063-8HM46-0AA0 | CIRCUIT BREAKER 3VA2 IEC FRAME 100 BREAKING CAPACITY CLASS L ICU=150KA @ 415 V 4POLE, LINE PROT | 1002.45
3VA2010-8KP42-0AA0 | CIRCUIT BREAKER 3VA2 IEC FRAME 100 BREAKING CAPACITY CLASS L ICU=150KA @ 415 V 4POLE, LINE PROT | 1436.44
3VA2025-5KP42-0AA0 | CIRCUIT BREAKER 3VA2 IEC FRAME 100 BREAKING CAPACITY CLASS M ICU=55KA @ 415 V 4POLE, LINE PROTE | 1170.16
3VA2025-5KQ46-0AA0 | CIRCUIT BREAKER 3VA2 IEC FRAME 100 BREAKING CAPACITY CLASS M ICU=55KA @ 415 V 4POLE, LINE PROTE | 1338.64
3VA2025-6HL36-0AA0 | CIRCUIT BREAKER 3VA2 IEC FRAME 100 BREAKING CAPACITY CLASS H ICU=85KA @ 415 V 3POLE, LINE PROTE | 502.46
3VA2116-5HL36-0AD0 | CIRCUIT BREAKER 3VA2 IEC FRAME 160 BREAKING CAPACITY CLASS M ICU=55KA @ 415 V 3-POLE, LINE PROT | 905.24
3VA2116-5HL36-0BC0 | CIRCUIT BREAKER 3VA2 IEC FRAME 160 BREAKING CAPACITY CLASS M ICU=55KA @ 415 V 3-POLE, LINE PROT | 981.84
3VA2116-5HL36-0CL0 | CIRCUIT BREAKER 3VA2 IEC FRAME 160 BREAKING CAPACITY CLASS M ICU=55KA @ 415 V 3-POLE, LINE PROT | 1051.48
3VA2116-5HL36-0HL0 | CIRCUIT BREAKER 3VA2 IEC FRAME 160 BREAKING CAPACITY CLASS M ICU=55KA @ 415 V 3-POLE, LINE PROT | 1037.54
3VA2440-5JQ32-0AA0 | CIRCUIT BREAKER 3VA2 IEC FRAME 630 BREAKING CAPACITY CLASS M ICU=55KA @ 415 V 3-POLE, LINE PROT | 2347.21
3VA2440-5KP32-0AA0 | CIRCUIT BREAKER 3VA2 IEC FRAME 630 BREAKING CAPACITY CLASS M ICU=55KA @ 415 V 3-POLE, LINE PROT | 2279.98
3VA2440-6HL42-0AA0 | CIRCUIT BREAKER 3VA2 IEC FRAME 630 BREAKING CAPACITY CLASS H ICU=85KA @ 415 V 4-POLE, LINE PROT | 2475.56
3VA2440-6HN32-0CL0 | CIRCUIT BREAKER 3VA2 IEC FRAME 630 BREAKING CAPACITY CLASS H ICU=85KA @ 415 V 3-POLE, LINE PROT | 2465.05
3VA2025-6JP46-0AA0 | CIRCUIT BREAKER 3VA2 IEC FRAME 100 BREAKING CAPACITY CLASS H ICU=85KA @ 415 V 4POLE, LINE PROTE | 1063.58
3VA2025-6KP36-0AA0 | CIRCUIT BREAKER 3VA2 IEC FRAME 100 BREAKING CAPACITY CLASS H ICU=85KA @ 415 V 3POLE, LINE PROTE | 1084.25
3VA2025-6KP42-0AA0 | CIRCUIT BREAKER 3VA2 IEC FRAME 100 BREAKING CAPACITY CLASS H ICU=85KA @ 415 V 4POLE, LINE PROTE | 1228.62
3VA2163-5HN36-0KH0 | CIRCUIT BREAKER 3VA2 IEC FRAME 160 BREAKING CAPACITY CLASS M ICU=55KA @ 415 V 3-POLE, LINE PROT | 745.09
3VA1125-5EF32-0HH0 | CIRCUIT BREAKER 3VA1 IEC FRAME 160 BREAKING CAPACITY CLASS M ICU=55KA @ 415 V 3-POLE, LINE PROT | 432.43
3VA1125-5EF32-0CH0 | CIRCUIT BREAKER 3VA1 IEC FRAME 160 BREAKING CAPACITY CLASS M ICU=55KA @ 415 V 3-POLE, LINE PROT | 457.5
3VA1125-5EF32-0KH0 | CIRCUIT BREAKER 3VA1 IEC FRAME 160 BREAKING CAPACITY CLASS M ICU=55KA @ 415 V 3-POLE, LINE PROT | 432.43
3VA2116-5HN32-0BL0 | CIRCUIT BREAKER 3VA2 IEC FRAME 160 BREAKING CAPACITY CLASS M ICU=55KA @ 415 V 3-POLE, LINE PROT | 1100.21
3VA2340-6JP32-0HH0 | CIRCUIT BREAKER 3VA2 IEC FRAME 400 BREAKING CAPACITY CLASS H ICU=85KA @ 415 V 3-POLE, LINE PROT | 2270.06
3VA2340-6JP32-0HL0 | CIRCUIT BREAKER 3VA2 IEC FRAME 400 BREAKING CAPACITY CLASS H ICU=85KA @ 415 V 3-POLE, LINE PROT | 2290.95
3VA2340-6JQ32-0AB0 | CIRCUIT BREAKER 3VA2 IEC FRAME 400 BREAKING CAPACITY CLASS H ICU=85KA @ 415 V 3-POLE, LINE PROT | 2444.16
3VA2340-6JQ32-0BH0 | CIRCUIT BREAKER 3VA2 IEC FRAME 400 BREAKING CAPACITY CLASS H ICU=85KA @ 415 V 3-POLE, LINE PROT | 2541.64
3VA2340-5HL42-0AA0 | CIRCUIT BREAKER 3VA2 IEC FRAME 400 BREAKING CAPACITY CLASS M ICU=55KA @ 415 V 4-POLE, LINE PROT | 1577.01
3VA2325-5HN32-0AJ0 | CIRCUIT BREAKER 3VA2 IEC FRAME 400 BREAKING CAPACITY CLASS M ICU=55KA @ 415 V 3-POLE, LINE PROT | 1601.58
3VA2325-5HN32-0DL0 | CIRCUIT BREAKER 3VA2 IEC FRAME 400 BREAKING CAPACITY CLASS M ICU=55KA @ 415 V 3-POLE, LINE PROT | 1712.99
3VA2163-5HN36-0AJ0 | CIRCUIT BREAKER 3VA2 IEC FRAME 160 BREAKING CAPACITY CLASS M ICU=55KA @ 415 V 3-POLE, LINE PROT | 692.16
3VA2163-5HN36-0BA0 | CIRCUIT BREAKER 3VA2 IEC FRAME 160 BREAKING CAPACITY CLASS M ICU=55KA @ 415 V 3-POLE, LINE PROT | 694.95
3VA2163-5HN36-0CC0 | CIRCUIT BREAKER 3VA2 IEC FRAME 160 BREAKING CAPACITY CLASS M ICU=55KA @ 415 V 3-POLE, LINE PROT | 745.09
3VA2163-5HN36-0DC0 | CIRCUIT BREAKER 3VA2 IEC FRAME 160 BREAKING CAPACITY CLASS M ICU=55KA @ 415 V 3-POLE, LINE PROT | 745.09
3VA1163-5EE32-0JA0 | CIRCUIT BREAKER 3VA1 IEC FRAME 160 BREAKING CAPACITY CLASS M ICU=55KA @ 415 V 3-POLE, LINE PROT | 343.99
3VA1163-5EE32-0KH0 | CIRCUIT BREAKER 3VA1 IEC FRAME 160 BREAKING CAPACITY CLASS M ICU=55KA @ 415 V 3-POLE, LINE PROT | 417.81
3VA1163-5EF32-0AG0 | CIRCUIT BREAKER 3VA1 IEC FRAME 160 BREAKING CAPACITY CLASS M ICU=55KA @ 415 V 3-POLE, LINE PROT | 341.2
3VA1163-5EF32-0BC0 | CIRCUIT BREAKER 3VA1 IEC FRAME 160 BREAKING CAPACITY CLASS M ICU=55KA @ 415 V 3-POLE, LINE PROT | 433.13
3VA2116-5HN32-0AJ0 | CIRCUIT BREAKER 3VA2 IEC FRAME 160 BREAKING CAPACITY CLASS M ICU=55KA @ 415 V 3-POLE, LINE PROT | 974.87
3VA2325-6HN32-0JA0 | CIRCUIT BREAKER 3VA2 IEC FRAME 400 BREAKING CAPACITY CLASS H ICU=85KA @ 415 V 3-POLE, LINE PROT | 1740.85
3VA2325-6HN32-0KH0 | CIRCUIT BREAKER 3VA2 IEC FRAME 400 BREAKING CAPACITY CLASS H ICU=85KA @ 415 V 3-POLE, LINE PROT | 1838.33
3VA2325-7KP32-0AA0 | CIRCUIT BREAKER 3VA2 IEC FRAME 400 BREAKING CAPACITY CLASS C ICU=110KA @ 415 V 3-POLE, LINE PRO | 2151.62
3VA2163-5JP32-0KA0 | CIRCUIT BREAKER 3VA2 IEC FRAME 160 BREAKING CAPACITY CLASS M ICU=55KA @ 415 V 3-POLE, LINE PROT | 1079.32
3VA1180-6EF36-0KH0 | CIRCUIT BREAKER 3VA1 IEC FRAME 160 BREAKING CAPACITY CLASS H ICU=70KA @ 415 V 3-POLE, LINE PROT | 505.54
3VA1180-6GF46-0AA0 | CIRCUIT BREAKER 3VA1 IEC FRAME 160 BREAKING CAPACITY CLASS H ICU=70KA @ 415 V 4-POLE, LINE PROT | 314.62
3VA1196-3EE42-0AA0 | CIRCUIT BREAKER 3VA1 IEC FRAME 160 BREAKING CAPACITY CLASS N ICU=25KA @ 415 V 4-POLE, LINE PROT | 195.02
3VA1140-6EF36-0CC0 | CIRCUIT BREAKER 3VA1 IEC FRAME 160 BREAKING CAPACITY CLASS H ICU=70KA @ 415 V 3-POLE, LINE PROT | 479.09
3VA1140-6EF36-0DC0 | CIRCUIT BREAKER 3VA1 IEC FRAME 160 BREAKING CAPACITY CLASS H ICU=70KA @ 415 V 3-POLE, LINE PROT | 479.09
3VA1140-6EF36-0HH0 | CIRCUIT BREAKER 3VA1 IEC FRAME 160 BREAKING CAPACITY CLASS H ICU=70KA @ 415 V 3-POLE, LINE PROT | 477.69
3VA1140-6EF36-0KA0 | CIRCUIT BREAKER 3VA1 IEC FRAME 160 BREAKING CAPACITY CLASS H ICU=70KA @ 415 V 3-POLE, LINE PROT | 404.57
3VA2163-5JQ32-0AB0 | CIRCUIT BREAKER 3VA2 IEC FRAME 160 BREAKING CAPACITY CLASS M ICU=55KA @ 415 V 3-POLE, LINE PROT | 1323.04
3VA2163-5JQ32-0AE0 | CIRCUIT BREAKER 3VA2 IEC FRAME 160 BREAKING CAPACITY CLASS M ICU=55KA @ 415 V 3-POLE, LINE PROT | 1336.98
3VL9335-4TD03 | BREAKER FG LUG, CU OR AL POWER | 69.33
3VA2110-5HL32-0BC0 | CIRCUIT BREAKER 3VA2 IEC FRAME 160 BREAKING CAPACITY CLASS M ICU=55KA @ 415 V 3-POLE, LINE PROT | 695.64
3VA2110-5HL32-0CA0 | CIRCUIT BREAKER 3VA2 IEC FRAME 160 BREAKING CAPACITY CLASS M ICU=55KA @ 415 V 3-POLE, LINE PROT | 647.59
3VA2110-5HL32-0DA0 | CIRCUIT BREAKER 3VA2 IEC FRAME 160 BREAKING CAPACITY CLASS M ICU=55KA @ 415 V 3-POLE, LINE PROT | 647.59
3VA2125-8JQ32-0AA0 | CIRCUIT BREAKER 3VA2 IEC FRAME 160 BREAKING CAPACITY CLASS L ICU=150KA @ 415 V 3POLE, LINE PROT | 1228.62
3VA2125-8JQ46-0AA0 | CIRCUIT BREAKER 3VA2 IEC FRAME 160 BREAKING CAPACITY CLASS L ICU=150KA @ 415 V 4POLE, LINE PROT | 1436.44
3VA2340-6JQ32-0DL0 | CIRCUIT BREAKER 3VA2 IEC FRAME 400 BREAKING CAPACITY CLASS H ICU=85KA @ 415 V 3-POLE, LINE PROT | 2569.5
3VA2116-5KP32-0JC0 | CIRCUIT BREAKER 3VA2 IEC FRAME 160 BREAKING CAPACITY CLASS M ICU=55KA @ 415 V 3-POLE, LINE PROT | 1643.36
3VA9221-0WD30 | TERMINAL COVER 3 POLE 1PCS. ACCESSORY FOR: 3VA2 100/160/250 | 13.5
3VA9403-0QE00 | REAR TERMINAL FLAT 3 PCS. ACCESSORY FOR: 3VA2 400/630 | 76.58
3VA1112-4GF46-0AA0 | CIRCUIT BREAKER 3VA1 IEC FRAME 160 BREAKING CAPACITY CLASS S ICU=36KA @ 415 V 4-POLE, LINE PROT | 478.28
3VA1112-5EE46-0AA0 | CIRCUIT BREAKER 3VA1 IEC FRAME 160 BREAKING CAPACITY CLASS M ICU=55KA @ 415 V 4-POLE, LINE PROT | 499.85
3VA1112-5EF32-0HA0 | CIRCUIT BREAKER 3VA1 IEC FRAME 160 BREAKING CAPACITY CLASS M ICU=55KA @ 415 V 3-POLE, LINE PROT | 638.55
3VA1125-5EF36-0JA0 | CIRCUIT BREAKER 3VA1 IEC FRAME 160 BREAKING CAPACITY CLASS M ICU=55KA @ 415 V 3-POLE, LINE PROT | 378.82
3VA2116-5HN32-0KH0 | CIRCUIT BREAKER 3VA2 IEC FRAME 160 BREAKING CAPACITY CLASS M ICU=55KA @ 415 V 3-POLE, LINE PROT | 1037.54
3VA2116-5HN36-0BL0 | CIRCUIT BREAKER 3VA2 IEC FRAME 160 BREAKING CAPACITY CLASS M ICU=55KA @ 415 V 3-POLE, LINE PROT | 1114.15
3VA2340-6JQ32-0AG0 | CIRCUIT BREAKER 3VA2 IEC FRAME 400 BREAKING CAPACITY CLASS H ICU=85KA @ 415 V 3-POLE, LINE PROT | 2444.16
3VA2340-6JQ32-0CC0 | CIRCUIT BREAKER 3VA2 IEC FRAME 400 BREAKING CAPACITY CLASS H ICU=85KA @ 415 V 3-POLE, LINE PROT | 2527.72
3VA1132-5GE46-0AA0 | CIRCUIT BREAKER 3VA1 IEC FRAME 160 BREAKING CAPACITY CLASS M ICU=55KA @ 415 V 4-POLE, LINE PROT | 254.82
3VA1140-3ED46-0AA0 | CIRCUIT BREAKER 3VA1 IEC FRAME 160 BREAKING CAPACITY CLASS N ICU=25KA @ 415 V 4-POLE, LINE PROT | 211.22
3VA1110-1AA36-0AF0 | SWITCH DISCONNECTOR 3VA1 IEC FRAME 160 3-POLE SD100, IN=100A WITHOUT OVERLOAD PROTECTION WITHOU | 303.6
3VA2225-5HN42-0HL0 | CIRCUIT BREAKER 3VA2 IEC FRAME 250 BREAKING CAPACITY CLASS M ICU=55KA @ 415 V 4-POLE, LINE PROT | 1636.4
3VA2063-5JQ32-0DC0 | CIRCUIT BREAKER 3VA2 IEC FRAME 100 BREAKING CAPACITY CLASS M ICU=55KA @ 415 V 3-POLE, LINE PROT | 1399.65
3VA2063-5JQ32-0JA0 | CIRCUIT BREAKER 3VA2 IEC FRAME 100 BREAKING CAPACITY CLASS M ICU=55KA @ 415 V 3-POLE, LINE PROT | 1330.01
3VA1196-5EF36-0AD0 | CIRCUIT BREAKER 3VA1 IEC FRAME 160 BREAKING CAPACITY CLASS M ICU=55KA @ 415 V 3-POLE, LINE PROT | 364.88
3VA1196-5EF36-0CA0 | CIRCUIT BREAKER 3VA1 IEC FRAME 160 BREAKING CAPACITY CLASS M ICU=55KA @ 415 V 3-POLE, LINE PROT | 405.96
3VA2116-6JP46-0AA0 | CIRCUIT BREAKER 3VA2 IEC FRAME 160 BREAKING CAPACITY CLASS H ICU=85KA @ 415 V 4POLE, LINE PROTE | 1485.35
3VA2116-7JQ32-0AA0 | CIRCUIT BREAKER 3VA2 IEC FRAME 160 BREAKING CAPACITY CLASS C ICU=110KA @ 415 V 3POLE, LINE PROT | 1509.79
3VA1163-5EF32-0AC0 | CIRCUIT BREAKER 3VA1 IEC FRAME 160 BREAKING CAPACITY CLASS M ICU=55KA @ 415 V 3-POLE, LINE PROT | 317.52
3VA1163-5EF32-0DC0 | CIRCUIT BREAKER 3VA1 IEC FRAME 160 BREAKING CAPACITY CLASS M ICU=55KA @ 415 V 3-POLE, LINE PROT | 433.13
3VA1110-1AA42-0DA0 | SWITCH DISCONNECTOR 3VA1 IEC FRAME 160 4-POLE SD100, IN=100A WITHOUT OVERLOAD PROTECTION WITHOU | 414.33
3VA1163-1AA36-0AF0 | SWITCH DISCONNECTOR 3VA1 IEC FRAME 160 3-POLE SD100, IN=63A WITHOUT OVERLOAD PROTECTION WITHOUT | 254.87
3VA2340-6KP32-0CL0 | CIRCUIT BREAKER 3VA2 IEC FRAME 400 BREAKING CAPACITY CLASS H ICU=85KA @ 415 V 3-POLE, LINE PROT | 2541.64
3VA1196-4EF46-0AA0 | CIRCUIT BREAKER 3VA1 IEC FRAME 160 BREAKING CAPACITY CLASS S ICU=36KA @ 415 V 4-POLE, LINE PROT | 245.03
3VA1140-4GE42-0AA0 | CIRCUIT BREAKER 3VA1 IEC FRAME 160 BREAKING CAPACITY CLASS S ICU=36KA @ 415 V 4-POLE, LINE PROT | 210.23
3VA1140-5EF32-0JH0 | CIRCUIT BREAKER 3VA1 IEC FRAME 160 BREAKING CAPACITY CLASS M ICU=55KA @ 415 V 3-POLE, LINE PROT | 432.43
3VA1140-5EF36-0KA0 | CIRCUIT BREAKER 3VA1 IEC FRAME 160 BREAKING CAPACITY CLASS M ICU=55KA @ 415 V 3-POLE, LINE PROT | 378.82
3VA2340-7HN32-0KA0 | CIRCUIT BREAKER 3VA2 IEC FRAME 400 BREAKING CAPACITY CLASS C ICU=110KA @ 415 V 3-POLE, LINE PRO | 1894.05
3VA2440-5JP42-0AA0 | CIRCUIT BREAKER 3VA2 IEC FRAME 630 BREAKING CAPACITY CLASS M ICU=55KA @ 415 V 4-POLE, LINE PROT | 2634.49
3VA2025-6HL42-0AA0 | CIRCUIT BREAKER 3VA2 IEC FRAME 100 BREAKING CAPACITY CLASS H ICU=85KA @ 415 V 4POLE, LINE PROTE | 611.25
3VA2163-5JP32-0BH0 | CIRCUIT BREAKER 3VA2 IEC FRAME 160 BREAKING CAPACITY CLASS M ICU=55KA @ 415 V 3-POLE, LINE PROT | 1176.82
3VA2163-5JP32-0JA0 | CIRCUIT BREAKER 3VA2 IEC FRAME 160 BREAKING CAPACITY CLASS M ICU=55KA @ 415 V 3-POLE, LINE PROT | 1079.32
3VA1196-3EF32-0AC0 | CIRCUIT BREAKER 3VA1 IEC FRAME 160 BREAKING CAPACITY CLASS N ICU=25KA @ 415 V 3-POLE, LINE PROT | 274.36
3VA1196-3EF32-0CC0 | CIRCUIT BREAKER 3VA1 IEC FRAME 160 BREAKING CAPACITY CLASS N ICU=25KA @ 415 V 3-POLE, LINE PROT | 389.95
3VA1196-3EF32-0JH0 | CIRCUIT BREAKER 3VA1 IEC FRAME 160 BREAKING CAPACITY CLASS N ICU=25KA @ 415 V 3-POLE, LINE PROT | 389.25
3VA2116-5HN32-0DC0 | CIRCUIT BREAKER 3VA2 IEC FRAME 160 BREAKING CAPACITY CLASS M ICU=55KA @ 415 V 3-POLE, LINE PROT | 1037.54
3VA1140-6EF36-0AF0 | CIRCUIT BREAKER 3VA1 IEC FRAME 160 BREAKING CAPACITY CLASS H ICU=70KA @ 415 V 3-POLE, LINE PROT | 364.18
3VA1150-3EF32-0BH0 | CIRCUIT BREAKER 3VA1 IEC FRAME 160 BREAKING CAPACITY CLASS N ICU=25KA @ 415 V 3-POLE, LINE PROT | 411.54
3VA2163-5JQ32-0AH0 | CIRCUIT BREAKER 3VA2 IEC FRAME 160 BREAKING CAPACITY CLASS M ICU=55KA @ 415 V 3-POLE, LINE PROT | 1323.04
3VA2163-5JQ32-0HA0 | CIRCUIT BREAKER 3VA2 IEC FRAME 160 BREAKING CAPACITY CLASS M ICU=55KA @ 415 V 3-POLE, LINE PROT | 1330.01
3VA2440-6HN32-0KH0 | CIRCUIT BREAKER 3VA2 IEC FRAME 630 BREAKING CAPACITY CLASS H ICU=85KA @ 415 V 3-POLE, LINE PROT | 2402.37
3VA2440-6KP32-0AA0 | CIRCUIT BREAKER 3VA2 IEC FRAME 630 BREAKING CAPACITY CLASS H ICU=85KA @ 415 V 3-POLE, LINE PROT | 2524.46
3VA2110-5HL36-0AF0 | CIRCUIT BREAKER 3VA2 IEC FRAME 160 BREAKING CAPACITY CLASS M ICU=55KA @ 415 V 3-POLE, LINE PROT | 606.51
3VA2110-5HL36-0BH0 | CIRCUIT BREAKER 3VA2 IEC FRAME 160 BREAKING CAPACITY CLASS M ICU=55KA @ 415 V 3-POLE, LINE PROT | 752.04
3VA2125-7KP42-0AA0 | CIRCUIT BREAKER 3VA2 IEC FRAME 160 BREAKING CAPACITY CLASS C ICU=110KA @ 415 V 4POLE, LINE PROT | 1277.51
3VA2125-8HM36-0AA0 | CIRCUIT BREAKER 3VA2 IEC FRAME 160 BREAKING CAPACITY CLASS L ICU=150KA @ 415 V 3POLE, LINE PROT | 825.18
3VA2010-5HN32-0BL0 | CIRCUIT BREAKER 3VA2 IEC FRAME 100 BREAKING CAPACITY CLASS M ICU=55KA @ 415 V 3-POLE, LINE PROT | 821.68
3VA2010-5HN32-0HH0 | CIRCUIT BREAKER 3VA2 IEC FRAME 100 BREAKING CAPACITY CLASS M ICU=55KA @ 415 V 3-POLE, LINE PROT | 759.01
3VA2116-7HN42-0AA0 | CIRCUIT BREAKER 3VA2 IEC FRAME 160 BREAKING CAPACITY CLASS C ICU=110KA @ 415 V 4POLE, LINE PROT | 1167.49
3VA2116-7KP36-0AA0 | CIRCUIT BREAKER 3VA2 IEC FRAME 160 BREAKING CAPACITY CLASS C ICU=110KA @ 415 V 3POLE, LINE PROT | 1485.35
3VA1125-5EF36-0JC0 | CIRCUIT BREAKER 3VA1 IEC FRAME 160 BREAKING CAPACITY CLASS M ICU=55KA @ 415 V 3-POLE, LINE PROT | 429.64
3VA1125-6EE32-0AA0 | CIRCUIT BREAKER 3VA1 IEC FRAME 160 BREAKING CAPACITY CLASS H ICU=70KA @ 415 V 3-POLE, LINE PROT | 195.52
3VA1116-5EF32-0CA0 | CIRCUIT BREAKER 3VA1 IEC FRAME 160 BREAKING CAPACITY CLASS M ICU=55KA @ 415 V 3-POLE, LINE PROT | 759.01
3VA1116-4EF36-0BA0 | CIRCUIT BREAKER 3VA1 IEC FRAME 160 BREAKING CAPACITY CLASS S ICU=36KA @ 415 V 3-POLE, LINE PROT | 724.2
3VA1116-4EF42-0AA0 | CIRCUIT BREAKER 3VA1 IEC FRAME 160 BREAKING CAPACITY CLASS S ICU=36KA @ 415 V 4-POLE, LINE PROT | 534.16
3VA2116-8KQ32-0AA0 | CIRCUIT BREAKER 3VA2 IEC FRAME 160 BREAKING CAPACITY CLASS L ICU=150KA @ 415 V 3POLE, LINE PROT | 1711.5
3VA2225-7HN32-0AH0 | CIRCUIT BREAKER 3VA2 IEC FRAME 250 BREAKING CAPACITY CLASS C ICU=110KA @ 415 V 3-POLE, LINE PRO | 1420.54
3VA2125-7HL46-0AA0 | CIRCUIT BREAKER 3VA2 IEC FRAME 160 BREAKING CAPACITY CLASS C ICU=110KA @ 415 V 4POLE, LINE PROT | 690.7
3VA2125-7HM36-0AA0 | CIRCUIT BREAKER 3VA2 IEC FRAME 160 BREAKING CAPACITY CLASS C ICU=110KA @ 415 V 3POLE, LINE PROT | 764.05
3VA2125-7HM42-0AA0 | CIRCUIT BREAKER 3VA2 IEC FRAME 160 BREAKING CAPACITY CLASS C ICU=110KA @ 415 V 4POLE, LINE PROT | 880.19
3VA2010-5HN36-0AH0 | CIRCUIT BREAKER 3VA2 IEC FRAME 100 BREAKING CAPACITY CLASS M ICU=55KA @ 415 V 3-POLE, LINE PROT | 692.85
3VA2010-5HN36-0BL0 | CIRCUIT BREAKER 3VA2 IEC FRAME 100 BREAKING CAPACITY CLASS M ICU=55KA @ 415 V 3-POLE, LINE PROT | 849.54
3VA2010-5HN36-0CL0 | CIRCUIT BREAKER 3VA2 IEC FRAME 100 BREAKING CAPACITY CLASS M ICU=55KA @ 415 V 3-POLE, LINE PROT | 849.54
3VA2010-5HN36-0HA0 | CIRCUIT BREAKER 3VA2 IEC FRAME 100 BREAKING CAPACITY CLASS M ICU=55KA @ 415 V 3-POLE, LINE PROT | 710.26
3VA2340-6JQ32-0HC0 | CIRCUIT BREAKER 3VA2 IEC FRAME 400 BREAKING CAPACITY CLASS H ICU=85KA @ 415 V 3-POLE, LINE PROT | 2485.94
3VA2340-6KP32-0CC0 | CIRCUIT BREAKER 3VA2 IEC FRAME 400 BREAKING CAPACITY CLASS H ICU=85KA @ 415 V 3-POLE, LINE PROT | 2478.97
3VA2340-7HM42-0AA0 | CIRCUIT BREAKER 3VA2 IEC FRAME 400 BREAKING CAPACITY CLASS C ICU=110KA @ 415 V 4-POLE, LINE PRO | 2182.16
3VA2340-7HN32-0AA0 | CIRCUIT BREAKER 3VA2 IEC FRAME 400 BREAKING CAPACITY CLASS C ICU=110KA @ 415 V 3-POLE, LINE PRO | 1564.79
3VA1125-6EF32-0AB0 | CIRCUIT BREAKER 3VA1 IEC FRAME 160 BREAKING CAPACITY CLASS H ICU=70KA @ 415 V 3-POLE, LINE PROT | 366.27
3VA1125-6EF32-0KH0 | CIRCUIT BREAKER 3VA1 IEC FRAME 160 BREAKING CAPACITY CLASS H ICU=70KA @ 415 V 3-POLE, LINE PROT | 454.71
3VA1116-5EE42-0AA0 | CIRCUIT BREAKER 3VA1 IEC FRAME 160 BREAKING CAPACITY CLASS M ICU=55KA @ 415 V 4-POLE, LINE PROT | 558.65
3VA1116-5EF32-0AG0 | CIRCUIT BREAKER 3VA1 IEC FRAME 160 BREAKING CAPACITY CLASS M ICU=55KA @ 415 V 3-POLE, LINE PROT | 717.23
3ZS1310-5CE10-0YB5 | SIRIUS; MOTOR STARTER ES 2007 STANDARD FLOATING LICENSE F. ONE USER E-SW, W/O SW, W/O DOCUM. LI | 536.64
3VA2010-5JQ32-0AG0 | CIRCUIT BREAKER 3VA2 IEC FRAME 100 BREAKING CAPACITY CLASS M ICU=55KA @ 415 V 3-POLE, LINE PROT | 1350.9
3VA2010-5JQ32-0BL0 | CIRCUIT BREAKER 3VA2 IEC FRAME 100 BREAKING CAPACITY CLASS M ICU=55KA @ 415 V 3-POLE, LINE PROT | 1511.05
3VA1116-4EF32-0DH0 | CIRCUIT BREAKER 3VA1 IEC FRAME 160 BREAKING CAPACITY CLASS S ICU=36KA @ 415 V 3-POLE, LINE PROT | 772.93
3VA1116-4EF32-0KC0 | CIRCUIT BREAKER 3VA1 IEC FRAME 160 BREAKING CAPACITY CLASS S ICU=36KA @ 415 V 3-POLE, LINE PROT | 724.2
3VA1116-4EF36-0AC0 | CIRCUIT BREAKER 3VA1 IEC FRAME 160 BREAKING CAPACITY CLASS S ICU=36KA @ 415 V 3-POLE, LINE PROT | 653.86
3VA2225-7HN32-0HC0 | CIRCUIT BREAKER 3VA2 IEC FRAME 250 BREAKING CAPACITY CLASS C ICU=110KA @ 415 V 3-POLE, LINE PRO | 1490.16
3VA2225-7HN32-0JA0 | CIRCUIT BREAKER 3VA2 IEC FRAME 250 BREAKING CAPACITY CLASS C ICU=110KA @ 415 V 3-POLE, LINE PRO | 1434.46
3VA2225-7JP32-0AA0 | CIRCUIT BREAKER 3VA2 IEC FRAME 250 BREAKING CAPACITY CLASS C ICU=110KA @ 415 V 3POLE, LINE PROT | 1552.59
3VA2225-7KP32-0HH0 | CIRCUIT BREAKER 3VA2 IEC FRAME 250 BREAKING CAPACITY CLASS C ICU=110KA @ 415 V 3-POLE, LINE PRO | 2158.66
3VA1116-5EF32-0KH0 | CIRCUIT BREAKER 3VA1 IEC FRAME 160 BREAKING CAPACITY CLASS M ICU=55KA @ 415 V 3-POLE, LINE PROT | 800.79
3VA1116-5EF36-0BC0 | CIRCUIT BREAKER 3VA1 IEC FRAME 160 BREAKING CAPACITY CLASS M ICU=55KA @ 415 V 3-POLE, LINE PROT | 821.68
3VA1116-5EF36-0CC0 | CIRCUIT BREAKER 3VA1 IEC FRAME 160 BREAKING CAPACITY CLASS M ICU=55KA @ 415 V 3-POLE, LINE PROT | 821.68
3VA1116-5EF42-0AD0 | CIRCUIT BREAKER 3VA1 IEC FRAME 160 BREAKING CAPACITY CLASS M ICU=55KA @ 415 V 4-POLE, LINE PROT | 912.2
3VA2163-6HL36-0AH0 | CIRCUIT BREAKER 3VA2 IEC FRAME 160 BREAKING CAPACITY CLASS H ICU=85KA @ 415 V 3-POLE, LINE PROT | 647.59
3VA1140-6EF32-0AE0 | CIRCUIT BREAKER 3VA1 IEC FRAME 160 BREAKING CAPACITY CLASS H ICU=70KA @ 415 V 3-POLE, LINE PROT | 392.74
3VA2110-5JP32-0DL0 | CIRCUIT BREAKER 3VA2 IEC FRAME 160 BREAKING CAPACITY CLASS M ICU=55KA @ 415 V 3-POLE, LINE PROT | 1246.44
3VA2110-5JP42-0AA0 | CIRCUIT BREAKER 3VA2 IEC FRAME 160 BREAKING CAPACITY CLASS M ICU=55KA @ 415 V 4POLE, LINE PROTE | 1033.03
3VA1163-1AA42-0AF0 | SWITCH DISCONNECTOR 3VA1 IEC FRAME 160 4-POLE SD100, IN=63A WITHOUT OVERLOAD PROTECTION WITHOUT | 286.19
3VA1163-1AA42-0DA0 | SWITCH DISCONNECTOR 3VA1 IEC FRAME 160 4-POLE SD100, IN=63A WITHOUT OVERLOAD PROTECTION WITHOUT | 352.35
3VA1180-5EF36-0HH0 | CIRCUIT BREAKER 3VA1 IEC FRAME 160 BREAKING CAPACITY CLASS M ICU=55KA @ 415 V 3-POLE, LINE PROT | 479.78
3VA2225-5JP32-0AH0 | CIRCUIT BREAKER 3VA2 IEC FRAME 250 BREAKING CAPACITY CLASS M ICU=55KA @ 415 V 3-POLE, LINE PROT | 1615.5
3VA2225-5JP32-0KC0 | CIRCUIT BREAKER 3VA2 IEC FRAME 250 BREAKING CAPACITY CLASS M ICU=55KA @ 415 V 3-POLE, LINE PROT | 1671.21
3VA2225-5KP32-0AG0 | CIRCUIT BREAKER 3VA2 IEC FRAME 250 BREAKING CAPACITY CLASS M ICU=55KA @ 415 V 3-POLE, LINE PROT | 1838.33
3VA2225-5KP32-0HH0 | CIRCUIT BREAKER 3VA2 IEC FRAME 250 BREAKING CAPACITY CLASS M ICU=55KA @ 415 V 3-POLE, LINE PROT | 1928.86
3VA2225-7HN32-0DH0 | CIRCUIT BREAKER 3VA2 IEC FRAME 250 BREAKING CAPACITY CLASS C ICU=110KA @ 415 V 3-POLE, LINE PRO | 1538.91
3VA2225-7KP32-0AJ0 | CIRCUIT BREAKER 3VA2 IEC FRAME 250 BREAKING CAPACITY CLASS C ICU=110KA @ 415 V 3-POLE, LINE PRO | 2095.99
3VA1163-5GF42-0AA0 | CIRCUIT BREAKER 3VA1 IEC FRAME 160 BREAKING CAPACITY CLASS M ICU=55KA @ 415 V 4-POLE, LINE PROT | 245.03
3VA1163-6EF32-0KA0 | CIRCUIT BREAKER 3VA1 IEC FRAME 160 BREAKING CAPACITY CLASS H ICU=70KA @ 415 V 3-POLE, LINE PROT | 380.19
3VA2010-6KP46-0AA0 | CIRCUIT BREAKER 3VA2 IEC FRAME 100 BREAKING CAPACITY CLASS H ICU=85KA @ 415 V 4POLE, LINE PROTE | 1314.19
3VA2110-5JQ32-0BA0 | CIRCUIT BREAKER 3VA2 IEC FRAME 160 BREAKING CAPACITY CLASS M ICU=55KA @ 415 V 3-POLE, LINE PROT | 1378.76
3VA2110-5JQ32-0HA0 | CIRCUIT BREAKER 3VA2 IEC FRAME 160 BREAKING CAPACITY CLASS M ICU=55KA @ 415 V 3-POLE, LINE PROT | 1357.87
3VA2010-5JQ42-0AA0 | CIRCUIT BREAKER 3VA2 IEC FRAME 100 BREAKING CAPACITY CLASS M ICU=55KA @ 415 V 4POLE, LINE PROTE | 1259.17
3VA2025-7HL32-0AG0 | CIRCUIT BREAKER 3VA2 IEC FRAME 100 BREAKING CAPACITY CLASS C ICU=110KA @ 415 V 3POLE, LINE PROT | 658.74
3VA2025-8HL32-0AA0 | CIRCUIT BREAKER 3VA2 IEC FRAME 100 BREAKING CAPACITY CLASS L ICU=150KA @ 415 V 3POLE, LINE PROT | 578.26
3VL9600-3JQ41 | BREAKER VL CABLE MAX FLEX 48 J/M-FR | 274.09
3VA1116-3ED36-0DF0 | CIRCUIT BREAKER 3VA1 IEC FRAME 160 BREAKING CAPACITY CLASS N ICU=25KA @ 415 V 3-POLE, LINE PROT | 684.51
3VA2125-8JP42-0AA0 | CIRCUIT BREAKER 3VA2 IEC FRAME 160 BREAKING CAPACITY CLASS L ICU=150KA @ 415 V 4POLE, LINE PROT | 1185.82
3VA2140-5HL42-0AA0 | CIRCUIT BREAKER 3VA2 IEC FRAME 160 BREAKING CAPACITY CLASS M ICU=55KA @ 415 V 4POLE, LINE PROTE | 547.67
3VA2163-6HM32-0AA0 | CIRCUIT BREAKER 3VA2 IEC FRAME 160 BREAKING CAPACITY CLASS H ICU=85KA @ 415 V 3POLE, LINE PROTE | 709.05
3VA1163-3EF36-0AA0 | CIRCUIT BREAKER 3VA1 IEC FRAME 160 BREAKING CAPACITY CLASS N ICU=25KA @ 415 V 3-POLE, LINE PROT | 173.96
3VA1163-4EF36-0AE0 | CIRCUIT BREAKER 3VA1 IEC FRAME 160 BREAKING CAPACITY CLASS S ICU=36KA @ 415 V 3-POLE, LINE PROT | 366.27
3VA1163-4EF36-0DC0 | CIRCUIT BREAKER 3VA1 IEC FRAME 160 BREAKING CAPACITY CLASS S ICU=36KA @ 415 V 3-POLE, LINE PROT | 432.43
3VA2025-5KP36-0AA0 | CIRCUIT BREAKER 3VA2 IEC FRAME 100 BREAKING CAPACITY CLASS M ICU=55KA @ 415 V 3POLE, LINE PROTE | 1037.94
3VA2225-6KP32-0HA0 | CIRCUIT BREAKER 3VA2 IEC FRAME 250 BREAKING CAPACITY CLASS H ICU=85KA @ 415 V 3-POLE, LINE PROT | 1963.67
3VA2163-6HL36-0HA0 | CIRCUIT BREAKER 3VA2 IEC FRAME 160 BREAKING CAPACITY CLASS H ICU=85KA @ 415 V 3-POLE, LINE PROT | 661.53
3VA2163-6HL36-0CH0 | CIRCUIT BREAKER 3VA2 IEC FRAME 160 BREAKING CAPACITY CLASS H ICU=85KA @ 415 V 3-POLE, LINE PROT | 765.98
3VA1116-1AA42-0AH0 | SWITCH DISCONNECTOR 3VA1 IEC FRAME 160 4-POLE SD100, IN=160A WITHOUT OVERLOAD PROTECTION WITHOU | 490.22
3VA1120-3EF32-0DC0 | CIRCUIT BREAKER 3VA1 IEC FRAME 160 BREAKING CAPACITY CLASS N ICU=25KA @ 415 V 3-POLE, LINE PROT | 389.95
3VA1120-3EF32-0JH0 | CIRCUIT BREAKER 3VA1 IEC FRAME 160 BREAKING CAPACITY CLASS N ICU=25KA @ 415 V 3-POLE, LINE PROT | 389.25
3VA2225-7KP32-0KL0 | CIRCUIT BREAKER 3VA2 IEC FRAME 250 BREAKING CAPACITY CLASS C ICU=110KA @ 415 V 3-POLE, LINE PRO | 2186.5
3VA2440-7HN32-0AA0 | CIRCUIT BREAKER 3VA2 IEC FRAME 630 BREAKING CAPACITY CLASS C ICU=110KA @ 415 V 3-POLE, LINE PRO | 2121.04
3VA2440-7JP32-0AA0 | CIRCUIT BREAKER 3VA2 IEC FRAME 630 BREAKING CAPACITY CLASS C ICU=110KA @ 415 V 3-POLE, LINE PRO | 2493.91
3VA2440-7KQ32-0AA0 | CIRCUIT BREAKER 3VA2 IEC FRAME 630 BREAKING CAPACITY CLASS C ICU=110KA @ 415 V 3-POLE, LINE PRO | 2811.76
3VA2440-7KQ42-0AA0 | CIRCUIT BREAKER 3VA2 IEC FRAME 630 BREAKING CAPACITY CLASS C ICU=110KA @ 415 V 4-POLE, LINE PRO | 3471.91
3VA2110-5KP32-0CA0 | CIRCUIT BREAKER 3VA2 IEC FRAME 160 BREAKING CAPACITY CLASS M ICU=55KA @ 415 V 3-POLE, LINE PROT | 1350.9
3VA2110-5KP32-0DA0 | CIRCUIT BREAKER 3VA2 IEC FRAME 160 BREAKING CAPACITY CLASS M ICU=55KA @ 415 V 3-POLE, LINE PROT | 1350.9
3VA2063-5KP32-0JL0 | CIRCUIT BREAKER 3VA2 IEC FRAME 100 BREAKING CAPACITY CLASS M ICU=55KA @ 415 V 3-POLE, LINE PROT | 1385.71
3VA2063-5KP32-0KH0 | CIRCUIT BREAKER 3VA2 IEC FRAME 100 BREAKING CAPACITY CLASS M ICU=55KA @ 415 V 3-POLE, LINE PROT | 1364.82
3VA1180-5EF36-0KA0 | CIRCUIT BREAKER 3VA1 IEC FRAME 160 BREAKING CAPACITY CLASS M ICU=55KA @ 415 V 3-POLE, LINE PROT | 405.96
3VA1180-5GE42-0AA0 | CIRCUIT BREAKER 3VA1 IEC FRAME 160 BREAKING CAPACITY CLASS M ICU=55KA @ 415 V 4-POLE, LINE PROT | 255.79
3VA1180-5GE46-0AA0 | CIRCUIT BREAKER 3VA1 IEC FRAME 160 BREAKING CAPACITY CLASS M ICU=55KA @ 415 V 4-POLE, LINE PROT | 277.35
3VA2063-7HM46-0AA0 | CIRCUIT BREAKER 3VA2 IEC FRAME 100 BREAKING CAPACITY CLASS C ICU=110KA @ 415 V 4POLE, LINE PROT | 916.9
3VA2063-7KP32-0AA0 | CIRCUIT BREAKER 3VA2 IEC FRAME 100 BREAKING CAPACITY CLASS C ICU=110KA @ 415 V 3POLE, LINE PROT | 1143.03
3VA2163-5JQ32-0JC0 | CIRCUIT BREAKER 3VA2 IEC FRAME 160 BREAKING CAPACITY CLASS M ICU=55KA @ 415 V 3-POLE, LINE PROT | 1371.79
3VA2116-5KP32-0KA0 | CIRCUIT BREAKER 3VA2 IEC FRAME 160 BREAKING CAPACITY CLASS M ICU=55KA @ 415 V 3-POLE, LINE PROT | 1594.61
3VA2440-7JQ42-0AA0 | CIRCUIT BREAKER 3VA2 IEC FRAME 630 BREAKING CAPACITY CLASS C ICU=110KA @ 415 V 4-POLE, LINE PRO | 3386.32
3VA2440-7KP32-0AA0 | CIRCUIT BREAKER 3VA2 IEC FRAME 630 BREAKING CAPACITY CLASS C ICU=110KA @ 415 V 3-POLE, LINE PRO | 2695.62
3VA2450-6JQ32-0AA0 | CIRCUIT BREAKER 3VA2 IEC FRAME 630 BREAKING CAPACITY CLASS H ICU=85KA @ 415 V 3-POLE, LINE PROT | 2555.04
3VA1180-6EF32-0AB0 | CIRCUIT BREAKER 3VA1 IEC FRAME 160 BREAKING CAPACITY CLASS H ICU=70KA @ 415 V 3-POLE, LINE PROT | 394.83
3VA2110-5HN32-0KA0 | CIRCUIT BREAKER 3VA2 IEC FRAME 160 BREAKING CAPACITY CLASS M ICU=55KA @ 415 V 3-POLE, LINE PROT | 682.42
3VA2110-5HN36-0AD0 | CIRCUIT BREAKER 3VA2 IEC FRAME 160 BREAKING CAPACITY CLASS M ICU=55KA @ 415 V 3-POLE, LINE PROT | 692.85
3VA2110-5HN36-0CL0 | CIRCUIT BREAKER 3VA2 IEC FRAME 160 BREAKING CAPACITY CLASS M ICU=55KA @ 415 V 3-POLE, LINE PROT | 849.54
3VA2163-5KP32-0HC0 | CIRCUIT BREAKER 3VA2 IEC FRAME 160 BREAKING CAPACITY CLASS M ICU=55KA @ 415 V 3-POLE, LINE PROT | 1336.98
3VA2163-5KP32-0JC0 | CIRCUIT BREAKER 3VA2 IEC FRAME 160 BREAKING CAPACITY CLASS M ICU=55KA @ 415 V 3-POLE, LINE PROT | 1336.98
3VA2225-7KP32-0JA0 | CIRCUIT BREAKER 3VA2 IEC FRAME 250 BREAKING CAPACITY CLASS C ICU=110KA @ 415 V 3-POLE, LINE PRO | 2068.13
3VA1116-5EF42-0DC0 | CIRCUIT BREAKER 3VA1 IEC FRAME 160 BREAKING CAPACITY CLASS M ICU=55KA @ 415 V 4-POLE, LINE PROT | 988.81
3VA2116-5KP32-0AG0 | CIRCUIT BREAKER 3VA2 IEC FRAME 160 BREAKING CAPACITY CLASS M ICU=55KA @ 415 V 3-POLE, LINE PROT | 1587.65
3VA2110-5HN32-0AC0 | CIRCUIT BREAKER 3VA2 IEC FRAME 160 BREAKING CAPACITY CLASS M ICU=55KA @ 415 V 3-POLE, LINE PROT | 644.12
3VA2110-5KP32-0AH0 | CIRCUIT BREAKER 3VA2 IEC FRAME 160 BREAKING CAPACITY CLASS M ICU=55KA @ 415 V 3-POLE, LINE PROT | 1316.08
3VA1116-5EE32-0AC0 | CIRCUIT BREAKER 3VA1 IEC FRAME 160 BREAKING CAPACITY CLASS M ICU=55KA @ 415 V 3-POLE, LINE PROT | 656.65
3VA1116-1AA36-0KA0 | SWITCH DISCONNECTOR 3VA1 IEC FRAME 160 3-POLE SD100, IN=160A WITHOUT OVERLOAD PROTECTION WITHOU | 433.13
3VA1116-1AA42-0AG0 | SWITCH DISCONNECTOR 3VA1 IEC FRAME 160 4-POLE SD100, IN=160A WITHOUT OVERLOAD PROTECTION WITHOU | 490.22
3VA2225-7KQ42-0AA0 | CIRCUIT BREAKER 3VA2 IEC FRAME 250 BREAKING CAPACITY CLASS C ICU=110KA @ 415 V 4POLE, LINE PROT | 2231.07
3VA2325-5HN32-0JL0 | CIRCUIT BREAKER 3VA2 IEC FRAME 400 BREAKING CAPACITY CLASS M ICU=55KA @ 415 V 3-POLE, LINE PROT | 1678.18
3VA1120-3EF32-0AB0 | CIRCUIT BREAKER 3VA1 IEC FRAME 160 BREAKING CAPACITY CLASS N ICU=25KA @ 415 V 3-POLE, LINE PROT | 297.33
3VA2025-6KP46-0AA0 | CIRCUIT BREAKER 3VA2 IEC FRAME 100 BREAKING CAPACITY CLASS H ICU=85KA @ 415 V 4POLE, LINE PROTE | 1271.39
3VA2440-6HM42-0AA0 | CIRCUIT BREAKER 3VA2 IEC FRAME 630 BREAKING CAPACITY CLASS H ICU=85KA @ 415 V 4-POLE, LINE PROT | 2720.08
3VA2450-6JP32-0AA0 | CIRCUIT BREAKER 3VA2 IEC FRAME 630 BREAKING CAPACITY CLASS H ICU=85KA @ 415 V 3-POLE, LINE PROT | 2347.21
3VA2063-8KP46-0AA0 | CIRCUIT BREAKER 3VA2 IEC FRAME 100 BREAKING CAPACITY CLASS L ICU=150KA @ 415 V 4POLE, LINE PROT | 1399.74
3VA2110-5KP32-0DH0 | CIRCUIT BREAKER 3VA2 IEC FRAME 160 BREAKING CAPACITY CLASS M ICU=55KA @ 415 V 3-POLE, LINE PROT | 1420.54
3VA2110-5KQ36-0AA0 | CIRCUIT BREAKER 3VA2 IEC FRAME 160 BREAKING CAPACITY CLASS M ICU=55KA @ 415 V 3POLE, LINE PROTE | 1228.62
3VA2440-7JP42-0AA0 | CIRCUIT BREAKER 3VA2 IEC FRAME 630 BREAKING CAPACITY CLASS C ICU=110KA @ 415 V 4-POLE, LINE PRO | 3154.06
3VA2063-5KP32-0DL0 | CIRCUIT BREAKER 3VA2 IEC FRAME 100 BREAKING CAPACITY CLASS M ICU=55KA @ 415 V 3-POLE, LINE PROT | 1434.46
3VA1180-6ED32-0AA0 | CIRCUIT BREAKER 3VA1 IEC FRAME 160 BREAKING CAPACITY CLASS H ICU=70KA @ 415 V 3-POLE, LINE PROT | 209.26
3VA1180-6EE46-0AA0 | CIRCUIT BREAKER 3VA1 IEC FRAME 160 BREAKING CAPACITY CLASS H ICU=70KA @ 415 V 4-POLE, LINE PROT | 300.88
3VA2063-6HN32-0BC0 | CIRCUIT BREAKER 3VA2 IEC FRAME 100 BREAKING CAPACITY CLASS H ICU=85KA @ 415 V 3-POLE, LINE PROT | 772.93
3VA2063-6HN32-0KA0 | CIRCUIT BREAKER 3VA2 IEC FRAME 100 BREAKING CAPACITY CLASS H ICU=85KA @ 415 V 3-POLE, LINE PROT | 696.34
3VA2116-6HL32-0AA0 | CIRCUIT BREAKER 3VA2 IEC FRAME 160 BREAKING CAPACITY CLASS H ICU=85KA @ 415 V 3POLE, LINE PROTE | 786.71
3VA2116-6HL32-0CH0 | CIRCUIT BREAKER 3VA2 IEC FRAME 160 BREAKING CAPACITY CLASS H ICU=85KA @ 415 V 3-POLE, LINE PROT | 1100.21
3VA2450-6KQ42-0AA0 | CIRCUIT BREAKER 3VA2 IEC FRAME 630 BREAKING CAPACITY CLASS H ICU=85KA @ 415 V 4-POLE, LINE PROT | 3264.07
3VA9104-0JB11 | CIRCULAR CONDUCTOR TERMINAL 4 PCS. ACCESSORY FOR: 3VA2 100/160/250 | 22.43
3VA9114-0KB01 | TERMINAL COVER PLUG-IN AND DRAW-OUT, ACCESSORY FOR: CIRCUIT BREAKER, 4 POLE 3VA1 160 | 37.65
3VA2340-5HN32-0AG0 | CIRCUIT BREAKER 3VA2 IEC FRAME 400 BREAKING CAPACITY CLASS M ICU=55KA @ 415 V 3-POLE, LINE PROT | 1552.83
3VA2110-5HN36-0CH0 | CIRCUIT BREAKER 3VA2 IEC FRAME 160 BREAKING CAPACITY CLASS M ICU=55KA @ 415 V 3-POLE, LINE PROT | 807.76
3VA2125-8KP46-0AA0 | CIRCUIT BREAKER 3VA2 IEC FRAME 160 BREAKING CAPACITY CLASS L ICU=150KA @ 415 V 4POLE, LINE PROT | 1399.74
3VA1150-3EF32-0DH0 | CIRCUIT BREAKER 3VA1 IEC FRAME 160 BREAKING CAPACITY CLASS N ICU=25KA @ 415 V 3-POLE, LINE PROT | 411.54
4AM3852-2AC50-0AA0 | AUTOTRANSFORMER; PHASES:1; PN,D(KVA):0,62; UPRI(V):400; USEC(V):310-280-230-180-140-95; ISEC(A):2 | 179.36
3VA2116-8HL32-0AA0 | CIRCUIT BREAKER 3VA2 IEC FRAME 160 BREAKING CAPACITY CLASS L ICU=150KA @ 415 V 3POLE, LINE PROT | 978.01
3VA2116-8HN46-0AA0 | CIRCUIT BREAKER 3VA2 IEC FRAME 160 BREAKING CAPACITY CLASS L ICU=150KA @ 415 V 4POLE, LINE PROT | 1350.88
3VA1125-5EF36-0AA0 | CIRCUIT BREAKER 3VA1 IEC FRAME 160 BREAKING CAPACITY CLASS M ICU=55KA @ 415 V 3-POLE, LINE PROT | 204.35
3VA1125-5EF36-0AF0 | CIRCUIT BREAKER 3VA1 IEC FRAME 160 BREAKING CAPACITY CLASS M ICU=55KA @ 415 V 3-POLE, LINE PROT | 338.41
3VA1116-5ED32-0BH0 | CIRCUIT BREAKER 3VA1 IEC FRAME 160 BREAKING CAPACITY CLASS M ICU=55KA @ 415 V 3-POLE, LINE PROT | 786.87
3VA1116-5ED32-0KH0 | CIRCUIT BREAKER 3VA1 IEC FRAME 160 BREAKING CAPACITY CLASS M ICU=55KA @ 415 V 3-POLE, LINE PROT | 759.01
3VA2116-8JP42-0AA0 | CIRCUIT BREAKER 3VA2 IEC FRAME 160 BREAKING CAPACITY CLASS L ICU=150KA @ 415 V 4POLE, LINE PROT | 1699.28
3VA2116-8JQ36-0AA0 | CIRCUIT BREAKER 3VA2 IEC FRAME 160 BREAKING CAPACITY CLASS L ICU=150KA @ 415 V 3POLE, LINE PROT | 1668.73
3VA2116-5KP32-0BH0 | CIRCUIT BREAKER 3VA2 IEC FRAME 160 BREAKING CAPACITY CLASS M ICU=55KA @ 415 V 3-POLE, LINE PROT | 1685.14
3VA2116-5KP32-0DL0 | CIRCUIT BREAKER 3VA2 IEC FRAME 160 BREAKING CAPACITY CLASS M ICU=55KA @ 415 V 3-POLE, LINE PROT | 1733.88
3VA2110-5HL36-0BL0 | CIRCUIT BREAKER 3VA2 IEC FRAME 160 BREAKING CAPACITY CLASS M ICU=55KA @ 415 V 3-POLE, LINE PROT | 786.87
3VA2110-5HL36-0JC0 | CIRCUIT BREAKER 3VA2 IEC FRAME 160 BREAKING CAPACITY CLASS M ICU=55KA @ 415 V 3-POLE, LINE PROT | 694.95
3VA1116-1AA32-0KA0 | SWITCH DISCONNECTOR 3VA1 IEC FRAME 160 3-POLE SD100, IN=160A WITHOUT OVERLOAD PROTECTION WITHOU | 408.05
3VA1116-1AA36-0AD0 | SWITCH DISCONNECTOR 3VA1 IEC FRAME 160 3-POLE SD100, IN=160A WITHOUT OVERLOAD PROTECTION WITHOU | 417.81
3VA1116-1AA36-0BA0 | SWITCH DISCONNECTOR 3VA1 IEC FRAME 160 3-POLE SD100, IN=160A WITHOUT OVERLOAD PROTECTION WITHOU | 458.89
3VA1116-1AA36-0HA0 | SWITCH DISCONNECTOR 3VA1 IEC FRAME 160 3-POLE SD100, IN=160A WITHOUT OVERLOAD PROTECTION WITHOU | 433.13
3VA1110-3EF36-0KC0 | CIRCUIT BREAKER 3VA1 IEC FRAME 160 BREAKING CAPACITY CLASS N ICU=25KA @ 415 V 3-POLE, LINE PROT | 444.96
3VA1110-3FE46-0AA0 | CIRCUIT BREAKER 3VA1 IEC FRAME 160 BREAKING CAPACITY CLASS N ICU=25KA @ 415 V 4-POLE, LINE PROT | 268.04
3VA1110-3FF42-0AA0 | CIRCUIT BREAKER 3VA1 IEC FRAME 160 BREAKING CAPACITY CLASS N ICU=25KA @ 415 V 4-POLE, LINE PROT | 259.73
3VA1110-4EF32-0AD0 | CIRCUIT BREAKER 3VA1 IEC FRAME 160 BREAKING CAPACITY CLASS S ICU=36KA @ 415 V 3-POLE, LINE PROT | 383.68
3VA2110-6HL32-0JA0 | CIRCUIT BREAKER 3VA2 IEC FRAME 160 BREAKING CAPACITY CLASS H ICU=85KA @ 415 V 3-POLE, LINE PROT | 682.42
3VA2440-6KQ32-0AA0 | CIRCUIT BREAKER 3VA2 IEC FRAME 630 BREAKING CAPACITY CLASS H ICU=85KA @ 415 V 3-POLE, LINE PROT | 2640.6
3VA2063-6HL32-0KH0 | CIRCUIT BREAKER 3VA2 IEC FRAME 100 BREAKING CAPACITY CLASS H ICU=85KA @ 415 V 3-POLE, LINE PROT | 710.26
3VA2063-6HL42-0AA0 | CIRCUIT BREAKER 3VA2 IEC FRAME 100 BREAKING CAPACITY CLASS H ICU=85KA @ 415 V 4POLE, LINE PROTE | 611.25
3VA2063-6HL46-0AA0 | CIRCUIT BREAKER 3VA2 IEC FRAME 100 BREAKING CAPACITY CLASS H ICU=85KA @ 415 V 4POLE, LINE PROTE | 647.91
3VA2063-6HN32-0AA0 | CIRCUIT BREAKER 3VA2 IEC FRAME 100 BREAKING CAPACITY CLASS H ICU=85KA @ 415 V 3POLE, LINE PROTE | 535.47
3VA2116-6HL32-0JA0 | CIRCUIT BREAKER 3VA2 IEC FRAME 160 BREAKING CAPACITY CLASS H ICU=85KA @ 415 V 3-POLE, LINE PROT | 981.84
3VA2010-5KQ42-0AA0 | CIRCUIT BREAKER 3VA2 IEC FRAME 100 BREAKING CAPACITY CLASS M ICU=55KA @ 415 V 4POLE, LINE PROTE | 1344.75
3VA1116-1AA32-0HA0 | SWITCH DISCONNECTOR 3VA1 IEC FRAME 160 3-POLE SD100, IN=160A WITHOUT OVERLOAD PROTECTION WITHOU | 408.05
3VA1120-3EF36-0JC0 | CIRCUIT BREAKER 3VA1 IEC FRAME 160 BREAKING CAPACITY CLASS N ICU=25KA @ 415 V 3-POLE, LINE PROT | 385.77
3VA1116-3FD42-0AA0 | CIRCUIT BREAKER 3VA1 IEC FRAME 160 BREAKING CAPACITY CLASS N ICU=25KA @ 415 V 4-POLE, LINE PROT | 455.26
3VA1140-3EF32-0CC0 | CIRCUIT BREAKER 3VA1 IEC FRAME 160 BREAKING CAPACITY CLASS N ICU=25KA @ 415 V 3-POLE, LINE PROT | 389.95
3VA1140-3EF32-0KH0 | CIRCUIT BREAKER 3VA1 IEC FRAME 160 BREAKING CAPACITY CLASS N ICU=25KA @ 415 V 3-POLE, LINE PROT | 389.25
3VA2340-5JP32-0KL0 | CIRCUIT BREAKER 3VA2 IEC FRAME 400 BREAKING CAPACITY CLASS M ICU=55KA @ 415 V 3-POLE, LINE PROT | 2116.88
3VA2340-5JQ32-0CC0 | CIRCUIT BREAKER 3VA2 IEC FRAME 400 BREAKING CAPACITY CLASS M ICU=55KA @ 415 V 3-POLE, LINE PROT | 2339.7
3VA1112-6EF32-0AE0 | CIRCUIT BREAKER 3VA1 IEC FRAME 160 BREAKING CAPACITY CLASS H ICU=70KA @ 415 V 3-POLE, LINE PROT | 696.34
3VA1112-6EF32-0CC0 | CIRCUIT BREAKER 3VA1 IEC FRAME 160 BREAKING CAPACITY CLASS H ICU=70KA @ 415 V 3-POLE, LINE PROT | 765.98
3VA1112-6EF36-0HA0 | CIRCUIT BREAKER 3VA1 IEC FRAME 160 BREAKING CAPACITY CLASS H ICU=70KA @ 415 V 3-POLE, LINE PROT | 710.26
3VA2225-7HL32-0BL0 | CIRCUIT BREAKER 3VA2 IEC FRAME 250 BREAKING CAPACITY CLASS C ICU=110KA @ 415 V 3-POLE, LINE PRO | 1511.05
3VA1196-5EF32-0AF0 | CIRCUIT BREAKER 3VA1 IEC FRAME 160 BREAKING CAPACITY CLASS M ICU=55KA @ 415 V 3-POLE, LINE PROT | 317.52
3VA1120-4EF32-0BC0 | CIRCUIT BREAKER 3VA1 IEC FRAME 160 BREAKING CAPACITY CLASS S ICU=36KA @ 415 V 3-POLE, LINE PROT | 406.66
3VA2116-5HN46-0AA0 | CIRCUIT BREAKER 3VA2 IEC FRAME 160 BREAKING CAPACITY CLASS M ICU=55KA @ 415 V 4POLE, LINE PROTE | 996.34
3VA2116-5JQ32-0KL0 | CIRCUIT BREAKER 3VA2 IEC FRAME 160 BREAKING CAPACITY CLASS M ICU=55KA @ 415 V 3-POLE, LINE PROT | 1740.85
3VA2110-6HN32-0DC0 | CIRCUIT BREAKER 3VA2 IEC FRAME 160 BREAKING CAPACITY CLASS H ICU=85KA @ 415 V 3-POLE, LINE PROT | 821.68
3VA2110-7JQ42-0AA0 | CIRCUIT BREAKER 3VA2 IEC FRAME 160 BREAKING CAPACITY CLASS C ICU=110KA @ 415 V 4POLE, LINE PROT | 1363.1
3VA2110-8HL32-0AA0 | CIRCUIT BREAKER 3VA2 IEC FRAME 160 BREAKING CAPACITY CLASS L ICU=150KA @ 415 V 3POLE, LINE PROT | 629.6
3VA1110-3ED36-0AA0 | CIRCUIT BREAKER 3VA1 IEC FRAME 160 BREAKING CAPACITY CLASS N ICU=25KA @ 415 V 3-POLE, LINE PROT | 202.41
3VA1110-3EE36-0AA0 | CIRCUIT BREAKER 3VA1 IEC FRAME 160 BREAKING CAPACITY CLASS N ICU=25KA @ 415 V 3-POLE, LINE PROT | 205.34
3VA2116-7JP46-0AA0 | CIRCUIT BREAKER 3VA2 IEC FRAME 160 BREAKING CAPACITY CLASS C ICU=110KA @ 415 V 4POLE, LINE PROT | 1564.79
3VA2116-8JP32-0AA0 | CIRCUIT BREAKER 3VA2 IEC FRAME 160 BREAKING CAPACITY CLASS L ICU=150KA @ 415 V 3POLE, LINE PROT | 1399.74
3VA1116-6FE46-0AA0 | CIRCUIT BREAKER 3VA1 IEC FRAME 160 BREAKING CAPACITY CLASS H ICU=70KA @ 415 V 4-POLE, LINE PROT | 632.14
3VA2010-5HL32-0AD0 | CIRCUIT BREAKER 3VA2 IEC FRAME 100 BREAKING CAPACITY CLASS M ICU=55KA @ 415 V 3-POLE, LINE PROT | 606.51
3VA2010-5HL36-0CL0 | CIRCUIT BREAKER 3VA2 IEC FRAME 100 BREAKING CAPACITY CLASS M ICU=55KA @ 415 V 3-POLE, LINE PROT | 786.87
3VA2010-5HL36-0CH0 | CIRCUIT BREAKER 3VA2 IEC FRAME 100 BREAKING CAPACITY CLASS M ICU=55KA @ 415 V 3-POLE, LINE PROT | 752.04
3VA2116-5KP32-0AB0 | CIRCUIT BREAKER 3VA2 IEC FRAME 160 BREAKING CAPACITY CLASS M ICU=55KA @ 415 V 3-POLE, LINE PROT | 1587.65
3VA2116-5KP32-0JH0 | CIRCUIT BREAKER 3VA2 IEC FRAME 160 BREAKING CAPACITY CLASS M ICU=55KA @ 415 V 3-POLE, LINE PROT | 1671.21
3VA1116-5EF32-0KA0 | CIRCUIT BREAKER 3VA1 IEC FRAME 160 BREAKING CAPACITY CLASS M ICU=55KA @ 415 V 3-POLE, LINE PROT | 731.15
3VA2163-5KQ32-0AA0 | CIRCUIT BREAKER 3VA2 IEC FRAME 160 BREAKING CAPACITY CLASS M ICU=55KA @ 415 V 3POLE, LINE PROTE | 1185.82
3VA2163-6HL32-0AC0 | CIRCUIT BREAKER 3VA2 IEC FRAME 160 BREAKING CAPACITY CLASS H ICU=85KA @ 415 V 3-POLE, LINE PROT | 599.55
3VA2110-5HL32-0BH0 | CIRCUIT BREAKER 3VA2 IEC FRAME 160 BREAKING CAPACITY CLASS M ICU=55KA @ 415 V 3-POLE, LINE PROT | 724.2
3VA2110-5HL32-0BL0 | CIRCUIT BREAKER 3VA2 IEC FRAME 160 BREAKING CAPACITY CLASS M ICU=55KA @ 415 V 3-POLE, LINE PROT | 765.98
3VA2110-5HL32-0HH0 | CIRCUIT BREAKER 3VA2 IEC FRAME 160 BREAKING CAPACITY CLASS M ICU=55KA @ 415 V 3-POLE, LINE PROT | 694.95
3VA2110-5HL32-0HL0 | CIRCUIT BREAKER 3VA2 IEC FRAME 160 BREAKING CAPACITY CLASS M ICU=55KA @ 415 V 3-POLE, LINE PROT | 738.12
3VA1163-5EE32-0CA0 | CIRCUIT BREAKER 3VA1 IEC FRAME 160 BREAKING CAPACITY CLASS M ICU=55KA @ 415 V 3-POLE, LINE PROT | 369.06
3VA1163-5EE32-0DA0 | CIRCUIT BREAKER 3VA1 IEC FRAME 160 BREAKING CAPACITY CLASS M ICU=55KA @ 415 V 3-POLE, LINE PROT | 369.06
3VA2440-5HN32-0AE0 | CIRCUIT BREAKER 3VA2 IEC FRAME 630 BREAKING CAPACITY CLASS M ICU=55KA @ 415 V 3-POLE, LINE PROT | 2068.13
3VA2440-5HN32-0BH0 | CIRCUIT BREAKER 3VA2 IEC FRAME 630 BREAKING CAPACITY CLASS M ICU=55KA @ 415 V 3-POLE, LINE PROT | 2172.58
3VA2225-5HL32-0BH0 | CIRCUIT BREAKER 3VA2 IEC FRAME 250 BREAKING CAPACITY CLASS M ICU=55KA @ 415 V 3-POLE, LINE PROT | 1225.55
3VA2225-5HL32-0KH0 | CIRCUIT BREAKER 3VA2 IEC FRAME 250 BREAKING CAPACITY CLASS M ICU=55KA @ 415 V 3-POLE, LINE PROT | 1204.66
3VA2225-5HL42-0BH0 | CIRCUIT BREAKER 3VA2 IEC FRAME 250 BREAKING CAPACITY CLASS M ICU=55KA @ 415 V 4-POLE, LINE PROT | 1580.69
3VA2225-5HL42-0JC0 | CIRCUIT BREAKER 3VA2 IEC FRAME 250 BREAKING CAPACITY CLASS M ICU=55KA @ 415 V 4-POLE, LINE PROT | 1524.99
3VA1163-5EE32-0HC0 | CIRCUIT BREAKER 3VA1 IEC FRAME 160 BREAKING CAPACITY CLASS M ICU=55KA @ 415 V 3-POLE, LINE PROT | 393.43
3VA2116-5HN36-0AA0 | CIRCUIT BREAKER 3VA2 IEC FRAME 160 BREAKING CAPACITY CLASS M ICU=55KA @ 415 V 3POLE, LINE PROTE | 782.41
3VA2116-5HN36-0AH0 | CIRCUIT BREAKER 3VA2 IEC FRAME 160 BREAKING CAPACITY CLASS M ICU=55KA @ 415 V 3-POLE, LINE PROT | 960.95
3VA2110-5KP32-0HA0 | CIRCUIT BREAKER 3VA2 IEC FRAME 160 BREAKING CAPACITY CLASS M ICU=55KA @ 415 V 3-POLE, LINE PROT | 1323.04
3VA2110-5KP32-0HH0 | CIRCUIT BREAKER 3VA2 IEC FRAME 160 BREAKING CAPACITY CLASS M ICU=55KA @ 415 V 3-POLE, LINE PROT | 1385.71
3VA2110-5KP32-0JL0 | CIRCUIT BREAKER 3VA2 IEC FRAME 160 BREAKING CAPACITY CLASS M ICU=55KA @ 415 V 3-POLE, LINE PROT | 1434.46
3VA2110-5KP46-0AA0 | CIRCUIT BREAKER 3VA2 IEC FRAME 160 BREAKING CAPACITY CLASS M ICU=55KA @ 415 V 4POLE, LINE PROTE | 1246.95
3VA2125-6HM36-0AA0 | CIRCUIT BREAKER 3VA2 IEC FRAME 160 BREAKING CAPACITY CLASS H ICU=85KA @ 415 V 3POLE, LINE PROTE | 727.41
3VA2140-8JQ32-0AA0 | CIRCUIT BREAKER 3VA2 IEC FRAME 160 BREAKING CAPACITY CLASS L ICU=150KA @ 415 V 3POLE, LINE PROT | 1228.62
3VA2140-8KP32-0AA0 | CIRCUIT BREAKER 3VA2 IEC FRAME 160 BREAKING CAPACITY CLASS L ICU=150KA @ 415 V 3POLE, LINE PROT | 1198.03
3VA2140-8KQ42-0AA0 | CIRCUIT BREAKER 3VA2 IEC FRAME 160 BREAKING CAPACITY CLASS L ICU=150KA @ 415 V 4POLE, LINE PROT | 1485.35
3VA2140-8KQ46-0AA0 | CIRCUIT BREAKER 3VA2 IEC FRAME 160 BREAKING CAPACITY CLASS L ICU=150KA @ 415 V 4POLE, LINE PROT | 1522.01
3VA2340-5JP32-0AD0 | CIRCUIT BREAKER 3VA2 IEC FRAME 400 BREAKING CAPACITY CLASS M ICU=55KA @ 415 V 3-POLE, LINE PROT | 1984.56
3VA2340-5JP32-0AE0 | CIRCUIT BREAKER 3VA2 IEC FRAME 400 BREAKING CAPACITY CLASS M ICU=55KA @ 415 V 3-POLE, LINE PROT | 2005.46
3VA2340-5JP32-0AH0 | CIRCUIT BREAKER 3VA2 IEC FRAME 400 BREAKING CAPACITY CLASS M ICU=55KA @ 415 V 3-POLE, LINE PROT | 1984.56
3VA2340-5JP32-0BH0 | CIRCUIT BREAKER 3VA2 IEC FRAME 400 BREAKING CAPACITY CLASS M ICU=55KA @ 415 V 3-POLE, LINE PROT | 2095.99
3VA2116-6HL32-0JH0 | CIRCUIT BREAKER 3VA2 IEC FRAME 160 BREAKING CAPACITY CLASS H ICU=85KA @ 415 V 3-POLE, LINE PROT | 1065.4
3VA2116-6HL32-0KA0 | CIRCUIT BREAKER 3VA2 IEC FRAME 160 BREAKING CAPACITY CLASS H ICU=85KA @ 415 V 3-POLE, LINE PROT | 981.84
3VA1132-3ED46-0AA0 | CIRCUIT BREAKER 3VA1 IEC FRAME 160 BREAKING CAPACITY CLASS N ICU=25KA @ 415 V 4-POLE, LINE PROT | 211.22
3VA1132-3EE46-0AA0 | CIRCUIT BREAKER 3VA1 IEC FRAME 160 BREAKING CAPACITY CLASS N ICU=25KA @ 415 V 4-POLE, LINE PROT | 217.59
3VA9104-0JG11 | CIRCULAR CONDUCTOR TERMINAL WITH AUXILIARY CONDUCTOR 4 PCS. ACCESSORY FOR: 3VA2 100/160/250 | 25.8
3VA9113-0JG11 | CIRCULAR CONDUCTOR TERMINAL WITH AUXILIARY CONDUCTOR 3 PCS. ACCESSORY FOR: 3VA1 100/160 | 18.75
3VA9114-0JB11 | CIRCULAR CONDUCTOR TERMINAL 4 PCS. ACCESSORY FOR: 3VA1 100/160 | 21.85
3VA9114-0JJ12 | CIRCULAR CONDUCTOR TERMINAL LARGE 4 PCS. ACCESSORY FOR: 3VA1 100/160 | 56.89
3VA2110-5JP32-0JC0 | CIRCUIT BREAKER 3VA2 IEC FRAME 160 BREAKING CAPACITY CLASS M ICU=55KA @ 415 V 3-POLE, LINE PROT | 1162.88
3VA2110-5JP32-0KC0 | CIRCUIT BREAKER 3VA2 IEC FRAME 160 BREAKING CAPACITY CLASS M ICU=55KA @ 415 V 3-POLE, LINE PROT | 1162.88
3VA2163-5JQ36-0AA0 | CIRCUIT BREAKER 3VA2 IEC FRAME 160 BREAKING CAPACITY CLASS M ICU=55KA @ 415 V 3POLE, LINE PROTE | 1112.48
3VA2163-5KP32-0AC0 | CIRCUIT BREAKER 3VA2 IEC FRAME 160 BREAKING CAPACITY CLASS M ICU=55KA @ 415 V 3-POLE, LINE PROT | 1246.44
3VA2225-6KP32-0AG0 | CIRCUIT BREAKER 3VA2 IEC FRAME 250 BREAKING CAPACITY CLASS H ICU=85KA @ 415 V 3-POLE, LINE PROT | 1956.71
3VA2225-6KP32-0CC0 | CIRCUIT BREAKER 3VA2 IEC FRAME 250 BREAKING CAPACITY CLASS H ICU=85KA @ 415 V 3-POLE, LINE PROT | 2061.16
3VA2225-6KP32-0DL0 | CIRCUIT BREAKER 3VA2 IEC FRAME 250 BREAKING CAPACITY CLASS H ICU=85KA @ 415 V 3-POLE, LINE PROT | 2123.83
3VA2225-6KP32-0JL0 | CIRCUIT BREAKER 3VA2 IEC FRAME 250 BREAKING CAPACITY CLASS H ICU=85KA @ 415 V 3-POLE, LINE PROT | 2089.02
3VA2110-5HL36-0JL0 | CIRCUIT BREAKER 3VA2 IEC FRAME 160 BREAKING CAPACITY CLASS M ICU=55KA @ 415 V 3-POLE, LINE PROT | 759.01
3VA1150-3GD46-0AA0 | CIRCUIT BREAKER 3VA1 IEC FRAME 160 BREAKING CAPACITY CLASS N ICU=25KA @ 415 V 4-POLE, LINE PROT | 211.22
3VA1150-4ED42-0AA0 | CIRCUIT BREAKER 3VA1 IEC FRAME 160 BREAKING CAPACITY CLASS S ICU=36KA @ 415 V 4-POLE, LINE PROT | 206.33
3VA1150-4ED46-0AA0 | CIRCUIT BREAKER 3VA1 IEC FRAME 160 BREAKING CAPACITY CLASS S ICU=36KA @ 415 V 4-POLE, LINE PROT | 228.35
3VA1150-4EE42-0AA0 | CIRCUIT BREAKER 3VA1 IEC FRAME 160 BREAKING CAPACITY CLASS S ICU=36KA @ 415 V 4-POLE, LINE PROT | 210.23
3VA2440-6HN32-0AC0 | CIRCUIT BREAKER 3VA2 IEC FRAME 630 BREAKING CAPACITY CLASS H ICU=85KA @ 415 V 3-POLE, LINE PROT | 2283.98
3VA2440-6HN32-0AF0 | CIRCUIT BREAKER 3VA2 IEC FRAME 630 BREAKING CAPACITY CLASS H ICU=85KA @ 415 V 3-POLE, LINE PROT | 2283.98
3VA2440-6HN32-0AG0 | CIRCUIT BREAKER 3VA2 IEC FRAME 630 BREAKING CAPACITY CLASS H ICU=85KA @ 415 V 3-POLE, LINE PROT | 2297.92
3VA2440-6HN32-0DC0 | CIRCUIT BREAKER 3VA2 IEC FRAME 630 BREAKING CAPACITY CLASS H ICU=85KA @ 415 V 3-POLE, LINE PROT | 2402.37
3VA2116-5JQ32-0HC0 | CIRCUIT BREAKER 3VA2 IEC FRAME 160 BREAKING CAPACITY CLASS M ICU=55KA @ 415 V 3-POLE, LINE PROT | 1678.18
3VA2116-5JQ32-0KC0 | CIRCUIT BREAKER 3VA2 IEC FRAME 160 BREAKING CAPACITY CLASS M ICU=55KA @ 415 V 3-POLE, LINE PROT | 1678.18
3VA2116-5JQ36-0AA0 | CIRCUIT BREAKER 3VA2 IEC FRAME 160 BREAKING CAPACITY CLASS M ICU=55KA @ 415 V 3POLE, LINE PROTE | 1387.52
3VA2116-5JQ42-0AA0 | CIRCUIT BREAKER 3VA2 IEC FRAME 160 BREAKING CAPACITY CLASS M ICU=55KA @ 415 V 4POLE, LINE PROTE | 1564.79
3VA1180-3EE36-0AA0 | CIRCUIT BREAKER 3VA1 IEC FRAME 160 BREAKING CAPACITY CLASS N ICU=25KA @ 415 V 3-POLE, LINE PROT | 179.85
3VA1180-3EF32-0AE0 | CIRCUIT BREAKER 3VA1 IEC FRAME 160 BREAKING CAPACITY CLASS N ICU=25KA @ 415 V 3-POLE, LINE PROT | 346.08
3VA2110-5HN36-0KL0 | CIRCUIT BREAKER 3VA2 IEC FRAME 160 BREAKING CAPACITY CLASS M ICU=55KA @ 415 V 3-POLE, LINE PROT | 814.71
3VA2163-5KP32-0BC0 | CIRCUIT BREAKER 3VA2 IEC FRAME 160 BREAKING CAPACITY CLASS M ICU=55KA @ 415 V 3-POLE, LINE PROT | 1364.82
3VA2163-5KP32-0DH0 | CIRCUIT BREAKER 3VA2 IEC FRAME 160 BREAKING CAPACITY CLASS M ICU=55KA @ 415 V 3-POLE, LINE PROT | 1378.76
3VA2340-7HN32-0KC0 | CIRCUIT BREAKER 3VA2 IEC FRAME 400 BREAKING CAPACITY CLASS C ICU=110KA @ 415 V 3-POLE, LINE PRO | 1928.86
3VA2225-6KP32-0AA0 | CIRCUIT BREAKER 3VA2 IEC FRAME 250 BREAKING CAPACITY CLASS H ICU=85KA @ 415 V 3POLE, LINE PROTE | 1674.82
3VA1120-4EF32-0BA0 | CIRCUIT BREAKER 3VA1 IEC FRAME 160 BREAKING CAPACITY CLASS S ICU=36KA @ 415 V 3-POLE, LINE PROT | 358.61
3VA1120-4EF32-0KA0 | CIRCUIT BREAKER 3VA1 IEC FRAME 160 BREAKING CAPACITY CLASS S ICU=36KA @ 415 V 3-POLE, LINE PROT | 331.46
3VA2110-5HL36-0CC0 | CIRCUIT BREAKER 3VA2 IEC FRAME 160 BREAKING CAPACITY CLASS M ICU=55KA @ 415 V 3-POLE, LINE PROT | 724.2
3VA2110-5HL36-0JH0 | CIRCUIT BREAKER 3VA2 IEC FRAME 160 BREAKING CAPACITY CLASS M ICU=55KA @ 415 V 3-POLE, LINE PROT | 724.2
3VA1150-4EF32-0BH0 | CIRCUIT BREAKER 3VA1 IEC FRAME 160 BREAKING CAPACITY CLASS S ICU=36KA @ 415 V 3-POLE, LINE PROT | 433.13
3VA1150-4EF36-0AA0 | CIRCUIT BREAKER 3VA1 IEC FRAME 160 BREAKING CAPACITY CLASS S ICU=36KA @ 415 V 3-POLE, LINE PROT | 188.18
3VA2440-5HN32-0BL0 | CIRCUIT BREAKER 3VA2 IEC FRAME 630 BREAKING CAPACITY CLASS M ICU=55KA @ 415 V 3-POLE, LINE PROT | 2200.44
3VA2440-5HN32-0DL0 | CIRCUIT BREAKER 3VA2 IEC FRAME 630 BREAKING CAPACITY CLASS M ICU=55KA @ 415 V 3-POLE, LINE PROT | 2200.44
3VA1120-4EF36-0AF0 | CIRCUIT BREAKER 3VA1 IEC FRAME 160 BREAKING CAPACITY CLASS S ICU=36KA @ 415 V 3-POLE, LINE PROT | 316.84
3VA2225-5HL32-0AA0 | CIRCUIT BREAKER 3VA2 IEC FRAME 250 BREAKING CAPACITY CLASS M ICU=55KA @ 415 V 3POLE, LINE PROTE | 922.99
3VA2140-6KP32-0AA0 | CIRCUIT BREAKER 3VA2 IEC FRAME 160 BREAKING CAPACITY CLASS H ICU=85KA @ 415 V 3POLE, LINE PROTE | 1051.17
3VA2116-5HN36-0BA0 | CIRCUIT BREAKER 3VA2 IEC FRAME 160 BREAKING CAPACITY CLASS M ICU=55KA @ 415 V 3-POLE, LINE PROT | 1002.73
3VA2116-5HN36-0JL0 | CIRCUIT BREAKER 3VA2 IEC FRAME 160 BREAKING CAPACITY CLASS M ICU=55KA @ 415 V 3-POLE, LINE PROT | 1100.21
3VA2110-5KP32-0AF0 | CIRCUIT BREAKER 3VA2 IEC FRAME 160 BREAKING CAPACITY CLASS M ICU=55KA @ 415 V 3-POLE, LINE PROT | 1302.15
3VA2110-5KQ42-0AA0 | CIRCUIT BREAKER 3VA2 IEC FRAME 160 BREAKING CAPACITY CLASS M ICU=55KA @ 415 V 4POLE, LINE PROTE | 1344.75
3VA2110-6HL32-0AE0 | CIRCUIT BREAKER 3VA2 IEC FRAME 160 BREAKING CAPACITY CLASS H ICU=85KA @ 415 V 3-POLE, LINE PROT | 692.85
3VA1163-6EF36-0AF0 | CIRCUIT BREAKER 3VA1 IEC FRAME 160 BREAKING CAPACITY CLASS H ICU=70KA @ 415 V 3-POLE, LINE PROT | 364.18
3VA2140-8HM42-0AA0 | CIRCUIT BREAKER 3VA2 IEC FRAME 160 BREAKING CAPACITY CLASS L ICU=150KA @ 415 V 4POLE, LINE PROT | 978.01
3VA2163-5HL32-0AD0 | CIRCUIT BREAKER 3VA2 IEC FRAME 160 BREAKING CAPACITY CLASS M ICU=55KA @ 415 V 3-POLE, LINE PROT | 567.51
3VA1196-3GD42-0AA0 | CIRCUIT BREAKER 3VA1 IEC FRAME 160 BREAKING CAPACITY CLASS N ICU=25KA @ 415 V 4-POLE, LINE PROT | 192.08
3VA2340-5HN42-0DA0 | CIRCUIT BREAKER 3VA2 IEC FRAME 400 BREAKING CAPACITY CLASS M ICU=55KA @ 415 V 4-POLE, LINE PROT | 2026.35
3VA2340-5HN42-0JH0 | CIRCUIT BREAKER 3VA2 IEC FRAME 400 BREAKING CAPACITY CLASS M ICU=55KA @ 415 V 4-POLE, LINE PROT | 2082.05
3VA2340-5HN42-0AF0 | CIRCUIT BREAKER 3VA2 IEC FRAME 400 BREAKING CAPACITY CLASS M ICU=55KA @ 415 V 4-POLE, LINE PROT | 1956.71
3VA2340-5HN42-0CC0 | CIRCUIT BREAKER 3VA2 IEC FRAME 400 BREAKING CAPACITY CLASS M ICU=55KA @ 415 V 4-POLE, LINE PROT | 2082.05
3VA2110-6HM32-0AA0 | CIRCUIT BREAKER 3VA2 IEC FRAME 160 BREAKING CAPACITY CLASS H ICU=85KA @ 415 V 3POLE, LINE PROTE | 751.83
3VA1110-3EF32-0JC0 | CIRCUIT BREAKER 3VA1 IEC FRAME 160 BREAKING CAPACITY CLASS N ICU=25KA @ 415 V 3-POLE, LINE PROT | 421.98
3VA2040-5HL32-0AA0 | CIRCUIT BREAKER 3VA2 IEC FRAME 100 BREAKING CAPACITY CLASS M ICU=55KA @ 415 V 3POLE, LINE PROTE | 431.57
3VA2163-5JP32-0AH0 | CIRCUIT BREAKER 3VA2 IEC FRAME 160 BREAKING CAPACITY CLASS M ICU=55KA @ 415 V 3-POLE, LINE PROT | 1058.43
3VA2163-5JP32-0JC0 | CIRCUIT BREAKER 3VA2 IEC FRAME 160 BREAKING CAPACITY CLASS M ICU=55KA @ 415 V 3-POLE, LINE PROT | 1135.04
3VA1163-4EF36-0DH0 | CIRCUIT BREAKER 3VA1 IEC FRAME 160 BREAKING CAPACITY CLASS S ICU=36KA @ 415 V 3-POLE, LINE PROT | 456.8
3VA1163-4GF42-0AA0 | CIRCUIT BREAKER 3VA1 IEC FRAME 160 BREAKING CAPACITY CLASS S ICU=36KA @ 415 V 4-POLE, LINE PROT | 222.97
3VA1163-5ED32-0CH0 | CIRCUIT BREAKER 3VA1 IEC FRAME 160 BREAKING CAPACITY CLASS M ICU=55KA @ 415 V 3-POLE, LINE PROT | 438
3VA1163-5ED36-0AA0 | CIRCUIT BREAKER 3VA1 IEC FRAME 160 BREAKING CAPACITY CLASS M ICU=55KA @ 415 V 3-POLE, LINE PROT | 192.58
3VA2340-5KP32-0AE0 | CIRCUIT BREAKER 3VA2 IEC FRAME 400 BREAKING CAPACITY CLASS M ICU=55KA @ 415 V 3-POLE, LINE PROT | 2207.39
3VA1116-5EF36-0KH0 | CIRCUIT BREAKER 3VA1 IEC FRAME 160 BREAKING CAPACITY CLASS M ICU=55KA @ 415 V 3-POLE, LINE PROT | 821.68
3VA1116-5EF42-0BA0 | CIRCUIT BREAKER 3VA1 IEC FRAME 160 BREAKING CAPACITY CLASS M ICU=55KA @ 415 V 4-POLE, LINE PROT | 940.06
3VA1196-3EF32-0AB0 | CIRCUIT BREAKER 3VA1 IEC FRAME 160 BREAKING CAPACITY CLASS N ICU=25KA @ 415 V 3-POLE, LINE PROT | 297.33
3VA1196-3EF32-0BC0 | CIRCUIT BREAKER 3VA1 IEC FRAME 160 BREAKING CAPACITY CLASS N ICU=25KA @ 415 V 3-POLE, LINE PROT | 389.95
3VA2040-6JQ42-0AA0 | CIRCUIT BREAKER 3VA2 IEC FRAME 100 BREAKING CAPACITY CLASS H ICU=85KA @ 415 V 4POLE, LINE PROTE | 1277.51
3VA1112-3EF36-0DH0 | CIRCUIT BREAKER 3VA1 IEC FRAME 160 BREAKING CAPACITY CLASS N ICU=25KA @ 415 V 3-POLE, LINE PROT | 672.66
3VA1112-4EF32-0AC0 | CIRCUIT BREAKER 3VA1 IEC FRAME 160 BREAKING CAPACITY CLASS S ICU=36KA @ 415 V 3-POLE, LINE PROT | 546.62
3VA2340-6KP32-0CH0 | CIRCUIT BREAKER 3VA2 IEC FRAME 400 BREAKING CAPACITY CLASS H ICU=85KA @ 415 V 3-POLE, LINE PROT | 2506.83
3VA2340-6KP42-0AA0 | CIRCUIT BREAKER 3VA2 IEC FRAME 400 BREAKING CAPACITY CLASS H ICU=85KA @ 415 V 4-POLE, LINE PROT | 2463.34
3VA2110-8JP36-0AA0 | CIRCUIT BREAKER 3VA2 IEC FRAME 160 BREAKING CAPACITY CLASS L ICU=150KA @ 415 V 3POLE, LINE PROT | 1075.8
3VA2110-8JQ36-0AA0 | CIRCUIT BREAKER 3VA2 IEC FRAME 160 BREAKING CAPACITY CLASS L ICU=150KA @ 415 V 3POLE, LINE PROT | 1314.19
3VA2163-6HN32-0AB0 | CIRCUIT BREAKER 3VA2 IEC FRAME 160 BREAKING CAPACITY CLASS H ICU=85KA @ 415 V 3-POLE, LINE PROT | 683.81
3VA2063-5HL36-0KC0 | CIRCUIT BREAKER 3VA2 IEC FRAME 100 BREAKING CAPACITY CLASS M ICU=55KA @ 415 V 3-POLE, LINE PROT | 656.65
3VA2063-5HN32-0AF0 | CIRCUIT BREAKER 3VA2 IEC FRAME 100 BREAKING CAPACITY CLASS M ICU=55KA @ 415 V 3-POLE, LINE PROT | 603.73
3VA1112-5ED32-0AC0 | CIRCUIT BREAKER 3VA1 IEC FRAME 160 BREAKING CAPACITY CLASS M ICU=55KA @ 415 V 3-POLE, LINE PROT | 559.17
3VA1112-5ED32-0DC0 | CIRCUIT BREAKER 3VA1 IEC FRAME 160 BREAKING CAPACITY CLASS M ICU=55KA @ 415 V 3-POLE, LINE PROT | 676.15
3VA1196-3EF32-0DA0 | CIRCUIT BREAKER 3VA1 IEC FRAME 160 BREAKING CAPACITY CLASS N ICU=25KA @ 415 V 3-POLE, LINE PROT | 337.73
3VA1196-3EF32-0JA0 | CIRCUIT BREAKER 3VA1 IEC FRAME 160 BREAKING CAPACITY CLASS N ICU=25KA @ 415 V 3-POLE, LINE PROT | 312.66
3VA2010-6HL42-0AA0 | CIRCUIT BREAKER 3VA2 IEC FRAME 100 BREAKING CAPACITY CLASS H ICU=85KA @ 415 V 4POLE, LINE PROTE | 672.39
3VA1116-6GD42-0AA0 | CIRCUIT BREAKER 3VA1 IEC FRAME 160 BREAKING CAPACITY CLASS H ICU=70KA @ 415 V 4-POLE, LINE PROT | 597.87
3VA2163-5JP32-0CA0 | CIRCUIT BREAKER 3VA2 IEC FRAME 160 BREAKING CAPACITY CLASS M ICU=55KA @ 415 V 3-POLE, LINE PROT | 1107.18
3VA2340-5HN32-0HL0 | CIRCUIT BREAKER 3VA2 IEC FRAME 400 BREAKING CAPACITY CLASS M ICU=55KA @ 415 V 3-POLE, LINE PROT | 1678.18
3VA2125-7HM32-0AA0 | CIRCUIT BREAKER 3VA2 IEC FRAME 160 BREAKING CAPACITY CLASS C ICU=110KA @ 415 V 3POLE, LINE PROT | 745.74
3VA2125-7HN42-0AA0 | CIRCUIT BREAKER 3VA2 IEC FRAME 160 BREAKING CAPACITY CLASS C ICU=110KA @ 415 V 4POLE, LINE PROT | 709.05
3VA2125-7JP46-0AA0 | CIRCUIT BREAKER 3VA2 IEC FRAME 160 BREAKING CAPACITY CLASS C ICU=110KA @ 415 V 4POLE, LINE PROT | 1112.48
3VA2125-7KQ32-0JL0 | CIRCUIT BREAKER 3VA2 IEC FRAME 160 BREAKING CAPACITY CLASS C ICU=110KA @ 415 V 3POLE, LINE PROT | 1643.36
3VA1116-5FD46-0AA0 | CIRCUIT BREAKER 3VA1 IEC FRAME 160 BREAKING CAPACITY CLASS M ICU=55KA @ 415 V 4-POLE, LINE PROT | 563.56
3VA1116-5GD42-0AA0 | CIRCUIT BREAKER 3VA1 IEC FRAME 160 BREAKING CAPACITY CLASS M ICU=55KA @ 415 V 4-POLE, LINE PROT | 543.93
3VA1116-5GD46-0AA0 | CIRCUIT BREAKER 3VA1 IEC FRAME 160 BREAKING CAPACITY CLASS M ICU=55KA @ 415 V 4-POLE, LINE PROT | 563.56
3VA2450-7KQ32-0AA0 | CIRCUIT BREAKER 3VA2 IEC FRAME 630 BREAKING CAPACITY CLASS C ICU=110KA @ 415 V 3-POLE, LINE PRO | 2811.76
3VA2450-7KQ42-0AA0 | CIRCUIT BREAKER 3VA2 IEC FRAME 630 BREAKING CAPACITY CLASS C ICU=110KA @ 415 V 4-POLE, LINE PRO | 3471.91
3VA9107-0NA10 | EXT. N-CURRENT TRANSFORMER FOR N-PROTECTION ACCESSORY FOR: 3VA2 IN=160/250A | 228.13
3VA9111-0WF40 | TERMINAL COVER EXTENDED 4 POLE 1 PCS. ACCESSORY FOR: 3VA1 100/160 | 19.09
3VA9113-0JF60 | CIRCULAR CONDUCTOR TERMINAL CU 6 CABLES 3 PCS. ACCESSORY FOR: 3VA1 100/160 | 76.58
3VA9328-0SS10 | MOUNTING SCREW KIT CONSISTS OF 4 SCREWS AND NUTS, METRIC THREAD ACCESSORY FOR: CIRCUIT BREAKER, | 19.76
3VA2110-6HN32-0JA0 | CIRCUIT BREAKER 3VA2 IEC FRAME 160 BREAKING CAPACITY CLASS H ICU=85KA @ 415 V 3-POLE, LINE PROT | 745.09
3VA2110-6HN36-0AJ0 | CIRCUIT BREAKER 3VA2 IEC FRAME 160 BREAKING CAPACITY CLASS H ICU=85KA @ 415 V 3-POLE, LINE PROT | 793.82
3VA2110-6HN36-0CL0 | CIRCUIT BREAKER 3VA2 IEC FRAME 160 BREAKING CAPACITY CLASS H ICU=85KA @ 415 V 3-POLE, LINE PROT | 912.2
3VA2325-6HN32-0BC0 | CIRCUIT BREAKER 3VA2 IEC FRAME 400 BREAKING CAPACITY CLASS H ICU=85KA @ 415 V 3-POLE, LINE PROT | 1838.33
3VA2325-6HN32-0CA0 | CIRCUIT BREAKER 3VA2 IEC FRAME 400 BREAKING CAPACITY CLASS H ICU=85KA @ 415 V 3-POLE, LINE PROT | 1768.71
3VA2325-6HN32-0DH0 | CIRCUIT BREAKER 3VA2 IEC FRAME 400 BREAKING CAPACITY CLASS H ICU=85KA @ 415 V 3-POLE, LINE PROT | 1880.11
3VA2325-6HN32-0JC0 | CIRCUIT BREAKER 3VA2 IEC FRAME 400 BREAKING CAPACITY CLASS H ICU=85KA @ 415 V 3-POLE, LINE PROT | 1789.6
3VA2010-5KP32-0CH0 | CIRCUIT BREAKER 3VA2 IEC FRAME 100 BREAKING CAPACITY CLASS M ICU=55KA @ 415 V 3-POLE, LINE PROT | 1420.54
3VA2010-5KP32-0KA0 | CIRCUIT BREAKER 3VA2 IEC FRAME 100 BREAKING CAPACITY CLASS M ICU=55KA @ 415 V 3-POLE, LINE PROT | 1323.04
3VA2010-6HL32-0AC0 | CIRCUIT BREAKER 3VA2 IEC FRAME 100 BREAKING CAPACITY CLASS H ICU=85KA @ 415 V 3-POLE, LINE PROT | 644.12
3VA2010-6HL32-0DA0 | CIRCUIT BREAKER 3VA2 IEC FRAME 100 BREAKING CAPACITY CLASS H ICU=85KA @ 415 V 3-POLE, LINE PROT | 710.26
3VA1116-6EF32-0HC0 | CIRCUIT BREAKER 3VA1 IEC FRAME 160 BREAKING CAPACITY CLASS H ICU=70KA @ 415 V 3-POLE, LINE PROT | 828.65
3VA1116-6EF32-0CH0 | CIRCUIT BREAKER 3VA1 IEC FRAME 160 BREAKING CAPACITY CLASS H ICU=70KA @ 415 V 3-POLE, LINE PROT | 891.31
3VA1116-6EF36-0AC0 | CIRCUIT BREAKER 3VA1 IEC FRAME 160 BREAKING CAPACITY CLASS H ICU=70KA @ 415 V 3-POLE, LINE PROT | 772.93
3VA1116-6EF36-0AD0 | CIRCUIT BREAKER 3VA1 IEC FRAME 160 BREAKING CAPACITY CLASS H ICU=70KA @ 415 V 3-POLE, LINE PROT | 793.82
3VA9404-0QE00 | REAR TERMINAL FLAT 4 PCS. ACCESSORY FOR: 3VA2 400/630 | 103.4
3VA2225-5HN42-0AE0 | CIRCUIT BREAKER 3VA2 IEC FRAME 250 BREAKING CAPACITY CLASS M ICU=55KA @ 415 V 4-POLE, LINE PROT | 1531.94
3VA2163-5JP32-0CH0 | CIRCUIT BREAKER 3VA2 IEC FRAME 160 BREAKING CAPACITY CLASS M ICU=55KA @ 415 V 3-POLE, LINE PROT | 1176.82
3VA2163-6HN36-0CL0 | CIRCUIT BREAKER 3VA2 IEC FRAME 160 BREAKING CAPACITY CLASS H ICU=85KA @ 415 V 3-POLE, LINE PROT | 863.46
3VA2163-6HN36-0HA0 | CIRCUIT BREAKER 3VA2 IEC FRAME 160 BREAKING CAPACITY CLASS H ICU=85KA @ 415 V 3-POLE, LINE PROT | 724.2
3VA1116-4EF32-0HA0 | CIRCUIT BREAKER 3VA1 IEC FRAME 160 BREAKING CAPACITY CLASS S ICU=36KA @ 415 V 3-POLE, LINE PROT | 672.66
3VA1116-4EF36-0AA0 | CIRCUIT BREAKER 3VA1 IEC FRAME 160 BREAKING CAPACITY CLASS S ICU=36KA @ 415 V 3-POLE, LINE PROT | 424.88
3VA1112-5EF32-0AF0 | CIRCUIT BREAKER 3VA1 IEC FRAME 160 BREAKING CAPACITY CLASS M ICU=55KA @ 415 V 3-POLE, LINE PROT | 598.86
3VA1112-5EF32-0KA0 | CIRCUIT BREAKER 3VA1 IEC FRAME 160 BREAKING CAPACITY CLASS M ICU=55KA @ 415 V 3-POLE, LINE PROT | 638.55
3VA1196-5EF36-0CC0 | CIRCUIT BREAKER 3VA1 IEC FRAME 160 BREAKING CAPACITY CLASS M ICU=55KA @ 415 V 3-POLE, LINE PROT | 454.71
3VA1150-4EF32-0CC0 | CIRCUIT BREAKER 3VA1 IEC FRAME 160 BREAKING CAPACITY CLASS S ICU=36KA @ 415 V 3-POLE, LINE PROT | 406.66
3VA1150-4EF32-0JC0 | CIRCUIT BREAKER 3VA1 IEC FRAME 160 BREAKING CAPACITY CLASS S ICU=36KA @ 415 V 3-POLE, LINE PROT | 380.19
3VA2125-5HL46-0AA0 | CIRCUIT BREAKER 3VA2 IEC FRAME 160 BREAKING CAPACITY CLASS M ICU=55KA @ 415 V 4POLE, LINE PROTE | 576.43
3VA2125-5JQ32-0AA0 | CIRCUIT BREAKER 3VA2 IEC FRAME 160 BREAKING CAPACITY CLASS M ICU=55KA @ 415 V 3POLE, LINE PROTE | 1088.02
3VA2225-5KQ32-0AA0 | CIRCUIT BREAKER 3VA2 IEC FRAME 250 BREAKING CAPACITY CLASS M ICU=55KA @ 415 V 3POLE, LINE PROTE | 1680.95
3VA2225-6HL32-0AB0 | CIRCUIT BREAKER 3VA2 IEC FRAME 250 BREAKING CAPACITY CLASS H ICU=85KA @ 415 V 3-POLE, LINE PROT | 1246.44
3VA2225-6JP32-0BH0 | CIRCUIT BREAKER 3VA2 IEC FRAME 250 BREAKING CAPACITY CLASS H ICU=85KA @ 415 V 3-POLE, LINE PROT | 1894.05
3VA2163-5JQ32-0KL0 | CIRCUIT BREAKER 3VA2 IEC FRAME 160 BREAKING CAPACITY CLASS M ICU=55KA @ 415 V 3-POLE, LINE PROT | 1448.38
3VA2063-6HL32-0AG0 | CIRCUIT BREAKER 3VA2 IEC FRAME 100 BREAKING CAPACITY CLASS H ICU=85KA @ 415 V 3-POLE, LINE PROT | 623.93
3VA2063-6HL32-0HH0 | CIRCUIT BREAKER 3VA2 IEC FRAME 100 BREAKING CAPACITY CLASS H ICU=85KA @ 415 V 3-POLE, LINE PROT | 710.26
3VA2063-5HN32-0KC0 | CIRCUIT BREAKER 3VA2 IEC FRAME 100 BREAKING CAPACITY CLASS M ICU=55KA @ 415 V 3-POLE, LINE PROT | 692.85
3VA2063-5HN36-0BC0 | CIRCUIT BREAKER 3VA2 IEC FRAME 100 BREAKING CAPACITY CLASS M ICU=55KA @ 415 V 3-POLE, LINE PROT | 745.09
3VA1163-5EF32-0HC0 | CIRCUIT BREAKER 3VA1 IEC FRAME 160 BREAKING CAPACITY CLASS M ICU=55KA @ 415 V 3-POLE, LINE PROT | 405.96
3VA1163-5EF32-0JC0 | CIRCUIT BREAKER 3VA1 IEC FRAME 160 BREAKING CAPACITY CLASS M ICU=55KA @ 415 V 3-POLE, LINE PROT | 405.96
3VA1132-3EE32-0KF0 | CIRCUIT BREAKER 3VA1 IEC FRAME 160 BREAKING CAPACITY CLASS N ICU=25KA @ 415 V 3-POLE, LINE PROT | 350.96
3VA1132-3EF32-0DC0 | CIRCUIT BREAKER 3VA1 IEC FRAME 160 BREAKING CAPACITY CLASS N ICU=25KA @ 415 V 3-POLE, LINE PROT | 389.95
3VA1140-4EF36-0DH0 | CIRCUIT BREAKER 3VA1 IEC FRAME 160 BREAKING CAPACITY CLASS S ICU=36KA @ 415 V 3-POLE, LINE PROT | 456.8
3VA1140-4EF42-0AA0 | CIRCUIT BREAKER 3VA1 IEC FRAME 160 BREAKING CAPACITY CLASS S ICU=36KA @ 415 V 4-POLE, LINE PROT | 222.97
3VA2063-6HN32-0HA0 | CIRCUIT BREAKER 3VA2 IEC FRAME 100 BREAKING CAPACITY CLASS H ICU=85KA @ 415 V 3-POLE, LINE PROT | 696.34
3VA2063-6HN32-0KL0 | CIRCUIT BREAKER 3VA2 IEC FRAME 100 BREAKING CAPACITY CLASS H ICU=85KA @ 415 V 3-POLE, LINE PROT | 807.76
3VA2225-7KP32-0JH0 | CIRCUIT BREAKER 3VA2 IEC FRAME 250 BREAKING CAPACITY CLASS C ICU=110KA @ 415 V 3-POLE, LINE PRO | 2158.66
3VA2325-5HN32-0AE0 | CIRCUIT BREAKER 3VA2 IEC FRAME 400 BREAKING CAPACITY CLASS M ICU=55KA @ 415 V 3-POLE, LINE PROT | 1587.65
3VA2125-6HN42-0AA0 | CIRCUIT BREAKER 3VA2 IEC FRAME 160 BREAKING CAPACITY CLASS H ICU=85KA @ 415 V 4POLE, LINE PROTE | 672.39
3VA2125-8HL32-0AA0 | CIRCUIT BREAKER 3VA2 IEC FRAME 160 BREAKING CAPACITY CLASS L ICU=150KA @ 415 V 3POLE, LINE PROT | 578.26
3VA2125-8JP46-0AA0 | CIRCUIT BREAKER 3VA2 IEC FRAME 160 BREAKING CAPACITY CLASS L ICU=150KA @ 415 V 4POLE, LINE PROT | 1204.16
3VA1196-5ED32-0AA0 | CIRCUIT BREAKER 3VA1 IEC FRAME 160 BREAKING CAPACITY CLASS M ICU=55KA @ 415 V 3-POLE, LINE PROT | 174.97
3VA1196-5EE32-0AA0 | CIRCUIT BREAKER 3VA1 IEC FRAME 160 BREAKING CAPACITY CLASS M ICU=55KA @ 415 V 3-POLE, LINE PROT | 178.87
3VA2340-5JP32-0KA0 | CIRCUIT BREAKER 3VA2 IEC FRAME 400 BREAKING CAPACITY CLASS M ICU=55KA @ 415 V 3-POLE, LINE PROT | 1998.49
3VA9124-0KD10 | DRAW-OUT UNIT CONVERTION KIT FOR MCCB ACCESSORY FOR: CIRCUIT BREAKER, 4 POLE 3VA2 100/160/250 | 119.78
3VA9124-0RL30 | RCD- MODULE RCD820 ADVANCED RCD TYPE A LOAD SIDE MOUNTED ADJUSTABLE 0,03...30A AT 50/60HZ ADJ | 891.63
3VA9304-0SB40 | ESCUTCHEON 183,6 X 45,65 MM (W X H) ACCESSORY FOR: LOADSIDE MOUNTED RESIDUAL CURRENT DEVICE RCD | 31.23
3VA9323-0KD00 | DRAW-OUT UNIT COMPLETE KIT ACCESSORY FOR: CIRCUIT BREAKER, 3 POLE 3VA2 400/630 | 727.55
3VA2110-6HN36-0HC0 | CIRCUIT BREAKER 3VA2 IEC FRAME 160 BREAKING CAPACITY CLASS H ICU=85KA @ 415 V 3-POLE, LINE PROT | 814.71
3VA2110-6HN36-0HL0 | CIRCUIT BREAKER 3VA2 IEC FRAME 160 BREAKING CAPACITY CLASS H ICU=85KA @ 415 V 3-POLE, LINE PROT | 877.38
3VA9221-0WG30 | TERMINAL COVER BROADENED 3 POLE 1 PCS. ACCESSORY FOR: 3VA2 100/160/250 | 28.95
3VA2325-6HN32-0AG0 | CIRCUIT BREAKER 3VA2 IEC FRAME 400 BREAKING CAPACITY CLASS H ICU=85KA @ 415 V 3-POLE, LINE PROT | 1733.88
3VA2325-6KQ32-0AA0 | CIRCUIT BREAKER 3VA2 IEC FRAME 400 BREAKING CAPACITY CLASS H ICU=85KA @ 415 V 3-POLE, LINE PROT | 2163.84
3VA2325-7JQ32-0AA0 | CIRCUIT BREAKER 3VA2 IEC FRAME 400 BREAKING CAPACITY CLASS C ICU=110KA @ 415 V 3-POLE, LINE PRO | 2176.06
3VA2010-5KP32-0AD0 | CIRCUIT BREAKER 3VA2 IEC FRAME 100 BREAKING CAPACITY CLASS M ICU=55KA @ 415 V 3-POLE, LINE PROT | 1316.08
3VA2010-5KP32-0BH0 | CIRCUIT BREAKER 3VA2 IEC FRAME 100 BREAKING CAPACITY CLASS M ICU=55KA @ 415 V 3-POLE, LINE PROT | 1420.54
3VA1116-6EF46-0AA0 | CIRCUIT BREAKER 3VA1 IEC FRAME 160 BREAKING CAPACITY CLASS H ICU=70KA @ 415 V 4-POLE, LINE PROT | 656.65
3VA2225-5HL42-0KH0 | CIRCUIT BREAKER 3VA2 IEC FRAME 250 BREAKING CAPACITY CLASS M ICU=55KA @ 415 V 4-POLE, LINE PROT | 1545.88
3VA9401-0WG40 | TERMINAL COVER BROADENED 4 POLE 1 PCS. ACCESSORY FOR: 3VA2 400/630 | 77.68
3VA9404-0JC23 | CIRCULAR CONDUCTOR TERMINAL 2 CABLES WITH AUXILIARY CONDUCTOR 4 PCS. ACCESSORY FOR: 3VA2 400/63 | 179.42
3VA2225-5HN42-0KL0 | CIRCUIT BREAKER 3VA2 IEC FRAME 250 BREAKING CAPACITY CLASS M ICU=55KA @ 415 V 4-POLE, LINE PROT | 1636.4
3VA2340-5HN32-0AH0 | CIRCUIT BREAKER 3VA2 IEC FRAME 400 BREAKING CAPACITY CLASS M ICU=55KA @ 415 V 3-POLE, LINE PROT | 1552.83
3VA2010-6HL32-0JL0 | CIRCUIT BREAKER 3VA2 IEC FRAME 100 BREAKING CAPACITY CLASS H ICU=85KA @ 415 V 3-POLE, LINE PROT | 793.82
3VA1180-6EF32-0AG0 | CIRCUIT BREAKER 3VA1 IEC FRAME 160 BREAKING CAPACITY CLASS H ICU=70KA @ 415 V 3-POLE, LINE PROT | 394.83
3VA1180-6EF36-0DH0 | CIRCUIT BREAKER 3VA1 IEC FRAME 160 BREAKING CAPACITY CLASS H ICU=70KA @ 415 V 3-POLE, LINE PROT | 532
3VA1180-6GE46-0AA0 | CIRCUIT BREAKER 3VA1 IEC FRAME 160 BREAKING CAPACITY CLASS H ICU=70KA @ 415 V 4-POLE, LINE PROT | 300.88
3VA2340-6HN32-0AE0 | CIRCUIT BREAKER 3VA2 IEC FRAME 400 BREAKING CAPACITY CLASS H ICU=85KA @ 415 V 3-POLE, LINE PROT | 1747.82
3VA2340-6JP32-0AF0 | CIRCUIT BREAKER 3VA2 IEC FRAME 400 BREAKING CAPACITY CLASS H ICU=85KA @ 415 V 3-POLE, LINE PROT | 2151.69
3VA2010-6HN32-0AD0 | CIRCUIT BREAKER 3VA2 IEC FRAME 100 BREAKING CAPACITY CLASS H ICU=85KA @ 415 V 3-POLE, LINE PROT | 738.12
3VA1180-3EF32-0AH0 | CIRCUIT BREAKER 3VA1 IEC FRAME 160 BREAKING CAPACITY CLASS N ICU=25KA @ 415 V 3-POLE, LINE PROT | 320.31
3VA1180-3EF32-0CA0 | CIRCUIT BREAKER 3VA1 IEC FRAME 160 BREAKING CAPACITY CLASS N ICU=25KA @ 415 V 3-POLE, LINE PROT | 362.09
3VA1196-4EF32-0AC0 | CIRCUIT BREAKER 3VA1 IEC FRAME 160 BREAKING CAPACITY CLASS S ICU=36KA @ 415 V 3-POLE, LINE PROT | 291.07
3VA2110-6HL32-0AH0 | CIRCUIT BREAKER 3VA2 IEC FRAME 160 BREAKING CAPACITY CLASS H ICU=85KA @ 415 V 3-POLE, LINE PROT | 668.48
3VA2110-6HL46-0AA0 | CIRCUIT BREAKER 3VA2 IEC FRAME 160 BREAKING CAPACITY CLASS H ICU=85KA @ 415 V 4POLE, LINE PROTE | 696.83
3VA2340-5HN32-0BC0 | CIRCUIT BREAKER 3VA2 IEC FRAME 400 BREAKING CAPACITY CLASS M ICU=55KA @ 415 V 3-POLE, LINE PROT | 1657.29
3VA2340-5HN42-0JC0 | CIRCUIT BREAKER 3VA2 IEC FRAME 400 BREAKING CAPACITY CLASS M ICU=55KA @ 415 V 4-POLE, LINE PROT | 2040.27
3VA2340-5JP32-0HH0 | CIRCUIT BREAKER 3VA2 IEC FRAME 400 BREAKING CAPACITY CLASS M ICU=55KA @ 415 V 3-POLE, LINE PROT | 2082.05
3VA2340-5JP32-0HL0 | CIRCUIT BREAKER 3VA2 IEC FRAME 400 BREAKING CAPACITY CLASS M ICU=55KA @ 415 V 3-POLE, LINE PROT | 2116.88
3VA2110-6HL32-0KA0 | CIRCUIT BREAKER 3VA2 IEC FRAME 160 BREAKING CAPACITY CLASS H ICU=85KA @ 415 V 3-POLE, LINE PROT | 682.42
3VA2325-6HM32-0AA0 | CIRCUIT BREAKER 3VA2 IEC FRAME 400 BREAKING CAPACITY CLASS H ICU=85KA @ 415 V 3-POLE, LINE PROT | 1613.71
3VA1196-4EF32-0CA0 | CIRCUIT BREAKER 3VA1 IEC FRAME 160 BREAKING CAPACITY CLASS S ICU=36KA @ 415 V 3-POLE, LINE PROT | 358.61
3VA1196-4EF32-0DC0 | CIRCUIT BREAKER 3VA1 IEC FRAME 160 BREAKING CAPACITY CLASS S ICU=36KA @ 415 V 3-POLE, LINE PROT | 406.66
3VA1196-4EF32-0JC0 | CIRCUIT BREAKER 3VA1 IEC FRAME 160 BREAKING CAPACITY CLASS S ICU=36KA @ 415 V 3-POLE, LINE PROT | 380.19
3VA1196-4EF36-0AH0 | CIRCUIT BREAKER 3VA1 IEC FRAME 160 BREAKING CAPACITY CLASS S ICU=36KA @ 415 V 3-POLE, LINE PROT | 339.11
3VA9201-0QF20 | REAR CONNECTING STUDS LONG 1 PCS. ACCESSORY FOR: 3VA2 100/160/250 | 17.94
3VA9204-0QA00 | LUG TERMINAL 4PCS ACCESSORY FOR: 3VA2 100/160/250 | 21.85
3VA9221-0WD40 | TERMINAL COVER 4 POLE 1PCS. ACCESSORY FOR: 3VA2 100/160/250 | 17.83
3VA9224-0JC22 | CIRCULAR CONDUCTOR TERMINAL 2 CABLES 4 PCS. ACCESSORY FOR: 3VA2 100/160/250 | 92.99
3VA9114-0KP10 | PLUG-IN UNIT CONVERTION KIT FOR MCCB ACCESSORY FOR: CIRCUIT BREAKER, 4 POLE 3VA1 160 | 92.44
3VA9123-0KB01 | TERMINAL COVER PLUG-IN AND DRAW-OUT, ACCESSORY FOR: CIRCUIT BREAKER, 3 POLE 3VA2 100/160/250 AN | 35.12
3VA9124-0KP10 | PLUG-IN UNIT CONVERTION KIT FOR MCCB ACCESSORY FOR: CIRCUIT BREAKER, 4 POLE 3VA2 100/160/250 | 99.56
3VA9201-0QE10 | REAR TERMINAL FLAT SHORT 1 PCS. ACCESSORY FOR: 3VA2 100/160/250 | 13.44
3VA2340-5HM42-0AA0 | CIRCUIT BREAKER 3VA2 IEC FRAME 400 BREAKING CAPACITY CLASS M ICU=55KA @ 415 V 4-POLE, LINE PROT | 1815.41
3VA2116-5KP32-0AD0 | CIRCUIT BREAKER 3VA2 IEC FRAME 160 BREAKING CAPACITY CLASS M ICU=55KA @ 415 V 3-POLE, LINE PROT | 1587.65
3VA2010-5JQ32-0CC0 | CIRCUIT BREAKER 3VA2 IEC FRAME 100 BREAKING CAPACITY CLASS M ICU=55KA @ 415 V 3-POLE, LINE PROT | 1448.38
3VA2225-5HN32-0BL0 | CIRCUIT BREAKER 3VA2 IEC FRAME 250 BREAKING CAPACITY CLASS M ICU=55KA @ 415 V 3-POLE, LINE PROT | 1336.98
3VA9223-0JC22 | CIRCULAR CONDUCTOR TERMINAL 2 CABLES 3 PCS. ACCESSORY FOR: 3VA2 100/160/250 | 70.03
3VA9224-0RL30 | RCD- MODULE RCD820 ADVANCED RCD TYPE A LOAD SIDE MOUNTED ADJUSTABLE 0,03...30A AT 50/60HZ ADJ | 891.63
3VA9303-0SB40 | ESCUTCHEON 137,6 X 45,65 MM (W X H) ACCESSORY FOR: LOADSIDE MOUNTED RESIDUAL CURRENT DEVICE RCD | 25.04
3VL9400-3AF01 | BREAKER VL AUX SW KIT THRU-DOOR JG/LG | 239.41
3VL9400-4TA51 | ACCESSORY FOR VL400UL, (JG-FRAME) SCREW TERMINAL CONNECTION METRIC THREAD, 30MM CONSISTS OF 3 CO | 105.31
3VA2063-5JQ32-0AA0 | CIRCUIT BREAKER 3VA2 IEC FRAME 100 BREAKING CAPACITY CLASS M ICU=55KA @ 415 V 3POLE, LINE PROTE | 1088.02
3VA1140-6EF36-0CA0 | CIRCUIT BREAKER 3VA1 IEC FRAME 160 BREAKING CAPACITY CLASS H ICU=70KA @ 415 V 3-POLE, LINE PROT | 431.03
3VA1140-6EF36-0CH0 | CIRCUIT BREAKER 3VA1 IEC FRAME 160 BREAKING CAPACITY CLASS H ICU=70KA @ 415 V 3-POLE, LINE PROT | 503.45
3VA2225-6JQ32-0JA0 | CIRCUIT BREAKER 3VA2 IEC FRAME 250 BREAKING CAPACITY CLASS H ICU=85KA @ 415 V 3-POLE, LINE PROT | 2012.42
3VA2225-6KP32-0AD0 | CIRCUIT BREAKER 3VA2 IEC FRAME 250 BREAKING CAPACITY CLASS H ICU=85KA @ 415 V 3-POLE, LINE PROT | 1956.71
3VA2225-6KP32-0CA0 | CIRCUIT BREAKER 3VA2 IEC FRAME 250 BREAKING CAPACITY CLASS H ICU=85KA @ 415 V 3-POLE, LINE PROT | 2005.46
3VA1140-5EF32-0HH0 | CIRCUIT BREAKER 3VA1 IEC FRAME 160 BREAKING CAPACITY CLASS M ICU=55KA @ 415 V 3-POLE, LINE PROT | 432.43
3VA1140-5EF36-0AB0 | CIRCUIT BREAKER 3VA1 IEC FRAME 160 BREAKING CAPACITY CLASS M ICU=55KA @ 415 V 3-POLE, LINE PROT | 364.88
3VA1163-3EF36-0AB0 | CIRCUIT BREAKER 3VA1 IEC FRAME 160 BREAKING CAPACITY CLASS N ICU=25KA @ 415 V 3-POLE, LINE PROT | 321.7
3VA2163-6KQ36-0AA0 | CIRCUIT BREAKER 3VA2 IEC FRAME 160 BREAKING CAPACITY CLASS H ICU=85KA @ 415 V 3POLE, LINE PROTE | 1259.17
3VA2163-7HN32-0AH0 | CIRCUIT BREAKER 3VA2 IEC FRAME 160 BREAKING CAPACITY CLASS C ICU=110KA @ 415 V 3-POLE, LINE PRO | 724.2
3VA2163-7JP46-0AA0 | CIRCUIT BREAKER 3VA2 IEC FRAME 160 BREAKING CAPACITY CLASS C ICU=110KA @ 415 V 4POLE, LINE PROT | 1112.48
3VA2340-7HN32-0DH0 | CIRCUIT BREAKER 3VA2 IEC FRAME 400 BREAKING CAPACITY CLASS C ICU=110KA @ 415 V 3-POLE, LINE PRO | 1963.67
3VA2340-7JP32-0AA0 | CIRCUIT BREAKER 3VA2 IEC FRAME 400 BREAKING CAPACITY CLASS C ICU=110KA @ 415 V 3-POLE, LINE PRO | 1937.66
3VA2110-5HN32-0CC0 | CIRCUIT BREAKER 3VA2 IEC FRAME 160 BREAKING CAPACITY CLASS M ICU=55KA @ 415 V 3-POLE, LINE PROT | 765.98
3VA1010-2ED42-0DH0 | CIRCUIT BREAKER 3VA1 IEC FRAME 100 BREAKING CAPACITY CLASS B ICU=16KA @ 415 V 4-POLE, LINE PROT | 512.51
3VA1163-3EF36-0AC0 | CIRCUIT BREAKER 3VA1 IEC FRAME 160 BREAKING CAPACITY CLASS N ICU=25KA @ 415 V 3-POLE, LINE PROT | 295.25
3VA2225-7HL32-0DC0 | CIRCUIT BREAKER 3VA2 IEC FRAME 250 BREAKING CAPACITY CLASS C ICU=110KA @ 415 V 3-POLE, LINE PRO | 1448.38
3VA2225-7HL32-0CH0 | CIRCUIT BREAKER 3VA2 IEC FRAME 250 BREAKING CAPACITY CLASS C ICU=110KA @ 415 V 3-POLE, LINE PRO | 1469.27
3VA2225-5HL32-0HL0 | CIRCUIT BREAKER 3VA2 IEC FRAME 250 BREAKING CAPACITY CLASS M ICU=55KA @ 415 V 3-POLE, LINE PROT | 1239.48
3VA2163-7KQ46-0AA0 | CIRCUIT BREAKER 3VA2 IEC FRAME 160 BREAKING CAPACITY CLASS C ICU=110KA @ 415 V 4POLE, LINE PROT | 1436.44
3VA1163-6EF36-0HA0 | CIRCUIT BREAKER 3VA1 IEC FRAME 160 BREAKING CAPACITY CLASS H ICU=70KA @ 415 V 3-POLE, LINE PROT | 404.57
3VA1163-6GF46-0AA0 | CIRCUIT BREAKER 3VA1 IEC FRAME 160 BREAKING CAPACITY CLASS H ICU=70KA @ 415 V 4-POLE, LINE PROT | 287.65
3VA2116-5HL36-0AA0 | CIRCUIT BREAKER 3VA2 IEC FRAME 160 BREAKING CAPACITY CLASS M ICU=55KA @ 415 V 3POLE, LINE PROTE | 721.28
3VA2116-5HL36-0HA0 | CIRCUIT BREAKER 3VA2 IEC FRAME 160 BREAKING CAPACITY CLASS M ICU=55KA @ 415 V 3-POLE, LINE PROT | 912.2
3VA2010-5HL36-0KL0 | CIRCUIT BREAKER 3VA2 IEC FRAME 100 BREAKING CAPACITY CLASS M ICU=55KA @ 415 V 3-POLE, LINE PROT | 759.01
3VA2010-5HN32-0AD0 | CIRCUIT BREAKER 3VA2 IEC FRAME 100 BREAKING CAPACITY CLASS M ICU=55KA @ 415 V 3-POLE, LINE PROT | 668.48
3VA1196-3GE42-0AA0 | CIRCUIT BREAKER 3VA1 IEC FRAME 160 BREAKING CAPACITY CLASS N ICU=25KA @ 415 V 4-POLE, LINE PROT | 195.02
3VA1196-4EF32-0HC0 | CIRCUIT BREAKER 3VA1 IEC FRAME 160 BREAKING CAPACITY CLASS S ICU=36KA @ 415 V 3-POLE, LINE PROT | 380.19
3VA2163-8JQ42-0AA0 | CIRCUIT BREAKER 3VA2 IEC FRAME 160 BREAKING CAPACITY CLASS L ICU=150KA @ 415 V 4POLE, LINE PROT | 1405.89
3VA1180-6EF32-0CC0 | CIRCUIT BREAKER 3VA1 IEC FRAME 160 BREAKING CAPACITY CLASS H ICU=70KA @ 415 V 3-POLE, LINE PROT | 485.34
3VA1180-6EF32-0DC0 | CIRCUIT BREAKER 3VA1 IEC FRAME 160 BREAKING CAPACITY CLASS H ICU=70KA @ 415 V 3-POLE, LINE PROT | 485.34
3VA1180-6EF32-0CH0 | CIRCUIT BREAKER 3VA1 IEC FRAME 160 BREAKING CAPACITY CLASS H ICU=70KA @ 415 V 3-POLE, LINE PROT | 509.72
3VA1180-6EF36-0AD0 | CIRCUIT BREAKER 3VA1 IEC FRAME 160 BREAKING CAPACITY CLASS H ICU=70KA @ 415 V 3-POLE, LINE PROT | 417.81
3VA9404-0QA00 | LUG TERMINAL 4PCS ACCESSORY FOR: 3VA2 400/630 | 47.15
3VA2225-5HN32-0KA0 | CIRCUIT BREAKER 3VA2 IEC FRAME 250 BREAKING CAPACITY CLASS M ICU=55KA @ 415 V 3-POLE, LINE PROT | 1190.74
3VA2340-5HN42-0AA0 | CIRCUIT BREAKER 3VA2 IEC FRAME 400 BREAKING CAPACITY CLASS M ICU=55KA @ 415 V 4-POLE, LINE PROT | 1687.06
3VA2340-5HN42-0AE0 | CIRCUIT BREAKER 3VA2 IEC FRAME 400 BREAKING CAPACITY CLASS M ICU=55KA @ 415 V 4-POLE, LINE PROT | 2005.46
3VA2340-5HN42-0CA0 | CIRCUIT BREAKER 3VA2 IEC FRAME 400 BREAKING CAPACITY CLASS M ICU=55KA @ 415 V 4-POLE, LINE PROT | 2026.35
3VA2163-6HL32-0AG0 | CIRCUIT BREAKER 3VA2 IEC FRAME 160 BREAKING CAPACITY CLASS H ICU=85KA @ 415 V 3-POLE, LINE PROT | 623.93
3VA1125-5EF32-0DC0 | CIRCUIT BREAKER 3VA1 IEC FRAME 160 BREAKING CAPACITY CLASS M ICU=55KA @ 415 V 3-POLE, LINE PROT | 433.13
3VA1125-5EF36-0AB0 | CIRCUIT BREAKER 3VA1 IEC FRAME 160 BREAKING CAPACITY CLASS M ICU=55KA @ 415 V 3-POLE, LINE PROT | 364.88
3VA1125-5EF36-0BC0 | CIRCUIT BREAKER 3VA1 IEC FRAME 160 BREAKING CAPACITY CLASS M ICU=55KA @ 415 V 3-POLE, LINE PROT | 454.71
3VA1125-5EF36-0HA0 | CIRCUIT BREAKER 3VA1 IEC FRAME 160 BREAKING CAPACITY CLASS M ICU=55KA @ 415 V 3-POLE, LINE PROT | 378.82
3VA2110-5HL32-0AD0 | CIRCUIT BREAKER 3VA2 IEC FRAME 160 BREAKING CAPACITY CLASS M ICU=55KA @ 415 V 3-POLE, LINE PROT | 606.51
3VA2110-5HL32-0CC0 | CIRCUIT BREAKER 3VA2 IEC FRAME 160 BREAKING CAPACITY CLASS M ICU=55KA @ 415 V 3-POLE, LINE PROT | 695.64
3VA2110-5HL32-0DC0 | CIRCUIT BREAKER 3VA2 IEC FRAME 160 BREAKING CAPACITY CLASS M ICU=55KA @ 415 V 3-POLE, LINE PROT | 695.64
3VA2110-5HM46-0AA0 | CIRCUIT BREAKER 3VA2 IEC FRAME 160 BREAKING CAPACITY CLASS M ICU=55KA @ 415 V 4POLE, LINE PROTE | 849.64
3VA1125-6EF32-0AG0 | CIRCUIT BREAKER 3VA1 IEC FRAME 160 BREAKING CAPACITY CLASS H ICU=70KA @ 415 V 3-POLE, LINE PROT | 366.27
3VA1116-5EE32-0JC0 | CIRCUIT BREAKER 3VA1 IEC FRAME 160 BREAKING CAPACITY CLASS M ICU=55KA @ 415 V 3-POLE, LINE PROT | 752.04
3VA1116-5EE36-0BM0 | CIRCUIT BREAKER 3VA1 IEC FRAME 160 BREAKING CAPACITY CLASS M ICU=55KA @ 415 V 3-POLE, LINE PROT | 856.49
3VA1116-5EF32-0AB0 | CIRCUIT BREAKER 3VA1 IEC FRAME 160 BREAKING CAPACITY CLASS M ICU=55KA @ 415 V 3-POLE, LINE PROT | 717.23
3ZS1632-1XX02-0YA0 | PCS 7 BLOCK LIBRARY, SIMOCODE PRO V8.0; AS BLOCKS AND FACEPLATES FOR INTEGRATION OF SIMOCODE PRO | 1708.77
3VA2110-5HN32-0CA0 | CIRCUIT BREAKER 3VA2 IEC FRAME 160 BREAKING CAPACITY CLASS M ICU=55KA @ 415 V 3-POLE, LINE PROT | 710.26
3VA2340-5HN42-0HH0 | CIRCUIT BREAKER 3VA2 IEC FRAME 400 BREAKING CAPACITY CLASS M ICU=55KA @ 415 V 4-POLE, LINE PROT | 2082.05
3VA1120-4EF32-0AF0 | CIRCUIT BREAKER 3VA1 IEC FRAME 160 BREAKING CAPACITY CLASS S ICU=36KA @ 415 V 3-POLE, LINE PROT | 291.07
3VA1120-4EF32-0DH0 | CIRCUIT BREAKER 3VA1 IEC FRAME 160 BREAKING CAPACITY CLASS S ICU=36KA @ 415 V 3-POLE, LINE PROT | 433.13
3VA1120-4EF32-0JH0 | CIRCUIT BREAKER 3VA1 IEC FRAME 160 BREAKING CAPACITY CLASS S ICU=36KA @ 415 V 3-POLE, LINE PROT | 405.96
3VA1120-4EF36-0AE0 | CIRCUIT BREAKER 3VA1 IEC FRAME 160 BREAKING CAPACITY CLASS S ICU=36KA @ 415 V 3-POLE, LINE PROT | 366.27
3VA1163-5EF32-0KA0 | CIRCUIT BREAKER 3VA1 IEC FRAME 160 BREAKING CAPACITY CLASS M ICU=55KA @ 415 V 3-POLE, LINE PROT | 357.93
3VA2216-6KP42-0AA0 | CIRCUIT BREAKER 3VA2 IEC FRAME 250 BREAKING CAPACITY CLASS H ICU=85KA @ 415 V 4POLE, LINE PROTE | 1998.79
3VA2063-5KQ32-0AA0 | CIRCUIT BREAKER 3VA2 IEC FRAME 100 BREAKING CAPACITY CLASS M ICU=55KA @ 415 V 3POLE, LINE PROTE | 1185.82
3VA2063-6HN32-0JA0 | CIRCUIT BREAKER 3VA2 IEC FRAME 100 BREAKING CAPACITY CLASS H ICU=85KA @ 415 V 3-POLE, LINE PROT | 696.34
3VA1110-4ED42-0AA0 | CIRCUIT BREAKER 3VA1 IEC FRAME 160 BREAKING CAPACITY CLASS S ICU=36KA @ 415 V 4-POLE, LINE PROT | 261.69
3VA2063-6JQ46-0AA0 | CIRCUIT BREAKER 3VA2 IEC FRAME 100 BREAKING CAPACITY CLASS H ICU=85KA @ 415 V 4POLE, LINE PROTE | 1308.08
3VA2063-7HM32-0AA0 | CIRCUIT BREAKER 3VA2 IEC FRAME 100 BREAKING CAPACITY CLASS C ICU=110KA @ 415 V 3POLE, LINE PROT | 745.74
3VA2010-5HN32-0BA0 | CIRCUIT BREAKER 3VA2 IEC FRAME 100 BREAKING CAPACITY CLASS M ICU=55KA @ 415 V 3-POLE, LINE PROT | 710.26
3VA2010-5HN36-0DL0 | CIRCUIT BREAKER 3VA2 IEC FRAME 100 BREAKING CAPACITY CLASS M ICU=55KA @ 415 V 3-POLE, LINE PROT | 849.54
3VA1116-5EE32-0AA0 | CIRCUIT BREAKER 3VA1 IEC FRAME 160 BREAKING CAPACITY CLASS M ICU=55KA @ 415 V 3-POLE, LINE PROT | 427.31
3VA1196-4EF36-0KH0 | CIRCUIT BREAKER 3VA1 IEC FRAME 160 BREAKING CAPACITY CLASS S ICU=36KA @ 415 V 3-POLE, LINE PROT | 431.03
3VA2140-8KQ32-0AA0 | CIRCUIT BREAKER 3VA2 IEC FRAME 160 BREAKING CAPACITY CLASS L ICU=150KA @ 415 V 3POLE, LINE PROT | 1338.64
3VA2163-5HL32-0AB0 | CIRCUIT BREAKER 3VA2 IEC FRAME 160 BREAKING CAPACITY CLASS M ICU=55KA @ 415 V 3-POLE, LINE PROT | 567.51
3VA1196-6EF32-0DA0 | CIRCUIT BREAKER 3VA1 IEC FRAME 160 BREAKING CAPACITY CLASS H ICU=70KA @ 415 V 3-POLE, LINE PROT | 406.66
3VA1196-6EF42-0AA0 | CIRCUIT BREAKER 3VA1 IEC FRAME 160 BREAKING CAPACITY CLASS H ICU=70KA @ 415 V 4-POLE, LINE PROT | 266.57
3VA1110-4EE36-0AA0 | CIRCUIT BREAKER 3VA1 IEC FRAME 160 BREAKING CAPACITY CLASS S ICU=36KA @ 415 V 3-POLE, LINE PROT | 222.97
3VA1110-4EF32-0AA0 | CIRCUIT BREAKER 3VA1 IEC FRAME 160 BREAKING CAPACITY CLASS S ICU=36KA @ 415 V 3-POLE, LINE PROT | 218.08
3VA2163-5JQ32-0JH0 | CIRCUIT BREAKER 3VA2 IEC FRAME 160 BREAKING CAPACITY CLASS M ICU=55KA @ 415 V 3-POLE, LINE PROT | 1399.65
3VA2163-5KP32-0CA0 | CIRCUIT BREAKER 3VA2 IEC FRAME 160 BREAKING CAPACITY CLASS M ICU=55KA @ 415 V 3-POLE, LINE PROT | 1323.04
3VA2163-5KP32-0KH0 | CIRCUIT BREAKER 3VA2 IEC FRAME 160 BREAKING CAPACITY CLASS M ICU=55KA @ 415 V 3-POLE, LINE PROT | 1364.82
3VA1116-5EE32-0DC0 | CIRCUIT BREAKER 3VA1 IEC FRAME 160 BREAKING CAPACITY CLASS M ICU=55KA @ 415 V 3-POLE, LINE PROT | 772.93
3VA1116-5EE32-0CH0 | CIRCUIT BREAKER 3VA1 IEC FRAME 160 BREAKING CAPACITY CLASS M ICU=55KA @ 415 V 3-POLE, LINE PROT | 800.79
3VA2163-5HL32-0DL0 | CIRCUIT BREAKER 3VA2 IEC FRAME 160 BREAKING CAPACITY CLASS M ICU=55KA @ 415 V 3-POLE, LINE PROT | 724.2
3VA2163-5HL36-0BA0 | CIRCUIT BREAKER 3VA2 IEC FRAME 160 BREAKING CAPACITY CLASS M ICU=55KA @ 415 V 3-POLE, LINE PROT | 634.36
3VA2010-6HN36-0CL0 | CIRCUIT BREAKER 3VA2 IEC FRAME 100 BREAKING CAPACITY CLASS H ICU=85KA @ 415 V 3-POLE, LINE PROT | 912.2
3VA2010-6HN36-0JL0 | CIRCUIT BREAKER 3VA2 IEC FRAME 100 BREAKING CAPACITY CLASS H ICU=85KA @ 415 V 3-POLE, LINE PROT | 877.38
3VA1112-6EF32-0CA0 | CIRCUIT BREAKER 3VA1 IEC FRAME 160 BREAKING CAPACITY CLASS H ICU=70KA @ 415 V 3-POLE, LINE PROT | 717.23
3VA1112-6EF32-0HH0 | CIRCUIT BREAKER 3VA1 IEC FRAME 160 BREAKING CAPACITY CLASS H ICU=70KA @ 415 V 3-POLE, LINE PROT | 765.98
3VA1140-5EF36-0BC0 | CIRCUIT BREAKER 3VA1 IEC FRAME 160 BREAKING CAPACITY CLASS M ICU=55KA @ 415 V 3-POLE, LINE PROT | 454.71
3VA1140-5EF36-0JC0 | CIRCUIT BREAKER 3VA1 IEC FRAME 160 BREAKING CAPACITY CLASS M ICU=55KA @ 415 V 3-POLE, LINE PROT | 429.64
3VA2163-5KP32-0JL0 | CIRCUIT BREAKER 3VA2 IEC FRAME 160 BREAKING CAPACITY CLASS M ICU=55KA @ 415 V 3-POLE, LINE PROT | 1385.71
3VA2225-5HN42-0CC0 | CIRCUIT BREAKER 3VA2 IEC FRAME 250 BREAKING CAPACITY CLASS M ICU=55KA @ 415 V 4-POLE, LINE PROT | 1601.58
3VA2225-5HN42-0JA0 | CIRCUIT BREAKER 3VA2 IEC FRAME 250 BREAKING CAPACITY CLASS M ICU=55KA @ 415 V 4-POLE, LINE PROT | 1524.99
3VA2340-5HN32-0DL0 | CIRCUIT BREAKER 3VA2 IEC FRAME 400 BREAKING CAPACITY CLASS M ICU=55KA @ 415 V 3-POLE, LINE PROT | 1712.99
3VA2340-5HN32-0HA0 | CIRCUIT BREAKER 3VA2 IEC FRAME 400 BREAKING CAPACITY CLASS M ICU=55KA @ 415 V 3-POLE, LINE PROT | 1580.69
3VA2340-5HN32-0JC0 | CIRCUIT BREAKER 3VA2 IEC FRAME 400 BREAKING CAPACITY CLASS M ICU=55KA @ 415 V 3-POLE, LINE PROT | 1622.47
3VA2340-5HN32-0JH0 | CIRCUIT BREAKER 3VA2 IEC FRAME 400 BREAKING CAPACITY CLASS M ICU=55KA @ 415 V 3-POLE, LINE PROT | 1657.29
3VA2340-6HN32-0AF0 | CIRCUIT BREAKER 3VA2 IEC FRAME 400 BREAKING CAPACITY CLASS H ICU=85KA @ 415 V 3-POLE, LINE PROT | 1712.99
3VA2340-6HN32-0HC0 | CIRCUIT BREAKER 3VA2 IEC FRAME 400 BREAKING CAPACITY CLASS H ICU=85KA @ 415 V 3-POLE, LINE PROT | 1789.6
3VA2340-6HN32-0JC0 | CIRCUIT BREAKER 3VA2 IEC FRAME 400 BREAKING CAPACITY CLASS H ICU=85KA @ 415 V 3-POLE, LINE PROT | 1789.6
3VA2340-6JP32-0AC0 | CIRCUIT BREAKER 3VA2 IEC FRAME 400 BREAKING CAPACITY CLASS H ICU=85KA @ 415 V 3-POLE, LINE PROT | 2151.69
3VA2110-5HL36-0KC0 | CIRCUIT BREAKER 3VA2 IEC FRAME 160 BREAKING CAPACITY CLASS M ICU=55KA @ 415 V 3-POLE, LINE PROT | 694.95
3VA2110-5HN32-0AH0 | CIRCUIT BREAKER 3VA2 IEC FRAME 160 BREAKING CAPACITY CLASS M ICU=55KA @ 415 V 3-POLE, LINE PROT | 668.48
3VA2110-5KP32-0AB0 | CIRCUIT BREAKER 3VA2 IEC FRAME 160 BREAKING CAPACITY CLASS M ICU=55KA @ 415 V 3-POLE, LINE PROT | 1316.08
3VA2110-5KP32-0AG0 | CIRCUIT BREAKER 3VA2 IEC FRAME 160 BREAKING CAPACITY CLASS M ICU=55KA @ 415 V 3-POLE, LINE PROT | 1316.08
3VA1196-3EE32-0AA0 | CIRCUIT BREAKER 3VA1 IEC FRAME 160 BREAKING CAPACITY CLASS N ICU=25KA @ 415 V 3-POLE, LINE PROT | 149.47
3VA1163-5EE32-0AA0 | CIRCUIT BREAKER 3VA1 IEC FRAME 160 BREAKING CAPACITY CLASS M ICU=55KA @ 415 V 3-POLE, LINE PROT | 178.87
3VA2010-7KP32-0AA0 | CIRCUIT BREAKER 3VA2 IEC FRAME 100 BREAKING CAPACITY CLASS C ICU=110KA @ 415 V 3POLE, LINE PROT | 1185.82
3VA2010-7KP36-0AA0 | CIRCUIT BREAKER 3VA2 IEC FRAME 100 BREAKING CAPACITY CLASS C ICU=110KA @ 415 V 3POLE, LINE PROT | 1198.03
3VA2010-7KQ42-0AA0 | CIRCUIT BREAKER 3VA2 IEC FRAME 100 BREAKING CAPACITY CLASS C ICU=110KA @ 415 V 4POLE, LINE PROT | 1460.88
3VA2010-7KQ46-0AA0 | CIRCUIT BREAKER 3VA2 IEC FRAME 100 BREAKING CAPACITY CLASS C ICU=110KA @ 415 V 4POLE, LINE PROT | 1485.35
3VA2110-5KP32-0BL0 | CIRCUIT BREAKER 3VA2 IEC FRAME 160 BREAKING CAPACITY CLASS M ICU=55KA @ 415 V 3-POLE, LINE PROT | 1469.27
3VA1116-5EF36-0DH0 | CIRCUIT BREAKER 3VA1 IEC FRAME 160 BREAKING CAPACITY CLASS M ICU=55KA @ 415 V 3-POLE, LINE PROT | 856.49
3VA1116-5EF42-0BC0 | CIRCUIT BREAKER 3VA1 IEC FRAME 160 BREAKING CAPACITY CLASS M ICU=55KA @ 415 V 4-POLE, LINE PROT | 988.81
3VA1116-5EF42-0DA0 | CIRCUIT BREAKER 3VA1 IEC FRAME 160 BREAKING CAPACITY CLASS M ICU=55KA @ 415 V 4-POLE, LINE PROT | 940.06
3VA2116-6KP46-0AA0 | CIRCUIT BREAKER 3VA2 IEC FRAME 160 BREAKING CAPACITY CLASS H ICU=85KA @ 415 V 4POLE, LINE PROTE | 1687.06
3VA2116-6KQ46-0AA0 | CIRCUIT BREAKER 3VA2 IEC FRAME 160 BREAKING CAPACITY CLASS H ICU=85KA @ 415 V 4POLE, LINE PROTE | 1815.41
3VA2116-7HL32-0AA0 | CIRCUIT BREAKER 3VA2 IEC FRAME 160 BREAKING CAPACITY CLASS C ICU=110KA @ 415 V 3POLE, LINE PROT | 849.64
3VA2116-7HN46-0AA0 | CIRCUIT BREAKER 3VA2 IEC FRAME 160 BREAKING CAPACITY CLASS C ICU=110KA @ 415 V 4POLE, LINE PROT | 1191.94
3VL9800-3AT21 | ACCESSORY FOR VL1200UL,VL1600UL (NG-FRAME AND PG-FRAME) ASSEMBLY KIT LEADING AUXILIARY SWITCHES | 79.15
3VA2163-5HL32-0DH0 | CIRCUIT BREAKER 3VA2 IEC FRAME 160 BREAKING CAPACITY CLASS M ICU=55KA @ 415 V 3-POLE, LINE PROT | 681.72
3VA2010-6HN36-0DC0 | CIRCUIT BREAKER 3VA2 IEC FRAME 100 BREAKING CAPACITY CLASS H ICU=85KA @ 415 V 3-POLE, LINE PROT | 849.54
3VA2163-6HL36-0AE0 | CIRCUIT BREAKER 3VA2 IEC FRAME 160 BREAKING CAPACITY CLASS H ICU=85KA @ 415 V 3-POLE, LINE PROT | 675.45
3VA2163-6HL36-0DL0 | CIRCUIT BREAKER 3VA2 IEC FRAME 160 BREAKING CAPACITY CLASS H ICU=85KA @ 415 V 3-POLE, LINE PROT | 800.79
3VA2163-6HL36-0JC0 | CIRCUIT BREAKER 3VA2 IEC FRAME 160 BREAKING CAPACITY CLASS H ICU=85KA @ 415 V 3-POLE, LINE PROT | 710.26
3VA1163-5EE32-0AE0 | CIRCUIT BREAKER 3VA1 IEC FRAME 160 BREAKING CAPACITY CLASS M ICU=55KA @ 415 V 3-POLE, LINE PROT | 354.44
3VA1125-5EF32-0AA0 | CIRCUIT BREAKER 3VA1 IEC FRAME 160 BREAKING CAPACITY CLASS M ICU=55KA @ 415 V 3-POLE, LINE PROT | 188.68
3VA1125-5EF32-0CC0 | CIRCUIT BREAKER 3VA1 IEC FRAME 160 BREAKING CAPACITY CLASS M ICU=55KA @ 415 V 3-POLE, LINE PROT | 433.13
3VA2010-6HN36-0JA0 | CIRCUIT BREAKER 3VA2 IEC FRAME 100 BREAKING CAPACITY CLASS H ICU=85KA @ 415 V 3-POLE, LINE PROT | 772.93
3VA2010-6JP32-0AA0 | CIRCUIT BREAKER 3VA2 IEC FRAME 100 BREAKING CAPACITY CLASS H ICU=85KA @ 415 V 3POLE, LINE PROTE | 965.76
3VA2116-6HL46-0AA0 | CIRCUIT BREAKER 3VA2 IEC FRAME 160 BREAKING CAPACITY CLASS H ICU=85KA @ 415 V 4POLE, LINE PROTE | 1051.35
3VA2110-5KP32-0KC0 | CIRCUIT BREAKER 3VA2 IEC FRAME 160 BREAKING CAPACITY CLASS M ICU=55KA @ 415 V 3-POLE, LINE PROT | 1364.82
3VA2063-7KP36-0AA0 | CIRCUIT BREAKER 3VA2 IEC FRAME 100 BREAKING CAPACITY CLASS C ICU=110KA @ 415 V 3POLE, LINE PROT | 1167.49
3VA2110-5HN32-0BA0 | CIRCUIT BREAKER 3VA2 IEC FRAME 160 BREAKING CAPACITY CLASS M ICU=55KA @ 415 V 3-POLE, LINE PROT | 710.26
3VA1116-5EF32-0AE0 | CIRCUIT BREAKER 3VA1 IEC FRAME 160 BREAKING CAPACITY CLASS M ICU=55KA @ 415 V 3-POLE, LINE PROT | 745.09
3VA1116-5EF32-0HH0 | CIRCUIT BREAKER 3VA1 IEC FRAME 160 BREAKING CAPACITY CLASS M ICU=55KA @ 415 V 3-POLE, LINE PROT | 800.79
3VA2116-6HN32-0HL0 | CIRCUIT BREAKER 3VA2 IEC FRAME 160 BREAKING CAPACITY CLASS H ICU=85KA @ 415 V 3-POLE, LINE PROT | 1162.88
3VA2116-6KP36-0AA0 | CIRCUIT BREAKER 3VA2 IEC FRAME 160 BREAKING CAPACITY CLASS H ICU=85KA @ 415 V 3POLE, LINE PROTE | 1414.78
3VA2116-7KP36-0KA0 | CIRCUIT BREAKER 3VA2 IEC FRAME 160 BREAKING CAPACITY CLASS C ICU=110KA @ 415 V 3POLE, LINE PROT | 1782.63
3VA1163-5EF32-0HA0 | CIRCUIT BREAKER 3VA1 IEC FRAME 160 BREAKING CAPACITY CLASS M ICU=55KA @ 415 V 3-POLE, LINE PROT | 357.93
3VL9800-3JQ01 | BREAKER VL CABLE MAX FLEX 120 N/P-FR | 573.02
3VL9800-4TB01 | MFN NUMBER TNKP BREAKER VL STD NUT KEEPER N/P A | 20.61
3VA1120-3EF36-0BH0 | CIRCUIT BREAKER 3VA1 IEC FRAME 160 BREAKING CAPACITY CLASS N ICU=25KA @ 415 V 3-POLE, LINE PROT | 435.91
3VA1120-3EF36-0HC0 | CIRCUIT BREAKER 3VA1 IEC FRAME 160 BREAKING CAPACITY CLASS N ICU=25KA @ 415 V 3-POLE, LINE PROT | 385.77
3VA2216-8JP42-0AA0 | CIRCUIT BREAKER 3VA2 IEC FRAME 250 BREAKING CAPACITY CLASS L ICU=150KA @ 415 V 4POLE, LINE PROT | 2151.62
3VA1163-5GE46-0AA0 | CIRCUIT BREAKER 3VA1 IEC FRAME 160 BREAKING CAPACITY CLASS M ICU=55KA @ 415 V 4-POLE, LINE PROT | 254.82
3VA1163-6EF32-0AA0 | CIRCUIT BREAKER 3VA1 IEC FRAME 160 BREAKING CAPACITY CLASS H ICU=70KA @ 415 V 3-POLE, LINE PROT | 204.84
3VA2216-8JQ32-0AA0 | CIRCUIT BREAKER 3VA2 IEC FRAME 250 BREAKING CAPACITY CLASS L ICU=150KA @ 415 V 3POLE, LINE PROT | 1937.66
3VA2116-6HL32-0BH0 | CIRCUIT BREAKER 3VA2 IEC FRAME 160 BREAKING CAPACITY CLASS H ICU=85KA @ 415 V 3-POLE, LINE PROT | 1100.21
3VA2116-6HL32-0DA0 | CIRCUIT BREAKER 3VA2 IEC FRAME 160 BREAKING CAPACITY CLASS H ICU=85KA @ 415 V 3-POLE, LINE PROT | 1016.65
3VA2163-5HL36-0KH0 | CIRCUIT BREAKER 3VA2 IEC FRAME 160 BREAKING CAPACITY CLASS M ICU=55KA @ 415 V 3-POLE, LINE PROT | 681.72
3VA2163-5HM36-0AA0 | CIRCUIT BREAKER 3VA2 IEC FRAME 160 BREAKING CAPACITY CLASS M ICU=55KA @ 415 V 3POLE, LINE PROTE | 684.61
3VA2163-5HL32-0KC0 | CIRCUIT BREAKER 3VA2 IEC FRAME 160 BREAKING CAPACITY CLASS M ICU=55KA @ 415 V 3-POLE, LINE PROT | 630.18
3VA2163-5HL36-0JC0 | CIRCUIT BREAKER 3VA2 IEC FRAME 160 BREAKING CAPACITY CLASS M ICU=55KA @ 415 V 3-POLE, LINE PROT | 656.65
3VA2116-5KP32-0HA0 | CIRCUIT BREAKER 3VA2 IEC FRAME 160 BREAKING CAPACITY CLASS M ICU=55KA @ 415 V 3-POLE, LINE PROT | 1594.61
3VA2116-5KP36-0AA0 | CIRCUIT BREAKER 3VA2 IEC FRAME 160 BREAKING CAPACITY CLASS M ICU=55KA @ 415 V 3POLE, LINE PROTE | 1328.84
3VA2116-6HL32-0AB0 | CIRCUIT BREAKER 3VA2 IEC FRAME 160 BREAKING CAPACITY CLASS H ICU=85KA @ 415 V 3-POLE, LINE PROT | 974.87
3VA2116-6HL32-0AD0 | CIRCUIT BREAKER 3VA2 IEC FRAME 160 BREAKING CAPACITY CLASS H ICU=85KA @ 415 V 3-POLE, LINE PROT | 974.87
3VA2116-6HL32-0BA0 | CIRCUIT BREAKER 3VA2 IEC FRAME 160 BREAKING CAPACITY CLASS H ICU=85KA @ 415 V 3-POLE, LINE PROT | 1016.65
3VA2340-5JP32-0CA0 | CIRCUIT BREAKER 3VA2 IEC FRAME 400 BREAKING CAPACITY CLASS M ICU=55KA @ 415 V 3-POLE, LINE PROT | 2026.35
3VA2340-5JP32-0DH0 | CIRCUIT BREAKER 3VA2 IEC FRAME 400 BREAKING CAPACITY CLASS M ICU=55KA @ 415 V 3-POLE, LINE PROT | 2095.99
3VA2340-5JP32-0DL0 | CIRCUIT BREAKER 3VA2 IEC FRAME 400 BREAKING CAPACITY CLASS M ICU=55KA @ 415 V 3-POLE, LINE PROT | 2151.69
3VA2340-5JP32-0JH0 | CIRCUIT BREAKER 3VA2 IEC FRAME 400 BREAKING CAPACITY CLASS M ICU=55KA @ 415 V 3-POLE, LINE PROT | 2082.05
4AM5242-4TD40-0FA0 | TRANSFORMER SITAS; PHASES:1; PN/PN(S6)(KVA):0,63 /2,35; UPRI(V):230+/-5%; USEC(V):230 ( 2 X 115 ) | 390.99
3VA2116-6HN32-0AF0 | CIRCUIT BREAKER 3VA2 IEC FRAME 160 BREAKING CAPACITY CLASS H ICU=85KA @ 415 V 3-POLE, LINE PROT | 1016.65
3VA2225-5JP32-0DC0 | CIRCUIT BREAKER 3VA2 IEC FRAME 250 BREAKING CAPACITY CLASS M ICU=55KA @ 415 V 3-POLE, LINE PROT | 1692.1
3VA2225-5JP32-0HA0 | CIRCUIT BREAKER 3VA2 IEC FRAME 250 BREAKING CAPACITY CLASS M ICU=55KA @ 415 V 3-POLE, LINE PROT | 1622.47
3VA2225-5JP32-0HH0 | CIRCUIT BREAKER 3VA2 IEC FRAME 250 BREAKING CAPACITY CLASS M ICU=55KA @ 415 V 3-POLE, LINE PROT | 1692.1
3VA2225-5JQ32-0AC0 | CIRCUIT BREAKER 3VA2 IEC FRAME 250 BREAKING CAPACITY CLASS M ICU=55KA @ 415 V 3-POLE, LINE PROT | 1880.11
3VA2340-6JP32-0DC0 | CIRCUIT BREAKER 3VA2 IEC FRAME 400 BREAKING CAPACITY CLASS H ICU=85KA @ 415 V 3-POLE, LINE PROT | 2270.06
3VA2340-6JQ32-0AA0 | CIRCUIT BREAKER 3VA2 IEC FRAME 400 BREAKING CAPACITY CLASS H ICU=85KA @ 415 V 3-POLE, LINE PROT | 2066.02
3VA2340-6JQ32-0BA0 | CIRCUIT BREAKER 3VA2 IEC FRAME 400 BREAKING CAPACITY CLASS H ICU=85KA @ 415 V 3-POLE, LINE PROT | 2472
3VA9113-0JC12 | CIRCULAR CONDUCTOR TERMINAL 2 CABLES WITH AUXILIARY CONDUCTOR 3 PCS. ACCESSORY FOR: 3VA1 100/16 | 49.84
3VA9124-0KD00 | DRAW-OUT UNIT COMPLETE KIT ACCESSORY FOR: CIRCUIT BREAKER, 4 POLE 3VA2 100/160/250 | 357.2
3VA9201-0QE20 | REAR TERMINAL FLAT LONG 1 PCS. ACCESSORY FOR: 3VA2 100/160/250 | 17.94
3VA9203-0QE00 | REAR TERMINAL FLAT 3 PCS. ACCESSORY FOR: 3VA2 100/160/250 | 44.7
3VA2110-5JQ32-0KL0 | CIRCUIT BREAKER 3VA2 IEC FRAME 160 BREAKING CAPACITY CLASS M ICU=55KA @ 415 V 3-POLE, LINE PROT | 1483.21
3VA2140-6JQ46-0AA0 | CIRCUIT BREAKER 3VA2 IEC FRAME 160 BREAKING CAPACITY CLASS H ICU=85KA @ 415 V 4POLE, LINE PROTE | 1308.08
3VA2140-6KP46-0AA0 | CIRCUIT BREAKER 3VA2 IEC FRAME 160 BREAKING CAPACITY CLASS H ICU=85KA @ 415 V 4POLE, LINE PROTE | 1271.39
3VA2140-6KQ32-0KF0 | CIRCUIT BREAKER 3VA2 IEC FRAME 160 BREAKING CAPACITY CLASS H ICU=85KA @ 415 V 3POLE, LINE PROTE | 1552.83
3VA2140-6KQ36-0AA0 | CIRCUIT BREAKER 3VA2 IEC FRAME 160 BREAKING CAPACITY CLASS H ICU=85KA @ 415 V 3POLE, LINE PROTE | 1259.17
3VA2225-5JP32-0AE0 | CIRCUIT BREAKER 3VA2 IEC FRAME 250 BREAKING CAPACITY CLASS M ICU=55KA @ 415 V 3-POLE, LINE PROT | 1636.4
3VA2225-5JP32-0BA0 | CIRCUIT BREAKER 3VA2 IEC FRAME 250 BREAKING CAPACITY CLASS M ICU=55KA @ 415 V 3-POLE, LINE PROT | 1657.29
3VA1163-5EF36-0AH0 | CIRCUIT BREAKER 3VA1 IEC FRAME 160 BREAKING CAPACITY CLASS M ICU=55KA @ 415 V 3-POLE, LINE PROT | 364.88
3VA1163-5EF36-0BA0 | CIRCUIT BREAKER 3VA1 IEC FRAME 160 BREAKING CAPACITY CLASS M ICU=55KA @ 415 V 3-POLE, LINE PROT | 405.96
3VA1163-5EF36-0DA0 | CIRCUIT BREAKER 3VA1 IEC FRAME 160 BREAKING CAPACITY CLASS M ICU=55KA @ 415 V 3-POLE, LINE PROT | 405.96
4AM3442-5FN00-0EA0 | TRANSFORMER SITAS; PHASES:1; PN/PN(S6)(KVA):0,1 /0,31; UPRI(V):500+/-5%; USEC(V):24; ISEC(A):4,16 | 149.23
3VA2163-5HN32-0KL0 | CIRCUIT BREAKER 3VA2 IEC FRAME 160 BREAKING CAPACITY CLASS M ICU=55KA @ 415 V 3-POLE, LINE PROT | 759.01
3VA2163-5HN36-0CA0 | CIRCUIT BREAKER 3VA2 IEC FRAME 160 BREAKING CAPACITY CLASS M ICU=55KA @ 415 V 3-POLE, LINE PROT | 694.95
3VA2163-5HN36-0DA0 | CIRCUIT BREAKER 3VA2 IEC FRAME 160 BREAKING CAPACITY CLASS M ICU=55KA @ 415 V 3-POLE, LINE PROT | 694.95
3VA1116-6FF42-0AA0 | CIRCUIT BREAKER 3VA1 IEC FRAME 160 BREAKING CAPACITY CLASS H ICU=70KA @ 415 V 4-POLE, LINE PROT | 641.97
3VA2440-6HN32-0JC0 | CIRCUIT BREAKER 3VA2 IEC FRAME 630 BREAKING CAPACITY CLASS H ICU=85KA @ 415 V 3-POLE, LINE PROT | 2360.59
3VA1125-6EF32-0JC0 | CIRCUIT BREAKER 3VA1 IEC FRAME 160 BREAKING CAPACITY CLASS H ICU=70KA @ 415 V 3-POLE, LINE PROT | 431.03
3VA1132-3ED32-0AA0 | CIRCUIT BREAKER 3VA1 IEC FRAME 160 BREAKING CAPACITY CLASS N ICU=25KA @ 415 V 3-POLE, LINE PROT | 146.53
3VA1132-3ED36-0AA0 | CIRCUIT BREAKER 3VA1 IEC FRAME 160 BREAKING CAPACITY CLASS N ICU=25KA @ 415 V 3-POLE, LINE PROT | 162.2
3VA1132-3EF32-0DH0 | CIRCUIT BREAKER 3VA1 IEC FRAME 160 BREAKING CAPACITY CLASS N ICU=25KA @ 415 V 3-POLE, LINE PROT | 411.54
3VA1120-3ED42-0AA0 | CIRCUIT BREAKER 3VA1 IEC FRAME 160 BREAKING CAPACITY CLASS N ICU=25KA @ 415 V 4-POLE, LINE PROT | 192.08
3VA1120-3ED46-0AA0 | CIRCUIT BREAKER 3VA1 IEC FRAME 160 BREAKING CAPACITY CLASS N ICU=25KA @ 415 V 4-POLE, LINE PROT | 211.22
3VA1120-3EF32-0AA0 | CIRCUIT BREAKER 3VA1 IEC FRAME 160 BREAKING CAPACITY CLASS N ICU=25KA @ 415 V 3-POLE, LINE PROT | 158.76
3VA1110-3EF36-0HC0 | CIRCUIT BREAKER 3VA1 IEC FRAME 160 BREAKING CAPACITY CLASS N ICU=25KA @ 415 V 3-POLE, LINE PROT | 444.96
3VA9323-0RL30 | RCD- MODULE RCD820 ADVANCED RCD TYPE A LOAD SIDE MOUNTED ADJUSTABLE 0,03...30A AT 50/60HZ ADJ | 979.18
3VA9324-0KD00 | DRAW-OUT UNIT COMPLETE KIT ACCESSORY FOR: CIRCUIT BREAKER, 4 POLE 3VA2 400/630 | 962.76
3VA2225-5HN32-0KL0 | CIRCUIT BREAKER 3VA2 IEC FRAME 250 BREAKING CAPACITY CLASS M ICU=55KA @ 415 V 3-POLE, LINE PROT | 1316.08
3VA2225-5HN42-0AB0 | CIRCUIT BREAKER 3VA2 IEC FRAME 250 BREAKING CAPACITY CLASS M ICU=55KA @ 415 V 4-POLE, LINE PROT | 1511.05
3VA2140-8HM46-0AA0 | CIRCUIT BREAKER 3VA2 IEC FRAME 160 BREAKING CAPACITY CLASS L ICU=150KA @ 415 V 4POLE, LINE PROT | 1002.45
3VA2340-7HM32-0AA0 | CIRCUIT BREAKER 3VA2 IEC FRAME 400 BREAKING CAPACITY CLASS C ICU=110KA @ 415 V 3-POLE, LINE PRO | 1705.37
3VA1196-5EF32-0AB0 | CIRCUIT BREAKER 3VA1 IEC FRAME 160 BREAKING CAPACITY CLASS M ICU=55KA @ 415 V 3-POLE, LINE PROT | 341.2
3VA1196-5EF32-0AG0 | CIRCUIT BREAKER 3VA1 IEC FRAME 160 BREAKING CAPACITY CLASS M ICU=55KA @ 415 V 3-POLE, LINE PROT | 341.2
3VA1196-5EF32-0BC0 | CIRCUIT BREAKER 3VA1 IEC FRAME 160 BREAKING CAPACITY CLASS M ICU=55KA @ 415 V 3-POLE, LINE PROT | 433.13
3VA2225-5KP32-0AD0 | CIRCUIT BREAKER 3VA2 IEC FRAME 250 BREAKING CAPACITY CLASS M ICU=55KA @ 415 V 3-POLE, LINE PROT | 1838.33
3VA2010-8HM46-0AA0 | CIRCUIT BREAKER 3VA2 IEC FRAME 100 BREAKING CAPACITY CLASS L ICU=150KA @ 415 V 4POLE, LINE PROT | 1057.46
3VA2010-8HN46-0AA0 | CIRCUIT BREAKER 3VA2 IEC FRAME 100 BREAKING CAPACITY CLASS L ICU=150KA @ 415 V 4POLE, LINE PROT | 904.68
3VA2010-8JQ46-0AA0 | CIRCUIT BREAKER 3VA2 IEC FRAME 100 BREAKING CAPACITY CLASS L ICU=150KA @ 415 V 4POLE, LINE PROT | 1503.68
3VA2163-5HN32-0HL0 | CIRCUIT BREAKER 3VA2 IEC FRAME 160 BREAKING CAPACITY CLASS M ICU=55KA @ 415 V 3-POLE, LINE PROT | 759.01
3VA1116-6GD46-0AA0 | CIRCUIT BREAKER 3VA1 IEC FRAME 160 BREAKING CAPACITY CLASS H ICU=70KA @ 415 V 4-POLE, LINE PROT | 612.55
3VA2340-5HN42-0JA0 | CIRCUIT BREAKER 3VA2 IEC FRAME 400 BREAKING CAPACITY CLASS M ICU=55KA @ 415 V 4-POLE, LINE PROT | 1998.49
3VA2340-5JP42-0AA0 | CIRCUIT BREAKER 3VA2 IEC FRAME 400 BREAKING CAPACITY CLASS M ICU=55KA @ 415 V 4-POLE, LINE PROT | 2053.8
3VA2340-5JQ32-0AG0 | CIRCUIT BREAKER 3VA2 IEC FRAME 400 BREAKING CAPACITY CLASS M ICU=55KA @ 415 V 3-POLE, LINE PROT | 2263.11
3VA1125-6EF32-0AH0 | CIRCUIT BREAKER 3VA1 IEC FRAME 160 BREAKING CAPACITY CLASS H ICU=70KA @ 415 V 3-POLE, LINE PROT | 366.27
3VA1125-6EF32-0DH0 | CIRCUIT BREAKER 3VA1 IEC FRAME 160 BREAKING CAPACITY CLASS H ICU=70KA @ 415 V 3-POLE, LINE PROT | 480.48
3VA2225-6KP32-0BL0 | CIRCUIT BREAKER 3VA2 IEC FRAME 250 BREAKING CAPACITY CLASS H ICU=85KA @ 415 V 3-POLE, LINE PROT | 2123.83
3VA2225-5JQ32-0BA0 | CIRCUIT BREAKER 3VA2 IEC FRAME 250 BREAKING CAPACITY CLASS M ICU=55KA @ 415 V 3-POLE, LINE PROT | 1921.89
3VA2225-5JQ32-0HL0 | CIRCUIT BREAKER 3VA2 IEC FRAME 250 BREAKING CAPACITY CLASS M ICU=55KA @ 415 V 3-POLE, LINE PROT | 1998.49
3VA2225-5JQ32-0KH0 | CIRCUIT BREAKER 3VA2 IEC FRAME 250 BREAKING CAPACITY CLASS M ICU=55KA @ 415 V 3-POLE, LINE PROT | 1956.71
3VA1110-3EF42-0AA0 | CIRCUIT BREAKER 3VA1 IEC FRAME 160 BREAKING CAPACITY CLASS N ICU=25KA @ 415 V 4-POLE, LINE PROT | 259.73
3VA1110-4ED32-0AA0 | CIRCUIT BREAKER 3VA1 IEC FRAME 160 BREAKING CAPACITY CLASS S ICU=36KA @ 415 V 3-POLE, LINE PROT | 201.42
3VA2440-6KQ42-0AA0 | CIRCUIT BREAKER 3VA2 IEC FRAME 630 BREAKING CAPACITY CLASS H ICU=85KA @ 415 V 4-POLE, LINE PROT | 3264.07
3VA9111-0WK40 | REAR INSULATINGPLATE BROADENED 1 PCS. ACCESSORY FOR: 3VA1 100/160 | 15.7
3VA9221-0WG40 | TERMINAL COVER BROADENED 4 POLE 1 PCS. ACCESSORY FOR: 3VA2 100/160/250 | 39.17
3VA9223-0RL30 | RCD- MODULE RCD820 ADVANCED RCD TYPE A LOAD SIDE MOUNTED ADJUSTABLE 0,03...30A AT 50/60HZ ADJ | 820.55
3VA2225-5HN42-0BH0 | CIRCUIT BREAKER 3VA2 IEC FRAME 250 BREAKING CAPACITY CLASS M ICU=55KA @ 415 V 4-POLE, LINE PROT | 1622.47
3VA2225-6KP32-0DH0 | CIRCUIT BREAKER 3VA2 IEC FRAME 250 BREAKING CAPACITY CLASS H ICU=85KA @ 415 V 3-POLE, LINE PROT | 2082.05
3VA2140-7JP32-0AA0 | CIRCUIT BREAKER 3VA2 IEC FRAME 160 BREAKING CAPACITY CLASS C ICU=110KA @ 415 V 3POLE, LINE PROT | 947.45
3VA2140-8HL46-0AA0 | CIRCUIT BREAKER 3VA2 IEC FRAME 160 BREAKING CAPACITY CLASS L ICU=150KA @ 415 V 4POLE, LINE PROT | 782.41
3VA2225-5HN42-0AF0 | CIRCUIT BREAKER 3VA2 IEC FRAME 250 BREAKING CAPACITY CLASS M ICU=55KA @ 415 V 4-POLE, LINE PROT | 1490.16
3VA2225-5HN42-0HC0 | CIRCUIT BREAKER 3VA2 IEC FRAME 250 BREAKING CAPACITY CLASS M ICU=55KA @ 415 V 4-POLE, LINE PROT | 1580.69
3VA2340-6JQ32-0JA0 | CIRCUIT BREAKER 3VA2 IEC FRAME 400 BREAKING CAPACITY CLASS H ICU=85KA @ 415 V 3-POLE, LINE PROT | 2451.11
3VA2340-6KP32-0KA0 | CIRCUIT BREAKER 3VA2 IEC FRAME 400 BREAKING CAPACITY CLASS H ICU=85KA @ 415 V 3-POLE, LINE PROT | 2402.37
3VA2140-8KQ36-0AA0 | CIRCUIT BREAKER 3VA2 IEC FRAME 160 BREAKING CAPACITY CLASS L ICU=150KA @ 415 V 3POLE, LINE PROT | 1350.88
3VA1196-3EF32-0KH0 | CIRCUIT BREAKER 3VA1 IEC FRAME 160 BREAKING CAPACITY CLASS N ICU=25KA @ 415 V 3-POLE, LINE PROT | 389.25
3VA1196-4EF32-0HA0 | CIRCUIT BREAKER 3VA1 IEC FRAME 160 BREAKING CAPACITY CLASS S ICU=36KA @ 415 V 3-POLE, LINE PROT | 331.46
3VA2225-5JQ42-0DH0 | CIRCUIT BREAKER 3VA2 IEC FRAME 250 BREAKING CAPACITY CLASS M ICU=55KA @ 415 V 4POLE, LINE PROTE | 2311.84
3VA2225-5JP32-0JH0 | CIRCUIT BREAKER 3VA2 IEC FRAME 250 BREAKING CAPACITY CLASS M ICU=55KA @ 415 V 3-POLE, LINE PROT | 1692.1
3VA2163-6HL32-0HH0 | CIRCUIT BREAKER 3VA2 IEC FRAME 160 BREAKING CAPACITY CLASS H ICU=85KA @ 415 V 3-POLE, LINE PROT | 710.26
3VA2116-5HN36-0KC0 | CIRCUIT BREAKER 3VA2 IEC FRAME 160 BREAKING CAPACITY CLASS M ICU=55KA @ 415 V 3-POLE, LINE PROT | 1037.54
3VA2116-5JQ32-0AD0 | CIRCUIT BREAKER 3VA2 IEC FRAME 160 BREAKING CAPACITY CLASS M ICU=55KA @ 415 V 3-POLE, LINE PROT | 1622.47
3VA2010-6HN36-0KC0 | CIRCUIT BREAKER 3VA2 IEC FRAME 100 BREAKING CAPACITY CLASS H ICU=85KA @ 415 V 3-POLE, LINE PROT | 814.71
3VA2010-7HL46-0AA0 | CIRCUIT BREAKER 3VA2 IEC FRAME 100 BREAKING CAPACITY CLASS C ICU=110KA @ 415 V 4POLE, LINE PROT | 745.74
3VA1116-6EF32-0AB0 | CIRCUIT BREAKER 3VA1 IEC FRAME 160 BREAKING CAPACITY CLASS H ICU=70KA @ 415 V 3-POLE, LINE PROT | 772.93
3VA1116-6EF36-0AB0 | CIRCUIT BREAKER 3VA1 IEC FRAME 160 BREAKING CAPACITY CLASS H ICU=70KA @ 415 V 3-POLE, LINE PROT | 793.82
3VA1140-6EF32-0AG0 | CIRCUIT BREAKER 3VA1 IEC FRAME 160 BREAKING CAPACITY CLASS H ICU=70KA @ 415 V 3-POLE, LINE PROT | 366.27
3VA1140-6EF32-0JA0 | CIRCUIT BREAKER 3VA1 IEC FRAME 160 BREAKING CAPACITY CLASS H ICU=70KA @ 415 V 3-POLE, LINE PROT | 380.19
3VA1163-4EF36-0AC0 | CIRCUIT BREAKER 3VA1 IEC FRAME 160 BREAKING CAPACITY CLASS S ICU=36KA @ 415 V 3-POLE, LINE PROT | 316.84
3VA2163-6HL32-0CH0 | CIRCUIT BREAKER 3VA2 IEC FRAME 160 BREAKING CAPACITY CLASS H ICU=85KA @ 415 V 3-POLE, LINE PROT | 745.09
3VA2125-6KQ46-0AA0 | CIRCUIT BREAKER 3VA2 IEC FRAME 160 BREAKING CAPACITY CLASS H ICU=85KA @ 415 V 4POLE, LINE PROTE | 1393.65
3VA2125-7JQ36-0AA0 | CIRCUIT BREAKER 3VA2 IEC FRAME 160 BREAKING CAPACITY CLASS C ICU=110KA @ 415 V 3POLE, LINE PROT | 1198.03
3VA1180-5GD46-0AA0 | CIRCUIT BREAKER 3VA1 IEC FRAME 160 BREAKING CAPACITY CLASS M ICU=55KA @ 415 V 4-POLE, LINE PROT | 272.45
3VA1116-1AA32-0AA0 | SWITCH DISCONNECTOR 3VA1 IEC FRAME 160 3-POLE SD100, IN=160A WITHOUT OVERLOAD PROTECTION WITHOU | 225.4
3VA1116-6EF36-0HH0 | CIRCUIT BREAKER 3VA1 IEC FRAME 160 BREAKING CAPACITY CLASS H ICU=70KA @ 415 V 3-POLE, LINE PROT | 891.31
3VA1120-3ED36-0AA0 | CIRCUIT BREAKER 3VA1 IEC FRAME 160 BREAKING CAPACITY CLASS N ICU=25KA @ 415 V 3-POLE, LINE PROT | 162.2
3VA2340-6HN32-0HL0 | CIRCUIT BREAKER 3VA2 IEC FRAME 400 BREAKING CAPACITY CLASS H ICU=85KA @ 415 V 3-POLE, LINE PROT | 1887.08
3VA1163-4EF36-0BC0 | CIRCUIT BREAKER 3VA1 IEC FRAME 160 BREAKING CAPACITY CLASS S ICU=36KA @ 415 V 3-POLE, LINE PROT | 432.43
3VA2040-8JQ32-0AA0 | CIRCUIT BREAKER 3VA2 IEC FRAME 100 BREAKING CAPACITY CLASS L ICU=150KA @ 415 V 3POLE, LINE PROT | 1228.62
3VA2063-5HL32-0BL0 | CIRCUIT BREAKER 3VA2 IEC FRAME 100 BREAKING CAPACITY CLASS M ICU=55KA @ 415 V 3-POLE, LINE PROT | 724.2
3VA2125-7KQ32-0DG0 | CIRCUIT BREAKER 3VA2 IEC FRAME 160 BREAKING CAPACITY CLASS C ICU=110KA @ 415 V 3POLE, LINE PROT | 1636.4
3VA1163-6EF36-0AE0 | CIRCUIT BREAKER 3VA1 IEC FRAME 160 BREAKING CAPACITY CLASS H ICU=70KA @ 415 V 3-POLE, LINE PROT | 412.23
3VA1120-3EF32-0AE0 | CIRCUIT BREAKER 3VA1 IEC FRAME 160 BREAKING CAPACITY CLASS N ICU=25KA @ 415 V 3-POLE, LINE PROT | 323.1
3VA1120-3GE42-0AA0 | CIRCUIT BREAKER 3VA1 IEC FRAME 160 BREAKING CAPACITY CLASS N ICU=25KA @ 415 V 4-POLE, LINE PROT | 195.02
3VA1120-4ED46-0AA0 | CIRCUIT BREAKER 3VA1 IEC FRAME 160 BREAKING CAPACITY CLASS S ICU=36KA @ 415 V 4-POLE, LINE PROT | 228.35
3VA2340-6JP32-0AA0 | CIRCUIT BREAKER 3VA2 IEC FRAME 400 BREAKING CAPACITY CLASS H ICU=85KA @ 415 V 3-POLE, LINE PROT | 1833.73
3VA2116-5KQ36-0AA0 | CIRCUIT BREAKER 3VA2 IEC FRAME 160 BREAKING CAPACITY CLASS M ICU=55KA @ 415 V 3POLE, LINE PROTE | 1473.11
3VA2063-5HL32-0DC0 | CIRCUIT BREAKER 3VA2 IEC FRAME 100 BREAKING CAPACITY CLASS M ICU=55KA @ 415 V 3-POLE, LINE PROT | 656.65
3VA2063-5HL32-0JL0 | CIRCUIT BREAKER 3VA2 IEC FRAME 100 BREAKING CAPACITY CLASS M ICU=55KA @ 415 V 3-POLE, LINE PROT | 692.16
3VA2010-5HL32-0BH0 | CIRCUIT BREAKER 3VA2 IEC FRAME 100 BREAKING CAPACITY CLASS M ICU=55KA @ 415 V 3-POLE, LINE PROT | 724.2
3VA2010-5HL32-0HH0 | CIRCUIT BREAKER 3VA2 IEC FRAME 100 BREAKING CAPACITY CLASS M ICU=55KA @ 415 V 3-POLE, LINE PROT | 694.95
3VA2225-6JQ32-0AE0 | CIRCUIT BREAKER 3VA2 IEC FRAME 250 BREAKING CAPACITY CLASS H ICU=85KA @ 415 V 3-POLE, LINE PROT | 2026.35
3VA2225-6JQ32-0CC0 | CIRCUIT BREAKER 3VA2 IEC FRAME 250 BREAKING CAPACITY CLASS H ICU=85KA @ 415 V 3-POLE, LINE PROT | 2095.99
3VA2063-6JQ36-0AA0 | CIRCUIT BREAKER 3VA2 IEC FRAME 100 BREAKING CAPACITY CLASS H ICU=85KA @ 415 V 3POLE, LINE PROTE | 1167.49
3VA2063-7JQ46-0AA0 | CIRCUIT BREAKER 3VA2 IEC FRAME 100 BREAKING CAPACITY CLASS C ICU=110KA @ 415 V 4POLE, LINE PROT | 1344.75
3VA2110-5JP36-0AA0 | CIRCUIT BREAKER 3VA2 IEC FRAME 160 BREAKING CAPACITY CLASS M ICU=55KA @ 415 V 3POLE, LINE PROTE | 922.99
3VA2110-5JQ32-0AB0 | CIRCUIT BREAKER 3VA2 IEC FRAME 160 BREAKING CAPACITY CLASS M ICU=55KA @ 415 V 3-POLE, LINE PROT | 1350.9
3VA2116-6HN32-0CC0 | CIRCUIT BREAKER 3VA2 IEC FRAME 160 BREAKING CAPACITY CLASS H ICU=85KA @ 415 V 3-POLE, LINE PROT | 1135.04
3VA2116-7HL42-0AA0 | CIRCUIT BREAKER 3VA2 IEC FRAME 160 BREAKING CAPACITY CLASS C ICU=110KA @ 415 V 4POLE, LINE PROT | 1094.13
3VA1163-5EF36-0BH0 | CIRCUIT BREAKER 3VA1 IEC FRAME 160 BREAKING CAPACITY CLASS M ICU=55KA @ 415 V 3-POLE, LINE PROT | 479.78
3VA1163-5EF36-0DC0 | CIRCUIT BREAKER 3VA1 IEC FRAME 160 BREAKING CAPACITY CLASS M ICU=55KA @ 415 V 3-POLE, LINE PROT | 454.71
3VA2010-5HL36-0HL0 | CIRCUIT BREAKER 3VA2 IEC FRAME 100 BREAKING CAPACITY CLASS M ICU=55KA @ 415 V 3-POLE, LINE PROT | 759.01
3VA2325-5KP32-0AA0 | CIRCUIT BREAKER 3VA2 IEC FRAME 400 BREAKING CAPACITY CLASS M ICU=55KA @ 415 V 3-POLE, LINE PROT | 1864.31
3VA2325-6HN32-0AD0 | CIRCUIT BREAKER 3VA2 IEC FRAME 400 BREAKING CAPACITY CLASS H ICU=85KA @ 415 V 3-POLE, LINE PROT | 1733.88
3VA1163-6EF32-0AC0 | CIRCUIT BREAKER 3VA1 IEC FRAME 160 BREAKING CAPACITY CLASS H ICU=70KA @ 415 V 3-POLE, LINE PROT | 339.11
3VA1163-6EF32-0HC0 | CIRCUIT BREAKER 3VA1 IEC FRAME 160 BREAKING CAPACITY CLASS H ICU=70KA @ 415 V 3-POLE, LINE PROT | 431.03
3VA2163-5HN36-0AD0 | CIRCUIT BREAKER 3VA2 IEC FRAME 160 BREAKING CAPACITY CLASS M ICU=55KA @ 415 V 3-POLE, LINE PROT | 655.25
3VA2010-5KP32-0KH0 | CIRCUIT BREAKER 3VA2 IEC FRAME 100 BREAKING CAPACITY CLASS M ICU=55KA @ 415 V 3-POLE, LINE PROT | 1385.71
3VA2010-6HL32-0DH0 | CIRCUIT BREAKER 3VA2 IEC FRAME 100 BREAKING CAPACITY CLASS H ICU=85KA @ 415 V 3-POLE, LINE PROT | 786.87
3VA1150-3EF32-0JA0 | CIRCUIT BREAKER 3VA1 IEC FRAME 160 BREAKING CAPACITY CLASS N ICU=25KA @ 415 V 3-POLE, LINE PROT | 312.66
3VA2063-5HN32-0CH0 | CIRCUIT BREAKER 3VA2 IEC FRAME 100 BREAKING CAPACITY CLASS M ICU=55KA @ 415 V 3-POLE, LINE PROT | 745.09
3VA2063-5HN36-0AE0 | CIRCUIT BREAKER 3VA2 IEC FRAME 100 BREAKING CAPACITY CLASS M ICU=55KA @ 415 V 3-POLE, LINE PROT | 680.33
3VA2110-5HL32-0AJ0 | CIRCUIT BREAKER 3VA2 IEC FRAME 160 BREAKING CAPACITY CLASS M ICU=55KA @ 415 V 3-POLE, LINE PROT | 644.82
3VA2225-7KP32-0DH0 | CIRCUIT BREAKER 3VA2 IEC FRAME 250 BREAKING CAPACITY CLASS C ICU=110KA @ 415 V 3-POLE, LINE PRO | 2179.55
3VA2325-6HN32-0BA0 | CIRCUIT BREAKER 3VA2 IEC FRAME 400 BREAKING CAPACITY CLASS H ICU=85KA @ 415 V 3-POLE, LINE PROT | 1768.71
3VA2010-8HN32-0AA0 | CIRCUIT BREAKER 3VA2 IEC FRAME 100 BREAKING CAPACITY CLASS L ICU=150KA @ 415 V 3POLE, LINE PROT | 684.61
3VA1150-4EF32-0AF0 | CIRCUIT BREAKER 3VA1 IEC FRAME 160 BREAKING CAPACITY CLASS S ICU=36KA @ 415 V 3-POLE, LINE PROT | 291.07
3VA1150-4EF32-0KA0 | CIRCUIT BREAKER 3VA1 IEC FRAME 160 BREAKING CAPACITY CLASS S ICU=36KA @ 415 V 3-POLE, LINE PROT | 331.46
3VA1180-6EF32-0BC0 | CIRCUIT BREAKER 3VA1 IEC FRAME 160 BREAKING CAPACITY CLASS H ICU=70KA @ 415 V 3-POLE, LINE PROT | 485.34
3VA2225-5JP32-0BH0 | CIRCUIT BREAKER 3VA2 IEC FRAME 250 BREAKING CAPACITY CLASS M ICU=55KA @ 415 V 3-POLE, LINE PROT | 1719.96
3VA2225-5JP32-0CH0 | CIRCUIT BREAKER 3VA2 IEC FRAME 250 BREAKING CAPACITY CLASS M ICU=55KA @ 415 V 3-POLE, LINE PROT | 1719.96
3VA2340-6JQ32-0DC0 | CIRCUIT BREAKER 3VA2 IEC FRAME 400 BREAKING CAPACITY CLASS H ICU=85KA @ 415 V 3-POLE, LINE PROT | 2527.72
3VA2340-6JQ32-0CH0 | CIRCUIT BREAKER 3VA2 IEC FRAME 400 BREAKING CAPACITY CLASS H ICU=85KA @ 415 V 3-POLE, LINE PROT | 2541.64
3VA1196-3GE46-0AA0 | CIRCUIT BREAKER 3VA1 IEC FRAME 160 BREAKING CAPACITY CLASS N ICU=25KA @ 415 V 4-POLE, LINE PROT | 217.59
3VA1196-3GF46-0AA0 | CIRCUIT BREAKER 3VA1 IEC FRAME 160 BREAKING CAPACITY CLASS N ICU=25KA @ 415 V 4-POLE, LINE PROT | 226.88
3VA1196-4ED46-0AA0 | CIRCUIT BREAKER 3VA1 IEC FRAME 160 BREAKING CAPACITY CLASS S ICU=36KA @ 415 V 4-POLE, LINE PROT | 228.35
3VA1196-4EE46-0AA0 | CIRCUIT BREAKER 3VA1 IEC FRAME 160 BREAKING CAPACITY CLASS S ICU=36KA @ 415 V 4-POLE, LINE PROT | 233.25
3VA2110-6KQ46-0AA0 | CIRCUIT BREAKER 3VA2 IEC FRAME 160 BREAKING CAPACITY CLASS H ICU=85KA @ 415 V 4POLE, LINE PROTE | 1442.55
3VA2110-7HL42-0AA0 | CIRCUIT BREAKER 3VA2 IEC FRAME 160 BREAKING CAPACITY CLASS C ICU=110KA @ 415 V 4POLE, LINE PROT | 715.16
3VA2025-5JQ42-0AA0 | CIRCUIT BREAKER 3VA2 IEC FRAME 100 BREAKING CAPACITY CLASS M ICU=55KA @ 415 V 4POLE, LINE PROTE | 1204.16
3VA2025-6HM36-0AA0 | CIRCUIT BREAKER 3VA2 IEC FRAME 100 BREAKING CAPACITY CLASS H ICU=85KA @ 415 V 3POLE, LINE PROTE | 727.41
3VA1196-4EF36-0AF0 | CIRCUIT BREAKER 3VA1 IEC FRAME 160 BREAKING CAPACITY CLASS S ICU=36KA @ 415 V 3-POLE, LINE PROT | 316.84
3VA2010-6HN32-0AF0 | CIRCUIT BREAKER 3VA2 IEC FRAME 100 BREAKING CAPACITY CLASS H ICU=85KA @ 415 V 3-POLE, LINE PROT | 703.31
3VA2125-8JP36-0AA0 | CIRCUIT BREAKER 3VA2 IEC FRAME 160 BREAKING CAPACITY CLASS L ICU=150KA @ 415 V 3POLE, LINE PROT | 1033.03
3VA2140-5JP36-0AA0 | CIRCUIT BREAKER 3VA2 IEC FRAME 160 BREAKING CAPACITY CLASS M ICU=55KA @ 415 V 3POLE, LINE PROTE | 892.41
3VA2225-5HL42-0DA0 | CIRCUIT BREAKER 3VA2 IEC FRAME 250 BREAKING CAPACITY CLASS M ICU=55KA @ 415 V 4-POLE, LINE PROT | 1497.13
3VA2225-5HM42-0AA0 | CIRCUIT BREAKER 3VA2 IEC FRAME 250 BREAKING CAPACITY CLASS M ICU=55KA @ 415 V 4POLE, LINE PROTE | 1436.44
3VA2225-5HN32-0DL0 | CIRCUIT BREAKER 3VA2 IEC FRAME 250 BREAKING CAPACITY CLASS M ICU=55KA @ 415 V 3-POLE, LINE PROT | 1336.98
3VA2225-5HN32-0HC0 | CIRCUIT BREAKER 3VA2 IEC FRAME 250 BREAKING CAPACITY CLASS M ICU=55KA @ 415 V 3-POLE, LINE PROT | 1239.48
3VA2025-6HN36-0AA0 | CIRCUIT BREAKER 3VA2 IEC FRAME 100 BREAKING CAPACITY CLASS H ICU=85KA @ 415 V 3POLE, LINE PROTE | 558.08
3VA2025-6JQ42-0AA0 | CIRCUIT BREAKER 3VA2 IEC FRAME 100 BREAKING CAPACITY CLASS H ICU=85KA @ 415 V 4POLE, LINE PROTE | 1277.51
3VA2225-7HL32-0DA0 | CIRCUIT BREAKER 3VA2 IEC FRAME 250 BREAKING CAPACITY CLASS C ICU=110KA @ 415 V 3-POLE, LINE PRO | 1378.76
3VA2340-5JQ42-0AC0 | CIRCUIT BREAKER 3VA2 IEC FRAME 400 BREAKING CAPACITY CLASS M ICU=55KA @ 415 V 4-POLE, LINE PROT | 2666.98
3VA2340-6HN32-0DL0 | CIRCUIT BREAKER 3VA2 IEC FRAME 400 BREAKING CAPACITY CLASS H ICU=85KA @ 415 V 3-POLE, LINE PROT | 1907.97
3VA1116-5EF42-0KA0 | CIRCUIT BREAKER 3VA1 IEC FRAME 160 BREAKING CAPACITY CLASS M ICU=55KA @ 415 V 4-POLE, LINE PROT | 919.17
3VA1116-6EE36-0AA0 | CIRCUIT BREAKER 3VA1 IEC FRAME 160 BREAKING CAPACITY CLASS H ICU=70KA @ 415 V 3-POLE, LINE PROT | 482.2
3VL6080-1RA20-0AA0 | BREAKER VL CAT NMB. NMG2F800 2P 800A 480V 35KA FR | 2943.61
3VA1120-3EE36-0AA0 | CIRCUIT BREAKER 3VA1 IEC FRAME 160 BREAKING CAPACITY CLASS N ICU=25KA @ 415 V 3-POLE, LINE PROT | 165.65
3VA1163-5EE32-0HH0 | CIRCUIT BREAKER 3VA1 IEC FRAME 160 BREAKING CAPACITY CLASS M ICU=55KA @ 415 V 3-POLE, LINE PROT | 417.81
4AM3242-1TN01-0EA0 | TRANSFORMER SITAS; PHASES:1; PN/PN(S6)(KVA):0,063 /0,09; UPRI(V):230; USEC(V):24; ISEC(A):2,63; F | 123.25
3VA2010-8KQ32-0AA0 | CIRCUIT BREAKER 3VA2 IEC FRAME 100 BREAKING CAPACITY CLASS L ICU=150KA @ 415 V 3POLE, LINE PROT | 1387.52
3VA2025-5HM32-0AA0 | CIRCUIT BREAKER 3VA2 IEC FRAME 100 BREAKING CAPACITY CLASS M ICU=55KA @ 415 V 3POLE, LINE PROTE | 666.28
3VA2010-6HN32-0CC0 | CIRCUIT BREAKER 3VA2 IEC FRAME 100 BREAKING CAPACITY CLASS H ICU=85KA @ 415 V 3-POLE, LINE PROT | 821.68
3VA2010-6HN32-0JC0 | CIRCUIT BREAKER 3VA2 IEC FRAME 100 BREAKING CAPACITY CLASS H ICU=85KA @ 415 V 3-POLE, LINE PROT | 793.82
3VA2010-6JQ32-0AA0 | CIRCUIT BREAKER 3VA2 IEC FRAME 100 BREAKING CAPACITY CLASS H ICU=85KA @ 415 V 3POLE, LINE PROTE | 1185.82
3VA2110-7KP46-0AA0 | CIRCUIT BREAKER 3VA2 IEC FRAME 160 BREAKING CAPACITY CLASS C ICU=110KA @ 415 V 4POLE, LINE PROT | 1363.1
3VA2125-8HL46-0AA0 | CIRCUIT BREAKER 3VA2 IEC FRAME 160 BREAKING CAPACITY CLASS L ICU=150KA @ 415 V 4POLE, LINE PROT | 782.41
3VA2110-6HN32-0AD0 | CIRCUIT BREAKER 3VA2 IEC FRAME 160 BREAKING CAPACITY CLASS H ICU=85KA @ 415 V 3-POLE, LINE PROT | 738.12
3VA2010-6KP36-0AA0 | CIRCUIT BREAKER 3VA2 IEC FRAME 100 BREAKING CAPACITY CLASS H ICU=85KA @ 415 V 3POLE, LINE PROTE | 1130.5
3VA2225-5HL42-0AC0 | CIRCUIT BREAKER 3VA2 IEC FRAME 250 BREAKING CAPACITY CLASS M ICU=55KA @ 415 V 4-POLE, LINE PROT | 1434.46
3VA2340-6HN32-0AH0 | CIRCUIT BREAKER 3VA2 IEC FRAME 400 BREAKING CAPACITY CLASS H ICU=85KA @ 415 V 3-POLE, LINE PROT | 1733.88
3VA2225-7HL32-0JH0 | CIRCUIT BREAKER 3VA2 IEC FRAME 250 BREAKING CAPACITY CLASS C ICU=110KA @ 415 V 3-POLE, LINE PRO | 1448.38
3VA2225-7HN32-0BH0 | CIRCUIT BREAKER 3VA2 IEC FRAME 250 BREAKING CAPACITY CLASS C ICU=110KA @ 415 V 3-POLE, LINE PRO | 1538.91
3VA2110-6KP46-0AA0 | CIRCUIT BREAKER 3VA2 IEC FRAME 160 BREAKING CAPACITY CLASS H ICU=85KA @ 415 V 4POLE, LINE PROTE | 1314.19
3VA2140-6HL36-0AA0 | CIRCUIT BREAKER 3VA2 IEC FRAME 160 BREAKING CAPACITY CLASS H ICU=85KA @ 415 V 3POLE, LINE PROTE | 502.46
3VA2163-6HN32-0BL0 | CIRCUIT BREAKER 3VA2 IEC FRAME 160 BREAKING CAPACITY CLASS H ICU=85KA @ 415 V 3-POLE, LINE PROT | 828.65
3VA2340-5JQ32-0BA0 | CIRCUIT BREAKER 3VA2 IEC FRAME 400 BREAKING CAPACITY CLASS M ICU=55KA @ 415 V 3-POLE, LINE PROT | 2290.95
3VA1116-6EE46-0AA0 | CIRCUIT BREAKER 3VA1 IEC FRAME 160 BREAKING CAPACITY CLASS H ICU=70KA @ 415 V 4-POLE, LINE PROT | 632.14
3VA1116-6EF32-0BH0 | CIRCUIT BREAKER 3VA1 IEC FRAME 160 BREAKING CAPACITY CLASS H ICU=70KA @ 415 V 3-POLE, LINE PROT | 891.31
3VA2110-6HL32-0BA0 | CIRCUIT BREAKER 3VA2 IEC FRAME 160 BREAKING CAPACITY CLASS H ICU=85KA @ 415 V 3-POLE, LINE PROT | 710.26
3VA2110-6HN36-0DC0 | CIRCUIT BREAKER 3VA2 IEC FRAME 160 BREAKING CAPACITY CLASS H ICU=85KA @ 415 V 3-POLE, LINE PROT | 849.54
3VA2110-6HN36-0DL0 | CIRCUIT BREAKER 3VA2 IEC FRAME 160 BREAKING CAPACITY CLASS H ICU=85KA @ 415 V 3-POLE, LINE PROT | 912.2
3VA2340-5JQ32-0AE0 | CIRCUIT BREAKER 3VA2 IEC FRAME 400 BREAKING CAPACITY CLASS M ICU=55KA @ 415 V 3-POLE, LINE PROT | 2277.03
3VA2340-5JQ42-0AG0 | CIRCUIT BREAKER 3VA2 IEC FRAME 400 BREAKING CAPACITY CLASS M ICU=55KA @ 415 V 4-POLE, LINE PROT | 2680.9
3VA9908-0BB14 | UNDERVOLTAGE RELEASE 125-127 V DC ACCESSORY FOR 3VA1 100/160 3VA2 100/160/250/400/630 | 82.61
3VA1163-5EE32-0JC0 | CIRCUIT BREAKER 3VA1 IEC FRAME 160 BREAKING CAPACITY CLASS M ICU=55KA @ 415 V 3-POLE, LINE PROT | 393.43
3VA1163-5EE42-0AA0 | CIRCUIT BREAKER 3VA1 IEC FRAME 160 BREAKING CAPACITY CLASS M ICU=55KA @ 415 V 4-POLE, LINE PROT | 232.79
3VA2340-5KP32-0AB0 | CIRCUIT BREAKER 3VA2 IEC FRAME 400 BREAKING CAPACITY CLASS M ICU=55KA @ 415 V 3-POLE, LINE PROT | 2193.47
3VA9908-0BB16 | UNDERVOLTAGE RELEASE 250 V DC ACCESSORY FOR 3VA1 100/160 3VA2 100/160/250/400/630 | 82.61
3VA2010-6HN36-0AH0 | CIRCUIT BREAKER 3VA2 IEC FRAME 100 BREAKING CAPACITY CLASS H ICU=85KA @ 415 V 3-POLE, LINE PROT | 759.01
3VA2010-6HN36-0DL0 | CIRCUIT BREAKER 3VA2 IEC FRAME 100 BREAKING CAPACITY CLASS H ICU=85KA @ 415 V 3-POLE, LINE PROT | 912.2
3VA2010-6HN36-0HC0 | CIRCUIT BREAKER 3VA2 IEC FRAME 100 BREAKING CAPACITY CLASS H ICU=85KA @ 415 V 3-POLE, LINE PROT | 814.71
3VA2010-6JP46-0AA0 | CIRCUIT BREAKER 3VA2 IEC FRAME 100 BREAKING CAPACITY CLASS H ICU=85KA @ 415 V 4POLE, LINE PROTE | 1130.81
3VA2110-7HM46-0AA0 | CIRCUIT BREAKER 3VA2 IEC FRAME 160 BREAKING CAPACITY CLASS C ICU=110KA @ 415 V 4POLE, LINE PROT | 978.01
3VA2110-7HN32-0AA0 | CIRCUIT BREAKER 3VA2 IEC FRAME 160 BREAKING CAPACITY CLASS C ICU=110KA @ 415 V 3POLE, LINE PROT | 610.65
3VA2110-7JP36-0AA0 | CIRCUIT BREAKER 3VA2 IEC FRAME 160 BREAKING CAPACITY CLASS C ICU=110KA @ 415 V 3POLE, LINE PROT | 1008.55
3VA2110-7JQ32-0AA0 | CIRCUIT BREAKER 3VA2 IEC FRAME 160 BREAKING CAPACITY CLASS C ICU=110KA @ 415 V 3POLE, LINE PROT | 1210.25
3VA2110-6HN36-0AA0 | CIRCUIT BREAKER 3VA2 IEC FRAME 160 BREAKING CAPACITY CLASS H ICU=85KA @ 415 V 3POLE, LINE PROTE | 597.19
3VA2110-6HN36-0AB0 | CIRCUIT BREAKER 3VA2 IEC FRAME 160 BREAKING CAPACITY CLASS H ICU=85KA @ 415 V 3-POLE, LINE PROT | 759.01
3VA2110-6HN36-0CA0 | CIRCUIT BREAKER 3VA2 IEC FRAME 160 BREAKING CAPACITY CLASS H ICU=85KA @ 415 V 3-POLE, LINE PROT | 793.82
3VA2110-6JP42-0AA0 | CIRCUIT BREAKER 3VA2 IEC FRAME 160 BREAKING CAPACITY CLASS H ICU=85KA @ 415 V 4POLE, LINE PROTE | 1088.02
3VA2110-6JQ32-0AA0 | CIRCUIT BREAKER 3VA2 IEC FRAME 160 BREAKING CAPACITY CLASS H ICU=85KA @ 415 V 3POLE, LINE PROTE | 1185.82
3VA2225-7HN32-0CH0 | CIRCUIT BREAKER 3VA2 IEC FRAME 250 BREAKING CAPACITY CLASS C ICU=110KA @ 415 V 3-POLE, LINE PRO | 1538.91
3VA2225-7HN32-0JL0 | CIRCUIT BREAKER 3VA2 IEC FRAME 250 BREAKING CAPACITY CLASS C ICU=110KA @ 415 V 3-POLE, LINE PRO | 1545.88
3VA2225-7HN32-0KH0 | CIRCUIT BREAKER 3VA2 IEC FRAME 250 BREAKING CAPACITY CLASS C ICU=110KA @ 415 V 3-POLE, LINE PRO | 1524.99
3VA2225-7JQ32-0AA0 | CIRCUIT BREAKER 3VA2 IEC FRAME 250 BREAKING CAPACITY CLASS C ICU=110KA @ 415 V 3POLE, LINE PROT | 1778.74
3VA2140-6HM42-0AA0 | CIRCUIT BREAKER 3VA2 IEC FRAME 160 BREAKING CAPACITY CLASS H ICU=85KA @ 415 V 4POLE, LINE PROTE | 843.54
3VA2163-6HN32-0AD0 | CIRCUIT BREAKER 3VA2 IEC FRAME 160 BREAKING CAPACITY CLASS H ICU=85KA @ 415 V 3-POLE, LINE PROT | 683.81
3VA2163-6HN32-0AH0 | CIRCUIT BREAKER 3VA2 IEC FRAME 160 BREAKING CAPACITY CLASS H ICU=85KA @ 415 V 3-POLE, LINE PROT | 683.81
3VA2163-6HN32-0AJ0 | CIRCUIT BREAKER 3VA2 IEC FRAME 160 BREAKING CAPACITY CLASS H ICU=85KA @ 415 V 3-POLE, LINE PROT | 724.2
3VA1116-6EF36-0BA0 | CIRCUIT BREAKER 3VA1 IEC FRAME 160 BREAKING CAPACITY CLASS H ICU=70KA @ 415 V 3-POLE, LINE PROT | 828.65
3VA1116-6EF36-0BH0 | CIRCUIT BREAKER 3VA1 IEC FRAME 160 BREAKING CAPACITY CLASS H ICU=70KA @ 415 V 3-POLE, LINE PROT | 912.2
3VA1116-6EF42-0AA0 | CIRCUIT BREAKER 3VA1 IEC FRAME 160 BREAKING CAPACITY CLASS H ICU=70KA @ 415 V 4-POLE, LINE PROT | 641.97
3VA1120-3ED32-0AA0 | CIRCUIT BREAKER 3VA1 IEC FRAME 160 BREAKING CAPACITY CLASS N ICU=25KA @ 415 V 3-POLE, LINE PROT | 146.53
3VA2110-6HL32-0KC0 | CIRCUIT BREAKER 3VA2 IEC FRAME 160 BREAKING CAPACITY CLASS H ICU=85KA @ 415 V 3-POLE, LINE PROT | 738.12
3VA2110-6HN32-0HA0 | CIRCUIT BREAKER 3VA2 IEC FRAME 160 BREAKING CAPACITY CLASS H ICU=85KA @ 415 V 3-POLE, LINE PROT | 745.09
3VA2110-6HN32-0JC0 | CIRCUIT BREAKER 3VA2 IEC FRAME 160 BREAKING CAPACITY CLASS H ICU=85KA @ 415 V 3-POLE, LINE PROT | 793.82
3VA2110-6HN36-0AC0 | CIRCUIT BREAKER 3VA2 IEC FRAME 160 BREAKING CAPACITY CLASS H ICU=85KA @ 415 V 3-POLE, LINE PROT | 731.15
3VA2340-5JQ42-0DH0 | CIRCUIT BREAKER 3VA2 IEC FRAME 400 BREAKING CAPACITY CLASS M ICU=55KA @ 415 V 4-POLE, LINE PROT | 2799.28
3VA2063-5KP32-0AC0 | CIRCUIT BREAKER 3VA2 IEC FRAME 100 BREAKING CAPACITY CLASS M ICU=55KA @ 415 V 3-POLE, LINE PROT | 1246.44
3VA2116-5HL36-0KH0 | CIRCUIT BREAKER 3VA2 IEC FRAME 160 BREAKING CAPACITY CLASS M ICU=55KA @ 415 V 3-POLE, LINE PROT | 981.84
3VA2116-5HN32-0AC0 | CIRCUIT BREAKER 3VA2 IEC FRAME 160 BREAKING CAPACITY CLASS M ICU=55KA @ 415 V 3-POLE, LINE PROT | 912.2
3VA2340-7HN32-0DC0 | CIRCUIT BREAKER 3VA2 IEC FRAME 400 BREAKING CAPACITY CLASS C ICU=110KA @ 415 V 3-POLE, LINE PRO | 1949.75
3VA2440-5HN32-0CL0 | CIRCUIT BREAKER 3VA2 IEC FRAME 630 BREAKING CAPACITY CLASS M ICU=55KA @ 415 V 3-POLE, LINE PROT | 2200.44
3VA2025-6HN32-0AA0 | CIRCUIT BREAKER 3VA2 IEC FRAME 100 BREAKING CAPACITY CLASS H ICU=85KA @ 415 V 3POLE, LINE PROTE | 535.47
3VA2163-5HN46-0AA0 | CIRCUIT BREAKER 3VA2 IEC FRAME 160 BREAKING CAPACITY CLASS M ICU=55KA @ 415 V 4POLE, LINE PROTE | 635.69
3VA2163-5JP32-0HL0 | CIRCUIT BREAKER 3VA2 IEC FRAME 160 BREAKING CAPACITY CLASS M ICU=55KA @ 415 V 3-POLE, LINE PROT | 1190.74
3VA1196-3EF32-0BA0 | CIRCUIT BREAKER 3VA1 IEC FRAME 160 BREAKING CAPACITY CLASS N ICU=25KA @ 415 V 3-POLE, LINE PROT | 337.73
3VA1196-3EF32-0DH0 | CIRCUIT BREAKER 3VA1 IEC FRAME 160 BREAKING CAPACITY CLASS N ICU=25KA @ 415 V 3-POLE, LINE PROT | 411.54
3VA1140-6EF32-0KC0 | CIRCUIT BREAKER 3VA1 IEC FRAME 160 BREAKING CAPACITY CLASS H ICU=70KA @ 415 V 3-POLE, LINE PROT | 431.03
3VA1140-6EF36-0BH0 | CIRCUIT BREAKER 3VA1 IEC FRAME 160 BREAKING CAPACITY CLASS H ICU=70KA @ 415 V 3-POLE, LINE PROT | 503.45
3VA1150-3EF32-0AF0 | CIRCUIT BREAKER 3VA1 IEC FRAME 160 BREAKING CAPACITY CLASS N ICU=25KA @ 415 V 3-POLE, LINE PROT | 274.36
3VA2163-5JQ32-0BC0 | CIRCUIT BREAKER 3VA2 IEC FRAME 160 BREAKING CAPACITY CLASS M ICU=55KA @ 415 V 3-POLE, LINE PROT | 1399.65
3VA2340-6JP32-0BC0 | CIRCUIT BREAKER 3VA2 IEC FRAME 400 BREAKING CAPACITY CLASS H ICU=85KA @ 415 V 3-POLE, LINE PROT | 2270.06
3VA2340-6JQ32-0BL0 | CIRCUIT BREAKER 3VA2 IEC FRAME 400 BREAKING CAPACITY CLASS H ICU=85KA @ 415 V 3-POLE, LINE PROT | 2569.5
3VA2440-6HN32-0KL0 | CIRCUIT BREAKER 3VA2 IEC FRAME 630 BREAKING CAPACITY CLASS H ICU=85KA @ 415 V 3-POLE, LINE PROT | 2444.16
3VA2110-5HL32-0HC0 | CIRCUIT BREAKER 3VA2 IEC FRAME 160 BREAKING CAPACITY CLASS M ICU=55KA @ 415 V 3-POLE, LINE PROT | 672.66
3VA2110-5HL36-0BC0 | CIRCUIT BREAKER 3VA2 IEC FRAME 160 BREAKING CAPACITY CLASS M ICU=55KA @ 415 V 3-POLE, LINE PROT | 724.2
3VA2125-7KQ42-0AA0 | CIRCUIT BREAKER 3VA2 IEC FRAME 160 BREAKING CAPACITY CLASS C ICU=110KA @ 415 V 4POLE, LINE PROT | 1405.89
3VA2125-8JP32-0AA0 | CIRCUIT BREAKER 3VA2 IEC FRAME 160 BREAKING CAPACITY CLASS L ICU=150KA @ 415 V 3POLE, LINE PROT | 1008.55
3VA1150-3EF36-0BA0 | CIRCUIT BREAKER 3VA1 IEC FRAME 160 BREAKING CAPACITY CLASS N ICU=25KA @ 415 V 3-POLE, LINE PROT | 362.79
3VA2010-5HN32-0CL0 | CIRCUIT BREAKER 3VA2 IEC FRAME 100 BREAKING CAPACITY CLASS M ICU=55KA @ 415 V 3-POLE, LINE PROT | 821.68
3VA2010-5HN32-0JC0 | CIRCUIT BREAKER 3VA2 IEC FRAME 100 BREAKING CAPACITY CLASS M ICU=55KA @ 415 V 3-POLE, LINE PROT | 738.12
3VA2010-5HN36-0KA0 | CIRCUIT BREAKER 3VA2 IEC FRAME 100 BREAKING CAPACITY CLASS M ICU=55KA @ 415 V 3-POLE, LINE PROT | 710.26
3VA2340-7HN32-0HA0 | CIRCUIT BREAKER 3VA2 IEC FRAME 400 BREAKING CAPACITY CLASS C ICU=110KA @ 415 V 3-POLE, LINE PRO | 1894.05
3VA2116-7JP32-0AA0 | CIRCUIT BREAKER 3VA2 IEC FRAME 160 BREAKING CAPACITY CLASS C ICU=110KA @ 415 V 3POLE, LINE PROT | 1289.75
3VA2116-7KQ36-0AA0 | CIRCUIT BREAKER 3VA2 IEC FRAME 160 BREAKING CAPACITY CLASS C ICU=110KA @ 415 V 3POLE, LINE PROT | 1650.37
3VA1125-5EF36-0DC0 | CIRCUIT BREAKER 3VA1 IEC FRAME 160 BREAKING CAPACITY CLASS M ICU=55KA @ 415 V 3-POLE, LINE PROT | 454.71
3VA1125-5EF46-0AA0 | CIRCUIT BREAKER 3VA1 IEC FRAME 160 BREAKING CAPACITY CLASS M ICU=55KA @ 415 V 4-POLE, LINE PROT | 265.6
3VA2340-5JQ42-0HC0 | CIRCUIT BREAKER 3VA2 IEC FRAME 400 BREAKING CAPACITY CLASS M ICU=55KA @ 415 V 4-POLE, LINE PROT | 2750.54
3VA2340-5JQ42-0JL0 | CIRCUIT BREAKER 3VA2 IEC FRAME 400 BREAKING CAPACITY CLASS M ICU=55KA @ 415 V 4-POLE, LINE PROT | 2806.25
3VA2340-5JQ42-0AJ0 | CIRCUIT BREAKER 3VA2 IEC FRAME 400 BREAKING CAPACITY CLASS M ICU=55KA @ 415 V 4-POLE, LINE PROT | 2736.61
3VA2340-5JQ42-0BH0 | CIRCUIT BREAKER 3VA2 IEC FRAME 400 BREAKING CAPACITY CLASS M ICU=55KA @ 415 V 4-POLE, LINE PROT | 2799.28
3VA2340-5JQ42-0CA0 | CIRCUIT BREAKER 3VA2 IEC FRAME 400 BREAKING CAPACITY CLASS M ICU=55KA @ 415 V 4-POLE, LINE PROT | 2736.61
3VA2340-5JQ42-0JC0 | CIRCUIT BREAKER 3VA2 IEC FRAME 400 BREAKING CAPACITY CLASS M ICU=55KA @ 415 V 4-POLE, LINE PROT | 2750.54
3VA2340-5KP32-0CA0 | CIRCUIT BREAKER 3VA2 IEC FRAME 400 BREAKING CAPACITY CLASS M ICU=55KA @ 415 V 3-POLE, LINE PROT | 2256.14
3VA1163-5EF32-0AF0 | CIRCUIT BREAKER 3VA1 IEC FRAME 160 BREAKING CAPACITY CLASS M ICU=55KA @ 415 V 3-POLE, LINE PROT | 317.52
3VA1163-5EF32-0CH0 | CIRCUIT BREAKER 3VA1 IEC FRAME 160 BREAKING CAPACITY CLASS M ICU=55KA @ 415 V 3-POLE, LINE PROT | 457.5
3VA1163-5EF36-0HA0 | CIRCUIT BREAKER 3VA1 IEC FRAME 160 BREAKING CAPACITY CLASS M ICU=55KA @ 415 V 3-POLE, LINE PROT | 378.82
3VA1163-5GD42-0AA0 | CIRCUIT BREAKER 3VA1 IEC FRAME 160 BREAKING CAPACITY CLASS M ICU=55KA @ 415 V 4-POLE, LINE PROT | 227.38
3VA2340-5KP32-0BH0 | CIRCUIT BREAKER 3VA2 IEC FRAME 400 BREAKING CAPACITY CLASS M ICU=55KA @ 415 V 3-POLE, LINE PROT | 2304.87
3VA2340-5KP32-0CL0 | CIRCUIT BREAKER 3VA2 IEC FRAME 400 BREAKING CAPACITY CLASS M ICU=55KA @ 415 V 3-POLE, LINE PROT | 2353.62
3VA2340-5KP32-0DL0 | CIRCUIT BREAKER 3VA2 IEC FRAME 400 BREAKING CAPACITY CLASS M ICU=55KA @ 415 V 3-POLE, LINE PROT | 2353.62
3VA9424-0RL30 | RCD- MODULE RCD820 ADVANCED RCD TYPE A LOAD SIDE MOUNTED ADJUSTABLE 0,03...30A AT 50/60HZ ADJ | 1066.68
3VA1163-5GF46-0AA0 | CIRCUIT BREAKER 3VA1 IEC FRAME 160 BREAKING CAPACITY CLASS M ICU=55KA @ 415 V 4-POLE, LINE PROT | 265.6
3VA2010-6KQ32-0AA0 | CIRCUIT BREAKER 3VA2 IEC FRAME 100 BREAKING CAPACITY CLASS H ICU=85KA @ 415 V 3POLE, LINE PROTE | 1277.51
3VA2010-6KQ36-0AA0 | CIRCUIT BREAKER 3VA2 IEC FRAME 100 BREAKING CAPACITY CLASS H ICU=85KA @ 415 V 3POLE, LINE PROTE | 1301.97
3VA2010-7HM32-0AA0 | CIRCUIT BREAKER 3VA2 IEC FRAME 100 BREAKING CAPACITY CLASS C ICU=110KA @ 415 V 3POLE, LINE PROT | 788.52
3VA2225-5HN42-0CA0 | CIRCUIT BREAKER 3VA2 IEC FRAME 250 BREAKING CAPACITY CLASS M ICU=55KA @ 415 V 4-POLE, LINE PROT | 1545.88
3VA2225-5HN42-0KC0 | CIRCUIT BREAKER 3VA2 IEC FRAME 250 BREAKING CAPACITY CLASS M ICU=55KA @ 415 V 4-POLE, LINE PROT | 1580.69
3VA2225-5HN42-0KH0 | CIRCUIT BREAKER 3VA2 IEC FRAME 250 BREAKING CAPACITY CLASS M ICU=55KA @ 415 V 4-POLE, LINE PROT | 1601.58
3VA2010-8KQ36-0AA0 | CIRCUIT BREAKER 3VA2 IEC FRAME 100 BREAKING CAPACITY CLASS L ICU=150KA @ 415 V 3POLE, LINE PROT | 1399.74
3VA2163-5HL32-0AH0 | CIRCUIT BREAKER 3VA2 IEC FRAME 160 BREAKING CAPACITY CLASS M ICU=55KA @ 415 V 3-POLE, LINE PROT | 567.51
3VA2163-5HL32-0DA0 | CIRCUIT BREAKER 3VA2 IEC FRAME 160 BREAKING CAPACITY CLASS M ICU=55KA @ 415 V 3-POLE, LINE PROT | 607.2
3VA2225-5JQ32-0CH0 | CIRCUIT BREAKER 3VA2 IEC FRAME 250 BREAKING CAPACITY CLASS M ICU=55KA @ 415 V 3-POLE, LINE PROT | 1984.56
3VA2225-5KP32-0AA0 | CIRCUIT BREAKER 3VA2 IEC FRAME 250 BREAKING CAPACITY CLASS M ICU=55KA @ 415 V 3POLE, LINE PROTE | 1534.24
3VA1196-5EF32-0HC0 | CIRCUIT BREAKER 3VA1 IEC FRAME 160 BREAKING CAPACITY CLASS M ICU=55KA @ 415 V 3-POLE, LINE PROT | 405.96
3VA1196-5EF32-0JC0 | CIRCUIT BREAKER 3VA1 IEC FRAME 160 BREAKING CAPACITY CLASS M ICU=55KA @ 415 V 3-POLE, LINE PROT | 405.96
3VA1196-5EF32-0KC0 | CIRCUIT BREAKER 3VA1 IEC FRAME 160 BREAKING CAPACITY CLASS M ICU=55KA @ 415 V 3-POLE, LINE PROT | 405.96
3VA2163-5HN36-0JH0 | CIRCUIT BREAKER 3VA2 IEC FRAME 160 BREAKING CAPACITY CLASS M ICU=55KA @ 415 V 3-POLE, LINE PROT | 745.09
3VA2163-5JP32-0JL0 | CIRCUIT BREAKER 3VA2 IEC FRAME 160 BREAKING CAPACITY CLASS M ICU=55KA @ 415 V 3-POLE, LINE PROT | 1190.74
3VA2163-5JP32-0KL0 | CIRCUIT BREAKER 3VA2 IEC FRAME 160 BREAKING CAPACITY CLASS M ICU=55KA @ 415 V 3-POLE, LINE PROT | 1190.74
3VA2163-5JP46-0AA0 | CIRCUIT BREAKER 3VA2 IEC FRAME 160 BREAKING CAPACITY CLASS M ICU=55KA @ 415 V 4POLE, LINE PROTE | 1008.55
3VA2010-8JP42-0AA0 | CIRCUIT BREAKER 3VA2 IEC FRAME 100 BREAKING CAPACITY CLASS L ICU=150KA @ 415 V 4POLE, LINE PROT | 1246.95
3VA2010-8JP46-0AA0 | CIRCUIT BREAKER 3VA2 IEC FRAME 100 BREAKING CAPACITY CLASS L ICU=150KA @ 415 V 4POLE, LINE PROT | 1277.51
3ZS1632-2XX02-0YB0 | PCS 7 BLOCK LIBRARY, SIMOCODE PRO V8.X; AS BLOCKS FOR INTEGRATION OF SIMOCODE PRO C / V IN THE | 1107.8
3VA2140-6HN42-0AA0 | CIRCUIT BREAKER 3VA2 IEC FRAME 160 BREAKING CAPACITY CLASS H ICU=85KA @ 415 V 4POLE, LINE PROTE | 672.39
3VA2163-6HN32-0BA0 | CIRCUIT BREAKER 3VA2 IEC FRAME 160 BREAKING CAPACITY CLASS H ICU=85KA @ 415 V 3-POLE, LINE PROT | 724.2
3VA2163-6HN32-0JL0 | CIRCUIT BREAKER 3VA2 IEC FRAME 160 BREAKING CAPACITY CLASS H ICU=85KA @ 415 V 3-POLE, LINE PROT | 807.76
3VA2163-5HM42-0AA0 | CIRCUIT BREAKER 3VA2 IEC FRAME 160 BREAKING CAPACITY CLASS M ICU=55KA @ 415 V 4POLE, LINE PROTE | 782.41
3VA2163-5HN32-0HC0 | CIRCUIT BREAKER 3VA2 IEC FRAME 160 BREAKING CAPACITY CLASS M ICU=55KA @ 415 V 3-POLE, LINE PROT | 692.85
3VA2163-5HN32-0JL0 | CIRCUIT BREAKER 3VA2 IEC FRAME 160 BREAKING CAPACITY CLASS M ICU=55KA @ 415 V 3-POLE, LINE PROT | 759.01
3VA2225-5JP32-0JC0 | CIRCUIT BREAKER 3VA2 IEC FRAME 250 BREAKING CAPACITY CLASS M ICU=55KA @ 415 V 3-POLE, LINE PROT | 1671.21
3VA2163-6HN36-0AG0 | CIRCUIT BREAKER 3VA2 IEC FRAME 160 BREAKING CAPACITY CLASS H ICU=85KA @ 415 V 3-POLE, LINE PROT | 710.26
3VA2163-6HN36-0BH0 | CIRCUIT BREAKER 3VA2 IEC FRAME 160 BREAKING CAPACITY CLASS H ICU=85KA @ 415 V 3-POLE, LINE PROT | 821.68
3VA2163-6HN36-0CH0 | CIRCUIT BREAKER 3VA2 IEC FRAME 160 BREAKING CAPACITY CLASS H ICU=85KA @ 415 V 3-POLE, LINE PROT | 821.68
3VA2225-5JQ32-0CL0 | CIRCUIT BREAKER 3VA2 IEC FRAME 250 BREAKING CAPACITY CLASS M ICU=55KA @ 415 V 3-POLE, LINE PROT | 2026.35
3VA2163-5HN32-0KC0 | CIRCUIT BREAKER 3VA2 IEC FRAME 160 BREAKING CAPACITY CLASS M ICU=55KA @ 415 V 3-POLE, LINE PROT | 692.85
3VA2116-7KQ46-0AA0 | CIRCUIT BREAKER 3VA2 IEC FRAME 160 BREAKING CAPACITY CLASS C ICU=110KA @ 415 V 4POLE, LINE PROT | 1894.86
3VA2116-8HL46-0AA0 | CIRCUIT BREAKER 3VA2 IEC FRAME 160 BREAKING CAPACITY CLASS L ICU=150KA @ 415 V 4POLE, LINE PROT | 1308.08
3VA2116-8HM36-0AA0 | CIRCUIT BREAKER 3VA2 IEC FRAME 160 BREAKING CAPACITY CLASS L ICU=150KA @ 415 V 3POLE, LINE PROT | 1210.25
3VA2116-8HM42-0AA0 | CIRCUIT BREAKER 3VA2 IEC FRAME 160 BREAKING CAPACITY CLASS L ICU=150KA @ 415 V 4POLE, LINE PROT | 1485.35
3VL9800-8AQ61 | ACCESSORY FOR CIRCUIT BREAKER 3VL4X (LG), 3VL61 (MG), 3VL71 (NG) AND 3VL81 (PG) COMMUNIKATION LIN | 278.66
3VL9800-8AQ71 | ACCESSORY FOR CIRCUIT BREAKER 3VL4X (LG), 3VL61 (MG), 3VL71 (NG) AND 3VL81 (PG) COMMUNIKATION LIN | 312.03
3VA2110-8KQ36-0AA0 | CIRCUIT BREAKER 3VA2 IEC FRAME 160 BREAKING CAPACITY CLASS L ICU=150KA @ 415 V 3POLE, LINE PROT | 1399.74
3VA2110-8KQ42-0AA0 | CIRCUIT BREAKER 3VA2 IEC FRAME 160 BREAKING CAPACITY CLASS L ICU=150KA @ 415 V 4POLE, LINE PROT | 1552.59
3VA2116-5HL32-0AB0 | CIRCUIT BREAKER 3VA2 IEC FRAME 160 BREAKING CAPACITY CLASS M ICU=55KA @ 415 V 3-POLE, LINE PROT | 870.43
3VA2225-7HN32-0AG0 | CIRCUIT BREAKER 3VA2 IEC FRAME 250 BREAKING CAPACITY CLASS C ICU=110KA @ 415 V 3-POLE, LINE PRO | 1420.54
3VA2225-7HN32-0CL0 | CIRCUIT BREAKER 3VA2 IEC FRAME 250 BREAKING CAPACITY CLASS C ICU=110KA @ 415 V 3-POLE, LINE PRO | 1587.65
3VA2225-7JQ42-0DC0 | CIRCUIT BREAKER 3VA2 IEC FRAME 250 BREAKING CAPACITY CLASS C ICU=110KA @ 415 V 4POLE, LINE PROT | 2583.42
3VA2163-5HN36-0HL0 | CIRCUIT BREAKER 3VA2 IEC FRAME 160 BREAKING CAPACITY CLASS M ICU=55KA @ 415 V 3-POLE, LINE PROT | 779.9
3VA2163-5JQ32-0AC0 | CIRCUIT BREAKER 3VA2 IEC FRAME 160 BREAKING CAPACITY CLASS M ICU=55KA @ 415 V 3-POLE, LINE PROT | 1309.12
3VA2163-5JQ32-0HL0 | CIRCUIT BREAKER 3VA2 IEC FRAME 160 BREAKING CAPACITY CLASS M ICU=55KA @ 415 V 3-POLE, LINE PROT | 1448.38
3VA2010-7KQ32-0AA0 | CIRCUIT BREAKER 3VA2 IEC FRAME 100 BREAKING CAPACITY CLASS C ICU=110KA @ 415 V 3POLE, LINE PROT | 1314.19
3VA2010-8HN36-0AA0 | CIRCUIT BREAKER 3VA2 IEC FRAME 100 BREAKING CAPACITY CLASS L ICU=150KA @ 415 V 3POLE, LINE PROT | 702.92
3VA2225-5JP32-0AG0 | CIRCUIT BREAKER 3VA2 IEC FRAME 250 BREAKING CAPACITY CLASS M ICU=55KA @ 415 V 3-POLE, LINE PROT | 1615.5
3VA2140-5HL46-0AA0 | CIRCUIT BREAKER 3VA2 IEC FRAME 160 BREAKING CAPACITY CLASS M ICU=55KA @ 415 V 4POLE, LINE PROTE | 576.43
3VA2140-5JQ32-0AA0 | CIRCUIT BREAKER 3VA2 IEC FRAME 160 BREAKING CAPACITY CLASS M ICU=55KA @ 415 V 3POLE, LINE PROTE | 1088.02
3VA2163-5HL32-0CH0 | CIRCUIT BREAKER 3VA2 IEC FRAME 160 BREAKING CAPACITY CLASS M ICU=55KA @ 415 V 3-POLE, LINE PROT | 681.72
3VA2163-5HL36-0AG0 | CIRCUIT BREAKER 3VA2 IEC FRAME 160 BREAKING CAPACITY CLASS M ICU=55KA @ 415 V 3-POLE, LINE PROT | 594.67
3VA2163-5HL36-0KA0 | CIRCUIT BREAKER 3VA2 IEC FRAME 160 BREAKING CAPACITY CLASS M ICU=55KA @ 415 V 3-POLE, LINE PROT | 607.2
3VA2225-5JP32-0KH0 | CIRCUIT BREAKER 3VA2 IEC FRAME 250 BREAKING CAPACITY CLASS M ICU=55KA @ 415 V 3-POLE, LINE PROT | 1692.1
3VA2225-5JQ32-0AG0 | CIRCUIT BREAKER 3VA2 IEC FRAME 250 BREAKING CAPACITY CLASS M ICU=55KA @ 415 V 3-POLE, LINE PROT | 1894.05
3VA2163-6HN36-0AC0 | CIRCUIT BREAKER 3VA2 IEC FRAME 160 BREAKING CAPACITY CLASS H ICU=85KA @ 415 V 3-POLE, LINE PROT | 683.81
3VA2225-5JQ32-0HC0 | CIRCUIT BREAKER 3VA2 IEC FRAME 250 BREAKING CAPACITY CLASS M ICU=55KA @ 415 V 3-POLE, LINE PROT | 1935.81
3VA2225-5JQ42-0DJ0 | CIRCUIT BREAKER 3VA2 IEC FRAME 250 BREAKING CAPACITY CLASS M ICU=55KA @ 415 V 4POLE, LINE PROTE | 2346.66
3VA2225-5KP32-0BH0 | CIRCUIT BREAKER 3VA2 IEC FRAME 250 BREAKING CAPACITY CLASS M ICU=55KA @ 415 V 3-POLE, LINE PROT | 1942.78
3VA1196-4EF36-0JC0 | CIRCUIT BREAKER 3VA1 IEC FRAME 160 BREAKING CAPACITY CLASS S ICU=36KA @ 415 V 3-POLE, LINE PROT | 405.27
3VA1196-5EF32-0AE0 | CIRCUIT BREAKER 3VA1 IEC FRAME 160 BREAKING CAPACITY CLASS M ICU=55KA @ 415 V 3-POLE, LINE PROT | 366.97
3VA2225-6KQ32-0AA0 | CIRCUIT BREAKER 3VA2 IEC FRAME 250 BREAKING CAPACITY CLASS H ICU=85KA @ 415 V 3POLE, LINE PROTE | 1790.96
3VA2163-5KP32-0AA0 | CIRCUIT BREAKER 3VA2 IEC FRAME 160 BREAKING CAPACITY CLASS M ICU=55KA @ 415 V 3POLE, LINE PROTE | 998.27
3VA2116-8HM46-0AA0 | CIRCUIT BREAKER 3VA2 IEC FRAME 160 BREAKING CAPACITY CLASS L ICU=150KA @ 415 V 4POLE, LINE PROT | 1528.15
3VA2125-5KP36-0AA0 | CIRCUIT BREAKER 3VA2 IEC FRAME 160 BREAKING CAPACITY CLASS M ICU=55KA @ 415 V 3POLE, LINE PROTE | 1037.94
3VA2225-6HN32-0CC0 | CIRCUIT BREAKER 3VA2 IEC FRAME 250 BREAKING CAPACITY CLASS H ICU=85KA @ 415 V 3-POLE, LINE PROT | 1399.65
3VL9800-4EF01 | ACCESSORY FOR CIRCUIT BREAKER 3VL71 (NG) UND 3VL81 (PG) FRONT BUSBAR CONNECTION CONSISTING OF 6 C | 2093.23
3VA2140-5HN42-0AA0 | CIRCUIT BREAKER 3VA2 IEC FRAME 160 BREAKING CAPACITY CLASS M ICU=55KA @ 415 V 4POLE, LINE PROTE | 600.27
3VA2140-5KP42-0AA0 | CIRCUIT BREAKER 3VA2 IEC FRAME 160 BREAKING CAPACITY CLASS M ICU=55KA @ 415 V 4POLE, LINE PROTE | 1170.16
3VA2225-7HL32-0HC0 | CIRCUIT BREAKER 3VA2 IEC FRAME 250 BREAKING CAPACITY CLASS C ICU=110KA @ 415 V 3-POLE, LINE PRO | 1399.65
3VA2225-7HN32-0AC0 | CIRCUIT BREAKER 3VA2 IEC FRAME 250 BREAKING CAPACITY CLASS C ICU=110KA @ 415 V 3-POLE, LINE PRO | 1385.71
3VA2125-8KQ36-0AA0 | CIRCUIT BREAKER 3VA2 IEC FRAME 160 BREAKING CAPACITY CLASS L ICU=150KA @ 415 V 3POLE, LINE PROT | 1350.88
3VA2440-5KQ32-0AA0 | CIRCUIT BREAKER 3VA2 IEC FRAME 630 BREAKING CAPACITY CLASS M ICU=55KA @ 415 V 3-POLE, LINE PROT | 2438.89
3VA1116-4EF36-0KH0 | CIRCUIT BREAKER 3VA1 IEC FRAME 160 BREAKING CAPACITY CLASS S ICU=36KA @ 415 V 3-POLE, LINE PROT | 772.93
3VA1116-5ED32-0AG0 | CIRCUIT BREAKER 3VA1 IEC FRAME 160 BREAKING CAPACITY CLASS M ICU=55KA @ 415 V 3-POLE, LINE PROT | 668.48
3VA2116-8JQ42-0AA0 | CIRCUIT BREAKER 3VA2 IEC FRAME 160 BREAKING CAPACITY CLASS L ICU=150KA @ 415 V 4POLE, LINE PROT | 1925.44
3VA2125-6HM32-0AA0 | CIRCUIT BREAKER 3VA2 IEC FRAME 160 BREAKING CAPACITY CLASS H ICU=85KA @ 415 V 3POLE, LINE PROTE | 709.05
3VA1116-5EF32-0DA0 | CIRCUIT BREAKER 3VA1 IEC FRAME 160 BREAKING CAPACITY CLASS M ICU=55KA @ 415 V 3-POLE, LINE PROT | 759.01
3VA1116-5EF42-0AF0 | CIRCUIT BREAKER 3VA1 IEC FRAME 160 BREAKING CAPACITY CLASS M ICU=55KA @ 415 V 4-POLE, LINE PROT | 891.31
3VA1116-5EF42-0KC0 | CIRCUIT BREAKER 3VA1 IEC FRAME 160 BREAKING CAPACITY CLASS M ICU=55KA @ 415 V 4-POLE, LINE PROT | 967.92
3VA2110-5HN32-0AE0 | CIRCUIT BREAKER 3VA2 IEC FRAME 160 BREAKING CAPACITY CLASS M ICU=55KA @ 415 V 3-POLE, LINE PROT | 692.85
3VA1116-5ED36-0AA0 | CIRCUIT BREAKER 3VA1 IEC FRAME 160 BREAKING CAPACITY CLASS M ICU=55KA @ 415 V 3-POLE, LINE PROT | 435.15
3VA1112-6EF42-0AA0 | CIRCUIT BREAKER 3VA1 IEC FRAME 160 BREAKING CAPACITY CLASS H ICU=70KA @ 415 V 4-POLE, LINE PROT | 548.84
3VA1116-1AA36-0JA0 | SWITCH DISCONNECTOR 3VA1 IEC FRAME 160 3-POLE SD100, IN=160A WITHOUT OVERLOAD PROTECTION WITHOU | 433.13
3VA1116-1AA42-0AA0 | SWITCH DISCONNECTOR 3VA1 IEC FRAME 160 4-POLE SD100, IN=160A WITHOUT OVERLOAD PROTECTION WITHOU | 293.05
3VA2325-5HN32-0AB0 | CIRCUIT BREAKER 3VA2 IEC FRAME 400 BREAKING CAPACITY CLASS M ICU=55KA @ 415 V 3-POLE, LINE PROT | 1552.83
3VA2325-5HN32-0KH0 | CIRCUIT BREAKER 3VA2 IEC FRAME 400 BREAKING CAPACITY CLASS M ICU=55KA @ 415 V 3-POLE, LINE PROT | 1657.29
3VA2440-6HM32-0AA0 | CIRCUIT BREAKER 3VA2 IEC FRAME 630 BREAKING CAPACITY CLASS H ICU=85KA @ 415 V 3-POLE, LINE PROT | 2082.52
3VA2440-6JQ32-0AA0 | CIRCUIT BREAKER 3VA2 IEC FRAME 630 BREAKING CAPACITY CLASS H ICU=85KA @ 415 V 3-POLE, LINE PROT | 2555.04
3VA2450-5JP42-0AA0 | CIRCUIT BREAKER 3VA2 IEC FRAME 630 BREAKING CAPACITY CLASS M ICU=55KA @ 415 V 4-POLE, LINE PROT | 2634.49
3VA2450-7JP42-0AA0 | CIRCUIT BREAKER 3VA2 IEC FRAME 630 BREAKING CAPACITY CLASS C ICU=110KA @ 415 V 4-POLE, LINE PRO | 3154.06
3VA2110-5KP32-0JC0 | CIRCUIT BREAKER 3VA2 IEC FRAME 160 BREAKING CAPACITY CLASS M ICU=55KA @ 415 V 3-POLE, LINE PROT | 1364.82
3VA2110-6HL32-0AD0 | CIRCUIT BREAKER 3VA2 IEC FRAME 160 BREAKING CAPACITY CLASS H ICU=85KA @ 415 V 3-POLE, LINE PROT | 668.48
3VA2440-7HL42-0AA0 | CIRCUIT BREAKER 3VA2 IEC FRAME 630 BREAKING CAPACITY CLASS C ICU=110KA @ 415 V 4-POLE, LINE PRO | 2701.73
3VA1120-3EF36-0AD0 | CIRCUIT BREAKER 3VA1 IEC FRAME 160 BREAKING CAPACITY CLASS N ICU=25KA @ 415 V 3-POLE, LINE PROT | 321.7
3VA1180-5GF42-0AA0 | CIRCUIT BREAKER 3VA1 IEC FRAME 160 BREAKING CAPACITY CLASS M ICU=55KA @ 415 V 4-POLE, LINE PROT | 268.04
3VA1180-6ED36-0AA0 | CIRCUIT BREAKER 3VA1 IEC FRAME 160 BREAKING CAPACITY CLASS H ICU=70KA @ 415 V 3-POLE, LINE PROT | 226.39
3VA2063-6HN32-0CL0 | CIRCUIT BREAKER 3VA2 IEC FRAME 100 BREAKING CAPACITY CLASS H ICU=85KA @ 415 V 3-POLE, LINE PROT | 828.65
3VA2063-6KP42-0AA0 | CIRCUIT BREAKER 3VA2 IEC FRAME 100 BREAKING CAPACITY CLASS H ICU=85KA @ 415 V 4POLE, LINE PROTE | 1228.62
3VA2116-5KQ42-0AA0 | CIRCUIT BREAKER 3VA2 IEC FRAME 160 BREAKING CAPACITY CLASS M ICU=55KA @ 415 V 4POLE, LINE PROTE | 1674.82
3VA2116-6HL32-0AH0 | CIRCUIT BREAKER 3VA2 IEC FRAME 160 BREAKING CAPACITY CLASS H ICU=85KA @ 415 V 3-POLE, LINE PROT | 974.87
3VA2163-5HN36-0AF0 | CIRCUIT BREAKER 3VA2 IEC FRAME 160 BREAKING CAPACITY CLASS M ICU=55KA @ 415 V 3-POLE, LINE PROT | 628.79
3VA2225-5KP32-0CC0 | CIRCUIT BREAKER 3VA2 IEC FRAME 250 BREAKING CAPACITY CLASS M ICU=55KA @ 415 V 3-POLE, LINE PROT | 1928.86
3VA2225-6HL32-0CH0 | CIRCUIT BREAKER 3VA2 IEC FRAME 250 BREAKING CAPACITY CLASS H ICU=85KA @ 415 V 3-POLE, LINE PROT | 1364.82
3VA2110-8HM42-0AA0 | CIRCUIT BREAKER 3VA2 IEC FRAME 160 BREAKING CAPACITY CLASS L ICU=150KA @ 415 V 4POLE, LINE PROT | 1039.13
3VL9460-4EC31 | ACCESSORY FOR CIRCUIT BREAKER 3VL4X (LG) FRONT BUSBAR CONNECTION CONSISTING OF 3 CONNECTIONS 3 P | 420.61
3VA2163-6HL36-0KC0 | CIRCUIT BREAKER 3VA2 IEC FRAME 160 BREAKING CAPACITY CLASS H ICU=85KA @ 415 V 3-POLE, LINE PROT | 710.26
3VA2163-6HN32-0AE0 | CIRCUIT BREAKER 3VA2 IEC FRAME 160 BREAKING CAPACITY CLASS H ICU=85KA @ 415 V 3-POLE, LINE PROT | 710.26
3VA2340-5JQ32-0BC0 | CIRCUIT BREAKER 3VA2 IEC FRAME 400 BREAKING CAPACITY CLASS M ICU=55KA @ 415 V 3-POLE, LINE PROT | 2339.7
3VA2163-5HN36-0HC0 | CIRCUIT BREAKER 3VA2 IEC FRAME 160 BREAKING CAPACITY CLASS M ICU=55KA @ 415 V 3-POLE, LINE PROT | 724.2
3VA2163-5HN36-0JA0 | CIRCUIT BREAKER 3VA2 IEC FRAME 160 BREAKING CAPACITY CLASS M ICU=55KA @ 415 V 3-POLE, LINE PROT | 669.18
3VA2125-6JQ36-0AA0 | CIRCUIT BREAKER 3VA2 IEC FRAME 160 BREAKING CAPACITY CLASS H ICU=85KA @ 415 V 3POLE, LINE PROTE | 1167.49
3VA2225-7KP32-0AG0 | CIRCUIT BREAKER 3VA2 IEC FRAME 250 BREAKING CAPACITY CLASS C ICU=110KA @ 415 V 3-POLE, LINE PRO | 2061.16
3VA2325-5HM32-0AA0 | CIRCUIT BREAKER 3VA2 IEC FRAME 400 BREAKING CAPACITY CLASS M ICU=55KA @ 415 V 3-POLE, LINE PROT | 1442.55
3VA2116-5HL32-0CA0 | CIRCUIT BREAKER 3VA2 IEC FRAME 160 BREAKING CAPACITY CLASS M ICU=55KA @ 415 V 3-POLE, LINE PROT | 919.17
3VA2116-5HL32-0CH0 | CIRCUIT BREAKER 3VA2 IEC FRAME 160 BREAKING CAPACITY CLASS M ICU=55KA @ 415 V 3-POLE, LINE PROT | 981.84
3VA2340-5JQ42-0JA0 | CIRCUIT BREAKER 3VA2 IEC FRAME 400 BREAKING CAPACITY CLASS M ICU=55KA @ 415 V 4-POLE, LINE PROT | 2687.87
3VA2340-5KP32-0AD0 | CIRCUIT BREAKER 3VA2 IEC FRAME 400 BREAKING CAPACITY CLASS M ICU=55KA @ 415 V 3-POLE, LINE PROT | 2193.47
3VA2340-5KP32-0HH0 | CIRCUIT BREAKER 3VA2 IEC FRAME 400 BREAKING CAPACITY CLASS M ICU=55KA @ 415 V 3-POLE, LINE PROT | 2290.95
3VA2225-6JP32-0AH0 | CIRCUIT BREAKER 3VA2 IEC FRAME 250 BREAKING CAPACITY CLASS H ICU=85KA @ 415 V 3-POLE, LINE PROT | 1747.82
3VA2225-6JP32-0JA0 | CIRCUIT BREAKER 3VA2 IEC FRAME 250 BREAKING CAPACITY CLASS H ICU=85KA @ 415 V 3-POLE, LINE PROT | 1761.74
3VA2063-6HL32-0AC0 | CIRCUIT BREAKER 3VA2 IEC FRAME 100 BREAKING CAPACITY CLASS H ICU=85KA @ 415 V 3-POLE, LINE PROT | 599.55
3VA2063-6HL32-0BC0 | CIRCUIT BREAKER 3VA2 IEC FRAME 100 BREAKING CAPACITY CLASS H ICU=85KA @ 415 V 3-POLE, LINE PROT | 717.23
3VA2063-6HN32-0DH0 | CIRCUIT BREAKER 3VA2 IEC FRAME 100 BREAKING CAPACITY CLASS H ICU=85KA @ 415 V 3-POLE, LINE PROT | 800.79
3VA1163-6EF32-0HA0 | CIRCUIT BREAKER 3VA1 IEC FRAME 160 BREAKING CAPACITY CLASS H ICU=70KA @ 415 V 3-POLE, LINE PROT | 380.19
3VA1163-6EF32-0JA0 | CIRCUIT BREAKER 3VA1 IEC FRAME 160 BREAKING CAPACITY CLASS H ICU=70KA @ 415 V 3-POLE, LINE PROT | 380.19
3VA1163-6EF36-0CC0 | CIRCUIT BREAKER 3VA1 IEC FRAME 160 BREAKING CAPACITY CLASS H ICU=70KA @ 415 V 3-POLE, LINE PROT | 479.09
3VA2116-6HN32-0JA0 | CIRCUIT BREAKER 3VA2 IEC FRAME 160 BREAKING CAPACITY CLASS H ICU=85KA @ 415 V 3-POLE, LINE PROT | 1051.48
3VA2063-7HL32-0AA0 | CIRCUIT BREAKER 3VA2 IEC FRAME 100 BREAKING CAPACITY CLASS C ICU=110KA @ 415 V 3POLE, LINE PROT | 514.69
3VA2440-5HN32-0HC0 | CIRCUIT BREAKER 3VA2 IEC FRAME 630 BREAKING CAPACITY CLASS M ICU=55KA @ 415 V 3-POLE, LINE PROT | 2116.88
3VA2440-5HN32-0JA0 | CIRCUIT BREAKER 3VA2 IEC FRAME 630 BREAKING CAPACITY CLASS M ICU=55KA @ 415 V 3-POLE, LINE PROT | 2061.16
3VA2225-7HN32-0JH0 | CIRCUIT BREAKER 3VA2 IEC FRAME 250 BREAKING CAPACITY CLASS C ICU=110KA @ 415 V 3-POLE, LINE PRO | 1524.99
3VA2163-5HN36-0AE0 | CIRCUIT BREAKER 3VA2 IEC FRAME 160 BREAKING CAPACITY CLASS M ICU=55KA @ 415 V 3-POLE, LINE PROT | 680.33
3VA2163-5HN36-0BH0 | CIRCUIT BREAKER 3VA2 IEC FRAME 160 BREAKING CAPACITY CLASS M ICU=55KA @ 415 V 3-POLE, LINE PROT | 772.93
3VA2163-5HN36-0CL0 | CIRCUIT BREAKER 3VA2 IEC FRAME 160 BREAKING CAPACITY CLASS M ICU=55KA @ 415 V 3-POLE, LINE PROT | 807.76
3VA2163-5HN36-0DL0 | CIRCUIT BREAKER 3VA2 IEC FRAME 160 BREAKING CAPACITY CLASS M ICU=55KA @ 415 V 3-POLE, LINE PROT | 807.76
3VA2225-7KP32-0DL0 | CIRCUIT BREAKER 3VA2 IEC FRAME 250 BREAKING CAPACITY CLASS C ICU=110KA @ 415 V 3-POLE, LINE PRO | 2207.39
3VA2225-7KP32-0JC0 | CIRCUIT BREAKER 3VA2 IEC FRAME 250 BREAKING CAPACITY CLASS C ICU=110KA @ 415 V 3-POLE, LINE PRO | 2123.83
3VA2225-7KP32-0KC0 | CIRCUIT BREAKER 3VA2 IEC FRAME 250 BREAKING CAPACITY CLASS C ICU=110KA @ 415 V 3-POLE, LINE PRO | 2123.83
3VA2225-8HL32-0AA0 | CIRCUIT BREAKER 3VA2 IEC FRAME 250 BREAKING CAPACITY CLASS L ICU=150KA @ 415 V 3POLE, LINE PROT | 1289.75
3VA2110-8KQ46-0AA0 | CIRCUIT BREAKER 3VA2 IEC FRAME 160 BREAKING CAPACITY CLASS L ICU=150KA @ 415 V 4POLE, LINE PROT | 1583.14
3VA2116-5HL32-0AD0 | CIRCUIT BREAKER 3VA2 IEC FRAME 160 BREAKING CAPACITY CLASS M ICU=55KA @ 415 V 3-POLE, LINE PROT | 870.43
3VA2116-5HL32-0AE0 | CIRCUIT BREAKER 3VA2 IEC FRAME 160 BREAKING CAPACITY CLASS M ICU=55KA @ 415 V 3-POLE, LINE PROT | 905.24
3VA2116-5HL32-0BH0 | CIRCUIT BREAKER 3VA2 IEC FRAME 160 BREAKING CAPACITY CLASS M ICU=55KA @ 415 V 3-POLE, LINE PROT | 981.84
3VA2340-5KP32-0BA0 | CIRCUIT BREAKER 3VA2 IEC FRAME 400 BREAKING CAPACITY CLASS M ICU=55KA @ 415 V 3-POLE, LINE PROT | 2256.14
3VA2340-5KP32-0CC0 | CIRCUIT BREAKER 3VA2 IEC FRAME 400 BREAKING CAPACITY CLASS M ICU=55KA @ 415 V 3-POLE, LINE PROT | 2290.95
3VA2340-5KP32-0DC0 | CIRCUIT BREAKER 3VA2 IEC FRAME 400 BREAKING CAPACITY CLASS M ICU=55KA @ 415 V 3-POLE, LINE PROT | 2290.95
3VA2340-5KP32-0HA0 | CIRCUIT BREAKER 3VA2 IEC FRAME 400 BREAKING CAPACITY CLASS M ICU=55KA @ 415 V 3-POLE, LINE PROT | 2200.44
3VA2225-6JP42-0AA0 | CIRCUIT BREAKER 3VA2 IEC FRAME 250 BREAKING CAPACITY CLASS H ICU=85KA @ 415 V 4POLE, LINE PROTE | 1809.3
3VA2163-6HN36-0JA0 | CIRCUIT BREAKER 3VA2 IEC FRAME 160 BREAKING CAPACITY CLASS H ICU=85KA @ 415 V 3-POLE, LINE PROT | 724.2
3VA2063-6HL32-0HL0 | CIRCUIT BREAKER 3VA2 IEC FRAME 100 BREAKING CAPACITY CLASS H ICU=85KA @ 415 V 3-POLE, LINE PROT | 752.04
3VA2063-6HM36-0AA0 | CIRCUIT BREAKER 3VA2 IEC FRAME 100 BREAKING CAPACITY CLASS H ICU=85KA @ 415 V 3POLE, LINE PROTE | 727.41
3VA2063-6HN32-0AD0 | CIRCUIT BREAKER 3VA2 IEC FRAME 100 BREAKING CAPACITY CLASS H ICU=85KA @ 415 V 3-POLE, LINE PROT | 683.81
3VA2063-6HN32-0BA0 | CIRCUIT BREAKER 3VA2 IEC FRAME 100 BREAKING CAPACITY CLASS H ICU=85KA @ 415 V 3-POLE, LINE PROT | 724.2
3VA1163-6EF36-0DC0 | CIRCUIT BREAKER 3VA1 IEC FRAME 160 BREAKING CAPACITY CLASS H ICU=70KA @ 415 V 3-POLE, LINE PROT | 479.09
3VA1163-6EF36-0DH0 | CIRCUIT BREAKER 3VA1 IEC FRAME 160 BREAKING CAPACITY CLASS H ICU=70KA @ 415 V 3-POLE, LINE PROT | 503.45
3VA1163-6EF36-0KC0 | CIRCUIT BREAKER 3VA1 IEC FRAME 160 BREAKING CAPACITY CLASS H ICU=70KA @ 415 V 3-POLE, LINE PROT | 453.32
3VA2116-6HN32-0CH0 | CIRCUIT BREAKER 3VA2 IEC FRAME 160 BREAKING CAPACITY CLASS H ICU=85KA @ 415 V 3-POLE, LINE PROT | 1148.96
3VA2163-6JP32-0AA0 | CIRCUIT BREAKER 3VA2 IEC FRAME 160 BREAKING CAPACITY CLASS H ICU=85KA @ 415 V 3POLE, LINE PROTE | 916.9
3VA2163-6KQ32-0AA0 | CIRCUIT BREAKER 3VA2 IEC FRAME 160 BREAKING CAPACITY CLASS H ICU=85KA @ 415 V 3POLE, LINE PROTE | 1228.62
3VA2163-6KQ42-0AA0 | CIRCUIT BREAKER 3VA2 IEC FRAME 160 BREAKING CAPACITY CLASS H ICU=85KA @ 415 V 4POLE, LINE PROTE | 1356.97
3VL9300-4WF31 | ACCESSORY FOR VL150UL, VL250UL, (DG FRAME - FG FRAME) CONV. KIT FROM PLUG-IN VERSION TO DRAW-OUT | 237.75
3VA2125-6HL42-0AA0 | CIRCUIT BREAKER 3VA2 IEC FRAME 160 BREAKING CAPACITY CLASS H ICU=85KA @ 415 V 4POLE, LINE PROTE | 611.25
3VA2225-5KP32-0HC0 | CIRCUIT BREAKER 3VA2 IEC FRAME 250 BREAKING CAPACITY CLASS M ICU=55KA @ 415 V 3-POLE, LINE PROT | 1907.97
3VA2225-5KP32-0JH0 | CIRCUIT BREAKER 3VA2 IEC FRAME 250 BREAKING CAPACITY CLASS M ICU=55KA @ 415 V 3-POLE, LINE PROT | 1928.86
3VA2225-5KP32-0KC0 | CIRCUIT BREAKER 3VA2 IEC FRAME 250 BREAKING CAPACITY CLASS M ICU=55KA @ 415 V 3-POLE, LINE PROT | 1907.97
3VA2125-8KP36-0AA0 | CIRCUIT BREAKER 3VA2 IEC FRAME 160 BREAKING CAPACITY CLASS L ICU=150KA @ 415 V 3POLE, LINE PROT | 1210.25
3VA2125-8KQ46-0AA0 | CIRCUIT BREAKER 3VA2 IEC FRAME 160 BREAKING CAPACITY CLASS L ICU=150KA @ 415 V 4POLE, LINE PROT | 1522.01
3VA2140-5HM32-0AA0 | CIRCUIT BREAKER 3VA2 IEC FRAME 160 BREAKING CAPACITY CLASS M ICU=55KA @ 415 V 3POLE, LINE PROTE | 666.28
3VA2140-5HN32-0AA0 | CIRCUIT BREAKER 3VA2 IEC FRAME 160 BREAKING CAPACITY CLASS M ICU=55KA @ 415 V 3POLE, LINE PROTE | 487.79
3VA2225-7HL32-0AH0 | CIRCUIT BREAKER 3VA2 IEC FRAME 250 BREAKING CAPACITY CLASS C ICU=110KA @ 415 V 3-POLE, LINE PRO | 1350.9
3VA2225-6HL32-0AD0 | CIRCUIT BREAKER 3VA2 IEC FRAME 250 BREAKING CAPACITY CLASS H ICU=85KA @ 415 V 3-POLE, LINE PROT | 1246.44
3VA2225-6HL32-0AE0 | CIRCUIT BREAKER 3VA2 IEC FRAME 250 BREAKING CAPACITY CLASS H ICU=85KA @ 415 V 3-POLE, LINE PROT | 1288.23
3VA2225-6HL32-0CC0 | CIRCUIT BREAKER 3VA2 IEC FRAME 250 BREAKING CAPACITY CLASS H ICU=85KA @ 415 V 3-POLE, LINE PROT | 1350.9
3VA2225-6HL32-0HA0 | CIRCUIT BREAKER 3VA2 IEC FRAME 250 BREAKING CAPACITY CLASS H ICU=85KA @ 415 V 3-POLE, LINE PROT | 1267.34
3VL9460-8SE20 | ACCESSORY FOR VL400UL,VL400XUL (JG- AND LG-FRAME) SCREW KIT FOR MOUNTING OF MCCBS INCL. MAX-FLEX | 25.64
3VL9650-4TG03 | BREAKER MG LUG CU OR AL POWER T CAT NUMBER TA3MG500PT | 168.76
3VA2225-6HN32-0DC0 | CIRCUIT BREAKER 3VA2 IEC FRAME 250 BREAKING CAPACITY CLASS H ICU=85KA @ 415 V 3-POLE, LINE PROT | 1399.65
3VA2163-5JP32-0CL0 | CIRCUIT BREAKER 3VA2 IEC FRAME 160 BREAKING CAPACITY CLASS M ICU=55KA @ 415 V 3-POLE, LINE PROT | 1204.66
3VA2163-5JP32-0DL0 | CIRCUIT BREAKER 3VA2 IEC FRAME 160 BREAKING CAPACITY CLASS M ICU=55KA @ 415 V 3-POLE, LINE PROT | 1204.66
3VA1163-6ED42-0AA0 | CIRCUIT BREAKER 3VA1 IEC FRAME 160 BREAKING CAPACITY CLASS H ICU=70KA @ 415 V 4-POLE, LINE PROT | 247.96
3VA1163-6EF32-0AB0 | CIRCUIT BREAKER 3VA1 IEC FRAME 160 BREAKING CAPACITY CLASS H ICU=70KA @ 415 V 3-POLE, LINE PROT | 366.27
3VA9908-0BB23 | UNDERVOLTAGE RELEASE 110 V AC 50/60HZ ACCESSORY FOR 3VA1 100/160 3VA2 100/160/250/400/630 | 82.61
3VA9908-0BB25 | UNDERVOLTAGE RELEASE 208-230 V AC 50/60 HZ ACCESSORY FOR 3VA1 100/160 3VA2 100/160/250/400/630 | 82.61
3VL9460-4TY21 | BREAKER LG LUGS KIT OF 2 CUAL L CAT NUMBER 2TA2LG600LD | 160.92
3VA2225-6HN32-0JA0 | CIRCUIT BREAKER 3VA2 IEC FRAME 250 BREAKING CAPACITY CLASS H ICU=85KA @ 415 V 3-POLE, LINE PROT | 1330.01
3VA2225-6HN32-0KA0 | CIRCUIT BREAKER 3VA2 IEC FRAME 250 BREAKING CAPACITY CLASS H ICU=85KA @ 415 V 3-POLE, LINE PROT | 1330.01
3VA2225-6HN32-0KL0 | CIRCUIT BREAKER 3VA2 IEC FRAME 250 BREAKING CAPACITY CLASS H ICU=85KA @ 415 V 3-POLE, LINE PROT | 1448.38
3VA2225-6JP32-0AA0 | CIRCUIT BREAKER 3VA2 IEC FRAME 250 BREAKING CAPACITY CLASS H ICU=85KA @ 415 V 3POLE, LINE PROTE | 1473.11
3VA2225-6JP32-0AF0 | CIRCUIT BREAKER 3VA2 IEC FRAME 250 BREAKING CAPACITY CLASS H ICU=85KA @ 415 V 3-POLE, LINE PROT | 1733.88
3VA2325-5HN32-0AF0 | CIRCUIT BREAKER 3VA2 IEC FRAME 400 BREAKING CAPACITY CLASS M ICU=55KA @ 415 V 3-POLE, LINE PROT | 1538.91
3VA2325-5HN32-0BH0 | CIRCUIT BREAKER 3VA2 IEC FRAME 400 BREAKING CAPACITY CLASS M ICU=55KA @ 415 V 3-POLE, LINE PROT | 1671.21
3VA1132-3EF32-0JH0 | CIRCUIT BREAKER 3VA1 IEC FRAME 160 BREAKING CAPACITY CLASS N ICU=25KA @ 415 V 3-POLE, LINE PROT | 389.25
3VA2450-6JQ42-0AA0 | CIRCUIT BREAKER 3VA2 IEC FRAME 630 BREAKING CAPACITY CLASS H ICU=85KA @ 415 V 4-POLE, LINE PROT | 3184.61
3VA9007-0NA10 | EXT. N-CURRENT TRANSFORMER FOR N-PROTECTION ACCESSORY FOR: 3VA2 UP TO IN=100 A | 220.44
3VA2340-5HN32-0AA0 | CIRCUIT BREAKER 3VA2 IEC FRAME 400 BREAKING CAPACITY CLASS M ICU=55KA @ 415 V 3-POLE, LINE PROT | 1308.08
3VA2340-5HN32-0CL0 | CIRCUIT BREAKER 3VA2 IEC FRAME 400 BREAKING CAPACITY CLASS M ICU=55KA @ 415 V 3-POLE, LINE PROT | 1712.99
3VA2110-5HN36-0DA0 | CIRCUIT BREAKER 3VA2 IEC FRAME 160 BREAKING CAPACITY CLASS M ICU=55KA @ 415 V 3-POLE, LINE PROT | 738.12
3VA2110-5HN36-0KH0 | CIRCUIT BREAKER 3VA2 IEC FRAME 160 BREAKING CAPACITY CLASS M ICU=55KA @ 415 V 3-POLE, LINE PROT | 786.87
3VA2110-5JP32-0AA0 | CIRCUIT BREAKER 3VA2 IEC FRAME 160 BREAKING CAPACITY CLASS M ICU=55KA @ 415 V 3POLE, LINE PROTE | 910.77
3VA2163-5KP32-0AF0 | CIRCUIT BREAKER 3VA2 IEC FRAME 160 BREAKING CAPACITY CLASS M ICU=55KA @ 415 V 3-POLE, LINE PROT | 1246.44
3VA2163-5KP32-0BH0 | CIRCUIT BREAKER 3VA2 IEC FRAME 160 BREAKING CAPACITY CLASS M ICU=55KA @ 415 V 3-POLE, LINE PROT | 1378.76
3VA2225-6JQ32-0KL0 | CIRCUIT BREAKER 3VA2 IEC FRAME 250 BREAKING CAPACITY CLASS H ICU=85KA @ 415 V 3-POLE, LINE PROT | 2144.72
3VA2225-6KP32-0AB0 | CIRCUIT BREAKER 3VA2 IEC FRAME 250 BREAKING CAPACITY CLASS H ICU=85KA @ 415 V 3-POLE, LINE PROT | 1956.71
3VA2225-7HL32-0BC0 | CIRCUIT BREAKER 3VA2 IEC FRAME 250 BREAKING CAPACITY CLASS C ICU=110KA @ 415 V 3-POLE, LINE PRO | 1448.38
3VA1120-4EF32-0HC0 | CIRCUIT BREAKER 3VA1 IEC FRAME 160 BREAKING CAPACITY CLASS S ICU=36KA @ 415 V 3-POLE, LINE PROT | 380.19
3VA2110-5HL32-0AA0 | CIRCUIT BREAKER 3VA2 IEC FRAME 160 BREAKING CAPACITY CLASS M ICU=55KA @ 415 V 3POLE, LINE PROTE | 467.01
3VA2110-5HL36-0AD0 | CIRCUIT BREAKER 3VA2 IEC FRAME 160 BREAKING CAPACITY CLASS M ICU=55KA @ 415 V 3-POLE, LINE PROT | 631.58
3VA2110-5HL36-0DC0 | CIRCUIT BREAKER 3VA2 IEC FRAME 160 BREAKING CAPACITY CLASS M ICU=55KA @ 415 V 3-POLE, LINE PROT | 724.2
3VA2110-5JQ32-0DC0 | CIRCUIT BREAKER 3VA2 IEC FRAME 160 BREAKING CAPACITY CLASS M ICU=55KA @ 415 V 3-POLE, LINE PROT | 1448.38
3VA1150-4EF32-0AA0 | CIRCUIT BREAKER 3VA1 IEC FRAME 160 BREAKING CAPACITY CLASS S ICU=36KA @ 415 V 3-POLE, LINE PROT | 172.02
3VA1150-4EF32-0KC0 | CIRCUIT BREAKER 3VA1 IEC FRAME 160 BREAKING CAPACITY CLASS S ICU=36KA @ 415 V 3-POLE, LINE PROT | 380.19
3VA2440-5HN32-0DH0 | CIRCUIT BREAKER 3VA2 IEC FRAME 630 BREAKING CAPACITY CLASS M ICU=55KA @ 415 V 3-POLE, LINE PROT | 2172.58
3VA2440-5HN32-0JC0 | CIRCUIT BREAKER 3VA2 IEC FRAME 630 BREAKING CAPACITY CLASS M ICU=55KA @ 415 V 3-POLE, LINE PROT | 2116.88
3VA2216-8KQ42-0AA0 | CIRCUIT BREAKER 3VA2 IEC FRAME 250 BREAKING CAPACITY CLASS L ICU=150KA @ 415 V 4POLE, LINE PROT | 2457.22
3VA2225-5HL32-0AB0 | CIRCUIT BREAKER 3VA2 IEC FRAME 250 BREAKING CAPACITY CLASS M ICU=55KA @ 415 V 3-POLE, LINE PROT | 1128.07
3VA2140-6JQ32-0DH0 | CIRCUIT BREAKER 3VA2 IEC FRAME 160 BREAKING CAPACITY CLASS H ICU=85KA @ 415 V 3POLE, LINE PROTE | 1511.05
3VA2140-7HL42-0AA0 | CIRCUIT BREAKER 3VA2 IEC FRAME 160 BREAKING CAPACITY CLASS C ICU=110KA @ 415 V 4POLE, LINE PROT | 660.15
3VA2116-5HN36-0HL0 | CIRCUIT BREAKER 3VA2 IEC FRAME 160 BREAKING CAPACITY CLASS M ICU=55KA @ 415 V 3-POLE, LINE PROT | 1100.21
3VA2116-5JQ32-0AB0 | CIRCUIT BREAKER 3VA2 IEC FRAME 160 BREAKING CAPACITY CLASS M ICU=55KA @ 415 V 3-POLE, LINE PROT | 1622.47
3VA2110-5KP32-0AE0 | CIRCUIT BREAKER 3VA2 IEC FRAME 160 BREAKING CAPACITY CLASS M ICU=55KA @ 415 V 3-POLE, LINE PROT | 1330.01
3VA2110-6HL32-0AC0 | CIRCUIT BREAKER 3VA2 IEC FRAME 160 BREAKING CAPACITY CLASS H ICU=85KA @ 415 V 3-POLE, LINE PROT | 644.12
3VA2110-6HN36-0JC0 | CIRCUIT BREAKER 3VA2 IEC FRAME 160 BREAKING CAPACITY CLASS H ICU=85KA @ 415 V 3-POLE, LINE PROT | 814.71
3VA2110-6HN36-0KA0 | CIRCUIT BREAKER 3VA2 IEC FRAME 160 BREAKING CAPACITY CLASS H ICU=85KA @ 415 V 3-POLE, LINE PROT | 772.93
3VA2110-6HN46-0AA0 | CIRCUIT BREAKER 3VA2 IEC FRAME 160 BREAKING CAPACITY CLASS H ICU=85KA @ 415 V 4POLE, LINE PROTE | 751.83
3VA1163-6EF32-0AE0 | CIRCUIT BREAKER 3VA1 IEC FRAME 160 BREAKING CAPACITY CLASS H ICU=70KA @ 415 V 3-POLE, LINE PROT | 392.74
3VA2340-7HN32-0CL0 | CIRCUIT BREAKER 3VA2 IEC FRAME 400 BREAKING CAPACITY CLASS C ICU=110KA @ 415 V 3-POLE, LINE PRO | 2012.42
3VA2340-7HN32-0DL0 | CIRCUIT BREAKER 3VA2 IEC FRAME 400 BREAKING CAPACITY CLASS C ICU=110KA @ 415 V 3-POLE, LINE PRO | 2012.42
3VA2340-7KQ32-0AA0 | CIRCUIT BREAKER 3VA2 IEC FRAME 400 BREAKING CAPACITY CLASS C ICU=110KA @ 415 V 3-POLE, LINE PRO | 2255.51
3VA2440-5HN32-0AA0 | CIRCUIT BREAKER 3VA2 IEC FRAME 630 BREAKING CAPACITY CLASS M ICU=55KA @ 415 V 3-POLE, LINE PROT | 1723.73
3VA2163-7HN32-0CH0 | CIRCUIT BREAKER 3VA2 IEC FRAME 160 BREAKING CAPACITY CLASS C ICU=110KA @ 415 V 3-POLE, LINE PRO | 842.57
3VA2163-7HN32-0JL0 | CIRCUIT BREAKER 3VA2 IEC FRAME 160 BREAKING CAPACITY CLASS C ICU=110KA @ 415 V 3-POLE, LINE PRO | 849.54
3VA2110-8KP32-0AA0 | CIRCUIT BREAKER 3VA2 IEC FRAME 160 BREAKING CAPACITY CLASS L ICU=150KA @ 415 V 3POLE, LINE PROT | 1246.95
3VA2110-8KP36-0AA0 | CIRCUIT BREAKER 3VA2 IEC FRAME 160 BREAKING CAPACITY CLASS L ICU=150KA @ 415 V 3POLE, LINE PROT | 1277.51
3VA2110-8KQ32-0AA0 | CIRCUIT BREAKER 3VA2 IEC FRAME 160 BREAKING CAPACITY CLASS L ICU=150KA @ 415 V 3POLE, LINE PROT | 1387.52
3VA2116-5HL32-0AA0 | CIRCUIT BREAKER 3VA2 IEC FRAME 160 BREAKING CAPACITY CLASS M ICU=55KA @ 415 V 3POLE, LINE PROTE | 702.92
3VA2116-5HL32-0AH0 | CIRCUIT BREAKER 3VA2 IEC FRAME 160 BREAKING CAPACITY CLASS M ICU=55KA @ 415 V 3-POLE, LINE PROT | 870.43
3VA2340-6HN32-0KA0 | CIRCUIT BREAKER 3VA2 IEC FRAME 400 BREAKING CAPACITY CLASS H ICU=85KA @ 415 V 3-POLE, LINE PROT | 1740.85
3VA2340-6HN32-0KL0 | CIRCUIT BREAKER 3VA2 IEC FRAME 400 BREAKING CAPACITY CLASS H ICU=85KA @ 415 V 3-POLE, LINE PROT | 1887.08
3VA2163-7JP42-0AA0 | CIRCUIT BREAKER 3VA2 IEC FRAME 160 BREAKING CAPACITY CLASS C ICU=110KA @ 415 V 4POLE, LINE PROT | 1075.8
3VA2163-7JQ32-0AA0 | CIRCUIT BREAKER 3VA2 IEC FRAME 160 BREAKING CAPACITY CLASS C ICU=110KA @ 415 V 3POLE, LINE PROT | 1173.61
3VA2163-6HN36-0HH0 | CIRCUIT BREAKER 3VA2 IEC FRAME 160 BREAKING CAPACITY CLASS H ICU=85KA @ 415 V 3-POLE, LINE PROT | 800.79
3VA2163-6HN36-0JL0 | CIRCUIT BREAKER 3VA2 IEC FRAME 160 BREAKING CAPACITY CLASS H ICU=85KA @ 415 V 3-POLE, LINE PROT | 828.65
3VA2163-6JQ32-0AA0 | CIRCUIT BREAKER 3VA2 IEC FRAME 160 BREAKING CAPACITY CLASS H ICU=85KA @ 415 V 3POLE, LINE PROTE | 1155.27
3VA2163-7HM32-0AA0 | CIRCUIT BREAKER 3VA2 IEC FRAME 160 BREAKING CAPACITY CLASS C ICU=110KA @ 415 V 3POLE, LINE PROT | 745.74
3VA2225-5KP32-0JL0 | CIRCUIT BREAKER 3VA2 IEC FRAME 250 BREAKING CAPACITY CLASS M ICU=55KA @ 415 V 3-POLE, LINE PROT | 1949.75
3VA2225-6HL32-0CA0 | CIRCUIT BREAKER 3VA2 IEC FRAME 250 BREAKING CAPACITY CLASS H ICU=85KA @ 415 V 3-POLE, LINE PROT | 1309.12
3VA2225-6HL32-0DC0 | CIRCUIT BREAKER 3VA2 IEC FRAME 250 BREAKING CAPACITY CLASS H ICU=85KA @ 415 V 3-POLE, LINE PROT | 1350.9
3VA2340-6JP32-0DA0 | CIRCUIT BREAKER 3VA2 IEC FRAME 400 BREAKING CAPACITY CLASS H ICU=85KA @ 415 V 3-POLE, LINE PROT | 2200.44
3VA2340-6JP32-0KA0 | CIRCUIT BREAKER 3VA2 IEC FRAME 400 BREAKING CAPACITY CLASS H ICU=85KA @ 415 V 3-POLE, LINE PROT | 2179.55
3VA2340-6JQ32-0DA0 | CIRCUIT BREAKER 3VA2 IEC FRAME 400 BREAKING CAPACITY CLASS H ICU=85KA @ 415 V 3-POLE, LINE PROT | 2472
3VA2340-6JQ32-0KA0 | CIRCUIT BREAKER 3VA2 IEC FRAME 400 BREAKING CAPACITY CLASS H ICU=85KA @ 415 V 3-POLE, LINE PROT | 2451.11
3VA1163-6EF36-0AD0 | CIRCUIT BREAKER 3VA1 IEC FRAME 160 BREAKING CAPACITY CLASS H ICU=70KA @ 415 V 3-POLE, LINE PROT | 390.65
3VA2140-7KQ46-0AA0 | CIRCUIT BREAKER 3VA2 IEC FRAME 160 BREAKING CAPACITY CLASS C ICU=110KA @ 415 V 4POLE, LINE PROT | 1436.44
3VA2163-5HL32-0AJ0 | CIRCUIT BREAKER 3VA2 IEC FRAME 160 BREAKING CAPACITY CLASS M ICU=55KA @ 415 V 3-POLE, LINE PROT | 603.73
3VA1196-3GD46-0AA0 | CIRCUIT BREAKER 3VA1 IEC FRAME 160 BREAKING CAPACITY CLASS N ICU=25KA @ 415 V 4-POLE, LINE PROT | 211.22
3VA2340-5HN32-0BH0 | CIRCUIT BREAKER 3VA2 IEC FRAME 400 BREAKING CAPACITY CLASS M ICU=55KA @ 415 V 3-POLE, LINE PROT | 1671.21
3VA2340-5HN42-0HC0 | CIRCUIT BREAKER 3VA2 IEC FRAME 400 BREAKING CAPACITY CLASS M ICU=55KA @ 415 V 4-POLE, LINE PROT | 2040.27
3VA2340-5HN32-0JA0 | CIRCUIT BREAKER 3VA2 IEC FRAME 400 BREAKING CAPACITY CLASS M ICU=55KA @ 415 V 3-POLE, LINE PROT | 1580.69
3VA2340-5HN42-0AH0 | CIRCUIT BREAKER 3VA2 IEC FRAME 400 BREAKING CAPACITY CLASS M ICU=55KA @ 415 V 4-POLE, LINE PROT | 1984.56
3VA2110-6HN32-0AF0 | CIRCUIT BREAKER 3VA2 IEC FRAME 160 BREAKING CAPACITY CLASS H ICU=85KA @ 415 V 3-POLE, LINE PROT | 703.31
3VA2125-6JP36-0AA0 | CIRCUIT BREAKER 3VA2 IEC FRAME 160 BREAKING CAPACITY CLASS H ICU=85KA @ 415 V 3POLE, LINE PROTE | 935.21
3VA2125-7KQ36-0AA0 | CIRCUIT BREAKER 3VA2 IEC FRAME 160 BREAKING CAPACITY CLASS C ICU=110KA @ 415 V 3POLE, LINE PROT | 1289.75
3VA2125-8HN36-0AA0 | CIRCUIT BREAKER 3VA2 IEC FRAME 160 BREAKING CAPACITY CLASS L ICU=150KA @ 415 V 3POLE, LINE PROT | 660.15
3VA1196-4EF36-0JA0 | CIRCUIT BREAKER 3VA1 IEC FRAME 160 BREAKING CAPACITY CLASS S ICU=36KA @ 415 V 3-POLE, LINE PROT | 355.84
3VA1196-5ED36-0AA0 | CIRCUIT BREAKER 3VA1 IEC FRAME 160 BREAKING CAPACITY CLASS M ICU=55KA @ 415 V 3-POLE, LINE PROT | 192.58
3VA2340-5JP32-0BL0 | CIRCUIT BREAKER 3VA2 IEC FRAME 400 BREAKING CAPACITY CLASS M ICU=55KA @ 415 V 3-POLE, LINE PROT | 2151.69
3VA9114-0KP00 | PLUG-IN UNIT COMPLETE KIT ACCESSORY FOR: CIRCUIT BREAKER, 4 POLE 3VA1 160 | 215.53
3VA9124-0KP00 | PLUG-IN UNIT COMPLETE KIT ACCESSORY FOR: CIRCUIT BREAKER, 4 POLE 3VA2 100/160/250 | 230.85
3VA9307-0NA10 | EXT. N-CURRENT TRANSFORMER FOR N-PROTECTION ACCESSORY FOR: 3VA2 IN=400/500/630 A | 337.51
3VA9324-0KD10 | DRAW-OUT UNIT CONVERTION KIT FOR MCCB ACCESSORY FOR: CIRCUIT BREAKER, 4 POLE 3VA2 400/630 | 321.64
3VA2110-6HN36-0DA0 | CIRCUIT BREAKER 3VA2 IEC FRAME 160 BREAKING CAPACITY CLASS H ICU=85KA @ 415 V 3-POLE, LINE PROT | 793.82
3VA2110-6HN36-0HH0 | CIRCUIT BREAKER 3VA2 IEC FRAME 160 BREAKING CAPACITY CLASS H ICU=85KA @ 415 V 3-POLE, LINE PROT | 849.54
3VA2110-6HN36-0JA0 | CIRCUIT BREAKER 3VA2 IEC FRAME 160 BREAKING CAPACITY CLASS H ICU=85KA @ 415 V 3-POLE, LINE PROT | 772.93
3VA9221-0WF40 | TERMINAL COVER EXTENDED 4 POLE 1 PCS. ACCESSORY FOR: 3VA2 100/160/250 | 23.29
3VA9221-0WJ30 | REAR INSULATING PLATE EXTENDED 1 PCS. ACCESSORY FOR: 3VA2 100/160/250 | 11.17
3VA2325-7JP32-0AA0 | CIRCUIT BREAKER 3VA2 IEC FRAME 400 BREAKING CAPACITY CLASS C ICU=110KA @ 415 V 3-POLE, LINE PRO | 1937.66
3VA2325-7KP42-0AA0 | CIRCUIT BREAKER 3VA2 IEC FRAME 400 BREAKING CAPACITY CLASS C ICU=110KA @ 415 V 4-POLE, LINE PRO | 2597.83
3VA2010-5JQ32-0KA0 | CIRCUIT BREAKER 3VA2 IEC FRAME 100 BREAKING CAPACITY CLASS M ICU=55KA @ 415 V 3-POLE, LINE PROT | 1357.87
3VA2010-5KP32-0AE0 | CIRCUIT BREAKER 3VA2 IEC FRAME 100 BREAKING CAPACITY CLASS M ICU=55KA @ 415 V 3-POLE, LINE PROT | 1330.01
3VA2010-5KP32-0DL0 | CIRCUIT BREAKER 3VA2 IEC FRAME 100 BREAKING CAPACITY CLASS M ICU=55KA @ 415 V 3-POLE, LINE PROT | 1469.27
3VA1116-6EF32-0DC0 | CIRCUIT BREAKER 3VA1 IEC FRAME 160 BREAKING CAPACITY CLASS H ICU=70KA @ 415 V 3-POLE, LINE PROT | 863.46
3VA1116-6EF36-0JC0 | CIRCUIT BREAKER 3VA1 IEC FRAME 160 BREAKING CAPACITY CLASS H ICU=70KA @ 415 V 3-POLE, LINE PROT | 856.49
3VA2163-7HN32-0CL0 | CIRCUIT BREAKER 3VA2 IEC FRAME 160 BREAKING CAPACITY CLASS C ICU=110KA @ 415 V 3-POLE, LINE PRO | 870.43
3VA2163-7HN32-0HL0 | CIRCUIT BREAKER 3VA2 IEC FRAME 160 BREAKING CAPACITY CLASS C ICU=110KA @ 415 V 3-POLE, LINE PRO | 849.54
3VA2110-7HN46-0AA0 | CIRCUIT BREAKER 3VA2 IEC FRAME 160 BREAKING CAPACITY CLASS C ICU=110KA @ 415 V 4POLE, LINE PROT | 800.74
3VA2110-8JQ46-0AA0 | CIRCUIT BREAKER 3VA2 IEC FRAME 160 BREAKING CAPACITY CLASS L ICU=150KA @ 415 V 4POLE, LINE PROT | 1503.68
3VA2225-5KP32-0CL0 | CIRCUIT BREAKER 3VA2 IEC FRAME 250 BREAKING CAPACITY CLASS M ICU=55KA @ 415 V 3-POLE, LINE PROT | 1984.56
3VA2116-6HN36-0AA0 | CIRCUIT BREAKER 3VA2 IEC FRAME 160 BREAKING CAPACITY CLASS H ICU=85KA @ 415 V 3POLE, LINE PROTE | 861.87
3VA2116-8HN42-0AA0 | CIRCUIT BREAKER 3VA2 IEC FRAME 160 BREAKING CAPACITY CLASS L ICU=150KA @ 415 V 4POLE, LINE PROT | 1326.39
3VA2125-5HL36-0AA0 | CIRCUIT BREAKER 3VA2 IEC FRAME 160 BREAKING CAPACITY CLASS M ICU=55KA @ 415 V 3POLE, LINE PROTE | 455.38
3VA2163-8HL32-0AA0 | CIRCUIT BREAKER 3VA2 IEC FRAME 160 BREAKING CAPACITY CLASS L ICU=150KA @ 415 V 3POLE, LINE PROT | 578.26
3VA2163-8HN46-0AA0 | CIRCUIT BREAKER 3VA2 IEC FRAME 160 BREAKING CAPACITY CLASS L ICU=150KA @ 415 V 4POLE, LINE PROT | 825.18
3VA2163-6HN36-0CA0 | CIRCUIT BREAKER 3VA2 IEC FRAME 160 BREAKING CAPACITY CLASS H ICU=85KA @ 415 V 3-POLE, LINE PROT | 752.04
3VA2163-7HM42-0AA0 | CIRCUIT BREAKER 3VA2 IEC FRAME 160 BREAKING CAPACITY CLASS C ICU=110KA @ 415 V 4POLE, LINE PROT | 880.19
3VA2163-7HN32-0AJ0 | CIRCUIT BREAKER 3VA2 IEC FRAME 160 BREAKING CAPACITY CLASS C ICU=110KA @ 415 V 3-POLE, LINE PRO | 765.98
3VA2225-6HL32-0KL0 | CIRCUIT BREAKER 3VA2 IEC FRAME 250 BREAKING CAPACITY CLASS H ICU=85KA @ 415 V 3-POLE, LINE PROT | 1371.79
3VA2225-6HN32-0AA0 | CIRCUIT BREAKER 3VA2 IEC FRAME 250 BREAKING CAPACITY CLASS H ICU=85KA @ 415 V 3POLE, LINE PROTE | 1088.02
3VL9600-8SB41 | BREAKER VL MOUNT SCREW KIT 4PCS CAT NUMBER MSKM4 | 33.11
3VA2340-6KP32-0KH0 | CIRCUIT BREAKER 3VA2 IEC FRAME 400 BREAKING CAPACITY CLASS H ICU=85KA @ 415 V 3-POLE, LINE PROT | 2478.97
3VA2340-7HL42-0AA0 | CIRCUIT BREAKER 3VA2 IEC FRAME 400 BREAKING CAPACITY CLASS C ICU=110KA @ 415 V 4-POLE, LINE PRO | 1943.77
3VA1080-3ED42-0KA0 | CIRCUIT BREAKER 3VA1 IEC FRAME 100 BREAKING CAPACITY CLASS N ICU=25KA @ 415 V 4-POLE, LINE PROT | 372.54
3VA1080-4ED32-0AC0 | CIRCUIT BREAKER 3VA1 IEC FRAME 100 BREAKING CAPACITY CLASS S ICU=36KA @ 415 V 3-POLE, LINE PROT | 273.67
3VA1110-3FF46-0AA0 | CIRCUIT BREAKER 3VA1 IEC FRAME 160 BREAKING CAPACITY CLASS N ICU=25KA @ 415 V 4-POLE, LINE PROT | 281.79
3VA1110-4EE42-0AA0 | CIRCUIT BREAKER 3VA1 IEC FRAME 160 BREAKING CAPACITY CLASS S ICU=36KA @ 415 V 4-POLE, LINE PROT | 267.56
3VA2025-5HN42-0AA0 | CIRCUIT BREAKER 3VA2 IEC FRAME 100 BREAKING CAPACITY CLASS M ICU=55KA @ 415 V 4POLE, LINE PROTE | 600.27
3VA2440-5HN32-0KC0 | CIRCUIT BREAKER 3VA2 IEC FRAME 630 BREAKING CAPACITY CLASS M ICU=55KA @ 415 V 3-POLE, LINE PROT | 2116.88
3VA1163-6EF36-0BC0 | CIRCUIT BREAKER 3VA1 IEC FRAME 160 BREAKING CAPACITY CLASS H ICU=70KA @ 415 V 3-POLE, LINE PROT | 479.09
3VA1180-3EF32-0HH0 | CIRCUIT BREAKER 3VA1 IEC FRAME 160 BREAKING CAPACITY CLASS N ICU=25KA @ 415 V 3-POLE, LINE PROT | 408.05
3VA2163-6HN32-0HC0 | CIRCUIT BREAKER 3VA2 IEC FRAME 160 BREAKING CAPACITY CLASS H ICU=85KA @ 415 V 3-POLE, LINE PROT | 752.04
3VA2163-6HN32-0KL0 | CIRCUIT BREAKER 3VA2 IEC FRAME 160 BREAKING CAPACITY CLASS H ICU=85KA @ 415 V 3-POLE, LINE PROT | 807.76
3VA2225-6HN32-0AG0 | CIRCUIT BREAKER 3VA2 IEC FRAME 250 BREAKING CAPACITY CLASS H ICU=85KA @ 415 V 3-POLE, LINE PROT | 1323.04
3VA2225-6HN32-0DH0 | CIRCUIT BREAKER 3VA2 IEC FRAME 250 BREAKING CAPACITY CLASS H ICU=85KA @ 415 V 3-POLE, LINE PROT | 1434.46
3VA2163-7HL32-0AA0 | CIRCUIT BREAKER 3VA2 IEC FRAME 160 BREAKING CAPACITY CLASS C ICU=110KA @ 415 V 3POLE, LINE PROT | 514.69
3VA2163-7HN32-0AE0 | CIRCUIT BREAKER 3VA2 IEC FRAME 160 BREAKING CAPACITY CLASS C ICU=110KA @ 415 V 3-POLE, LINE PRO | 752.04
3VA2116-6HN42-0AA0 | CIRCUIT BREAKER 3VA2 IEC FRAME 160 BREAKING CAPACITY CLASS H ICU=85KA @ 415 V 4POLE, LINE PROTE | 1075.8
3VA2116-6JP32-0AA0 | CIRCUIT BREAKER 3VA2 IEC FRAME 160 BREAKING CAPACITY CLASS H ICU=85KA @ 415 V 3POLE, LINE PROTE | 1216.4
3VA2116-7KQ42-0AA0 | CIRCUIT BREAKER 3VA2 IEC FRAME 160 BREAKING CAPACITY CLASS C ICU=110KA @ 415 V 4POLE, LINE PROT | 1864.31
3VA2116-8HN36-0AA0 | CIRCUIT BREAKER 3VA2 IEC FRAME 160 BREAKING CAPACITY CLASS L ICU=150KA @ 415 V 3POLE, LINE PROT | 1045.25
3VA2163-8JP42-0AA0 | CIRCUIT BREAKER 3VA2 IEC FRAME 160 BREAKING CAPACITY CLASS L ICU=150KA @ 415 V 4POLE, LINE PROT | 1185.82
3VA2163-8JP46-0AA0 | CIRCUIT BREAKER 3VA2 IEC FRAME 160 BREAKING CAPACITY CLASS L ICU=150KA @ 415 V 4POLE, LINE PROT | 1204.16
3VA2163-8JQ46-0AA0 | CIRCUIT BREAKER 3VA2 IEC FRAME 160 BREAKING CAPACITY CLASS L ICU=150KA @ 415 V 4POLE, LINE PROT | 1436.44
3VA2163-8KQ32-0AA0 | CIRCUIT BREAKER 3VA2 IEC FRAME 160 BREAKING CAPACITY CLASS L ICU=150KA @ 415 V 3POLE, LINE PROT | 1338.64
3VA2225-6HN32-0AB0 | CIRCUIT BREAKER 3VA2 IEC FRAME 250 BREAKING CAPACITY CLASS H ICU=85KA @ 415 V 3-POLE, LINE PROT | 1323.04
3VA2340-5KP32-0CH0 | CIRCUIT BREAKER 3VA2 IEC FRAME 400 BREAKING CAPACITY CLASS M ICU=55KA @ 415 V 3-POLE, LINE PROT | 2304.87
3VA9908-0BB24 | UNDERVOLTAGE RELEASE 120-127 V AC 50/60 HZ ACCESSORY FOR 3VA1 100/160 3VA2 100/160/250/400/630 | 82.61
3VA9908-0BD12 | UNIVERSAL RELEASE 24 V DC ACCESSORY FOR 3VA1 100/160 3VA2 100/160/250/400/630 | 147.16
3VA1120-3EE46-0AA0 | CIRCUIT BREAKER 3VA1 IEC FRAME 160 BREAKING CAPACITY CLASS N ICU=25KA @ 415 V 4-POLE, LINE PROT | 217.59
3VA1110-4EF32-0AE0 | CIRCUIT BREAKER 3VA1 IEC FRAME 160 BREAKING CAPACITY CLASS S ICU=36KA @ 415 V 3-POLE, LINE PROT | 407.36
3VA2025-5HL32-0AA0 | CIRCUIT BREAKER 3VA2 IEC FRAME 100 BREAKING CAPACITY CLASS M ICU=55KA @ 415 V 3POLE, LINE PROTE | 431.57
3VA2025-5HN32-0AA0 | CIRCUIT BREAKER 3VA2 IEC FRAME 100 BREAKING CAPACITY CLASS M ICU=55KA @ 415 V 3POLE, LINE PROTE | 487.79
3VA2025-5HN36-0AA0 | CIRCUIT BREAKER 3VA2 IEC FRAME 100 BREAKING CAPACITY CLASS M ICU=55KA @ 415 V 3POLE, LINE PROTE | 508.57
3VA1163-6EF36-0CA0 | CIRCUIT BREAKER 3VA1 IEC FRAME 160 BREAKING CAPACITY CLASS H ICU=70KA @ 415 V 3-POLE, LINE PROT | 431.03
3VA1163-6EF36-0DA0 | CIRCUIT BREAKER 3VA1 IEC FRAME 160 BREAKING CAPACITY CLASS H ICU=70KA @ 415 V 3-POLE, LINE PROT | 431.03
3VA1180-3EE42-0AA0 | CIRCUIT BREAKER 3VA1 IEC FRAME 160 BREAKING CAPACITY CLASS N ICU=25KA @ 415 V 4-POLE, LINE PROT | 213.65
3VA1180-3EF32-0AF0 | CIRCUIT BREAKER 3VA1 IEC FRAME 160 BREAKING CAPACITY CLASS N ICU=25KA @ 415 V 3-POLE, LINE PROT | 293.86
3VA1180-3EF32-0DC0 | CIRCUIT BREAKER 3VA1 IEC FRAME 160 BREAKING CAPACITY CLASS N ICU=25KA @ 415 V 3-POLE, LINE PROT | 408.75
3VA2163-6HN36-0JH0 | CIRCUIT BREAKER 3VA2 IEC FRAME 160 BREAKING CAPACITY CLASS H ICU=85KA @ 415 V 3-POLE, LINE PROT | 800.79
3VA2163-7HN32-0CC0 | CIRCUIT BREAKER 3VA2 IEC FRAME 160 BREAKING CAPACITY CLASS C ICU=110KA @ 415 V 3-POLE, LINE PRO | 807.76
3VA2163-7HN32-0DL0 | CIRCUIT BREAKER 3VA2 IEC FRAME 160 BREAKING CAPACITY CLASS C ICU=110KA @ 415 V 3-POLE, LINE PRO | 870.43
3VA2225-6HN32-0AC0 | CIRCUIT BREAKER 3VA2 IEC FRAME 250 BREAKING CAPACITY CLASS H ICU=85KA @ 415 V 3-POLE, LINE PROT | 1309.12
3VA2025-6HM46-0AA0 | CIRCUIT BREAKER 3VA2 IEC FRAME 100 BREAKING CAPACITY CLASS H ICU=85KA @ 415 V 4POLE, LINE PROTE | 861.87
3VA2025-6HN46-0AA0 | CIRCUIT BREAKER 3VA2 IEC FRAME 100 BREAKING CAPACITY CLASS H ICU=85KA @ 415 V 4POLE, LINE PROTE | 696.83
3VA1080-4ED32-0DA0 | CIRCUIT BREAKER 3VA1 IEC FRAME 100 BREAKING CAPACITY CLASS S ICU=36KA @ 415 V 3-POLE, LINE PROT | 337.04
3VA1080-4ED32-0DH0 | CIRCUIT BREAKER 3VA1 IEC FRAME 100 BREAKING CAPACITY CLASS S ICU=36KA @ 415 V 3-POLE, LINE PROT | 410.84
3VA1120-3EF32-0AC0 | CIRCUIT BREAKER 3VA1 IEC FRAME 160 BREAKING CAPACITY CLASS N ICU=25KA @ 415 V 3-POLE, LINE PROT | 274.36
3VA1110-3EF46-0AA0 | CIRCUIT BREAKER 3VA1 IEC FRAME 160 BREAKING CAPACITY CLASS N ICU=25KA @ 415 V 4-POLE, LINE PROT | 281.79
3VL9860-4TR01 | ACCESSORY FOR VL1600UL, (PG FRAME) MULTI-INFEED TERMINAL FOR CU/AL FOR 5 CONDUCTORS PER TERMINAL | 413.63
3VA2163-6HN32-0AF0 | CIRCUIT BREAKER 3VA2 IEC FRAME 160 BREAKING CAPACITY CLASS H ICU=85KA @ 415 V 3-POLE, LINE PROT | 658.04
3VA2163-6HN32-0BH0 | CIRCUIT BREAKER 3VA2 IEC FRAME 160 BREAKING CAPACITY CLASS H ICU=85KA @ 415 V 3-POLE, LINE PROT | 800.79
3VA2163-6HN32-0CC0 | CIRCUIT BREAKER 3VA2 IEC FRAME 160 BREAKING CAPACITY CLASS H ICU=85KA @ 415 V 3-POLE, LINE PROT | 772.93
3VA2225-6JP32-0AJ0 | CIRCUIT BREAKER 3VA2 IEC FRAME 250 BREAKING CAPACITY CLASS H ICU=85KA @ 415 V 3-POLE, LINE PROT | 1789.6
3VA2225-6JP32-0BC0 | CIRCUIT BREAKER 3VA2 IEC FRAME 250 BREAKING CAPACITY CLASS H ICU=85KA @ 415 V 3-POLE, LINE PROT | 1880.11
3VA2225-6JQ32-0AG0 | CIRCUIT BREAKER 3VA2 IEC FRAME 250 BREAKING CAPACITY CLASS H ICU=85KA @ 415 V 3-POLE, LINE PROT | 2005.46
3VA2225-7KP32-0AH0 | CIRCUIT BREAKER 3VA2 IEC FRAME 250 BREAKING CAPACITY CLASS C ICU=110KA @ 415 V 3-POLE, LINE PRO | 2061.16
3VA2225-7KP32-0KA0 | CIRCUIT BREAKER 3VA2 IEC FRAME 250 BREAKING CAPACITY CLASS C ICU=110KA @ 415 V 3-POLE, LINE PRO | 2068.13
3VA2225-7KP42-0AA0 | CIRCUIT BREAKER 3VA2 IEC FRAME 250 BREAKING CAPACITY CLASS C ICU=110KA @ 415 V 4POLE, LINE PROT | 2096.59
3VA2163-6HN36-0KC0 | CIRCUIT BREAKER 3VA2 IEC FRAME 160 BREAKING CAPACITY CLASS H ICU=85KA @ 415 V 3-POLE, LINE PROT | 772.93
3VL9800-4EG01 | ACCESSORY FOR CIRCUIT BREAKER 3VL71 (NG) UND 3VL81 (PG) FRONT BUSBAR CONNECTION CONSISTING OF 6 C | 1609.18
3VA2163-6HL32-0AB0 | CIRCUIT BREAKER 3VA2 IEC FRAME 160 BREAKING CAPACITY CLASS H ICU=85KA @ 415 V 3-POLE, LINE PROT | 623.93
3VA2225-7KQ42-0KK0 | CIRCUIT BREAKER 3VA2 IEC FRAME 250 BREAKING CAPACITY CLASS C ICU=110KA @ 415 V 4POLE, LINE PROT | 2729.65
3VA2225-8HM42-0AA0 | CIRCUIT BREAKER 3VA2 IEC FRAME 250 BREAKING CAPACITY CLASS L ICU=150KA @ 415 V 4POLE, LINE PROT | 1925.44
3VA2325-5HM42-0AA0 | CIRCUIT BREAKER 3VA2 IEC FRAME 400 BREAKING CAPACITY CLASS M ICU=55KA @ 415 V 4-POLE, LINE PROT | 1815.41
3VA2216-5HL32-0AB0 | CIRCUIT BREAKER 3VA2 IEC FRAME 250 BREAKING CAPACITY CLASS M ICU=55KA @ 415 V 3-POLE, LINE PROT | 1128.07
3VA2216-5HL32-0BC0 | CIRCUIT BREAKER 3VA2 IEC FRAME 250 BREAKING CAPACITY CLASS M ICU=55KA @ 415 V 3-POLE, LINE PROT | 1204.66
3VA2216-5HL32-0HL0 | CIRCUIT BREAKER 3VA2 IEC FRAME 250 BREAKING CAPACITY CLASS M ICU=55KA @ 415 V 3-POLE, LINE PROT | 1239.48
3VA2216-5HL32-0JC0 | CIRCUIT BREAKER 3VA2 IEC FRAME 250 BREAKING CAPACITY CLASS M ICU=55KA @ 415 V 3-POLE, LINE PROT | 1183.77
3VA2225-6JP32-0AC0 | CIRCUIT BREAKER 3VA2 IEC FRAME 250 BREAKING CAPACITY CLASS H ICU=85KA @ 415 V 3-POLE, LINE PROT | 1733.88
3VA2225-6JP32-0CC0 | CIRCUIT BREAKER 3VA2 IEC FRAME 250 BREAKING CAPACITY CLASS H ICU=85KA @ 415 V 3-POLE, LINE PROT | 1880.11
3VA2225-6JP32-0DC0 | CIRCUIT BREAKER 3VA2 IEC FRAME 250 BREAKING CAPACITY CLASS H ICU=85KA @ 415 V 3-POLE, LINE PROT | 1880.11
3VA2225-6JP32-0KA0 | CIRCUIT BREAKER 3VA2 IEC FRAME 250 BREAKING CAPACITY CLASS H ICU=85KA @ 415 V 3-POLE, LINE PROT | 1761.74
3VA2163-7HN32-0HC0 | CIRCUIT BREAKER 3VA2 IEC FRAME 160 BREAKING CAPACITY CLASS C ICU=110KA @ 415 V 3-POLE, LINE PRO | 786.87
3VA2325-5JQ32-0AA0 | CIRCUIT BREAKER 3VA2 IEC FRAME 400 BREAKING CAPACITY CLASS M ICU=55KA @ 415 V 3-POLE, LINE PROT | 1913.22
3VA1116-6FD42-0AA0 | CIRCUIT BREAKER 3VA1 IEC FRAME 160 BREAKING CAPACITY CLASS H ICU=70KA @ 415 V 4-POLE, LINE PROT | 597.87
3VA2225-5HN32-0AA0 | CIRCUIT BREAKER 3VA2 IEC FRAME 250 BREAKING CAPACITY CLASS M ICU=55KA @ 415 V 3POLE, LINE PROTE | 978.01
3VA9401-0QF20 | REAR CONNECTING STUDS LONG 1 PCS. ACCESSORY FOR: 3VA2 400/630 | 30.91
3VA9403-0QF00 | REAR CONNECTING STUDS 3 PCS. ACCESSORY FOR: 3VA2 400/630 | 76.58
3VA2225-5JP32-0AC0 | CIRCUIT BREAKER 3VA2 IEC FRAME 250 BREAKING CAPACITY CLASS M ICU=55KA @ 415 V 3-POLE, LINE PROT | 1594.61
3VA2340-5HN32-0AC0 | CIRCUIT BREAKER 3VA2 IEC FRAME 400 BREAKING CAPACITY CLASS M ICU=55KA @ 415 V 3-POLE, LINE PROT | 1538.91
3VA2340-5HN32-0CA0 | CIRCUIT BREAKER 3VA2 IEC FRAME 400 BREAKING CAPACITY CLASS M ICU=55KA @ 415 V 3-POLE, LINE PROT | 1601.58
3VA2340-5HN32-0KL0 | CIRCUIT BREAKER 3VA2 IEC FRAME 400 BREAKING CAPACITY CLASS M ICU=55KA @ 415 V 3-POLE, LINE PROT | 1678.18
3VA1180-6EF32-0AC0 | CIRCUIT BREAKER 3VA1 IEC FRAME 160 BREAKING CAPACITY CLASS H ICU=70KA @ 415 V 3-POLE, LINE PROT | 369.06
3VA1180-6GD46-0AA0 | CIRCUIT BREAKER 3VA1 IEC FRAME 160 BREAKING CAPACITY CLASS H ICU=70KA @ 415 V 4-POLE, LINE PROT | 295.5
3VA1196-3ED46-0AA0 | CIRCUIT BREAKER 3VA1 IEC FRAME 160 BREAKING CAPACITY CLASS N ICU=25KA @ 415 V 4-POLE, LINE PROT | 211.22
3VA2340-6HN32-0AB0 | CIRCUIT BREAKER 3VA2 IEC FRAME 400 BREAKING CAPACITY CLASS H ICU=85KA @ 415 V 3-POLE, LINE PROT | 1733.88
3VA2340-6JP32-0AJ0 | CIRCUIT BREAKER 3VA2 IEC FRAME 400 BREAKING CAPACITY CLASS H ICU=85KA @ 415 V 3-POLE, LINE PROT | 2200.44
3VA2010-6HN32-0DA0 | CIRCUIT BREAKER 3VA2 IEC FRAME 100 BREAKING CAPACITY CLASS H ICU=85KA @ 415 V 3-POLE, LINE PROT | 772.93
3VL9400-3JB01 | BREAKER VL THRU-DOOR ROT OP RED/YLW J/L | 261.66
3VA2163-6HL36-0BL0 | CIRCUIT BREAKER 3VA2 IEC FRAME 160 BREAKING CAPACITY CLASS H ICU=85KA @ 415 V 3-POLE, LINE PROT | 800.79
3VA2163-6HL36-0HH0 | CIRCUIT BREAKER 3VA2 IEC FRAME 160 BREAKING CAPACITY CLASS H ICU=85KA @ 415 V 3-POLE, LINE PROT | 738.12
3VA1163-5EE32-0BA0 | CIRCUIT BREAKER 3VA1 IEC FRAME 160 BREAKING CAPACITY CLASS M ICU=55KA @ 415 V 3-POLE, LINE PROT | 369.06
3VA1125-5EF32-0AF0 | CIRCUIT BREAKER 3VA1 IEC FRAME 160 BREAKING CAPACITY CLASS M ICU=55KA @ 415 V 3-POLE, LINE PROT | 317.52
3VA2010-6HN36-0KH0 | CIRCUIT BREAKER 3VA2 IEC FRAME 100 BREAKING CAPACITY CLASS H ICU=85KA @ 415 V 3-POLE, LINE PROT | 849.54
3VA2010-7JQ32-0AA0 | CIRCUIT BREAKER 3VA2 IEC FRAME 100 BREAKING CAPACITY CLASS C ICU=110KA @ 415 V 3POLE, LINE PROT | 1210.25
3VA2116-6HL32-0KH0 | CIRCUIT BREAKER 3VA2 IEC FRAME 160 BREAKING CAPACITY CLASS H ICU=85KA @ 415 V 3-POLE, LINE PROT | 1065.4
3VA2116-6HN32-0BL0 | CIRCUIT BREAKER 3VA2 IEC FRAME 160 BREAKING CAPACITY CLASS H ICU=85KA @ 415 V 3-POLE, LINE PROT | 1190.74
3VA2110-6HL32-0AF0 | CIRCUIT BREAKER 3VA2 IEC FRAME 160 BREAKING CAPACITY CLASS H ICU=85KA @ 415 V 3-POLE, LINE PROT | 644.12
3VA2063-8HL46-0AA0 | CIRCUIT BREAKER 3VA2 IEC FRAME 100 BREAKING CAPACITY CLASS L ICU=150KA @ 415 V 4POLE, LINE PROT | 782.41
3VA2110-5HN32-0AF0 | CIRCUIT BREAKER 3VA2 IEC FRAME 160 BREAKING CAPACITY CLASS M ICU=55KA @ 415 V 3-POLE, LINE PROT | 644.12
3VA1116-5EF32-0BH0 | CIRCUIT BREAKER 3VA1 IEC FRAME 160 BREAKING CAPACITY CLASS M ICU=55KA @ 415 V 3-POLE, LINE PROT | 821.68
3VA1116-5EF36-0AC0 | CIRCUIT BREAKER 3VA1 IEC FRAME 160 BREAKING CAPACITY CLASS M ICU=55KA @ 415 V 3-POLE, LINE PROT | 710.26
3VA2116-6HN32-0JH0 | CIRCUIT BREAKER 3VA2 IEC FRAME 160 BREAKING CAPACITY CLASS H ICU=85KA @ 415 V 3-POLE, LINE PROT | 1135.04
3VA1163-5EF32-0BH0 | CIRCUIT BREAKER 3VA1 IEC FRAME 160 BREAKING CAPACITY CLASS M ICU=55KA @ 415 V 3-POLE, LINE PROT | 457.5
3VA1163-5EF32-0JA0 | CIRCUIT BREAKER 3VA1 IEC FRAME 160 BREAKING CAPACITY CLASS M ICU=55KA @ 415 V 3-POLE, LINE PROT | 357.93
3VA2225-6JP32-0AB0 | CIRCUIT BREAKER 3VA2 IEC FRAME 250 BREAKING CAPACITY CLASS H ICU=85KA @ 415 V 3-POLE, LINE PROT | 1747.82
3VA2063-6HL32-0AB0 | CIRCUIT BREAKER 3VA2 IEC FRAME 100 BREAKING CAPACITY CLASS H ICU=85KA @ 415 V 3-POLE, LINE PROT | 623.93
3VA2225-7JQ42-0AA0 | CIRCUIT BREAKER 3VA2 IEC FRAME 250 BREAKING CAPACITY CLASS C ICU=110KA @ 415 V 4POLE, LINE PROT | 2151.62
3VA2163-7HM36-0AA0 | CIRCUIT BREAKER 3VA2 IEC FRAME 160 BREAKING CAPACITY CLASS C ICU=110KA @ 415 V 3POLE, LINE PROT | 764.05
3VA2225-6HN32-0BA0 | CIRCUIT BREAKER 3VA2 IEC FRAME 250 BREAKING CAPACITY CLASS H ICU=85KA @ 415 V 3-POLE, LINE PROT | 1357.87
3VA2225-6HN32-0CH0 | CIRCUIT BREAKER 3VA2 IEC FRAME 250 BREAKING CAPACITY CLASS H ICU=85KA @ 415 V 3-POLE, LINE PROT | 1434.46
3VL9800-3JP11 | BREAKER VL MAX FLEX HDL 3R STL NPG BLACK | 615.55
3VA2163-5KP32-0JA0 | CIRCUIT BREAKER 3VA2 IEC FRAME 160 BREAKING CAPACITY CLASS M ICU=55KA @ 415 V 3-POLE, LINE PROT | 1302.15
3VA2163-5KQ46-0AA0 | CIRCUIT BREAKER 3VA2 IEC FRAME 160 BREAKING CAPACITY CLASS M ICU=55KA @ 415 V 4POLE, LINE PROTE | 1338.64
3VA2325-5HN32-0CL0 | CIRCUIT BREAKER 3VA2 IEC FRAME 400 BREAKING CAPACITY CLASS M ICU=55KA @ 415 V 3-POLE, LINE PROT | 1712.99
3VA2063-6HL32-0DA0 | CIRCUIT BREAKER 3VA2 IEC FRAME 100 BREAKING CAPACITY CLASS H ICU=85KA @ 415 V 3-POLE, LINE PROT | 662.92
3VA2163-8KQ46-0AA0 | CIRCUIT BREAKER 3VA2 IEC FRAME 160 BREAKING CAPACITY CLASS L ICU=150KA @ 415 V 4POLE, LINE PROT | 1522.01
3VA2216-5HL32-0KL0 | CIRCUIT BREAKER 3VA2 IEC FRAME 250 BREAKING CAPACITY CLASS M ICU=55KA @ 415 V 3-POLE, LINE PROT | 1239.48
3VA2225-6JQ32-0AD0 | CIRCUIT BREAKER 3VA2 IEC FRAME 250 BREAKING CAPACITY CLASS H ICU=85KA @ 415 V 3-POLE, LINE PROT | 2005.46
3VA2225-6JQ32-0CA0 | CIRCUIT BREAKER 3VA2 IEC FRAME 250 BREAKING CAPACITY CLASS H ICU=85KA @ 415 V 3-POLE, LINE PROT | 2040.27
3VA2163-7KP32-0AA0 | CIRCUIT BREAKER 3VA2 IEC FRAME 160 BREAKING CAPACITY CLASS C ICU=110KA @ 415 V 3POLE, LINE PROT | 1143.03
3VA2063-6HN32-0AH0 | CIRCUIT BREAKER 3VA2 IEC FRAME 100 BREAKING CAPACITY CLASS H ICU=85KA @ 415 V 3-POLE, LINE PROT | 683.81
3VA2163-5JQ32-0CA0 | CIRCUIT BREAKER 3VA2 IEC FRAME 160 BREAKING CAPACITY CLASS M ICU=55KA @ 415 V 3-POLE, LINE PROT | 1357.87
3VA2163-5JQ32-0CH0 | CIRCUIT BREAKER 3VA2 IEC FRAME 160 BREAKING CAPACITY CLASS M ICU=55KA @ 415 V 3-POLE, LINE PROT | 1434.46
3VA2325-5HN32-0DC0 | CIRCUIT BREAKER 3VA2 IEC FRAME 400 BREAKING CAPACITY CLASS M ICU=55KA @ 415 V 3-POLE, LINE PROT | 1657.29
3VA2325-5HN32-0JA0 | CIRCUIT BREAKER 3VA2 IEC FRAME 400 BREAKING CAPACITY CLASS M ICU=55KA @ 415 V 3-POLE, LINE PROT | 1580.69
3VA2163-7HN32-0HA0 | CIRCUIT BREAKER 3VA2 IEC FRAME 160 BREAKING CAPACITY CLASS C ICU=110KA @ 415 V 3-POLE, LINE PRO | 738.12
3VA2163-7HN36-0AA0 | CIRCUIT BREAKER 3VA2 IEC FRAME 160 BREAKING CAPACITY CLASS C ICU=110KA @ 415 V 3POLE, LINE PROT | 592.92
3VA2163-5JQ32-0KH0 | CIRCUIT BREAKER 3VA2 IEC FRAME 160 BREAKING CAPACITY CLASS M ICU=55KA @ 415 V 3-POLE, LINE PROT | 1399.65
3VA2340-7HN32-0BC0 | CIRCUIT BREAKER 3VA2 IEC FRAME 400 BREAKING CAPACITY CLASS C ICU=110KA @ 415 V 3-POLE, LINE PRO | 1949.75
3VA2340-7HN32-0JL0 | CIRCUIT BREAKER 3VA2 IEC FRAME 400 BREAKING CAPACITY CLASS C ICU=110KA @ 415 V 3-POLE, LINE PRO | 1984.56
3VL9335-4TM21 | BREAKER VL CRIMP LUGS D/F-FR 2P CAT NUMBER 2CLF350 | 143.92
3VA2440-6HN32-0AD0 | CIRCUIT BREAKER 3VA2 IEC FRAME 630 BREAKING CAPACITY CLASS H ICU=85KA @ 415 V 3-POLE, LINE PROT | 2297.92
3VA2440-6JP32-0AA0 | CIRCUIT BREAKER 3VA2 IEC FRAME 630 BREAKING CAPACITY CLASS H ICU=85KA @ 415 V 3-POLE, LINE PROT | 2347.21
3VA2163-8KP32-0AA0 | CIRCUIT BREAKER 3VA2 IEC FRAME 160 BREAKING CAPACITY CLASS L ICU=150KA @ 415 V 3POLE, LINE PROT | 1198.03
3VA2340-7HN42-0AA0 | CIRCUIT BREAKER 3VA2 IEC FRAME 400 BREAKING CAPACITY CLASS C ICU=110KA @ 415 V 4-POLE, LINE PRO | 2047.71
3VA2025-6KP32-0AA0 | CIRCUIT BREAKER 3VA2 IEC FRAME 100 BREAKING CAPACITY CLASS H ICU=85KA @ 415 V 3POLE, LINE PROTE | 1051.17
3VA2063-5KQ46-0AA0 | CIRCUIT BREAKER 3VA2 IEC FRAME 100 BREAKING CAPACITY CLASS M ICU=55KA @ 415 V 4POLE, LINE PROTE | 1338.64
3VL9875-4TH01 | ACCESSORY FOR VL1600UL, (PG FRAME) MULTI-INFEED TERMINAL FOR CU/AL FOR 4 CONDUCTORS PER TERMINAL | 452.67
3VA2163-5KP32-0AJ0 | CIRCUIT BREAKER 3VA2 IEC FRAME 160 BREAKING CAPACITY CLASS M ICU=55KA @ 415 V 3-POLE, LINE PROT | 1323.04
3VA2163-5KP32-0BA0 | CIRCUIT BREAKER 3VA2 IEC FRAME 160 BREAKING CAPACITY CLASS M ICU=55KA @ 415 V 3-POLE, LINE PROT | 1323.04
3VA2163-5KP32-0CL0 | CIRCUIT BREAKER 3VA2 IEC FRAME 160 BREAKING CAPACITY CLASS M ICU=55KA @ 415 V 3-POLE, LINE PROT | 1434.46
3VA2163-5KP32-0HA0 | CIRCUIT BREAKER 3VA2 IEC FRAME 160 BREAKING CAPACITY CLASS M ICU=55KA @ 415 V 3-POLE, LINE PROT | 1302.15
3VA2063-6HL32-0CH0 | CIRCUIT BREAKER 3VA2 IEC FRAME 100 BREAKING CAPACITY CLASS H ICU=85KA @ 415 V 3-POLE, LINE PROT | 745.09
3VA2063-6HL32-0KC0 | CIRCUIT BREAKER 3VA2 IEC FRAME 100 BREAKING CAPACITY CLASS H ICU=85KA @ 415 V 3-POLE, LINE PROT | 687.98
3VA2063-6HM42-0AA0 | CIRCUIT BREAKER 3VA2 IEC FRAME 100 BREAKING CAPACITY CLASS H ICU=85KA @ 415 V 4POLE, LINE PROTE | 843.54
3VA2063-6HM46-0AA0 | CIRCUIT BREAKER 3VA2 IEC FRAME 100 BREAKING CAPACITY CLASS H ICU=85KA @ 415 V 4POLE, LINE PROTE | 861.87
4AM6542-1TL10-0FC0 | TRANSFORMER SITAS; PHASES:1; PN/PN(S6)(KVA):2,13 /13,3; UPRI(V):230; USEC(V):120; ISEC(A):17,75; | 1693.15
3VA2116-5HL32-0CC0 | CIRCUIT BREAKER 3VA2 IEC FRAME 160 BREAKING CAPACITY CLASS M ICU=55KA @ 415 V 3-POLE, LINE PROT | 967.92
3VA2116-5HL32-0HL0 | CIRCUIT BREAKER 3VA2 IEC FRAME 160 BREAKING CAPACITY CLASS M ICU=55KA @ 415 V 3-POLE, LINE PROT | 1002.73
3VA2063-6HN32-0DL0 | CIRCUIT BREAKER 3VA2 IEC FRAME 100 BREAKING CAPACITY CLASS H ICU=85KA @ 415 V 3-POLE, LINE PROT | 828.65
3VA2063-6HN32-0KH0 | CIRCUIT BREAKER 3VA2 IEC FRAME 100 BREAKING CAPACITY CLASS H ICU=85KA @ 415 V 3-POLE, LINE PROT | 772.93
3VA2063-6KP32-0AA0 | CIRCUIT BREAKER 3VA2 IEC FRAME 100 BREAKING CAPACITY CLASS H ICU=85KA @ 415 V 3POLE, LINE PROTE | 1051.17
3VA2163-5JP32-0HH0 | CIRCUIT BREAKER 3VA2 IEC FRAME 160 BREAKING CAPACITY CLASS M ICU=55KA @ 415 V 3-POLE, LINE PROT | 1148.96
3VA2163-6HL32-0BL0 | CIRCUIT BREAKER 3VA2 IEC FRAME 160 BREAKING CAPACITY CLASS H ICU=85KA @ 415 V 3-POLE, LINE PROT | 772.93
3VA2163-7HN32-0AF0 | CIRCUIT BREAKER 3VA2 IEC FRAME 160 BREAKING CAPACITY CLASS C ICU=110KA @ 415 V 3-POLE, LINE PRO | 695.64
3VA2163-7HN32-0BL0 | CIRCUIT BREAKER 3VA2 IEC FRAME 160 BREAKING CAPACITY CLASS C ICU=110KA @ 415 V 3-POLE, LINE PRO | 870.43
3VA2163-7HN32-0CA0 | CIRCUIT BREAKER 3VA2 IEC FRAME 160 BREAKING CAPACITY CLASS C ICU=110KA @ 415 V 3-POLE, LINE PRO | 765.98
3VA2163-7HN32-0DH0 | CIRCUIT BREAKER 3VA2 IEC FRAME 160 BREAKING CAPACITY CLASS C ICU=110KA @ 415 V 3-POLE, LINE PRO | 842.57
3VA2163-5KP32-0AH0 | CIRCUIT BREAKER 3VA2 IEC FRAME 160 BREAKING CAPACITY CLASS M ICU=55KA @ 415 V 3-POLE, LINE PROT | 1288.23
3VA2163-5KP32-0DA0 | CIRCUIT BREAKER 3VA2 IEC FRAME 160 BREAKING CAPACITY CLASS M ICU=55KA @ 415 V 3-POLE, LINE PROT | 1323.04
3VA2163-5KP32-0HH0 | CIRCUIT BREAKER 3VA2 IEC FRAME 160 BREAKING CAPACITY CLASS M ICU=55KA @ 415 V 3-POLE, LINE PROT | 1364.82
3VA2163-5KP32-0JH0 | CIRCUIT BREAKER 3VA2 IEC FRAME 160 BREAKING CAPACITY CLASS M ICU=55KA @ 415 V 3-POLE, LINE PROT | 1364.82
3VA2340-7HN32-0AG0 | CIRCUIT BREAKER 3VA2 IEC FRAME 400 BREAKING CAPACITY CLASS C ICU=110KA @ 415 V 3-POLE, LINE PRO | 1887.08
3VA2440-6HN32-0BC0 | CIRCUIT BREAKER 3VA2 IEC FRAME 630 BREAKING CAPACITY CLASS H ICU=85KA @ 415 V 3-POLE, LINE PROT | 2402.37
3VA2440-6HN32-0DA0 | CIRCUIT BREAKER 3VA2 IEC FRAME 630 BREAKING CAPACITY CLASS H ICU=85KA @ 415 V 3-POLE, LINE PROT | 2339.7
3VL9800-3JF01 | BREAKER VL HDL 3R VAR DEPTH ROT M/P-FR | 153.72
3VL9800-3JQ61 | BREAKER VL CABLE MAX FLEX 60 N/P-FR | 364.36
3VA1116-5EF42-0JH0 | CIRCUIT BREAKER 3VA1 IEC FRAME 160 BREAKING CAPACITY CLASS M ICU=55KA @ 415 V 4-POLE, LINE PROT | 988.81
3VA1120-3EF36-0DA0 | CIRCUIT BREAKER 3VA1 IEC FRAME 160 BREAKING CAPACITY CLASS N ICU=25KA @ 415 V 3-POLE, LINE PROT | 362.79
3VA1120-3EF36-0KH0 | CIRCUIT BREAKER 3VA1 IEC FRAME 160 BREAKING CAPACITY CLASS N ICU=25KA @ 415 V 3-POLE, LINE PROT | 408.75
3VA1120-4EF36-0AH0 | CIRCUIT BREAKER 3VA1 IEC FRAME 160 BREAKING CAPACITY CLASS S ICU=36KA @ 415 V 3-POLE, LINE PROT | 339.11
3VA1163-6ED32-0AA0 | CIRCUIT BREAKER 3VA1 IEC FRAME 160 BREAKING CAPACITY CLASS H ICU=70KA @ 415 V 3-POLE, LINE PROT | 192.08
3VA1163-6EF32-0BH0 | CIRCUIT BREAKER 3VA1 IEC FRAME 160 BREAKING CAPACITY CLASS H ICU=70KA @ 415 V 3-POLE, LINE PROT | 480.48
3VA2116-5KP32-0CC0 | CIRCUIT BREAKER 3VA2 IEC FRAME 160 BREAKING CAPACITY CLASS M ICU=55KA @ 415 V 3-POLE, LINE PROT | 1671.21
3VA2116-6HL32-0CA0 | CIRCUIT BREAKER 3VA2 IEC FRAME 160 BREAKING CAPACITY CLASS H ICU=85KA @ 415 V 3-POLE, LINE PROT | 1016.65
3VA2116-6HL32-0DH0 | CIRCUIT BREAKER 3VA2 IEC FRAME 160 BREAKING CAPACITY CLASS H ICU=85KA @ 415 V 3-POLE, LINE PROT | 1100.21
3VA2163-5HL46-0AA0 | CIRCUIT BREAKER 3VA2 IEC FRAME 160 BREAKING CAPACITY CLASS M ICU=55KA @ 415 V 4POLE, LINE PROTE | 576.43
3VA2163-5HM46-0AA0 | CIRCUIT BREAKER 3VA2 IEC FRAME 160 BREAKING CAPACITY CLASS M ICU=55KA @ 415 V 4POLE, LINE PROTE | 806.85
3VA1116-6GE42-0AA0 | CIRCUIT BREAKER 3VA1 IEC FRAME 160 BREAKING CAPACITY CLASS H ICU=70KA @ 415 V 4-POLE, LINE PROT | 607.62
3VA2340-5JP32-0AG0 | CIRCUIT BREAKER 3VA2 IEC FRAME 400 BREAKING CAPACITY CLASS M ICU=55KA @ 415 V 3-POLE, LINE PROT | 1984.56
3VA2340-5JP32-0JL0 | CIRCUIT BREAKER 3VA2 IEC FRAME 400 BREAKING CAPACITY CLASS M ICU=55KA @ 415 V 3-POLE, LINE PROT | 2116.88
3VA2340-5JQ32-0AD0 | CIRCUIT BREAKER 3VA2 IEC FRAME 400 BREAKING CAPACITY CLASS M ICU=55KA @ 415 V 3-POLE, LINE PROT | 2263.11
3VA1125-6EF32-0BH0 | CIRCUIT BREAKER 3VA1 IEC FRAME 160 BREAKING CAPACITY CLASS H ICU=70KA @ 415 V 3-POLE, LINE PROT | 480.48
3VA1125-6EF32-0HA0 | CIRCUIT BREAKER 3VA1 IEC FRAME 160 BREAKING CAPACITY CLASS H ICU=70KA @ 415 V 3-POLE, LINE PROT | 380.19
3VA2225-6KP32-0AH0 | CIRCUIT BREAKER 3VA2 IEC FRAME 250 BREAKING CAPACITY CLASS H ICU=85KA @ 415 V 3-POLE, LINE PROT | 1956.71
3VA2225-5JQ32-0BH0 | CIRCUIT BREAKER 3VA2 IEC FRAME 250 BREAKING CAPACITY CLASS M ICU=55KA @ 415 V 3-POLE, LINE PROT | 1984.56
3VA2225-5JQ32-0KA0 | CIRCUIT BREAKER 3VA2 IEC FRAME 250 BREAKING CAPACITY CLASS M ICU=55KA @ 415 V 3-POLE, LINE PROT | 1901
3VA1110-3GF42-0AA0 | CIRCUIT BREAKER 3VA1 IEC FRAME 160 BREAKING CAPACITY CLASS N ICU=25KA @ 415 V 4-POLE, LINE PROT | 259.73
3VA2340-6JP32-0CC0 | CIRCUIT BREAKER 3VA2 IEC FRAME 400 BREAKING CAPACITY CLASS H ICU=85KA @ 415 V 3-POLE, LINE PROT | 2270.06
3VA9111-0WG40 | TERMINAL COVER BROADENED 4 POLE 1 PCS. ACCESSORY FOR: 3VA1 100/160 | 30.91
3VA9221-0WJ40 | REAR INSULATING PLATE EXTENDED 1 PCS. ACCESSORY FOR: 3VA2 100/160/250 | 15.02
3VA9224-0JJ13 | CIRCULAR CONDUCTOR TERMINAL LARGE 4 PCS. ACCESSORY FOR: 3VA2 100/160/250 ACCESSORY FOR: 3VA2/3 | 71.12
3VA2225-5HN42-0AH0 | CIRCUIT BREAKER 3VA2 IEC FRAME 250 BREAKING CAPACITY CLASS M ICU=55KA @ 415 V 4-POLE, LINE PROT | 1511.05
3VA2110-6HL32-0AG0 | CIRCUIT BREAKER 3VA2 IEC FRAME 160 BREAKING CAPACITY CLASS H ICU=85KA @ 415 V 3-POLE, LINE PROT | 668.48
3VA2140-7HM42-0AA0 | CIRCUIT BREAKER 3VA2 IEC FRAME 160 BREAKING CAPACITY CLASS C ICU=110KA @ 415 V 4POLE, LINE PROT | 880.19
3VA2140-7JQ42-0AA0 | CIRCUIT BREAKER 3VA2 IEC FRAME 160 BREAKING CAPACITY CLASS C ICU=110KA @ 415 V 4POLE, LINE PROT | 1314.19
3VA2063-6KQ46-0AA0 | CIRCUIT BREAKER 3VA2 IEC FRAME 100 BREAKING CAPACITY CLASS H ICU=85KA @ 415 V 4POLE, LINE PROTE | 1393.65
3VA2063-7HM42-0AA0 | CIRCUIT BREAKER 3VA2 IEC FRAME 100 BREAKING CAPACITY CLASS C ICU=110KA @ 415 V 4POLE, LINE PROT | 880.19
3VA2450-6KP32-0AA0 | CIRCUIT BREAKER 3VA2 IEC FRAME 630 BREAKING CAPACITY CLASS H ICU=85KA @ 415 V 3-POLE, LINE PROT | 2524.46
3VA2325-7HM32-0AA0 | CIRCUIT BREAKER 3VA2 IEC FRAME 400 BREAKING CAPACITY CLASS C ICU=110KA @ 415 V 3-POLE, LINE PRO | 1705.37
3VA2325-7KQ42-0AA0 | CIRCUIT BREAKER 3VA2 IEC FRAME 400 BREAKING CAPACITY CLASS C ICU=110KA @ 415 V 4-POLE, LINE PRO | 2744.53
3VA2063-7JP42-0AA0 | CIRCUIT BREAKER 3VA2 IEC FRAME 100 BREAKING CAPACITY CLASS C ICU=110KA @ 415 V 4POLE, LINE PROT | 1075.8
3VA2063-8HN32-0AA0 | CIRCUIT BREAKER 3VA2 IEC FRAME 100 BREAKING CAPACITY CLASS L ICU=150KA @ 415 V 3POLE, LINE PROT | 635.69
3VA1180-3EF32-0AA0 | CIRCUIT BREAKER 3VA1 IEC FRAME 160 BREAKING CAPACITY CLASS N ICU=25KA @ 415 V 3-POLE, LINE PROT | 173.48
3VA2340-5HN32-0CC0 | CIRCUIT BREAKER 3VA2 IEC FRAME 400 BREAKING CAPACITY CLASS M ICU=55KA @ 415 V 3-POLE, LINE PROT | 1657.29
3VA2163-8HL36-0AA0 | CIRCUIT BREAKER 3VA2 IEC FRAME 160 BREAKING CAPACITY CLASS L ICU=150KA @ 415 V 3POLE, LINE PROT | 600.27
3VA2216-5HL32-0BL0 | CIRCUIT BREAKER 3VA2 IEC FRAME 250 BREAKING CAPACITY CLASS M ICU=55KA @ 415 V 3-POLE, LINE PROT | 1288.23
3VA2216-5JP32-0AA0 | CIRCUIT BREAKER 3VA2 IEC FRAME 250 BREAKING CAPACITY CLASS M ICU=55KA @ 415 V 3POLE, LINE PROTE | 1350.88
4AM3242-5CN00-0EA0 | TRANSFORMER SITAS; PHASES:1; PN/PN(S6)(KVA):0,063 /0,19; UPRI(V):440+/-5%; USEC(V):24; ISEC(A):2, | 138.32
3VA2163-6HL32-0BC0 | CIRCUIT BREAKER 3VA2 IEC FRAME 160 BREAKING CAPACITY CLASS H ICU=85KA @ 415 V 3-POLE, LINE PROT | 717.23
4AM4842-5CN00-0EA0 | TRANSFORMER SITAS; PHASES:1; PN/PN(S6)(KVA):0,5 /2; UPRI(V):440+/-5%; USEC(V):24; ISEC(A):20,8; F | 397.45
3VA2110-5HL32-0AG0 | CIRCUIT BREAKER 3VA2 IEC FRAME 160 BREAKING CAPACITY CLASS M ICU=55KA @ 415 V 3-POLE, LINE PROT | 606.51
3VA2110-5HL36-0AA0 | CIRCUIT BREAKER 3VA2 IEC FRAME 160 BREAKING CAPACITY CLASS M ICU=55KA @ 415 V 3POLE, LINE PROTE | 489.64
3VA2163-6HL32-0KL0 | CIRCUIT BREAKER 3VA2 IEC FRAME 160 BREAKING CAPACITY CLASS H ICU=85KA @ 415 V 3-POLE, LINE PROT | 752.04
3VA2163-6HL32-0CC0 | CIRCUIT BREAKER 3VA2 IEC FRAME 160 BREAKING CAPACITY CLASS H ICU=85KA @ 415 V 3-POLE, LINE PROT | 717.23
3VA2125-5HN32-0AA0 | CIRCUIT BREAKER 3VA2 IEC FRAME 160 BREAKING CAPACITY CLASS M ICU=55KA @ 415 V 3POLE, LINE PROTE | 487.79
3VA2125-7HM46-0AA0 | CIRCUIT BREAKER 3VA2 IEC FRAME 160 BREAKING CAPACITY CLASS C ICU=110KA @ 415 V 4POLE, LINE PROT | 916.9
3VA2216-6JP42-0AA0 | CIRCUIT BREAKER 3VA2 IEC FRAME 250 BREAKING CAPACITY CLASS H ICU=85KA @ 415 V 4POLE, LINE PROTE | 1809.3
3VA2216-7HL32-0AA0 | CIRCUIT BREAKER 3VA2 IEC FRAME 250 BREAKING CAPACITY CLASS C ICU=110KA @ 415 V 3POLE, LINE PROT | 1130.81
3VA2163-8KP46-0AA0 | CIRCUIT BREAKER 3VA2 IEC FRAME 160 BREAKING CAPACITY CLASS L ICU=150KA @ 415 V 4POLE, LINE PROT | 1399.74
3VA2216-5HL32-0BH0 | CIRCUIT BREAKER 3VA2 IEC FRAME 250 BREAKING CAPACITY CLASS M ICU=55KA @ 415 V 3-POLE, LINE PROT | 1225.55
3VA2110-5KP32-0HL0 | CIRCUIT BREAKER 3VA2 IEC FRAME 160 BREAKING CAPACITY CLASS M ICU=55KA @ 415 V 3-POLE, LINE PROT | 1434.46
3VA2110-5KP42-0AA0 | CIRCUIT BREAKER 3VA2 IEC FRAME 160 BREAKING CAPACITY CLASS M ICU=55KA @ 415 V 4POLE, LINE PROTE | 1210.25
3VA2125-6KP46-0AA0 | CIRCUIT BREAKER 3VA2 IEC FRAME 160 BREAKING CAPACITY CLASS H ICU=85KA @ 415 V 4POLE, LINE PROTE | 1271.39
3VA2125-8HM46-0AA0 | CIRCUIT BREAKER 3VA2 IEC FRAME 160 BREAKING CAPACITY CLASS L ICU=150KA @ 415 V 4POLE, LINE PROT | 1002.45
3VA2125-8JQ42-0AA0 | CIRCUIT BREAKER 3VA2 IEC FRAME 160 BREAKING CAPACITY CLASS L ICU=150KA @ 415 V 4POLE, LINE PROT | 1405.89
3VA2440-6HN32-0HC0 | CIRCUIT BREAKER 3VA2 IEC FRAME 630 BREAKING CAPACITY CLASS H ICU=85KA @ 415 V 3-POLE, LINE PROT | 2360.59
3VA2440-6HN32-0JA0 | CIRCUIT BREAKER 3VA2 IEC FRAME 630 BREAKING CAPACITY CLASS H ICU=85KA @ 415 V 3-POLE, LINE PROT | 2304.87
4AM3242-8MB40-0FA0 | TRANSFORMER SITAS; PHASES:1; PN/PN(S6)(KVA):0,063 /0,19; UPRI(V):440-400-230; USEC(V):48(2X24); | 163.57
3VA2063-7HN42-0AA0 | CIRCUIT BREAKER 3VA2 IEC FRAME 100 BREAKING CAPACITY CLASS C ICU=110KA @ 415 V 4POLE, LINE PROT | 709.05
3VA2440-6KP42-0AA0 | CIRCUIT BREAKER 3VA2 IEC FRAME 630 BREAKING CAPACITY CLASS H ICU=85KA @ 415 V 4-POLE, LINE PROT | 3147.93
3VA2440-7HL32-0AA0 | CIRCUIT BREAKER 3VA2 IEC FRAME 630 BREAKING CAPACITY CLASS C ICU=110KA @ 415 V 3-POLE, LINE PRO | 2017.12
3VA2450-5JQ32-0AA0 | CIRCUIT BREAKER 3VA2 IEC FRAME 630 BREAKING CAPACITY CLASS M ICU=55KA @ 415 V 3-POLE, LINE PROT | 2347.21
3VA2063-8HN36-0AA0 | CIRCUIT BREAKER 3VA2 IEC FRAME 100 BREAKING CAPACITY CLASS L ICU=150KA @ 415 V 3POLE, LINE PROT | 660.15
3VA2063-8JP46-0AA0 | CIRCUIT BREAKER 3VA2 IEC FRAME 100 BREAKING CAPACITY CLASS L ICU=150KA @ 415 V 4POLE, LINE PROT | 1204.16
3VA2063-8KP32-0AA0 | CIRCUIT BREAKER 3VA2 IEC FRAME 100 BREAKING CAPACITY CLASS L ICU=150KA @ 415 V 3POLE, LINE PROT | 1198.03
3VA1163-6EF36-0KH0 | CIRCUIT BREAKER 3VA1 IEC FRAME 160 BREAKING CAPACITY CLASS H ICU=70KA @ 415 V 3-POLE, LINE PROT | 477.69
3VA1163-6EF42-0AA0 | CIRCUIT BREAKER 3VA1 IEC FRAME 160 BREAKING CAPACITY CLASS H ICU=70KA @ 415 V 4-POLE, LINE PROT | 266.57
3VL9780-8TT01 | BREAKER VL NEUT CT 800A N MFN NUMBER NGSN800 | 2263.32
3VA2063-7HM32-0KF0 | CIRCUIT BREAKER 3VA2 IEC FRAME 100 BREAKING CAPACITY CLASS C ICU=110KA @ 415 V 3POLE, LINE PROT | 981.84
3VA2063-8HL42-0AA0 | CIRCUIT BREAKER 3VA2 IEC FRAME 100 BREAKING CAPACITY CLASS L ICU=150KA @ 415 V 4POLE, LINE PROT | 745.74
3VA2063-8HN42-0AA0 | CIRCUIT BREAKER 3VA2 IEC FRAME 100 BREAKING CAPACITY CLASS L ICU=150KA @ 415 V 4POLE, LINE PROT | 800.74
3VA2163-8HN36-0AA0 | CIRCUIT BREAKER 3VA2 IEC FRAME 160 BREAKING CAPACITY CLASS L ICU=150KA @ 415 V 3POLE, LINE PROT | 660.15
3VA2163-8JP36-0AA0 | CIRCUIT BREAKER 3VA2 IEC FRAME 160 BREAKING CAPACITY CLASS L ICU=150KA @ 415 V 3POLE, LINE PROT | 1033.03
3VA2163-8KQ42-0AA0 | CIRCUIT BREAKER 3VA2 IEC FRAME 160 BREAKING CAPACITY CLASS L ICU=150KA @ 415 V 4POLE, LINE PROT | 1485.35
3VA2216-5HL32-0AD0 | CIRCUIT BREAKER 3VA2 IEC FRAME 250 BREAKING CAPACITY CLASS M ICU=55KA @ 415 V 3-POLE, LINE PROT | 1128.07
3VA1180-3EF32-0CH0 | CIRCUIT BREAKER 3VA1 IEC FRAME 160 BREAKING CAPACITY CLASS N ICU=25KA @ 415 V 3-POLE, LINE PROT | 435.22
3VA2110-5HL36-0AJ0 | CIRCUIT BREAKER 3VA2 IEC FRAME 160 BREAKING CAPACITY CLASS M ICU=55KA @ 415 V 3-POLE, LINE PROT | 669.18
3VA2110-5HL36-0CA0 | CIRCUIT BREAKER 3VA2 IEC FRAME 160 BREAKING CAPACITY CLASS M ICU=55KA @ 415 V 3-POLE, LINE PROT | 675.45
3VA2163-6HL32-0DL0 | CIRCUIT BREAKER 3VA2 IEC FRAME 160 BREAKING CAPACITY CLASS H ICU=85KA @ 415 V 3-POLE, LINE PROT | 772.93
3VA2163-6HL32-0JC0 | CIRCUIT BREAKER 3VA2 IEC FRAME 160 BREAKING CAPACITY CLASS H ICU=85KA @ 415 V 3-POLE, LINE PROT | 687.98
3VA2216-5KP32-0AA0 | CIRCUIT BREAKER 3VA2 IEC FRAME 250 BREAKING CAPACITY CLASS M ICU=55KA @ 415 V 3POLE, LINE PROTE | 1534.24
3VA2216-6HN32-0AA0 | CIRCUIT BREAKER 3VA2 IEC FRAME 250 BREAKING CAPACITY CLASS H ICU=85KA @ 415 V 3POLE, LINE PROTE | 1088.02
3VA2163-6HL36-0CC0 | CIRCUIT BREAKER 3VA2 IEC FRAME 160 BREAKING CAPACITY CLASS H ICU=85KA @ 415 V 3-POLE, LINE PROT | 738.12
3VA2163-6HL36-0DH0 | CIRCUIT BREAKER 3VA2 IEC FRAME 160 BREAKING CAPACITY CLASS H ICU=85KA @ 415 V 3-POLE, LINE PROT | 765.98
3VA2163-6HL36-0JA0 | CIRCUIT BREAKER 3VA2 IEC FRAME 160 BREAKING CAPACITY CLASS H ICU=85KA @ 415 V 3-POLE, LINE PROT | 661.53
3VA2325-6HN32-0AC0 | CIRCUIT BREAKER 3VA2 IEC FRAME 400 BREAKING CAPACITY CLASS H ICU=85KA @ 415 V 3-POLE, LINE PROT | 1712.99
3VA2325-6HN32-0AJ0 | CIRCUIT BREAKER 3VA2 IEC FRAME 400 BREAKING CAPACITY CLASS H ICU=85KA @ 415 V 3-POLE, LINE PROT | 1768.71
3VA2325-6HN32-0BH0 | CIRCUIT BREAKER 3VA2 IEC FRAME 400 BREAKING CAPACITY CLASS H ICU=85KA @ 415 V 3-POLE, LINE PROT | 1880.11
3VA2163-7JP32-0AA0 | CIRCUIT BREAKER 3VA2 IEC FRAME 160 BREAKING CAPACITY CLASS C ICU=110KA @ 415 V 3POLE, LINE PROT | 947.45
3VA2216-5KQ42-0AA0 | CIRCUIT BREAKER 3VA2 IEC FRAME 250 BREAKING CAPACITY CLASS M ICU=55KA @ 415 V 4POLE, LINE PROTE | 1943.77
3VA2216-6KP32-0AA0 | CIRCUIT BREAKER 3VA2 IEC FRAME 250 BREAKING CAPACITY CLASS H ICU=85KA @ 415 V 3POLE, LINE PROTE | 1674.82
3VA2216-7HM32-0AA0 | CIRCUIT BREAKER 3VA2 IEC FRAME 250 BREAKING CAPACITY CLASS C ICU=110KA @ 415 V 3POLE, LINE PROT | 1350.88
3VA2216-8HN32-0AA0 | CIRCUIT BREAKER 3VA2 IEC FRAME 250 BREAKING CAPACITY CLASS L ICU=150KA @ 415 V 3POLE, LINE PROT | 1344.75
3VA2325-6HN32-0KA0 | CIRCUIT BREAKER 3VA2 IEC FRAME 400 BREAKING CAPACITY CLASS H ICU=85KA @ 415 V 3-POLE, LINE PROT | 1740.85
3VA2325-6KP32-0AA0 | CIRCUIT BREAKER 3VA2 IEC FRAME 400 BREAKING CAPACITY CLASS H ICU=85KA @ 415 V 3-POLE, LINE PROT | 2023.22
3VA2340-7KP32-0AA0 | CIRCUIT BREAKER 3VA2 IEC FRAME 400 BREAKING CAPACITY CLASS C ICU=110KA @ 415 V 3-POLE, LINE PRO | 2151.62
3VA2340-7KP42-0AA0 | CIRCUIT BREAKER 3VA2 IEC FRAME 400 BREAKING CAPACITY CLASS C ICU=110KA @ 415 V 4-POLE, LINE PRO | 2597.83
3VA2440-5HN32-0AH0 | CIRCUIT BREAKER 3VA2 IEC FRAME 630 BREAKING CAPACITY CLASS M ICU=55KA @ 415 V 3-POLE, LINE PROT | 2040.27
3VA2440-5HN32-0AJ0 | CIRCUIT BREAKER 3VA2 IEC FRAME 630 BREAKING CAPACITY CLASS M ICU=55KA @ 415 V 3-POLE, LINE PROT | 2089.02
3VA2340-5HL32-0AA0 | CIRCUIT BREAKER 3VA2 IEC FRAME 400 BREAKING CAPACITY CLASS M ICU=55KA @ 415 V 3-POLE, LINE PROT | 1204.16
3VA2340-5HN32-0AB0 | CIRCUIT BREAKER 3VA2 IEC FRAME 400 BREAKING CAPACITY CLASS M ICU=55KA @ 415 V 3-POLE, LINE PROT | 1552.83
3VA2340-5HN32-0AJ0 | CIRCUIT BREAKER 3VA2 IEC FRAME 400 BREAKING CAPACITY CLASS M ICU=55KA @ 415 V 3-POLE, LINE PROT | 1601.58
3VA2340-5HN32-0DA0 | CIRCUIT BREAKER 3VA2 IEC FRAME 400 BREAKING CAPACITY CLASS M ICU=55KA @ 415 V 3-POLE, LINE PROT | 1601.58
3VA2340-5HN32-0HC0 | CIRCUIT BREAKER 3VA2 IEC FRAME 400 BREAKING CAPACITY CLASS M ICU=55KA @ 415 V 3-POLE, LINE PROT | 1622.47
3VA2340-5HN32-0HH0 | CIRCUIT BREAKER 3VA2 IEC FRAME 400 BREAKING CAPACITY CLASS M ICU=55KA @ 415 V 3-POLE, LINE PROT | 1657.29
4AM6142-5AD40-0FA0 | TRANSFORMER SITAS; PHASES:1; PN/PN(S6)(KVA):1,6 /7,3; UPRI(V):400+/-5%; USEC(V):2X115; ISEC(A):6 | 1044.59
3VA2163-5KP42-0AA0 | CIRCUIT BREAKER 3VA2 IEC FRAME 160 BREAKING CAPACITY CLASS M ICU=55KA @ 415 V 4POLE, LINE PROTE | 1170.16
3VA2163-5KQ36-0AA0 | CIRCUIT BREAKER 3VA2 IEC FRAME 160 BREAKING CAPACITY CLASS M ICU=55KA @ 415 V 3POLE, LINE PROTE | 1204.16
3VA2225-6JQ32-0DA0 | CIRCUIT BREAKER 3VA2 IEC FRAME 250 BREAKING CAPACITY CLASS H ICU=85KA @ 415 V 3-POLE, LINE PROT | 2040.27
3VA2225-6JQ32-0DH0 | CIRCUIT BREAKER 3VA2 IEC FRAME 250 BREAKING CAPACITY CLASS H ICU=85KA @ 415 V 3-POLE, LINE PROT | 2123.83
3VA2225-6JQ32-0HL0 | CIRCUIT BREAKER 3VA2 IEC FRAME 250 BREAKING CAPACITY CLASS H ICU=85KA @ 415 V 3-POLE, LINE PROT | 2144.72
3VA2063-8KP36-0AA0 | CIRCUIT BREAKER 3VA2 IEC FRAME 100 BREAKING CAPACITY CLASS L ICU=150KA @ 415 V 3POLE, LINE PROT | 1210.25
3VA2163-6HL32-0KC0 | CIRCUIT BREAKER 3VA2 IEC FRAME 160 BREAKING CAPACITY CLASS H ICU=85KA @ 415 V 3-POLE, LINE PROT | 687.98
3VA2163-6HL36-0AF0 | CIRCUIT BREAKER 3VA2 IEC FRAME 160 BREAKING CAPACITY CLASS H ICU=85KA @ 415 V 3-POLE, LINE PROT | 621.84
3VA2163-6HL36-0BA0 | CIRCUIT BREAKER 3VA2 IEC FRAME 160 BREAKING CAPACITY CLASS H ICU=85KA @ 415 V 3-POLE, LINE PROT | 688.67
3VA2225-5HN42-0DC0 | CIRCUIT BREAKER 3VA2 IEC FRAME 250 BREAKING CAPACITY CLASS M ICU=55KA @ 415 V 4-POLE, LINE PROT | 1601.58
3VA2225-5HN42-0HH0 | CIRCUIT BREAKER 3VA2 IEC FRAME 250 BREAKING CAPACITY CLASS M ICU=55KA @ 415 V 4-POLE, LINE PROT | 1601.58
3VA2340-6KP32-0AD0 | CIRCUIT BREAKER 3VA2 IEC FRAME 400 BREAKING CAPACITY CLASS H ICU=85KA @ 415 V 3-POLE, LINE PROT | 2388.44
3VA2340-6KQ42-0AA0 | CIRCUIT BREAKER 3VA2 IEC FRAME 400 BREAKING CAPACITY CLASS H ICU=85KA @ 415 V 4-POLE, LINE PROT | 2591.72
3VA1196-5EF32-0HA0 | CIRCUIT BREAKER 3VA1 IEC FRAME 160 BREAKING CAPACITY CLASS M ICU=55KA @ 415 V 3-POLE, LINE PROT | 357.93
3VA1196-3EF32-0HH0 | CIRCUIT BREAKER 3VA1 IEC FRAME 160 BREAKING CAPACITY CLASS N ICU=25KA @ 415 V 3-POLE, LINE PROT | 389.25
3VA1196-3EF46-0AA0 | CIRCUIT BREAKER 3VA1 IEC FRAME 160 BREAKING CAPACITY CLASS N ICU=25KA @ 415 V 4-POLE, LINE PROT | 226.88
3VA1196-4EF32-0CC0 | CIRCUIT BREAKER 3VA1 IEC FRAME 160 BREAKING CAPACITY CLASS S ICU=36KA @ 415 V 3-POLE, LINE PROT | 406.66
3VA1196-4EF32-0KC0 | CIRCUIT BREAKER 3VA1 IEC FRAME 160 BREAKING CAPACITY CLASS S ICU=36KA @ 415 V 3-POLE, LINE PROT | 380.19
3VA2110-6JQ42-0AA0 | CIRCUIT BREAKER 3VA2 IEC FRAME 160 BREAKING CAPACITY CLASS H ICU=85KA @ 415 V 4POLE, LINE PROTE | 1326.39
3VA2225-5JP32-0JA0 | CIRCUIT BREAKER 3VA2 IEC FRAME 250 BREAKING CAPACITY CLASS M ICU=55KA @ 415 V 3-POLE, LINE PROT | 1622.47
3VA2225-5JQ32-0AE0 | CIRCUIT BREAKER 3VA2 IEC FRAME 250 BREAKING CAPACITY CLASS M ICU=55KA @ 415 V 3-POLE, LINE PROT | 1907.97
3VA1196-5EF32-0KA0 | CIRCUIT BREAKER 3VA1 IEC FRAME 160 BREAKING CAPACITY CLASS M ICU=55KA @ 415 V 3-POLE, LINE PROT | 357.93
3VA2025-5HL36-0AA0 | CIRCUIT BREAKER 3VA2 IEC FRAME 100 BREAKING CAPACITY CLASS M ICU=55KA @ 415 V 3POLE, LINE PROTE | 455.38
3VA2025-5JQ36-0AA0 | CIRCUIT BREAKER 3VA2 IEC FRAME 100 BREAKING CAPACITY CLASS M ICU=55KA @ 415 V 3POLE, LINE PROTE | 1112.48
3VA2010-6HN32-0BA0 | CIRCUIT BREAKER 3VA2 IEC FRAME 100 BREAKING CAPACITY CLASS H ICU=85KA @ 415 V 3-POLE, LINE PROT | 772.93
3VA2010-6HN32-0HH0 | CIRCUIT BREAKER 3VA2 IEC FRAME 100 BREAKING CAPACITY CLASS H ICU=85KA @ 415 V 3-POLE, LINE PROT | 814.71
3VA2110-7HM36-0AA0 | CIRCUIT BREAKER 3VA2 IEC FRAME 160 BREAKING CAPACITY CLASS C ICU=110KA @ 415 V 3POLE, LINE PROT | 806.85
3VA2110-7JQ46-0AA0 | CIRCUIT BREAKER 3VA2 IEC FRAME 160 BREAKING CAPACITY CLASS C ICU=110KA @ 415 V 4POLE, LINE PROT | 1405.89
3VA2110-7KQ36-0AA0 | CIRCUIT BREAKER 3VA2 IEC FRAME 160 BREAKING CAPACITY CLASS C ICU=110KA @ 415 V 3POLE, LINE PROT | 1338.64
3VA2110-6HM36-0AA0 | CIRCUIT BREAKER 3VA2 IEC FRAME 160 BREAKING CAPACITY CLASS H ICU=85KA @ 415 V 3POLE, LINE PROTE | 770.18
3VA2110-6HN32-0BA0 | CIRCUIT BREAKER 3VA2 IEC FRAME 160 BREAKING CAPACITY CLASS H ICU=85KA @ 415 V 3-POLE, LINE PROT | 772.93
3VA2225-5HL32-0DC0 | CIRCUIT BREAKER 3VA2 IEC FRAME 250 BREAKING CAPACITY CLASS M ICU=55KA @ 415 V 3-POLE, LINE PROT | 1204.66
3VA2225-5HL42-0AH0 | CIRCUIT BREAKER 3VA2 IEC FRAME 250 BREAKING CAPACITY CLASS M ICU=55KA @ 415 V 4-POLE, LINE PROT | 1455.35
3VA2225-5HN32-0JA0 | CIRCUIT BREAKER 3VA2 IEC FRAME 250 BREAKING CAPACITY CLASS M ICU=55KA @ 415 V 3-POLE, LINE PROT | 1190.74
3VA2340-6HN32-0DA0 | CIRCUIT BREAKER 3VA2 IEC FRAME 400 BREAKING CAPACITY CLASS H ICU=85KA @ 415 V 3-POLE, LINE PROT | 1768.71
3VA2225-7HN32-0AJ0 | CIRCUIT BREAKER 3VA2 IEC FRAME 250 BREAKING CAPACITY CLASS C ICU=110KA @ 415 V 3-POLE, LINE PRO | 1469.27
3VA2225-7HN32-0HA0 | CIRCUIT BREAKER 3VA2 IEC FRAME 250 BREAKING CAPACITY CLASS C ICU=110KA @ 415 V 3-POLE, LINE PRO | 1434.46
3VA2110-6KP42-0AA0 | CIRCUIT BREAKER 3VA2 IEC FRAME 160 BREAKING CAPACITY CLASS H ICU=85KA @ 415 V 4POLE, LINE PROTE | 1289.75
3VA2110-7KP32-0AA0 | CIRCUIT BREAKER 3VA2 IEC FRAME 160 BREAKING CAPACITY CLASS C ICU=110KA @ 415 V 3POLE, LINE PROT | 1185.82
3VA2163-6HL36-0DA0 | CIRCUIT BREAKER 3VA2 IEC FRAME 160 BREAKING CAPACITY CLASS H ICU=85KA @ 415 V 3-POLE, LINE PROT | 688.67
3VA2163-6HL36-0JL0 | CIRCUIT BREAKER 3VA2 IEC FRAME 160 BREAKING CAPACITY CLASS H ICU=85KA @ 415 V 3-POLE, LINE PROT | 772.93
3VA2216-7HM42-0AA0 | CIRCUIT BREAKER 3VA2 IEC FRAME 250 BREAKING CAPACITY CLASS C ICU=110KA @ 415 V 4POLE, LINE PROT | 1705.37
3VA2216-7HM42-0LE0 | CIRCUIT BREAKER 3VA2 IEC FRAME 250 BREAKING CAPACITY CLASS C ICU=110KA @ 415 V 4POLE, LINE PROT | 2263.11
3VA2216-7JP42-0AA0 | CIRCUIT BREAKER 3VA2 IEC FRAME 250 BREAKING CAPACITY CLASS C ICU=110KA @ 415 V 4POLE, LINE PROT | 1913.22
3VA2125-8HL36-0AA0 | CIRCUIT BREAKER 3VA2 IEC FRAME 160 BREAKING CAPACITY CLASS L ICU=150KA @ 415 V 3POLE, LINE PROT | 600.27
3VA2125-8HN46-0AA0 | CIRCUIT BREAKER 3VA2 IEC FRAME 160 BREAKING CAPACITY CLASS L ICU=150KA @ 415 V 4POLE, LINE PROT | 825.18
3VA2125-7JP42-0AA0 | CIRCUIT BREAKER 3VA2 IEC FRAME 160 BREAKING CAPACITY CLASS C ICU=110KA @ 415 V 4POLE, LINE PROT | 1075.8
3VA2125-7KP32-0AA0 | CIRCUIT BREAKER 3VA2 IEC FRAME 160 BREAKING CAPACITY CLASS C ICU=110KA @ 415 V 3POLE, LINE PROT | 1143.03
3VA2216-5HL32-0HC0 | CIRCUIT BREAKER 3VA2 IEC FRAME 250 BREAKING CAPACITY CLASS M ICU=55KA @ 415 V 3-POLE, LINE PROT | 1183.77
3VA2216-5HL32-0JA0 | CIRCUIT BREAKER 3VA2 IEC FRAME 250 BREAKING CAPACITY CLASS M ICU=55KA @ 415 V 3-POLE, LINE PROT | 1135.04
3VA2140-5KQ46-0AA0 | CIRCUIT BREAKER 3VA2 IEC FRAME 160 BREAKING CAPACITY CLASS M ICU=55KA @ 415 V 4POLE, LINE PROTE | 1338.64
3VA2140-6HM46-0AA0 | CIRCUIT BREAKER 3VA2 IEC FRAME 160 BREAKING CAPACITY CLASS H ICU=85KA @ 415 V 4POLE, LINE PROTE | 861.87
3VA2140-6HN36-0AA0 | CIRCUIT BREAKER 3VA2 IEC FRAME 160 BREAKING CAPACITY CLASS H ICU=85KA @ 415 V 3POLE, LINE PROTE | 558.08
3VA2450-5JQ42-0AA0 | CIRCUIT BREAKER 3VA2 IEC FRAME 630 BREAKING CAPACITY CLASS M ICU=55KA @ 415 V 4-POLE, LINE PROT | 2872.89
3VA2450-6JP42-0AA0 | CIRCUIT BREAKER 3VA2 IEC FRAME 630 BREAKING CAPACITY CLASS H ICU=85KA @ 415 V 4-POLE, LINE PROT | 2940.11
3VA2450-6KQ32-0AA0 | CIRCUIT BREAKER 3VA2 IEC FRAME 630 BREAKING CAPACITY CLASS H ICU=85KA @ 415 V 3-POLE, LINE PROT | 2640.6
3VA2340-5HN42-0DL0 | CIRCUIT BREAKER 3VA2 IEC FRAME 400 BREAKING CAPACITY CLASS M ICU=55KA @ 415 V 4-POLE, LINE PROT | 2151.69
3VA2110-5HL32-0AC0 | CIRCUIT BREAKER 3VA2 IEC FRAME 160 BREAKING CAPACITY CLASS M ICU=55KA @ 415 V 3-POLE, LINE PROT | 580.75
3VA2110-5HL32-0AE0 | CIRCUIT BREAKER 3VA2 IEC FRAME 160 BREAKING CAPACITY CLASS M ICU=55KA @ 415 V 3-POLE, LINE PROT | 631.58
3VA2340-5HN42-0AD0 | CIRCUIT BREAKER 3VA2 IEC FRAME 400 BREAKING CAPACITY CLASS M ICU=55KA @ 415 V 4-POLE, LINE PROT | 1984.56
3VA2340-5HN42-0BH0 | CIRCUIT BREAKER 3VA2 IEC FRAME 400 BREAKING CAPACITY CLASS M ICU=55KA @ 415 V 4-POLE, LINE PROT | 2095.99
4AM6142-5EL10-0FA0 | TRANSFORMER SITAS; PHASES:1; PN/PN(S6)(KVA):1,6 /7,3; UPRI(V):480+/-5%; USEC(V):120; ISEC(A):13,3 | 1027.38
3VA2110-5HL32-0DL0 | CIRCUIT BREAKER 3VA2 IEC FRAME 160 BREAKING CAPACITY CLASS M ICU=55KA @ 415 V 3-POLE, LINE PROT | 765.98
3VA2110-5HL32-0JA0 | CIRCUIT BREAKER 3VA2 IEC FRAME 160 BREAKING CAPACITY CLASS M ICU=55KA @ 415 V 3-POLE, LINE PROT | 621.14
3VA2110-5HL36-0AG0 | CIRCUIT BREAKER 3VA2 IEC FRAME 160 BREAKING CAPACITY CLASS M ICU=55KA @ 415 V 3-POLE, LINE PROT | 631.58
3VA2110-5HN32-0AD0 | CIRCUIT BREAKER 3VA2 IEC FRAME 160 BREAKING CAPACITY CLASS M ICU=55KA @ 415 V 3-POLE, LINE PROT | 668.48
3VA2110-6HN32-0AJ0 | CIRCUIT BREAKER 3VA2 IEC FRAME 160 BREAKING CAPACITY CLASS H ICU=85KA @ 415 V 3-POLE, LINE PROT | 772.93
3VA2110-5HL36-0DA0 | CIRCUIT BREAKER 3VA2 IEC FRAME 160 BREAKING CAPACITY CLASS M ICU=55KA @ 415 V 3-POLE, LINE PROT | 675.45
3VA2110-6HL32-0DA0 | CIRCUIT BREAKER 3VA2 IEC FRAME 160 BREAKING CAPACITY CLASS H ICU=85KA @ 415 V 3-POLE, LINE PROT | 710.26
3VA2110-5JQ46-0AA0 | CIRCUIT BREAKER 3VA2 IEC FRAME 160 BREAKING CAPACITY CLASS M ICU=55KA @ 415 V 4POLE, LINE PROTE | 1289.75
3VA2125-8KQ42-0AA0 | CIRCUIT BREAKER 3VA2 IEC FRAME 160 BREAKING CAPACITY CLASS L ICU=150KA @ 415 V 4POLE, LINE PROT | 1485.35
3VA2440-5HN32-0BA0 | CIRCUIT BREAKER 3VA2 IEC FRAME 630 BREAKING CAPACITY CLASS M ICU=55KA @ 415 V 3-POLE, LINE PROT | 2089.02
3VA2440-5HN32-0DA0 | CIRCUIT BREAKER 3VA2 IEC FRAME 630 BREAKING CAPACITY CLASS M ICU=55KA @ 415 V 3-POLE, LINE PROT | 2089.02
3VA2440-5HN32-0JH0 | CIRCUIT BREAKER 3VA2 IEC FRAME 630 BREAKING CAPACITY CLASS M ICU=55KA @ 415 V 3-POLE, LINE PROT | 2151.69
3VA2216-7KP42-0AA0 | CIRCUIT BREAKER 3VA2 IEC FRAME 250 BREAKING CAPACITY CLASS C ICU=110KA @ 415 V 4POLE, LINE PROT | 2096.59
4AM3242-5SL00-1EA0 | TRANSFORMER SITAS; PHASES:1; PN/PN(S6)(KVA):0,063 /0,195; UPRI(V):220+/-10%; USEC(V):20; ISEC(A): | 186.54
4AM3242-8MD40-0FA0 | TRANSFORMER SITAS; PHASES:1; PN/PN(S6)(KVA):0,063 /0,19; UPRI(V):440-400-230; USEC(V):230(2X115); | 163.57
3VL9400-3AF02 | BREAKER VL 2-AUX SW KIT THRU-DOOR JG/LG | 301.56
3VL9400-4EC31 | ACCESSORY FOR CIRCUIT BREAKER 3VL41 (JG) FRONT BUSBAR CONNECTION CONSISTING OF 3 CONNECTIONS 3 P | 242.03
3VA2340-5HN32-0KA0 | CIRCUIT BREAKER 3VA2 IEC FRAME 400 BREAKING CAPACITY CLASS M ICU=55KA @ 415 V 3-POLE, LINE PROT | 1580.69
3VL9300-3JB01 | BREAKER VL THRU-DOOR ROT OP RED/YLW D/F | 220.44
3VA2325-6HN32-0HH0 | CIRCUIT BREAKER 3VA2 IEC FRAME 400 BREAKING CAPACITY CLASS H ICU=85KA @ 415 V 3-POLE, LINE PROT | 1838.33
3VA2325-6HN32-0JH0 | CIRCUIT BREAKER 3VA2 IEC FRAME 400 BREAKING CAPACITY CLASS H ICU=85KA @ 415 V 3-POLE, LINE PROT | 1838.33
3VA2325-6HN32-0KL0 | CIRCUIT BREAKER 3VA2 IEC FRAME 400 BREAKING CAPACITY CLASS H ICU=85KA @ 415 V 3-POLE, LINE PROT | 1887.08
3VA2340-5HN32-0AE0 | CIRCUIT BREAKER 3VA2 IEC FRAME 400 BREAKING CAPACITY CLASS M ICU=55KA @ 415 V 3-POLE, LINE PROT | 1587.65
3VA2340-5JP32-0BA0 | CIRCUIT BREAKER 3VA2 IEC FRAME 400 BREAKING CAPACITY CLASS M ICU=55KA @ 415 V 3-POLE, LINE PROT | 2026.35
3VA2340-5JP32-0HC0 | CIRCUIT BREAKER 3VA2 IEC FRAME 400 BREAKING CAPACITY CLASS M ICU=55KA @ 415 V 3-POLE, LINE PROT | 2040.27
3VA2340-5JP32-0JA0 | CIRCUIT BREAKER 3VA2 IEC FRAME 400 BREAKING CAPACITY CLASS M ICU=55KA @ 415 V 3-POLE, LINE PROT | 1998.49
3VA2340-5JQ32-0AA0 | CIRCUIT BREAKER 3VA2 IEC FRAME 400 BREAKING CAPACITY CLASS M ICU=55KA @ 415 V 3-POLE, LINE PROT | 1913.22
3VA2110-6HL32-0BC0 | CIRCUIT BREAKER 3VA2 IEC FRAME 160 BREAKING CAPACITY CLASS H ICU=85KA @ 415 V 3-POLE, LINE PROT | 765.98
3VA2110-6HL32-0CA0 | CIRCUIT BREAKER 3VA2 IEC FRAME 160 BREAKING CAPACITY CLASS H ICU=85KA @ 415 V 3-POLE, LINE PROT | 710.26
3VA2110-6HL32-0HH0 | CIRCUIT BREAKER 3VA2 IEC FRAME 160 BREAKING CAPACITY CLASS H ICU=85KA @ 415 V 3-POLE, LINE PROT | 759.01
3VA2110-6HL32-0HL0 | CIRCUIT BREAKER 3VA2 IEC FRAME 160 BREAKING CAPACITY CLASS H ICU=85KA @ 415 V 3-POLE, LINE PROT | 793.82
3VA2110-6HN32-0BC0 | CIRCUIT BREAKER 3VA2 IEC FRAME 160 BREAKING CAPACITY CLASS H ICU=85KA @ 415 V 3-POLE, LINE PROT | 821.68
3VA2110-6HN32-0BH0 | CIRCUIT BREAKER 3VA2 IEC FRAME 160 BREAKING CAPACITY CLASS H ICU=85KA @ 415 V 3-POLE, LINE PROT | 849.54
3VA2110-6HN32-0BL0 | CIRCUIT BREAKER 3VA2 IEC FRAME 160 BREAKING CAPACITY CLASS H ICU=85KA @ 415 V 3-POLE, LINE PROT | 891.31
3VL9800-3AS21 | ACCESSORY FOR VL1200UL,VL1600UL (NG-FRAME AND PG-FRAME) ASSEMBLY KIT LEADING AUXILIARY SWITCHES | 44.16
3VA2340-5JP32-0HA0 | CIRCUIT BREAKER 3VA2 IEC FRAME 400 BREAKING CAPACITY CLASS M ICU=55KA @ 415 V 3-POLE, LINE PROT | 1998.49
3VA2340-5JP32-0CH0 | CIRCUIT BREAKER 3VA2 IEC FRAME 400 BREAKING CAPACITY CLASS M ICU=55KA @ 415 V 3-POLE, LINE PROT | 2095.99
3VA2340-5JP32-0KC0 | CIRCUIT BREAKER 3VA2 IEC FRAME 400 BREAKING CAPACITY CLASS M ICU=55KA @ 415 V 3-POLE, LINE PROT | 2040.27
3VA2140-5JP46-0AA0 | CIRCUIT BREAKER 3VA2 IEC FRAME 160 BREAKING CAPACITY CLASS M ICU=55KA @ 415 V 4POLE, LINE PROTE | 1008.55
3VA2163-6HN32-0JC0 | CIRCUIT BREAKER 3VA2 IEC FRAME 160 BREAKING CAPACITY CLASS H ICU=85KA @ 415 V 3-POLE, LINE PROT | 752.04
3VA2340-5JQ32-0JC0 | CIRCUIT BREAKER 3VA2 IEC FRAME 400 BREAKING CAPACITY CLASS M ICU=55KA @ 415 V 3-POLE, LINE PROT | 2304.87
3VA1116-6EE42-0AA0 | CIRCUIT BREAKER 3VA1 IEC FRAME 160 BREAKING CAPACITY CLASS H ICU=70KA @ 415 V 4-POLE, LINE PROT | 607.62
3VA1116-6EF32-0BA0 | CIRCUIT BREAKER 3VA1 IEC FRAME 160 BREAKING CAPACITY CLASS H ICU=70KA @ 415 V 3-POLE, LINE PROT | 814.71
3VA2110-6HL32-0JC0 | CIRCUIT BREAKER 3VA2 IEC FRAME 160 BREAKING CAPACITY CLASS H ICU=85KA @ 415 V 3-POLE, LINE PROT | 738.12
3VA2110-6HN36-0AE0 | CIRCUIT BREAKER 3VA2 IEC FRAME 160 BREAKING CAPACITY CLASS H ICU=85KA @ 415 V 3-POLE, LINE PROT | 779.9
3VA2110-6HN36-0DH0 | CIRCUIT BREAKER 3VA2 IEC FRAME 160 BREAKING CAPACITY CLASS H ICU=85KA @ 415 V 3-POLE, LINE PROT | 870.43
3VA2340-5KP32-0DA0 | CIRCUIT BREAKER 3VA2 IEC FRAME 400 BREAKING CAPACITY CLASS M ICU=55KA @ 415 V 3-POLE, LINE PROT | 2256.14
3VA9908-0BB22 | UNDERVOLTAGE RELEASE 60 V AC 50/60HZ ACCESSORY FOR 3VA1 100/160 3VA2 100/160/250/400/630 | 82.61
3VA1163-5EE36-0AA0 | CIRCUIT BREAKER 3VA1 IEC FRAME 160 BREAKING CAPACITY CLASS M ICU=55KA @ 415 V 3-POLE, LINE PROT | 195.52
3VA1163-5EF32-0AD0 | CIRCUIT BREAKER 3VA1 IEC FRAME 160 BREAKING CAPACITY CLASS M ICU=55KA @ 415 V 3-POLE, LINE PROT | 341.2
3VA1163-5GD46-0AA0 | CIRCUIT BREAKER 3VA1 IEC FRAME 160 BREAKING CAPACITY CLASS M ICU=55KA @ 415 V 4-POLE, LINE PROT | 249.92
4AM6442-5EJ10-0FA0 | TRANSFORMER SITAS; PHASES:1; PN/PN(S6)(KVA):2 /9,7; UPRI(V):480+/-5%; USEC(V):110; ISEC(A):18,2; | 1081.9
3VA2225-7KP32-0AA0 | CIRCUIT BREAKER 3VA2 IEC FRAME 250 BREAKING CAPACITY CLASS C ICU=110KA @ 415 V 3POLE, LINE PROT | 1742.08
3VA2163-5JQ32-0BA0 | CIRCUIT BREAKER 3VA2 IEC FRAME 160 BREAKING CAPACITY CLASS M ICU=55KA @ 415 V 3-POLE, LINE PROT | 1357.87
3VA2163-5JQ32-0JA0 | CIRCUIT BREAKER 3VA2 IEC FRAME 160 BREAKING CAPACITY CLASS M ICU=55KA @ 415 V 3-POLE, LINE PROT | 1330.01
3VA2010-7HM46-0AA0 | CIRCUIT BREAKER 3VA2 IEC FRAME 100 BREAKING CAPACITY CLASS C ICU=110KA @ 415 V 4POLE, LINE PROT | 978.01
3VA2010-8HM32-0AA0 | CIRCUIT BREAKER 3VA2 IEC FRAME 100 BREAKING CAPACITY CLASS L ICU=150KA @ 415 V 3POLE, LINE PROT | 855.76
3VA2010-8JP36-0AA0 | CIRCUIT BREAKER 3VA2 IEC FRAME 100 BREAKING CAPACITY CLASS L ICU=150KA @ 415 V 3POLE, LINE PROT | 1075.8
3VA2140-5HM46-0AA0 | CIRCUIT BREAKER 3VA2 IEC FRAME 160 BREAKING CAPACITY CLASS M ICU=55KA @ 415 V 4POLE, LINE PROTE | 806.85
3VA2225-5KP32-0AE0 | CIRCUIT BREAKER 3VA2 IEC FRAME 250 BREAKING CAPACITY CLASS M ICU=55KA @ 415 V 3-POLE, LINE PROT | 1880.11
3VA2163-5HL36-0AC0 | CIRCUIT BREAKER 3VA2 IEC FRAME 160 BREAKING CAPACITY CLASS M ICU=55KA @ 415 V 3-POLE, LINE PROT | 568.21
3VA2163-5HL36-0BH0 | CIRCUIT BREAKER 3VA2 IEC FRAME 160 BREAKING CAPACITY CLASS M ICU=55KA @ 415 V 3-POLE, LINE PROT | 710.26
3VA2225-5JP42-0AA0 | CIRCUIT BREAKER 3VA2 IEC FRAME 250 BREAKING CAPACITY CLASS M ICU=55KA @ 415 V 4POLE, LINE PROTE | 1656.51
3VA2225-5JQ32-0DL0 | CIRCUIT BREAKER 3VA2 IEC FRAME 250 BREAKING CAPACITY CLASS M ICU=55KA @ 415 V 3-POLE, LINE PROT | 2026.35
3VA2163-6HN32-0KC0 | CIRCUIT BREAKER 3VA2 IEC FRAME 160 BREAKING CAPACITY CLASS H ICU=85KA @ 415 V 3-POLE, LINE PROT | 752.04
3VA2225-5JQ32-0JL0 | CIRCUIT BREAKER 3VA2 IEC FRAME 250 BREAKING CAPACITY CLASS M ICU=55KA @ 415 V 3-POLE, LINE PROT | 1998.49
3VA2225-5KP32-0BA0 | CIRCUIT BREAKER 3VA2 IEC FRAME 250 BREAKING CAPACITY CLASS M ICU=55KA @ 415 V 3-POLE, LINE PROT | 1894.05
3VA1196-4EF36-0DH0 | CIRCUIT BREAKER 3VA1 IEC FRAME 160 BREAKING CAPACITY CLASS S ICU=36KA @ 415 V 3-POLE, LINE PROT | 456.8
3VA2216-7JQ42-0AA0 | CIRCUIT BREAKER 3VA2 IEC FRAME 250 BREAKING CAPACITY CLASS C ICU=110KA @ 415 V 4POLE, LINE PROT | 2151.62
3VA2216-5HL32-0KC0 | CIRCUIT BREAKER 3VA2 IEC FRAME 250 BREAKING CAPACITY CLASS M ICU=55KA @ 415 V 3-POLE, LINE PROT | 1183.77
3VA2216-7KQ42-0AA0 | CIRCUIT BREAKER 3VA2 IEC FRAME 250 BREAKING CAPACITY CLASS C ICU=110KA @ 415 V 4POLE, LINE PROT | 2231.07
3VA2140-5HL36-0AA0 | CIRCUIT BREAKER 3VA2 IEC FRAME 160 BREAKING CAPACITY CLASS M ICU=55KA @ 415 V 3POLE, LINE PROTE | 455.38
3VA2140-5KQ42-0AA0 | CIRCUIT BREAKER 3VA2 IEC FRAME 160 BREAKING CAPACITY CLASS M ICU=55KA @ 415 V 4POLE, LINE PROTE | 1301.97
3VA2440-7HN42-0AA0 | CIRCUIT BREAKER 3VA2 IEC FRAME 630 BREAKING CAPACITY CLASS C ICU=110KA @ 415 V 4-POLE, LINE PRO | 2781.21
3VA2450-5JP32-0AA0 | CIRCUIT BREAKER 3VA2 IEC FRAME 630 BREAKING CAPACITY CLASS M ICU=55KA @ 415 V 3-POLE, LINE PROT | 2121.04
3VA2325-5KQ32-0AA0 | CIRCUIT BREAKER 3VA2 IEC FRAME 400 BREAKING CAPACITY CLASS M ICU=55KA @ 415 V 3-POLE, LINE PROT | 2004.9
3VA2340-5HN32-0AF0 | CIRCUIT BREAKER 3VA2 IEC FRAME 400 BREAKING CAPACITY CLASS M ICU=55KA @ 415 V 3-POLE, LINE PROT | 1538.91
3VA2340-5HN42-0AG0 | CIRCUIT BREAKER 3VA2 IEC FRAME 400 BREAKING CAPACITY CLASS M ICU=55KA @ 415 V 4-POLE, LINE PROT | 1984.56
3VA2340-5HN42-0CL0 | CIRCUIT BREAKER 3VA2 IEC FRAME 400 BREAKING CAPACITY CLASS M ICU=55KA @ 415 V 4-POLE, LINE PROT | 2151.69
3VA2340-5HN42-0KH0 | CIRCUIT BREAKER 3VA2 IEC FRAME 400 BREAKING CAPACITY CLASS M ICU=55KA @ 415 V 4-POLE, LINE PROT | 2082.05
3VA2110-5HL32-0CL0 | CIRCUIT BREAKER 3VA2 IEC FRAME 160 BREAKING CAPACITY CLASS M ICU=55KA @ 415 V 3-POLE, LINE PROT | 765.98
3VA2110-5KP32-0KL0 | CIRCUIT BREAKER 3VA2 IEC FRAME 160 BREAKING CAPACITY CLASS M ICU=55KA @ 415 V 3-POLE, LINE PROT | 1434.46
3VA2110-6HL42-0AA0 | CIRCUIT BREAKER 3VA2 IEC FRAME 160 BREAKING CAPACITY CLASS H ICU=85KA @ 415 V 4POLE, LINE PROTE | 672.39
3VA2110-6HN32-0AA0 | CIRCUIT BREAKER 3VA2 IEC FRAME 160 BREAKING CAPACITY CLASS H ICU=85KA @ 415 V 3POLE, LINE PROTE | 575.79
3VA2225-6JQ32-0CH0 | CIRCUIT BREAKER 3VA2 IEC FRAME 250 BREAKING CAPACITY CLASS H ICU=85KA @ 415 V 3-POLE, LINE PROT | 2123.83
3VA2110-6HL32-0JL0 | CIRCUIT BREAKER 3VA2 IEC FRAME 160 BREAKING CAPACITY CLASS H ICU=85KA @ 415 V 3-POLE, LINE PROT | 793.82
3VA2110-6HL32-0KL0 | CIRCUIT BREAKER 3VA2 IEC FRAME 160 BREAKING CAPACITY CLASS H ICU=85KA @ 415 V 3-POLE, LINE PROT | 793.82
3VL9800-3JE01 | BREAKER VL VAR DEPTH ROT 1 3R 4X 12 NP | 314.64
3VA2216-8JP32-0AA0 | CIRCUIT BREAKER 3VA2 IEC FRAME 250 BREAKING CAPACITY CLASS L ICU=150KA @ 415 V 3POLE, LINE PROT | 1711.5
3VL9800-3JF41 | BREAKER VL HDL 4X VAR DEPTH ROT M/P-FR | 196.9
3VL9800-4EB01 | BREAKER VL LUG MOUNT BUS P-FR CAT NUMBER LMAP1600 | 2040.9
3VA2340-5HN42-0KC0 | CIRCUIT BREAKER 3VA2 IEC FRAME 400 BREAKING CAPACITY CLASS M ICU=55KA @ 415 V 4-POLE, LINE PROT | 2040.27
3VA2340-5JP32-0CC0 | CIRCUIT BREAKER 3VA2 IEC FRAME 400 BREAKING CAPACITY CLASS M ICU=55KA @ 415 V 3-POLE, LINE PROT | 2082.05
3VA2340-5JQ32-0CL0 | CIRCUIT BREAKER 3VA2 IEC FRAME 400 BREAKING CAPACITY CLASS M ICU=55KA @ 415 V 3-POLE, LINE PROT | 2416.3
3VL9300-4EC31 | ACCESSORY FOR CIRCUIT BREAKER 3VL31 (FG) FRONT BUSBAR CONNECTION CONSISTING OF 3 CONNECTIONS 3 P | 196.9
3VA9116-0SS10 | MOUNTING SCREW KIT CONSISTS OF 2 SCREWS AND NUTS, METRIC THREAD ACCESSORY FOR: CIRCUIT BREAKER, | 11.05
3VA9223-0JC13 | CIRCULAR CONDUCTOR TERMINAL 2 CABLES WITH AUXILIARY CONDUCTOR 3 PCS. ACCESSORY FOR: 3VA2 100/16 | 62.35
3VA9404-0JJ23 | CIRCULAR CONDUCTOR TERMINAL 2 CABLES 4 PCS. ACCESSORY FOR: 3VA2 400/630 | 155.91
3VA2225-5HN42-0DL0 | CIRCUIT BREAKER 3VA2 IEC FRAME 250 BREAKING CAPACITY CLASS M ICU=55KA @ 415 V 4-POLE, LINE PROT | 1664.25
3VA9111-0SS10 | MOUNTING SCREW KIT CONSISTS OF 2 SCREWS AND NUTS, METRIC THREAD ACCESSORY FOR: CIRCUIT BREAKER, | 11.05
3VA1196-5EE46-0AA0 | CIRCUIT BREAKER 3VA1 IEC FRAME 160 BREAKING CAPACITY CLASS M ICU=55KA @ 415 V 4-POLE, LINE PROT | 254.82
3VA2225-6KP32-0HL0 | CIRCUIT BREAKER 3VA2 IEC FRAME 250 BREAKING CAPACITY CLASS H ICU=85KA @ 415 V 3-POLE, LINE PROT | 2089.02
3VA2116-8KP32-0AA0 | CIRCUIT BREAKER 3VA2 IEC FRAME 160 BREAKING CAPACITY CLASS L ICU=150KA @ 415 V 3POLE, LINE PROT | 1577.01
3VA2125-5KQ36-0AA0 | CIRCUIT BREAKER 3VA2 IEC FRAME 160 BREAKING CAPACITY CLASS M ICU=55KA @ 415 V 3POLE, LINE PROTE | 1204.16
3VA2225-6HL32-0HH0 | CIRCUIT BREAKER 3VA2 IEC FRAME 250 BREAKING CAPACITY CLASS H ICU=85KA @ 415 V 3-POLE, LINE PROT | 1350.9
3VL9800-3JQ11 | BREAKER VL CABLE MAX FLEX 144 N/P-FR | 765.35
3VA2116-5HL32-0BC0 | CIRCUIT BREAKER 3VA2 IEC FRAME 160 BREAKING CAPACITY CLASS M ICU=55KA @ 415 V 3-POLE, LINE PROT | 967.92
3VA2140-5JQ42-0AA0 | CIRCUIT BREAKER 3VA2 IEC FRAME 160 BREAKING CAPACITY CLASS M ICU=55KA @ 415 V 4POLE, LINE PROTE | 1204.16
3VA2140-6HM32-0AA0 | CIRCUIT BREAKER 3VA2 IEC FRAME 160 BREAKING CAPACITY CLASS H ICU=85KA @ 415 V 3POLE, LINE PROTE | 709.05
3VA2225-7HL32-0CA0 | CIRCUIT BREAKER 3VA2 IEC FRAME 250 BREAKING CAPACITY CLASS C ICU=110KA @ 415 V 3-POLE, LINE PRO | 1378.76
3VA2225-7HL32-0KA0 | CIRCUIT BREAKER 3VA2 IEC FRAME 250 BREAKING CAPACITY CLASS C ICU=110KA @ 415 V 3-POLE, LINE PRO | 1357.87
3VA2225-5KP32-0AJ0 | CIRCUIT BREAKER 3VA2 IEC FRAME 250 BREAKING CAPACITY CLASS M ICU=55KA @ 415 V 3-POLE, LINE PROT | 1894.05
3VA2225-5KP32-0DC0 | CIRCUIT BREAKER 3VA2 IEC FRAME 250 BREAKING CAPACITY CLASS M ICU=55KA @ 415 V 3-POLE, LINE PROT | 1928.86
3VA2225-6HL32-0HL0 | CIRCUIT BREAKER 3VA2 IEC FRAME 250 BREAKING CAPACITY CLASS H ICU=85KA @ 415 V 3-POLE, LINE PROT | 1371.79
3VA2225-6HL32-0KC0 | CIRCUIT BREAKER 3VA2 IEC FRAME 250 BREAKING CAPACITY CLASS H ICU=85KA @ 415 V 3-POLE, LINE PROT | 1323.04
3VA2163-6HM36-0AA0 | CIRCUIT BREAKER 3VA2 IEC FRAME 160 BREAKING CAPACITY CLASS H ICU=85KA @ 415 V 3POLE, LINE PROTE | 727.41
4AM2642-4TT10-0FA0 | TRANSFORMER SITAS; PHASES:1; PN/PN(S6)(KVA):0,04 /0; UPRI(V):230+/-5%; USEC(V):230; ISEC(A):0,17; | 93.64
3VA2340-5JQ32-0AH0 | CIRCUIT BREAKER 3VA2 IEC FRAME 400 BREAKING CAPACITY CLASS M ICU=55KA @ 415 V 3-POLE, LINE PROT | 2263.11
3VA2340-5JQ42-0AA0 | CIRCUIT BREAKER 3VA2 IEC FRAME 400 BREAKING CAPACITY CLASS M ICU=55KA @ 415 V 4-POLE, LINE PROT | 2267.74
3VA2163-5HN36-0CH0 | CIRCUIT BREAKER 3VA2 IEC FRAME 160 BREAKING CAPACITY CLASS M ICU=55KA @ 415 V 3-POLE, LINE PROT | 772.93
3VA2163-5JP32-0AC0 | CIRCUIT BREAKER 3VA2 IEC FRAME 160 BREAKING CAPACITY CLASS M ICU=55KA @ 415 V 3-POLE, LINE PROT | 1044.51
3VA2225-7KP32-0AF0 | CIRCUIT BREAKER 3VA2 IEC FRAME 250 BREAKING CAPACITY CLASS C ICU=110KA @ 415 V 3-POLE, LINE PRO | 2033.31
3VA2225-7KP32-0CL0 | CIRCUIT BREAKER 3VA2 IEC FRAME 250 BREAKING CAPACITY CLASS C ICU=110KA @ 415 V 3-POLE, LINE PRO | 2207.39
3VA2225-8KQ42-0AA0 | CIRCUIT BREAKER 3VA2 IEC FRAME 250 BREAKING CAPACITY CLASS L ICU=150KA @ 415 V 4POLE, LINE PROT | 2457.22
3VA2116-5HL32-0DC0 | CIRCUIT BREAKER 3VA2 IEC FRAME 160 BREAKING CAPACITY CLASS M ICU=55KA @ 415 V 3-POLE, LINE PROT | 967.92
3VA2116-5HL32-0JC0 | CIRCUIT BREAKER 3VA2 IEC FRAME 160 BREAKING CAPACITY CLASS M ICU=55KA @ 415 V 3-POLE, LINE PROT | 933.09
3VA2340-5JQ42-0KC0 | CIRCUIT BREAKER 3VA2 IEC FRAME 400 BREAKING CAPACITY CLASS M ICU=55KA @ 415 V 4-POLE, LINE PROT | 2750.54
3VA2225-6JP32-0HC0 | CIRCUIT BREAKER 3VA2 IEC FRAME 250 BREAKING CAPACITY CLASS H ICU=85KA @ 415 V 3-POLE, LINE PROT | 1803.52
3VA2225-6JP32-0JH0 | CIRCUIT BREAKER 3VA2 IEC FRAME 250 BREAKING CAPACITY CLASS H ICU=85KA @ 415 V 3-POLE, LINE PROT | 1880.11
3VA2063-5KQ36-0AA0 | CIRCUIT BREAKER 3VA2 IEC FRAME 100 BREAKING CAPACITY CLASS M ICU=55KA @ 415 V 3POLE, LINE PROTE | 1204.16
3VA2063-6HL32-0AE0 | CIRCUIT BREAKER 3VA2 IEC FRAME 100 BREAKING CAPACITY CLASS H ICU=85KA @ 415 V 3-POLE, LINE PROT | 648.98
4AM6442-1TM10-0FA0 | TRANSFORMER SITAS; PHASES:1; PN/PN(S6)(KVA):2 /9,7; UPRI(V):230; USEC(V):127; ISEC(A):15,75; F(HZ | 1261.26
3VA1163-6EF32-0CH0 | CIRCUIT BREAKER 3VA1 IEC FRAME 160 BREAKING CAPACITY CLASS H ICU=70KA @ 415 V 3-POLE, LINE PROT | 480.48
3VA1163-6EF36-0AG0 | CIRCUIT BREAKER 3VA1 IEC FRAME 160 BREAKING CAPACITY CLASS H ICU=70KA @ 415 V 3-POLE, LINE PROT | 390.65
3VA2063-6HN32-0HL0 | CIRCUIT BREAKER 3VA2 IEC FRAME 100 BREAKING CAPACITY CLASS H ICU=85KA @ 415 V 3-POLE, LINE PROT | 807.76
3VA2340-7HN32-0AC0 | CIRCUIT BREAKER 3VA2 IEC FRAME 400 BREAKING CAPACITY CLASS C ICU=110KA @ 415 V 3-POLE, LINE PRO | 1873.16
3VA2440-5HN32-0AB0 | CIRCUIT BREAKER 3VA2 IEC FRAME 630 BREAKING CAPACITY CLASS M ICU=55KA @ 415 V 3-POLE, LINE PROT | 2040.27
3VA2440-5HN32-0CH0 | CIRCUIT BREAKER 3VA2 IEC FRAME 630 BREAKING CAPACITY CLASS M ICU=55KA @ 415 V 3-POLE, LINE PROT | 2172.58
3VA2163-7HN32-0BC0 | CIRCUIT BREAKER 3VA2 IEC FRAME 160 BREAKING CAPACITY CLASS C ICU=110KA @ 415 V 3-POLE, LINE PRO | 807.76
3VA2163-7HN32-0DA0 | CIRCUIT BREAKER 3VA2 IEC FRAME 160 BREAKING CAPACITY CLASS C ICU=110KA @ 415 V 3-POLE, LINE PRO | 765.98
3VA2110-7KQ46-0AA0 | CIRCUIT BREAKER 3VA2 IEC FRAME 160 BREAKING CAPACITY CLASS C ICU=110KA @ 415 V 4POLE, LINE PROT | 1485.35
3VA2225-5KP32-0AH0 | CIRCUIT BREAKER 3VA2 IEC FRAME 250 BREAKING CAPACITY CLASS M ICU=55KA @ 415 V 3-POLE, LINE PROT | 1838.33
3VA2225-5KP32-0DL0 | CIRCUIT BREAKER 3VA2 IEC FRAME 250 BREAKING CAPACITY CLASS M ICU=55KA @ 415 V 3-POLE, LINE PROT | 1984.56
3VA2116-8KQ42-0AA0 | CIRCUIT BREAKER 3VA2 IEC FRAME 160 BREAKING CAPACITY CLASS L ICU=150KA @ 415 V 4POLE, LINE PROT | 2017.12
3VA2125-5HL42-0AA0 | CIRCUIT BREAKER 3VA2 IEC FRAME 160 BREAKING CAPACITY CLASS M ICU=55KA @ 415 V 4POLE, LINE PROTE | 547.67
3VA2163-7KP46-0AA0 | CIRCUIT BREAKER 3VA2 IEC FRAME 160 BREAKING CAPACITY CLASS C ICU=110KA @ 415 V 4POLE, LINE PROT | 1308.08
3VA2163-8HM36-0AA0 | CIRCUIT BREAKER 3VA2 IEC FRAME 160 BREAKING CAPACITY CLASS L ICU=150KA @ 415 V 3POLE, LINE PROT | 825.18
3VA2163-6HN36-0BA0 | CIRCUIT BREAKER 3VA2 IEC FRAME 160 BREAKING CAPACITY CLASS H ICU=85KA @ 415 V 3-POLE, LINE PROT | 752.04
3VA2163-7HN32-0AD0 | CIRCUIT BREAKER 3VA2 IEC FRAME 160 BREAKING CAPACITY CLASS C ICU=110KA @ 415 V 3-POLE, LINE PRO | 724.2
3VA2225-6HL32-0KA0 | CIRCUIT BREAKER 3VA2 IEC FRAME 250 BREAKING CAPACITY CLASS H ICU=85KA @ 415 V 3-POLE, LINE PROT | 1267.34
3VA2225-6HM32-0AA0 | CIRCUIT BREAKER 3VA2 IEC FRAME 250 BREAKING CAPACITY CLASS H ICU=85KA @ 415 V 3POLE, LINE PROTE | 1271.39
3VL9600-8CG31 | BREAKER VL MOD.TRML SLD 3P M-FR CAT NUMBER TSLM3M | 240.07
3VA2340-6JP32-0CA0 | CIRCUIT BREAKER 3VA2 IEC FRAME 400 BREAKING CAPACITY CLASS H ICU=85KA @ 415 V 3-POLE, LINE PROT | 2200.44
3VA2340-6KP32-0AB0 | CIRCUIT BREAKER 3VA2 IEC FRAME 400 BREAKING CAPACITY CLASS H ICU=85KA @ 415 V 3-POLE, LINE PROT | 2388.44
3VA2340-6KQ32-0AA0 | CIRCUIT BREAKER 3VA2 IEC FRAME 400 BREAKING CAPACITY CLASS H ICU=85KA @ 415 V 3-POLE, LINE PROT | 2163.84
3VA1120-3EE42-0AA0 | CIRCUIT BREAKER 3VA1 IEC FRAME 160 BREAKING CAPACITY CLASS N ICU=25KA @ 415 V 4-POLE, LINE PROT | 195.02
3VA1080-3ED42-0DH0 | CIRCUIT BREAKER 3VA1 IEC FRAME 100 BREAKING CAPACITY CLASS N ICU=25KA @ 415 V 4-POLE, LINE PROT | 474.21
3VA1080-3ED46-0AA0 | CIRCUIT BREAKER 3VA1 IEC FRAME 100 BREAKING CAPACITY CLASS N ICU=25KA @ 415 V 4-POLE, LINE PROT | 222
4AM5941-8BD40-0CN4 | CONTROL CIRCUIT TRANSFORMER; PHASES:1; PN/PN(S6)(KVA):1,6 /7,781; UPRI(V):575-550-525-500-480- 4 | 1044.59
3VA1110-3FE42-0AA0 | CIRCUIT BREAKER 3VA1 IEC FRAME 160 BREAKING CAPACITY CLASS N ICU=25KA @ 415 V 4-POLE, LINE PROT | 246.97
3VA2110-6HL32-0JH0 | CIRCUIT BREAKER 3VA2 IEC FRAME 160 BREAKING CAPACITY CLASS H ICU=85KA @ 415 V 3-POLE, LINE PROT | 759.01
3VL9800-3JG01 | BREAKER VL RED HDL VAR ROT 1 3R 4X 12 MP | 153.72
3VL9800-3JJ21 | BREAKER VL SHAFT VAR DEPTH ROT 24M/P-F | 166.15
3VL9800-3JN01 | BREAKER VL MAX FLEX OPERATOR N/P-FR | 285.21
3VA9223-0QG00 | LUG TERMINAL RIGHT-ANGLED 3 PCS. ACCESSORY FOR: 3VA2 100/160/250 | 26.08
3VA9224-0JF60 | CIRCULAR CONDUCTOR TERMINAL CU 6 CABLES 4 PCS. ACCESSORY FOR: 3VA2 100/160/250 | 106.12
3VA9401-0QE10 | REAR TERMINAL FLAT SHORT 1 PCS. ACCESSORY FOR: 3VA2 400/630 | 23.01
3VA9403-0JJ23 | CIRCULAR CONDUCTOR TERMINAL 2 CABLES 3 PCS. ACCESSORY FOR: 3VA2 400/630 | 117.06
3VA9112-0JC12 | CIRCULAR CONDUCTOR TERMINAL 2 CABLES WITH AUXILIARY CONDUCTOR 2 PCS. ACCESSORY FOR: 3VA1 160 | 33.21
3VA9113-0JJ12 | CIRCULAR CONDUCTOR TERMINAL LARGE 3 PCS. ACCESSORY FOR: 3VA1 100/160 | 42.35
3VA9113-0KP00 | PLUG-IN UNIT COMPLETE KIT ACCESSORY FOR: CIRCUIT BREAKER, 3 POLE 3VA1 160 | 160.27
3VA9113-0QA00 | LUG TERMINAL 3PCS ACCESSORY FOR: 3VA1 100/160 | 15.02
4AM6542-8BD40-0FA0 | TRANSFORMER SITAS; PHASES:1; PN/PN(S6)(KVA):2,5 /15,6; UPRI(V):575-550-525-500-480- 460-440 -415 | 1535.33
3VA1020-2ED36-0JH0 | CIRCUIT BREAKER 3VA1 IEC FRAME 100 BREAKING CAPACITY CLASS B ICU=16KA @ 415 V 3-POLE, LINE PROT | 380.89
3VA1020-3ED32-0KA0 | CIRCUIT BREAKER 3VA1 IEC FRAME 100 BREAKING CAPACITY CLASS N ICU=25KA @ 415 V 3-POLE, LINE PROT | 288.98
3VA1020-3ED36-0AC0 | CIRCUIT BREAKER 3VA1 IEC FRAME 100 BREAKING CAPACITY CLASS N ICU=25KA @ 415 V 3-POLE, LINE PROT | 273.67
3VA1020-3ED36-0DA0 | CIRCUIT BREAKER 3VA1 IEC FRAME 100 BREAKING CAPACITY CLASS N ICU=25KA @ 415 V 3-POLE, LINE PROT | 337.04
3VA2110-6HN36-0AG0 | CIRCUIT BREAKER 3VA2 IEC FRAME 160 BREAKING CAPACITY CLASS H ICU=85KA @ 415 V 3-POLE, LINE PROT | 759.01
3VA2110-6HN36-0KH0 | CIRCUIT BREAKER 3VA2 IEC FRAME 160 BREAKING CAPACITY CLASS H ICU=85KA @ 415 V 3-POLE, LINE PROT | 849.54
3SK1230-2AW20 | SIRIUS SAFETY RELAY POWERSUPPLY FOR 3SK1 ADVANCED SERIES US = 115 - 230 V AC/DC SPRING-LOADED CO | 126.77
4AM3841-8BD40-0CN2 | CONTROL CIRCUIT TRANSFORMER; PHASES:1; PN/PN(S6)(KVA):0,16 /0,49; UPRI(V):575-550-525-500- 480-46 | 309.94
3VA9114-0QG00 | LUG TERMINAL RIGHT-ANGLED 4 PCS. ACCESSORY FOR: 3VA1 100/160 | 30.32
3VA9203-0QA00 | LUG TERMINAL 3PCS ACCESSORY FOR: 3VA2 100/160/250 | 16.37
3VA9204-0QF00 | REAR CONNECTING STUDS 4 PCS. ACCESSORY FOR: 3VA2 100/160/250 | 60.18
3VA9224-0JC13 | CIRCULAR CONDUCTOR TERMINAL 2 CABLES WITH AUXILIARY CONDUCTOR 4 PCS. ACCESSORY FOR: 3VA2 100/16 | 83.16
3TC4417-0LF4-ZB01 | CONTACTOR SIZE 2 2-POLE FOR RAILWAY APPLICATIONS DC-3 AND 5, 7,5A AT 750V AUXILIARY CONTACTS 21 ( | 316.52
3TC4817-0BK6 | CONTACTOR SIZE 4 2-POLE DC-3 AND 5, 75 A AUXILIARY SWITCH 22 (2NO+2NC) AC OPERATION AC 120V 60HZ | 607.4
3TC4817-0LJ8 | CONTACTOR SIZE 4 2-POLE DC-3 AND 5, 75 A W. 750 V AUX. CONTACTS 21 (2NO+1NC) OPER. RANGE 0.7...1. | 930.96
3TC5217-0AB4-ZB01 | CONTACTOR SIZE 8, 2-POLE DC-3 AND 5, 220A AUXILIARY CONTACTS 22 (2NO+2NC) DC OPERATION DC 24V MO | 1316.72
3TC5217-0AY80-0AG8 | DC CONTACTOR, 2-POLE DC-3 AND DC-5, 220 A DC OPERATION 104 V DC AUX. CONTACTS 2NO+2NC | 1186.4
3VA2225-5KP32-0AB0 | CIRCUIT BREAKER 3VA2 IEC FRAME 250 BREAKING CAPACITY CLASS M ICU=55KA @ 415 V 3-POLE, LINE PROT | 1838.33
3VA2225-5KP32-0BC0 | CIRCUIT BREAKER 3VA2 IEC FRAME 250 BREAKING CAPACITY CLASS M ICU=55KA @ 415 V 3-POLE, LINE PROT | 1928.86
3VA2225-5KP32-0HL0 | CIRCUIT BREAKER 3VA2 IEC FRAME 250 BREAKING CAPACITY CLASS M ICU=55KA @ 415 V 3-POLE, LINE PROT | 1949.75
3VL9460-4TA51 | ACCESSORY FOR VL400XUL ( LG FRAME) TERMINAL WITH SCREW CONNECTION METRIC THREAD, 30MM COMPRISES | 125.6
3VA1110-4ED36-0AA0 | CIRCUIT BREAKER 3VA1 IEC FRAME 160 BREAKING CAPACITY CLASS S ICU=36KA @ 415 V 3-POLE, LINE PROT | 218.56
3VA2025-5KQ42-0AA0 | CIRCUIT BREAKER 3VA2 IEC FRAME 100 BREAKING CAPACITY CLASS M ICU=55KA @ 415 V 4POLE, LINE PROTE | 1301.97
3VA2440-5KQ42-0AA0 | CIRCUIT BREAKER 3VA2 IEC FRAME 630 BREAKING CAPACITY CLASS M ICU=55KA @ 415 V 4-POLE, LINE PROT | 2952.33
3VA1163-6EF36-0BH0 | CIRCUIT BREAKER 3VA1 IEC FRAME 160 BREAKING CAPACITY CLASS H ICU=70KA @ 415 V 3-POLE, LINE PROT | 503.45
3VA2163-6HN32-0DC0 | CIRCUIT BREAKER 3VA2 IEC FRAME 160 BREAKING CAPACITY CLASS H ICU=85KA @ 415 V 3-POLE, LINE PROT | 772.93
3VA2163-6HN32-0JA0 | CIRCUIT BREAKER 3VA2 IEC FRAME 160 BREAKING CAPACITY CLASS H ICU=85KA @ 415 V 3-POLE, LINE PROT | 696.34
3VA2225-6HN32-0BC0 | CIRCUIT BREAKER 3VA2 IEC FRAME 250 BREAKING CAPACITY CLASS H ICU=85KA @ 415 V 3-POLE, LINE PROT | 1399.65
3VA2225-6HN32-0JL0 | CIRCUIT BREAKER 3VA2 IEC FRAME 250 BREAKING CAPACITY CLASS H ICU=85KA @ 415 V 3-POLE, LINE PROT | 1448.38
3VA2063-6HL32-0CA0 | CIRCUIT BREAKER 3VA2 IEC FRAME 100 BREAKING CAPACITY CLASS H ICU=85KA @ 415 V 3-POLE, LINE PROT | 662.92
3VA2225-7KP32-0AD0 | CIRCUIT BREAKER 3VA2 IEC FRAME 250 BREAKING CAPACITY CLASS C ICU=110KA @ 415 V 3-POLE, LINE PRO | 2061.16
3VA2163-6JQ36-0AA0 | CIRCUIT BREAKER 3VA2 IEC FRAME 160 BREAKING CAPACITY CLASS H ICU=85KA @ 415 V 3POLE, LINE PROTE | 1167.49
3VA2225-6HN32-0HH0 | CIRCUIT BREAKER 3VA2 IEC FRAME 250 BREAKING CAPACITY CLASS H ICU=85KA @ 415 V 3-POLE, LINE PROT | 1399.65
3VA2225-6JQ32-0BC0 | CIRCUIT BREAKER 3VA2 IEC FRAME 250 BREAKING CAPACITY CLASS H ICU=85KA @ 415 V 3-POLE, LINE PROT | 2095.99
3VA2163-5KP46-0AA0 | CIRCUIT BREAKER 3VA2 IEC FRAME 160 BREAKING CAPACITY CLASS M ICU=55KA @ 415 V 4POLE, LINE PROTE | 1198.03
3VA2163-6HL32-0AA0 | CIRCUIT BREAKER 3VA2 IEC FRAME 160 BREAKING CAPACITY CLASS H ICU=85KA @ 415 V 3POLE, LINE PROTE | 481.7
3VA2325-5HN32-0BC0 | CIRCUIT BREAKER 3VA2 IEC FRAME 400 BREAKING CAPACITY CLASS M ICU=55KA @ 415 V 3-POLE, LINE PROT | 1657.29
3VA2325-5HN32-0HC0 | CIRCUIT BREAKER 3VA2 IEC FRAME 400 BREAKING CAPACITY CLASS M ICU=55KA @ 415 V 3-POLE, LINE PROT | 1622.47
3VA2216-5KP42-0AA0 | CIRCUIT BREAKER 3VA2 IEC FRAME 250 BREAKING CAPACITY CLASS M ICU=55KA @ 415 V 4POLE, LINE PROTE | 1827.63
3VA2225-6JP32-0KH0 | CIRCUIT BREAKER 3VA2 IEC FRAME 250 BREAKING CAPACITY CLASS H ICU=85KA @ 415 V 3-POLE, LINE PROT | 1880.11
3VA2225-6JQ32-0AF0 | CIRCUIT BREAKER 3VA2 IEC FRAME 250 BREAKING CAPACITY CLASS H ICU=85KA @ 415 V 3-POLE, LINE PROT | 1984.56
3VA2163-7HN32-0JC0 | CIRCUIT BREAKER 3VA2 IEC FRAME 160 BREAKING CAPACITY CLASS C ICU=110KA @ 415 V 3-POLE, LINE PRO | 786.87
3VA2063-6HN32-0AF0 | CIRCUIT BREAKER 3VA2 IEC FRAME 100 BREAKING CAPACITY CLASS H ICU=85KA @ 415 V 3-POLE, LINE PROT | 658.04
3VA2063-6HN32-0BL0 | CIRCUIT BREAKER 3VA2 IEC FRAME 100 BREAKING CAPACITY CLASS H ICU=85KA @ 415 V 3-POLE, LINE PROT | 828.65
3VA2163-5JQ32-0AG0 | CIRCUIT BREAKER 3VA2 IEC FRAME 160 BREAKING CAPACITY CLASS M ICU=55KA @ 415 V 3-POLE, LINE PROT | 1323.04
3VA2163-5JQ32-0DH0 | CIRCUIT BREAKER 3VA2 IEC FRAME 160 BREAKING CAPACITY CLASS M ICU=55KA @ 415 V 3-POLE, LINE PROT | 1434.46
3VA2163-6HL32-0CL0 | CIRCUIT BREAKER 3VA2 IEC FRAME 160 BREAKING CAPACITY CLASS H ICU=85KA @ 415 V 3-POLE, LINE PROT | 772.93
3VA2325-5HN32-0HH0 | CIRCUIT BREAKER 3VA2 IEC FRAME 400 BREAKING CAPACITY CLASS M ICU=55KA @ 415 V 3-POLE, LINE PROT | 1657.29
3VA2325-5JP32-0AA0 | CIRCUIT BREAKER 3VA2 IEC FRAME 400 BREAKING CAPACITY CLASS M ICU=55KA @ 415 V 3-POLE, LINE PROT | 1687.06
3VA2325-6HN32-0CC0 | CIRCUIT BREAKER 3VA2 IEC FRAME 400 BREAKING CAPACITY CLASS H ICU=85KA @ 415 V 3-POLE, LINE PROT | 1838.33
3VA2163-7HN32-0JA0 | CIRCUIT BREAKER 3VA2 IEC FRAME 160 BREAKING CAPACITY CLASS C ICU=110KA @ 415 V 3-POLE, LINE PRO | 738.12
3VA9111-0WF30 | TERMINAL COVER EXTENDED 3 POLE 1 PCS. ACCESSORY FOR: 3VA1 100/160 | 14.7
3VA9113-0RL20 | RCD- MODULE RCD520 BASIC RCD TYPE A LOAD SIDE MOUNTED ADJUSTABLE 0,03...5A AT 50/60HZ ADJUSTA | 716.6
3VA1020-2ED36-0AH0 | CIRCUIT BREAKER 3VA1 IEC FRAME 100 BREAKING CAPACITY CLASS B ICU=16KA @ 415 V 3-POLE, LINE PROT | 291.77
3VA1020-2ED36-0CH0 | CIRCUIT BREAKER 3VA1 IEC FRAME 100 BREAKING CAPACITY CLASS B ICU=16KA @ 415 V 3-POLE, LINE PROT | 407.36
3VA1020-3ED36-0HA0 | CIRCUIT BREAKER 3VA1 IEC FRAME 100 BREAKING CAPACITY CLASS N ICU=25KA @ 415 V 3-POLE, LINE PROT | 311.96
3VA1020-4ED32-0AE0 | CIRCUIT BREAKER 3VA1 IEC FRAME 100 BREAKING CAPACITY CLASS S ICU=36KA @ 415 V 3-POLE, LINE PROT | 303.6
3VA2110-6HN32-0HL0 | CIRCUIT BREAKER 3VA2 IEC FRAME 160 BREAKING CAPACITY CLASS H ICU=85KA @ 415 V 3-POLE, LINE PROT | 856.49
3VA2110-6HN36-0AF0 | CIRCUIT BREAKER 3VA2 IEC FRAME 160 BREAKING CAPACITY CLASS H ICU=85KA @ 415 V 3-POLE, LINE PROT | 731.15
3VA1020-4ED32-0BC0 | CIRCUIT BREAKER 3VA1 IEC FRAME 100 BREAKING CAPACITY CLASS S ICU=36KA @ 415 V 3-POLE, LINE PROT | 368.36
3SK1211-1BB00 | SIRIUS SAFETY RELAY OUTPUT EXTENSION 4RO WITH RELAY ENABLING CIRCUITS 4 NO CONTACTS + RELAY FEED | 184
3SK1213-2AJ20 | SIRIUS SAFETY RELAY OUTPUT EXTENSION 3RO POWER, WITH RELAY ENABLING CIRCUITS 3 NO CONTACTS + RE | 269.52
3VA9114-0QF00 | REAR CONNECTING STUDS 4 PCS. ACCESSORY FOR: 3VA1 100/160 | 47.15
3VA9224-0QG00 | LUG TERMINAL RIGHT-ANGLED 4 PCS. ACCESSORY FOR: 3VA2 100/160/250 | 34.84
3VA2225-5HN42-0BL0 | CIRCUIT BREAKER 3VA2 IEC FRAME 250 BREAKING CAPACITY CLASS M ICU=55KA @ 415 V 4-POLE, LINE PROT | 1664.25
3VA2225-5JP32-0DL0 | CIRCUIT BREAKER 3VA2 IEC FRAME 250 BREAKING CAPACITY CLASS M ICU=55KA @ 415 V 3-POLE, LINE PROT | 1761.74
3VA2225-5JQ32-0DC0 | CIRCUIT BREAKER 3VA2 IEC FRAME 250 BREAKING CAPACITY CLASS M ICU=55KA @ 415 V 3-POLE, LINE PROT | 1956.71
4AM3442-5AF00-0EA0 | TRANSFORMER SITAS; PHASES:1; PN/PN(S6)(KVA):0,1 /0,31; UPRI(V):400+/-5%; USEC(V):12; ISEC(A):8,33 | 170.75
3VA2225-5KP32-0KL0 | CIRCUIT BREAKER 3VA2 IEC FRAME 250 BREAKING CAPACITY CLASS M ICU=55KA @ 415 V 3-POLE, LINE PROT | 1949.75
3VA2225-5KQ42-0AA0 | CIRCUIT BREAKER 3VA2 IEC FRAME 250 BREAKING CAPACITY CLASS M ICU=55KA @ 415 V 4POLE, LINE PROTE | 1943.77
3VA2225-5JP32-0CC0 | CIRCUIT BREAKER 3VA2 IEC FRAME 250 BREAKING CAPACITY CLASS M ICU=55KA @ 415 V 3-POLE, LINE PROT | 1692.1
3VA2225-5JP32-0DH0 | CIRCUIT BREAKER 3VA2 IEC FRAME 250 BREAKING CAPACITY CLASS M ICU=55KA @ 415 V 3-POLE, LINE PROT | 1719.96
3VA2340-5JQ32-0KH0 | CIRCUIT BREAKER 3VA2 IEC FRAME 400 BREAKING CAPACITY CLASS M ICU=55KA @ 415 V 3-POLE, LINE PROT | 2339.7
3VA2340-5JQ42-0AB0 | CIRCUIT BREAKER 3VA2 IEC FRAME 400 BREAKING CAPACITY CLASS M ICU=55KA @ 415 V 4-POLE, LINE PROT | 2680.9
3VA2225-5JQ32-0BL0 | CIRCUIT BREAKER 3VA2 IEC FRAME 250 BREAKING CAPACITY CLASS M ICU=55KA @ 415 V 3-POLE, LINE PROT | 2026.35
3VA2140-5HN46-0AA0 | CIRCUIT BREAKER 3VA2 IEC FRAME 160 BREAKING CAPACITY CLASS M ICU=55KA @ 415 V 4POLE, LINE PROTE | 635.69
3VA2140-6HL42-0AA0 | CIRCUIT BREAKER 3VA2 IEC FRAME 160 BREAKING CAPACITY CLASS H ICU=85KA @ 415 V 4POLE, LINE PROTE | 611.25
3VA2163-6HN32-0DL0 | CIRCUIT BREAKER 3VA2 IEC FRAME 160 BREAKING CAPACITY CLASS H ICU=85KA @ 415 V 3-POLE, LINE PROT | 828.65
3VA2163-6HN32-0JH0 | CIRCUIT BREAKER 3VA2 IEC FRAME 160 BREAKING CAPACITY CLASS H ICU=85KA @ 415 V 3-POLE, LINE PROT | 772.93
3VA2110-6KP32-0AA0 | CIRCUIT BREAKER 3VA2 IEC FRAME 160 BREAKING CAPACITY CLASS H ICU=85KA @ 415 V 3POLE, LINE PROTE | 1097.46
3VA2110-7HM42-0AA0 | CIRCUIT BREAKER 3VA2 IEC FRAME 160 BREAKING CAPACITY CLASS C ICU=110KA @ 415 V 4POLE, LINE PROT | 935.21
3VA2110-7KQ32-0AA0 | CIRCUIT BREAKER 3VA2 IEC FRAME 160 BREAKING CAPACITY CLASS C ICU=110KA @ 415 V 3POLE, LINE PROT | 1314.19
3VA2340-5JQ32-0AB0 | CIRCUIT BREAKER 3VA2 IEC FRAME 400 BREAKING CAPACITY CLASS M ICU=55KA @ 415 V 3-POLE, LINE PROT | 2263.11
3VA9111-0WG30 | TERMINAL COVER BROADENED 3 POLE 1 PCS. ACCESSORY FOR: 3VA1 100/160 | 22.71
3VA9111-0WK30 | REAR INSULATINGPLATE BROADENED 1 PCS. ACCESSORY FOR: 3VA1 100/160 | 11.75
3VA9113-0KP10 | PLUG-IN UNIT CONVERTION KIT FOR MCCB ACCESSORY FOR: CIRCUIT BREAKER, 3 POLE 3VA1 160 | 68.94
3VA9113-0RS20 | RCD- MODULE RCD510 BASIC RCD TYPE A SIDE MOUNTED ADJUSTABLE 0,03...5A AT 50/60HZ ADJUSTABLE T | 716.6
3VA2225-5HN42-0JL0 | CIRCUIT BREAKER 3VA2 IEC FRAME 250 BREAKING CAPACITY CLASS M ICU=55KA @ 415 V 4-POLE, LINE PROT | 1636.4
3VA2340-5JQ32-0DL0 | CIRCUIT BREAKER 3VA2 IEC FRAME 400 BREAKING CAPACITY CLASS M ICU=55KA @ 415 V 3-POLE, LINE PROT | 2416.3
3ZS1633-1XX02-0YA0 | PCS7 BLOCK LIBRARY FOR SOFT STARTER 3RW44 V8.0 ENGINEERING; AS BLOCKS AND FACEPLATES FOR INTEGRA | 675.08
3VA9103-0JB11 | CIRCULAR CONDUCTOR TERMINAL 3 PCS. ACCESSORY FOR: 3VA2 100/160/250 | 16.86
3VA2110-6HN32-0CL0 | CIRCUIT BREAKER 3VA2 IEC FRAME 160 BREAKING CAPACITY CLASS H ICU=85KA @ 415 V 3-POLE, LINE PROT | 891.31
3VA2110-6HN32-0DH0 | CIRCUIT BREAKER 3VA2 IEC FRAME 160 BREAKING CAPACITY CLASS H ICU=85KA @ 415 V 3-POLE, LINE PROT | 849.54
3VA2110-6HN32-0DL0 | CIRCUIT BREAKER 3VA2 IEC FRAME 160 BREAKING CAPACITY CLASS H ICU=85KA @ 415 V 3-POLE, LINE PROT | 891.31
3VA2110-6HN32-0HC0 | CIRCUIT BREAKER 3VA2 IEC FRAME 160 BREAKING CAPACITY CLASS H ICU=85KA @ 415 V 3-POLE, LINE PROT | 793.82
3SK1120-1AB40 | SIRIUS SAFETY RELAY BASIC UNIT ADVANCED SERIES SOLID-STATE ENABLING CIRCUITS 1 ENABLING CIRCUIT 0 | 151.99
3SK1120-2AB40 | SIRIUS SAFETY RELAY BASIC UNIT ADVANCED SERIES RELAY ENABLING CIRCUITS 1 SEMICONDUCTOR ENABLING | 151.99
3SK1122-2AB40 | SIRIUS SAFETY RELAY BASIC UNIT ADVANCED SERIES 3 ELECTRONIC ENABLING CIRCUITS 1 ELECTRONIC SIGNAL | 190.77
3VA2225-5HN42-0HA0 | CIRCUIT BREAKER 3VA2 IEC FRAME 250 BREAKING CAPACITY CLASS M ICU=55KA @ 415 V 4-POLE, LINE PROT | 1524.99
3VA2225-5JP32-0CA0 | CIRCUIT BREAKER 3VA2 IEC FRAME 250 BREAKING CAPACITY CLASS M ICU=55KA @ 415 V 3-POLE, LINE PROT | 1657.29
4AM3842-8MB40-0FA0 | TRANSFORMER SITAS; PHASES:1; PN/PN(S6)(KVA):0,16 /0,49; UPRI(V):440-400-230; USEC(V):48(2X24); I | 215.23
3VA2225-6HL32-0AF0 | CIRCUIT BREAKER 3VA2 IEC FRAME 250 BREAKING CAPACITY CLASS H ICU=85KA @ 415 V 3-POLE, LINE PROT | 1225.55
3VA2340-5JQ32-0HH0 | CIRCUIT BREAKER 3VA2 IEC FRAME 400 BREAKING CAPACITY CLASS M ICU=55KA @ 415 V 3-POLE, LINE PROT | 2339.7
3VA2340-5JQ32-0HL0 | CIRCUIT BREAKER 3VA2 IEC FRAME 400 BREAKING CAPACITY CLASS M ICU=55KA @ 415 V 3-POLE, LINE PROT | 2367.55
3VA2340-5JQ32-0JH0 | CIRCUIT BREAKER 3VA2 IEC FRAME 400 BREAKING CAPACITY CLASS M ICU=55KA @ 415 V 3-POLE, LINE PROT | 2339.7
3VA2225-5JQ32-0KL0 | CIRCUIT BREAKER 3VA2 IEC FRAME 250 BREAKING CAPACITY CLASS M ICU=55KA @ 415 V 3-POLE, LINE PROT | 1998.49
3VA2225-5KP32-0AC0 | CIRCUIT BREAKER 3VA2 IEC FRAME 250 BREAKING CAPACITY CLASS M ICU=55KA @ 415 V 3-POLE, LINE PROT | 1796.55
3VA2225-6HL32-0AH0 | CIRCUIT BREAKER 3VA2 IEC FRAME 250 BREAKING CAPACITY CLASS H ICU=85KA @ 415 V 3-POLE, LINE PROT | 1246.44
3VA2340-5KP32-0AJ0 | CIRCUIT BREAKER 3VA2 IEC FRAME 400 BREAKING CAPACITY CLASS M ICU=55KA @ 415 V 3-POLE, LINE PROT | 2256.14
3VA2340-5KP32-0BL0 | CIRCUIT BREAKER 3VA2 IEC FRAME 400 BREAKING CAPACITY CLASS M ICU=55KA @ 415 V 3-POLE, LINE PROT | 2353.62
3VA2340-5KP32-0HL0 | CIRCUIT BREAKER 3VA2 IEC FRAME 400 BREAKING CAPACITY CLASS M ICU=55KA @ 415 V 3-POLE, LINE PROT | 2311.84
3VA1025-3ED32-0AH0 | CIRCUIT BREAKER 3VA1 IEC FRAME 100 BREAKING CAPACITY CLASS N ICU=25KA @ 415 V 3-POLE, LINE PROT | 275.06
3VA2163-6HN36-0AH0 | CIRCUIT BREAKER 3VA2 IEC FRAME 160 BREAKING CAPACITY CLASS H ICU=85KA @ 415 V 3-POLE, LINE PROT | 710.26
4AM3441-8BD40-0CN2 | CONTROL CIRCUIT TRANSFORMER; PHASES:1; PN/PN(S6)(KVA):0,1 /0,31; UPRI(V):575-550-525-500- 480-460 | 268.32
3VA2225-5JP32-0AD0 | CIRCUIT BREAKER 3VA2 IEC FRAME 250 BREAKING CAPACITY CLASS M ICU=55KA @ 415 V 3-POLE, LINE PROT | 1615.5
3VA2340-5JQ42-0BC0 | CIRCUIT BREAKER 3VA2 IEC FRAME 400 BREAKING CAPACITY CLASS M ICU=55KA @ 415 V 4-POLE, LINE PROT | 2778.39
3VA2340-5JQ42-0HL0 | CIRCUIT BREAKER 3VA2 IEC FRAME 400 BREAKING CAPACITY CLASS M ICU=55KA @ 415 V 4-POLE, LINE PROT | 2806.25
3VA2340-5JQ42-0KL0 | CIRCUIT BREAKER 3VA2 IEC FRAME 400 BREAKING CAPACITY CLASS M ICU=55KA @ 415 V 4-POLE, LINE PROT | 2806.25
3VA2140-6JQ32-0AA0 | CIRCUIT BREAKER 3VA2 IEC FRAME 160 BREAKING CAPACITY CLASS H ICU=85KA @ 415 V 3POLE, LINE PROTE | 1155.27
3VA2163-6HL36-0KL0 | CIRCUIT BREAKER 3VA2 IEC FRAME 160 BREAKING CAPACITY CLASS H ICU=85KA @ 415 V 3-POLE, LINE PROT | 772.93
3VA2163-6HL46-0AA0 | CIRCUIT BREAKER 3VA2 IEC FRAME 160 BREAKING CAPACITY CLASS H ICU=85KA @ 415 V 4POLE, LINE PROTE | 647.91
3VA2163-6HN32-0CL0 | CIRCUIT BREAKER 3VA2 IEC FRAME 160 BREAKING CAPACITY CLASS H ICU=85KA @ 415 V 3-POLE, LINE PROT | 828.65
3VA2110-7JP32-0AA0 | CIRCUIT BREAKER 3VA2 IEC FRAME 160 BREAKING CAPACITY CLASS C ICU=110KA @ 415 V 3POLE, LINE PROT | 996.34
3VA2110-7JP42-0AA0 | CIRCUIT BREAKER 3VA2 IEC FRAME 160 BREAKING CAPACITY CLASS C ICU=110KA @ 415 V 4POLE, LINE PROT | 1155.27
3VA2110-7JQ36-0AA0 | CIRCUIT BREAKER 3VA2 IEC FRAME 160 BREAKING CAPACITY CLASS C ICU=110KA @ 415 V 3POLE, LINE PROT | 1228.62
3VA2110-7KP36-0AA0 | CIRCUIT BREAKER 3VA2 IEC FRAME 160 BREAKING CAPACITY CLASS C ICU=110KA @ 415 V 3POLE, LINE PROT | 1198.03
3VA2110-6HN36-0CC0 | CIRCUIT BREAKER 3VA2 IEC FRAME 160 BREAKING CAPACITY CLASS H ICU=85KA @ 415 V 3-POLE, LINE PROT | 849.54
3VA2110-6HN36-0CH0 | CIRCUIT BREAKER 3VA2 IEC FRAME 160 BREAKING CAPACITY CLASS H ICU=85KA @ 415 V 3-POLE, LINE PROT | 870.43
3VA2110-6HN36-0JH0 | CIRCUIT BREAKER 3VA2 IEC FRAME 160 BREAKING CAPACITY CLASS H ICU=85KA @ 415 V 3-POLE, LINE PROT | 849.54
3VA2110-6HN36-0JL0 | CIRCUIT BREAKER 3VA2 IEC FRAME 160 BREAKING CAPACITY CLASS H ICU=85KA @ 415 V 3-POLE, LINE PROT | 877.38
3VA2163-6HN32-0AC0 | CIRCUIT BREAKER 3VA2 IEC FRAME 160 BREAKING CAPACITY CLASS H ICU=85KA @ 415 V 3-POLE, LINE PROT | 658.04
3VA2163-6HN32-0CA0 | CIRCUIT BREAKER 3VA2 IEC FRAME 160 BREAKING CAPACITY CLASS H ICU=85KA @ 415 V 3-POLE, LINE PROT | 724.2
3VA2163-6HN32-0DA0 | CIRCUIT BREAKER 3VA2 IEC FRAME 160 BREAKING CAPACITY CLASS H ICU=85KA @ 415 V 3-POLE, LINE PROT | 724.2
3VA2163-6HN32-0HA0 | CIRCUIT BREAKER 3VA2 IEC FRAME 160 BREAKING CAPACITY CLASS H ICU=85KA @ 415 V 3-POLE, LINE PROT | 696.34
3VA1020-4ED36-0BA0 | CIRCUIT BREAKER 3VA1 IEC FRAME 100 BREAKING CAPACITY CLASS S ICU=36KA @ 415 V 3-POLE, LINE PROT | 341.2
3VA1020-4ED36-0CC0 | CIRCUIT BREAKER 3VA1 IEC FRAME 100 BREAKING CAPACITY CLASS S ICU=36KA @ 415 V 3-POLE, LINE PROT | 392.74
3VA1020-4ED36-0DH0 | CIRCUIT BREAKER 3VA1 IEC FRAME 100 BREAKING CAPACITY CLASS S ICU=36KA @ 415 V 3-POLE, LINE PROT | 416.42
3VA1020-4ED36-0HH0 | CIRCUIT BREAKER 3VA1 IEC FRAME 100 BREAKING CAPACITY CLASS S ICU=36KA @ 415 V 3-POLE, LINE PROT | 391.34
4AM2642-5AT10-0FA0 | TRANSFORMER SITAS; PHASES:1; PN/PN(S6)(KVA):0,04 /0; UPRI(V):400+/-5%; USEC(V):230; ISEC(A):0,17; | 93.64
3VA2340-5KP32-0BC0 | CIRCUIT BREAKER 3VA2 IEC FRAME 400 BREAKING CAPACITY CLASS M ICU=55KA @ 415 V 3-POLE, LINE PROT | 2290.95
3VA2340-5KP32-0JA0 | CIRCUIT BREAKER 3VA2 IEC FRAME 400 BREAKING CAPACITY CLASS M ICU=55KA @ 415 V 3-POLE, LINE PROT | 2200.44
3VA9908-0BB26 | UNDERVOLTAGE RELEASE 380-400 V AC 50/60 HZ ACCESSORY FOR 3VA1 100/160 3VA2 100/160/250/400/630 | 82.61
3VA9908-0BB11 | UNDERVOLTAGE RELEASE 24 V DC ACCESSORY FOR 3VA1 100/160 3VA2 100/160/250/400/630 | 82.61
3VA2163-7HN46-0AA0 | CIRCUIT BREAKER 3VA2 IEC FRAME 160 BREAKING CAPACITY CLASS C ICU=110KA @ 415 V 4POLE, LINE PROT | 745.74
3VA2163-5JQ42-0AA0 | CIRCUIT BREAKER 3VA2 IEC FRAME 160 BREAKING CAPACITY CLASS M ICU=55KA @ 415 V 4POLE, LINE PROTE | 1204.16
3VA2340-7HN32-0BH0 | CIRCUIT BREAKER 3VA2 IEC FRAME 400 BREAKING CAPACITY CLASS C ICU=110KA @ 415 V 3-POLE, LINE PRO | 1963.67
3VA2340-7HN32-0KH0 | CIRCUIT BREAKER 3VA2 IEC FRAME 400 BREAKING CAPACITY CLASS C ICU=110KA @ 415 V 3-POLE, LINE PRO | 1949.75
3VL9320-6UL30 | ELECTRONIC TRIP UNIT VL 250 3-POLE, SYSTEM PROTECTION LCD ETU42, LSIG 3 PHASES/3 WIRES IR= 80... | 2740.84
3VA2440-6HN32-0AA0 | CIRCUIT BREAKER 3VA2 IEC FRAME 630 BREAKING CAPACITY CLASS H ICU=85KA @ 415 V 3-POLE, LINE PROT | 1943.77
3VA2163-7JQ36-0AA0 | CIRCUIT BREAKER 3VA2 IEC FRAME 160 BREAKING CAPACITY CLASS C ICU=110KA @ 415 V 3POLE, LINE PROT | 1198.03
3VT9500-4SA40 | ACCESSORY FOR VT1000, VT1600 KIT OF MOUNTING SCREWS 4 UNITS M8X60 | 68.07
3VA2340-7JQ32-0AA0 | CIRCUIT BREAKER 3VA2 IEC FRAME 400 BREAKING CAPACITY CLASS C ICU=110KA @ 415 V 3-POLE, LINE PRO | 2176.06
3VA2063-6KQ42-0AA0 | CIRCUIT BREAKER 3VA2 IEC FRAME 100 BREAKING CAPACITY CLASS H ICU=85KA @ 415 V 4POLE, LINE PROTE | 1356.97
3VA2063-7HL42-0AA0 | CIRCUIT BREAKER 3VA2 IEC FRAME 100 BREAKING CAPACITY CLASS C ICU=110KA @ 415 V 4POLE, LINE PROT | 660.15
3VA2325-7HL42-0AA0 | CIRCUIT BREAKER 3VA2 IEC FRAME 400 BREAKING CAPACITY CLASS C ICU=110KA @ 415 V 4-POLE, LINE PRO | 1943.77
3VA2325-7KQ32-0AA0 | CIRCUIT BREAKER 3VA2 IEC FRAME 400 BREAKING CAPACITY CLASS C ICU=110KA @ 415 V 3-POLE, LINE PRO | 2255.51
3VA2063-7KQ46-0AA0 | CIRCUIT BREAKER 3VA2 IEC FRAME 100 BREAKING CAPACITY CLASS C ICU=110KA @ 415 V 4POLE, LINE PROT | 1436.44
3VA1163-6GE42-0AA0 | CIRCUIT BREAKER 3VA1 IEC FRAME 160 BREAKING CAPACITY CLASS H ICU=70KA @ 415 V 4-POLE, LINE PROT | 254.82
3VA1180-3EF32-0HC0 | CIRCUIT BREAKER 3VA1 IEC FRAME 160 BREAKING CAPACITY CLASS N ICU=25KA @ 415 V 3-POLE, LINE PROT | 384.38
3VL9775-4TG21 | BREAKER VL 2-LUG KIT CU-AL 2W 7 CAT NUMBER 2TA3NG750 | 1210.16
3VA2063-8JP36-0AA0 | CIRCUIT BREAKER 3VA2 IEC FRAME 100 BREAKING CAPACITY CLASS L ICU=150KA @ 415 V 3POLE, LINE PROT | 1033.03
3VA2216-5HL32-0DA0 | CIRCUIT BREAKER 3VA2 IEC FRAME 250 BREAKING CAPACITY CLASS M ICU=55KA @ 415 V 3-POLE, LINE PROT | 1162.88
3VA2163-5KQ42-0AA0 | CIRCUIT BREAKER 3VA2 IEC FRAME 160 BREAKING CAPACITY CLASS M ICU=55KA @ 415 V 4POLE, LINE PROTE | 1301.97
3VA2110-5HL32-0AF0 | CIRCUIT BREAKER 3VA2 IEC FRAME 160 BREAKING CAPACITY CLASS M ICU=55KA @ 415 V 3-POLE, LINE PROT | 580.75
3VA2110-5HL32-0KA0 | CIRCUIT BREAKER 3VA2 IEC FRAME 160 BREAKING CAPACITY CLASS M ICU=55KA @ 415 V 3-POLE, LINE PROT | 621.14
3VA2163-6HL36-0BH0 | CIRCUIT BREAKER 3VA2 IEC FRAME 160 BREAKING CAPACITY CLASS H ICU=85KA @ 415 V 3-POLE, LINE PROT | 765.98
3VA2163-6HL32-0DC0 | CIRCUIT BREAKER 3VA2 IEC FRAME 160 BREAKING CAPACITY CLASS H ICU=85KA @ 415 V 3-POLE, LINE PROT | 717.23
3VA2125-7HL32-0AA0 | CIRCUIT BREAKER 3VA2 IEC FRAME 160 BREAKING CAPACITY CLASS C ICU=110KA @ 415 V 3POLE, LINE PROT | 514.69
3VA2125-7HN36-0AA0 | CIRCUIT BREAKER 3VA2 IEC FRAME 160 BREAKING CAPACITY CLASS C ICU=110KA @ 415 V 3POLE, LINE PROT | 592.92
3VA2216-6JP32-0AA0 | CIRCUIT BREAKER 3VA2 IEC FRAME 250 BREAKING CAPACITY CLASS H ICU=85KA @ 415 V 3POLE, LINE PROTE | 1473.11
3VA2216-6JQ42-0AA0 | CIRCUIT BREAKER 3VA2 IEC FRAME 250 BREAKING CAPACITY CLASS H ICU=85KA @ 415 V 4POLE, LINE PROTE | 2023.22
3VA2163-8KQ36-0AA0 | CIRCUIT BREAKER 3VA2 IEC FRAME 160 BREAKING CAPACITY CLASS L ICU=150KA @ 415 V 3POLE, LINE PROT | 1350.88
3VA2110-5KP32-0KA0 | CIRCUIT BREAKER 3VA2 IEC FRAME 160 BREAKING CAPACITY CLASS M ICU=55KA @ 415 V 3-POLE, LINE PROT | 1323.04
3VA2125-6KP32-0AA0 | CIRCUIT BREAKER 3VA2 IEC FRAME 160 BREAKING CAPACITY CLASS H ICU=85KA @ 415 V 3POLE, LINE PROTE | 1051.17
3VA2125-8JQ36-0AA0 | CIRCUIT BREAKER 3VA2 IEC FRAME 160 BREAKING CAPACITY CLASS L ICU=150KA @ 415 V 3POLE, LINE PROT | 1271.39
3VA2125-8KQ32-0AA0 | CIRCUIT BREAKER 3VA2 IEC FRAME 160 BREAKING CAPACITY CLASS L ICU=150KA @ 415 V 3POLE, LINE PROT | 1338.64
3VA2440-5HN32-0JL0 | CIRCUIT BREAKER 3VA2 IEC FRAME 630 BREAKING CAPACITY CLASS M ICU=55KA @ 415 V 3-POLE, LINE PROT | 2179.55
4AP2752-8HA20-2XA0 | AUTOTRANSFORMER; PHASES:3; PN,D(KVA):16; UPRI(V):480-460-440-415-380; USEC(V):400; ISEC(A):23,1; | 2367.55
3VA2216-5HL32-0JH0 | CIRCUIT BREAKER 3VA2 IEC FRAME 250 BREAKING CAPACITY CLASS M ICU=55KA @ 415 V 3-POLE, LINE PROT | 1204.66
3VA2216-6HN42-0AA0 | CIRCUIT BREAKER 3VA2 IEC FRAME 250 BREAKING CAPACITY CLASS H ICU=85KA @ 415 V 4POLE, LINE PROTE | 1424.22
3VA2140-5HL32-0AA0 | CIRCUIT BREAKER 3VA2 IEC FRAME 160 BREAKING CAPACITY CLASS M ICU=55KA @ 415 V 3POLE, LINE PROTE | 431.57
3VA2140-5HM42-0AA0 | CIRCUIT BREAKER 3VA2 IEC FRAME 160 BREAKING CAPACITY CLASS M ICU=55KA @ 415 V 4POLE, LINE PROTE | 782.41
3VA2440-6HN32-0CH0 | CIRCUIT BREAKER 3VA2 IEC FRAME 630 BREAKING CAPACITY CLASS H ICU=85KA @ 415 V 3-POLE, LINE PROT | 2430.22
3VA2440-7JQ32-0AA0 | CIRCUIT BREAKER 3VA2 IEC FRAME 630 BREAKING CAPACITY CLASS C ICU=110KA @ 415 V 3-POLE, LINE PRO | 2726.19
3VA2325-5JP42-0AA0 | CIRCUIT BREAKER 3VA2 IEC FRAME 400 BREAKING CAPACITY CLASS M ICU=55KA @ 415 V 4-POLE, LINE PROT | 2053.8
3VA2340-5HN32-0CH0 | CIRCUIT BREAKER 3VA2 IEC FRAME 400 BREAKING CAPACITY CLASS M ICU=55KA @ 415 V 3-POLE, LINE PROT | 1671.21
3VA2340-5HN42-0BC0 | CIRCUIT BREAKER 3VA2 IEC FRAME 400 BREAKING CAPACITY CLASS M ICU=55KA @ 415 V 4-POLE, LINE PROT | 2082.05
3VA2340-5HN42-0JL0 | CIRCUIT BREAKER 3VA2 IEC FRAME 400 BREAKING CAPACITY CLASS M ICU=55KA @ 415 V 4-POLE, LINE PROT | 2116.88
3VA2340-5JP32-0AA0 | CIRCUIT BREAKER 3VA2 IEC FRAME 400 BREAKING CAPACITY CLASS M ICU=55KA @ 415 V 3-POLE, LINE PROT | 1687.06
3VA2110-5KQ32-0AA0 | CIRCUIT BREAKER 3VA2 IEC FRAME 160 BREAKING CAPACITY CLASS M ICU=55KA @ 415 V 3POLE, LINE PROTE | 1210.25
3VA2110-5HL32-0AH0 | CIRCUIT BREAKER 3VA2 IEC FRAME 160 BREAKING CAPACITY CLASS M ICU=55KA @ 415 V 3-POLE, LINE PROT | 606.51
3VA2110-5HL32-0DH0 | CIRCUIT BREAKER 3VA2 IEC FRAME 160 BREAKING CAPACITY CLASS M ICU=55KA @ 415 V 3-POLE, LINE PROT | 724.2
3VA2110-5KP32-0AD0 | CIRCUIT BREAKER 3VA2 IEC FRAME 160 BREAKING CAPACITY CLASS M ICU=55KA @ 415 V 3-POLE, LINE PROT | 1316.08
3VA2110-6HL32-0AB0 | CIRCUIT BREAKER 3VA2 IEC FRAME 160 BREAKING CAPACITY CLASS H ICU=85KA @ 415 V 3-POLE, LINE PROT | 668.48
3VA2110-6HL36-0AA0 | CIRCUIT BREAKER 3VA2 IEC FRAME 160 BREAKING CAPACITY CLASS H ICU=85KA @ 415 V 3POLE, LINE PROTE | 544.01
3VA2110-6HM42-0AA0 | CIRCUIT BREAKER 3VA2 IEC FRAME 160 BREAKING CAPACITY CLASS H ICU=85KA @ 415 V 4POLE, LINE PROTE | 904.68
3VA2225-6JQ32-0DC0 | CIRCUIT BREAKER 3VA2 IEC FRAME 250 BREAKING CAPACITY CLASS H ICU=85KA @ 415 V 3-POLE, LINE PROT | 2095.99
3VA2110-6HL32-0KH0 | CIRCUIT BREAKER 3VA2 IEC FRAME 160 BREAKING CAPACITY CLASS H ICU=85KA @ 415 V 3-POLE, LINE PROT | 759.01
3VA2110-6HN32-0AG0 | CIRCUIT BREAKER 3VA2 IEC FRAME 160 BREAKING CAPACITY CLASS H ICU=85KA @ 415 V 3-POLE, LINE PROT | 738.12
3VL9800-3JF81 | BREAKER VL, ACCESSORY FOR NG AND PG FRAME NFPA79 HANDLE FOR USE WITH DOOR-MOUNTED ROTARY HANDLE | 204.74
3VA2110-5HN32-0BC0 | CIRCUIT BREAKER 3VA2 IEC FRAME 160 BREAKING CAPACITY CLASS M ICU=55KA @ 415 V 3-POLE, LINE PROT | 765.98
3VL9800-3JQ41 | BREAKER VL CABLE MAX FLEX 48 N/P-FR | 312.03
3VA2340-5HN42-0HA0 | CIRCUIT BREAKER 3VA2 IEC FRAME 400 BREAKING CAPACITY CLASS M ICU=55KA @ 415 V 4-POLE, LINE PROT | 1998.49
3VA2340-5JP32-0AB0 | CIRCUIT BREAKER 3VA2 IEC FRAME 400 BREAKING CAPACITY CLASS M ICU=55KA @ 415 V 3-POLE, LINE PROT | 1984.56
3VA2163-6HN32-0KA0 | CIRCUIT BREAKER 3VA2 IEC FRAME 160 BREAKING CAPACITY CLASS H ICU=85KA @ 415 V 3-POLE, LINE PROT | 696.34
3VA2110-6HN32-0JL0 | CIRCUIT BREAKER 3VA2 IEC FRAME 160 BREAKING CAPACITY CLASS H ICU=85KA @ 415 V 3-POLE, LINE PROT | 856.49
3VA2110-7JP46-0AA0 | CIRCUIT BREAKER 3VA2 IEC FRAME 160 BREAKING CAPACITY CLASS C ICU=110KA @ 415 V 4POLE, LINE PROT | 1185.82
3VA2140-6JP36-0AA0 | CIRCUIT BREAKER 3VA2 IEC FRAME 160 BREAKING CAPACITY CLASS H ICU=85KA @ 415 V 3POLE, LINE PROTE | 935.21
3VA2163-6HL42-0AA0 | CIRCUIT BREAKER 3VA2 IEC FRAME 160 BREAKING CAPACITY CLASS H ICU=85KA @ 415 V 4POLE, LINE PROTE | 611.25
3VA2163-6HN36-0AD0 | CIRCUIT BREAKER 3VA2 IEC FRAME 160 BREAKING CAPACITY CLASS H ICU=85KA @ 415 V 3-POLE, LINE PROT | 710.26
3VA1020-4ED32-0KA0 | CIRCUIT BREAKER 3VA1 IEC FRAME 100 BREAKING CAPACITY CLASS S ICU=36KA @ 415 V 3-POLE, LINE PROT | 291.77
3VA1020-4ED36-0AF0 | CIRCUIT BREAKER 3VA1 IEC FRAME 100 BREAKING CAPACITY CLASS S ICU=36KA @ 415 V 3-POLE, LINE PROT | 277.14
3VA1025-2ED32-0AC0 | CIRCUIT BREAKER 3VA1 IEC FRAME 100 BREAKING CAPACITY CLASS B ICU=16KA @ 415 V 3-POLE, LINE PROT | 245.81
3VA1025-2ED46-0AA0 | CIRCUIT BREAKER 3VA1 IEC FRAME 100 BREAKING CAPACITY CLASS B ICU=16KA @ 415 V 4-POLE, LINE PROT | 200.93
3VA1025-3ED32-0BA0 | CIRCUIT BREAKER 3VA1 IEC FRAME 100 BREAKING CAPACITY CLASS N ICU=25KA @ 415 V 3-POLE, LINE PROT | 315.45
3VA2340-5JQ42-0KA0 | CIRCUIT BREAKER 3VA2 IEC FRAME 400 BREAKING CAPACITY CLASS M ICU=55KA @ 415 V 4-POLE, LINE PROT | 2687.87
3VA2340-5KP32-0AF0 | CIRCUIT BREAKER 3VA2 IEC FRAME 400 BREAKING CAPACITY CLASS M ICU=55KA @ 415 V 3-POLE, LINE PROT | 2179.55
3VA2340-5KP32-0JH0 | CIRCUIT BREAKER 3VA2 IEC FRAME 400 BREAKING CAPACITY CLASS M ICU=55KA @ 415 V 3-POLE, LINE PROT | 2290.95
3VA2225-6HN32-0AJ0 | CIRCUIT BREAKER 3VA2 IEC FRAME 250 BREAKING CAPACITY CLASS H ICU=85KA @ 415 V 3-POLE, LINE PROT | 1357.87
3VA2225-6HN32-0CA0 | CIRCUIT BREAKER 3VA2 IEC FRAME 250 BREAKING CAPACITY CLASS H ICU=85KA @ 415 V 3-POLE, LINE PROT | 1357.87
3VA1025-3ED32-0JA0 | CIRCUIT BREAKER 3VA1 IEC FRAME 100 BREAKING CAPACITY CLASS N ICU=25KA @ 415 V 3-POLE, LINE PROT | 288.98
3VA1032-2ED32-0HC0 | CIRCUIT BREAKER 3VA1 IEC FRAME 100 BREAKING CAPACITY CLASS B ICU=16KA @ 415 V 3-POLE, LINE PROT | 332.85
3VA2225-6HN32-0HC0 | CIRCUIT BREAKER 3VA2 IEC FRAME 250 BREAKING CAPACITY CLASS H ICU=85KA @ 415 V 3-POLE, LINE PROT | 1371.79
3SX5600-2GA02 | SPACER FOR MAGN.-OP. SWITCH 3SE66..-.CA0. | 12.95
3VA2163-6HN36-0AA0 | CIRCUIT BREAKER 3VA2 IEC FRAME 160 BREAKING CAPACITY CLASS H ICU=85KA @ 415 V 3POLE, LINE PROTE | 558.08
3VA2163-6HN36-0DC0 | CIRCUIT BREAKER 3VA2 IEC FRAME 160 BREAKING CAPACITY CLASS H ICU=85KA @ 415 V 3-POLE, LINE PROT | 800.79
3VA2163-7HN32-0HH0 | CIRCUIT BREAKER 3VA2 IEC FRAME 160 BREAKING CAPACITY CLASS C ICU=110KA @ 415 V 3-POLE, LINE PRO | 807.76
4AM4042-4TX00-0FA0 | TRANSFORMER SITAS; PHASES:1; PN/PN(S6)(KVA):0,25 /0,85; UPRI(V):230+/-5%; USEC(V):48; ISEC(A):5,2 | 278.37
4AM3442-8DB40-0FA0 | TRANSFORMER SITAS; PHASES:1; PN/PN(S6)(KVA):0,1 /0,31; UPRI(V):550-525-500-480-460- 440-415-400-3 | 239.63
3VA1032-2ED46-0AA0 | CIRCUIT BREAKER 3VA1 IEC FRAME 100 BREAKING CAPACITY CLASS B ICU=16KA @ 415 V 4-POLE, LINE PROT | 200.93
3VA1032-3ED32-0JC0 | CIRCUIT BREAKER 3VA1 IEC FRAME 100 BREAKING CAPACITY CLASS N ICU=25KA @ 415 V 3-POLE, LINE PROT | 337.04
3VA2216-5HL32-0CL0 | CIRCUIT BREAKER 3VA2 IEC FRAME 250 BREAKING CAPACITY CLASS M ICU=55KA @ 415 V 3-POLE, LINE PROT | 1288.23
3VA2216-5HL32-0KA0 | CIRCUIT BREAKER 3VA2 IEC FRAME 250 BREAKING CAPACITY CLASS M ICU=55KA @ 415 V 3-POLE, LINE PROT | 1135.04
3VA2110-8HN36-0AA0 | CIRCUIT BREAKER 3VA2 IEC FRAME 160 BREAKING CAPACITY CLASS L ICU=150KA @ 415 V 3POLE, LINE PROT | 702.92
3VA2225-6HL32-0KH0 | CIRCUIT BREAKER 3VA2 IEC FRAME 250 BREAKING CAPACITY CLASS H ICU=85KA @ 415 V 3-POLE, LINE PROT | 1350.9
3VA2225-6HL42-0AA0 | CIRCUIT BREAKER 3VA2 IEC FRAME 250 BREAKING CAPACITY CLASS H ICU=85KA @ 415 V 4POLE, LINE PROTE | 1363.1
3VA2225-6HM42-0AA0 | CIRCUIT BREAKER 3VA2 IEC FRAME 250 BREAKING CAPACITY CLASS H ICU=85KA @ 415 V 4POLE, LINE PROTE | 1583.14
3VA1025-3ED32-0KC0 | CIRCUIT BREAKER 3VA1 IEC FRAME 100 BREAKING CAPACITY CLASS N ICU=25KA @ 415 V 3-POLE, LINE PROT | 337.04
3VA1025-4ED32-0AC0 | CIRCUIT BREAKER 3VA1 IEC FRAME 100 BREAKING CAPACITY CLASS S ICU=36KA @ 415 V 3-POLE, LINE PROT | 253.47
3VA1025-4ED32-0AE0 | CIRCUIT BREAKER 3VA1 IEC FRAME 100 BREAKING CAPACITY CLASS S ICU=36KA @ 415 V 3-POLE, LINE PROT | 303.6
3VA1025-4ED32-0DA0 | CIRCUIT BREAKER 3VA1 IEC FRAME 100 BREAKING CAPACITY CLASS S ICU=36KA @ 415 V 3-POLE, LINE PROT | 318.92
3VA1025-4ED46-0AA0 | CIRCUIT BREAKER 3VA1 IEC FRAME 100 BREAKING CAPACITY CLASS S ICU=36KA @ 415 V 4-POLE, LINE PROT | 207.79
3VL9460-4TX21 | BREAKER LG LUGS KIT OF 2 CUAL L CAT NUMBER 2TA2LG600LN | 160.92
3ZS1635-1XX02-0YA0 | AS-INTERFACE PCS 7 BLOCK LIBRARY V8 SINGLE LICENSE 1 INSTALLATION ENGINEERING-SW, RUNTIME-SW A | 457.73
3ZY1121-1BA00 | REMOVABLE TERMINAL 2-POLE, SCREW TERMINALS UP TO 2X1.5 SQMM OR 1X2.5 SQMM, FOR SIRIUS DEVICES IN | 4.75
3VA1032-3ED36-0AE0 | CIRCUIT BREAKER 3VA1 IEC FRAME 100 BREAKING CAPACITY CLASS N ICU=25KA @ 415 V 3-POLE, LINE PROT | 322.4
3VA1032-3ED36-0BH0 | CIRCUIT BREAKER 3VA1 IEC FRAME 100 BREAKING CAPACITY CLASS N ICU=25KA @ 415 V 3-POLE, LINE PROT | 410.84
3VA1032-3ED36-0HA0 | CIRCUIT BREAKER 3VA1 IEC FRAME 100 BREAKING CAPACITY CLASS N ICU=25KA @ 415 V 3-POLE, LINE PROT | 311.96
3WL9111-0AS10-0AA0 | ACCESSORIES CIRCUIT BREAKER 3WL ARC CHUTE SIZE II, 130 KA | 170.79
3VA2216-5HL32-0KH0 | CIRCUIT BREAKER 3VA2 IEC FRAME 250 BREAKING CAPACITY CLASS M ICU=55KA @ 415 V 3-POLE, LINE PROT | 1204.66
3VA2216-6HL42-0AA0 | CIRCUIT BREAKER 3VA2 IEC FRAME 250 BREAKING CAPACITY CLASS H ICU=85KA @ 415 V 4POLE, LINE PROTE | 1363.1
3ZY1122-2BA00 | REMOVABLE TERMINAL 2-POLE, PUSH-IN TERMINALS UP TO MAX. 1X4 SQMM OR 2X1.5 SQMM (IN A COMMON END S | 5.72
4AC3740-1 | SAFETY TRANSFORMER, 40VA PRIM 230V AC,50HZ, SEK 12V,16V,24V,32V AC WITH PTC PROT.,5MW | 85.26
4AC3763-0 | SAFETY TRANSFORMER, 63VA PRIM 230V AC,50HZ, SEK 2X12V / 24V AC WITH PTC PROT.,5MW | 95.52
3VA2116-5HL32-0AC0 | CIRCUIT BREAKER 3VA2 IEC FRAME 160 BREAKING CAPACITY CLASS M ICU=55KA @ 415 V 3-POLE, LINE PROT | 849.54
3VA2116-5HL32-0DL0 | CIRCUIT BREAKER 3VA2 IEC FRAME 160 BREAKING CAPACITY CLASS M ICU=55KA @ 415 V 3-POLE, LINE PROT | 1037.54
3VA2116-5HL32-0HA0 | CIRCUIT BREAKER 3VA2 IEC FRAME 160 BREAKING CAPACITY CLASS M ICU=55KA @ 415 V 3-POLE, LINE PROT | 891.31
3VA2116-5HL32-0HH0 | CIRCUIT BREAKER 3VA2 IEC FRAME 160 BREAKING CAPACITY CLASS M ICU=55KA @ 415 V 3-POLE, LINE PROT | 967.92
3VA2225-6JP32-0BG0 | CIRCUIT BREAKER 3VA2 IEC FRAME 250 BREAKING CAPACITY CLASS H ICU=85KA @ 415 V 3POLE, LINE PROTE | 1894.05
3VA2225-6JP32-0BL0 | CIRCUIT BREAKER 3VA2 IEC FRAME 250 BREAKING CAPACITY CLASS H ICU=85KA @ 415 V 3-POLE, LINE PROT | 1921.89
3VA2225-6JP32-0HL0 | CIRCUIT BREAKER 3VA2 IEC FRAME 250 BREAKING CAPACITY CLASS H ICU=85KA @ 415 V 3-POLE, LINE PROT | 1901
3VA2225-6JP32-0CH0 | CIRCUIT BREAKER 3VA2 IEC FRAME 250 BREAKING CAPACITY CLASS H ICU=85KA @ 415 V 3-POLE, LINE PROT | 1894.05
3VA2225-6HL32-0DA0 | CIRCUIT BREAKER 3VA2 IEC FRAME 250 BREAKING CAPACITY CLASS H ICU=85KA @ 415 V 3-POLE, LINE PROT | 1309.12
3VA2225-6HL32-0DL0 | CIRCUIT BREAKER 3VA2 IEC FRAME 250 BREAKING CAPACITY CLASS H ICU=85KA @ 415 V 3-POLE, LINE PROT | 1399.65
3VA2225-6HL32-0JC0 | CIRCUIT BREAKER 3VA2 IEC FRAME 250 BREAKING CAPACITY CLASS H ICU=85KA @ 415 V 3-POLE, LINE PROT | 1323.04
3VA2340-5JQ42-0BL0 | CIRCUIT BREAKER 3VA2 IEC FRAME 400 BREAKING CAPACITY CLASS M ICU=55KA @ 415 V 4-POLE, LINE PROT | 2841.06
3VA2340-5JQ42-0DC0 | CIRCUIT BREAKER 3VA2 IEC FRAME 400 BREAKING CAPACITY CLASS M ICU=55KA @ 415 V 4-POLE, LINE PROT | 2778.39
3VA2340-5JQ42-0HA0 | CIRCUIT BREAKER 3VA2 IEC FRAME 400 BREAKING CAPACITY CLASS M ICU=55KA @ 415 V 4-POLE, LINE PROT | 2687.87
3VA2225-6HN32-0CL0 | CIRCUIT BREAKER 3VA2 IEC FRAME 250 BREAKING CAPACITY CLASS H ICU=85KA @ 415 V 3-POLE, LINE PROT | 1483.21
3VA2225-6HN32-0DA0 | CIRCUIT BREAKER 3VA2 IEC FRAME 250 BREAKING CAPACITY CLASS H ICU=85KA @ 415 V 3-POLE, LINE PROT | 1357.87
3VA2225-6HN32-0DL0 | CIRCUIT BREAKER 3VA2 IEC FRAME 250 BREAKING CAPACITY CLASS H ICU=85KA @ 415 V 3-POLE, LINE PROT | 1483.21
3VA2163-6JP36-0AA0 | CIRCUIT BREAKER 3VA2 IEC FRAME 160 BREAKING CAPACITY CLASS H ICU=85KA @ 415 V 3POLE, LINE PROTE | 935.21
3VA2163-6KP42-0AA0 | CIRCUIT BREAKER 3VA2 IEC FRAME 160 BREAKING CAPACITY CLASS H ICU=85KA @ 415 V 4POLE, LINE PROTE | 1228.62
3VA2163-7HL42-0AA0 | CIRCUIT BREAKER 3VA2 IEC FRAME 160 BREAKING CAPACITY CLASS C ICU=110KA @ 415 V 4POLE, LINE PROT | 660.15
3VA2163-7HL46-0AA0 | CIRCUIT BREAKER 3VA2 IEC FRAME 160 BREAKING CAPACITY CLASS C ICU=110KA @ 415 V 4POLE, LINE PROT | 690.7
4AM4042-1TJ11-0FA0 | TRANSFORMER SITAS; PHASES:1; PN/PN(S6)(KVA):0,25 /0,315; UPRI(V):230; USEC(V):110; ISEC(A):2,27; | 266.89
3VA1032-2ED36-0AC0 | CIRCUIT BREAKER 3VA1 IEC FRAME 100 BREAKING CAPACITY CLASS B ICU=16KA @ 415 V 3-POLE, LINE PROT | 268.09
3VA1032-2ED36-0AF0 | CIRCUIT BREAKER 3VA1 IEC FRAME 100 BREAKING CAPACITY CLASS B ICU=16KA @ 415 V 3-POLE, LINE PROT | 268.09
3VA1032-2ED36-0DH0 | CIRCUIT BREAKER 3VA1 IEC FRAME 100 BREAKING CAPACITY CLASS B ICU=16KA @ 415 V 3-POLE, LINE PROT | 407.36
3VA1032-2ED36-0HH0 | CIRCUIT BREAKER 3VA1 IEC FRAME 100 BREAKING CAPACITY CLASS B ICU=16KA @ 415 V 3-POLE, LINE PROT | 380.89
3VA2163-7HN42-0AA0 | CIRCUIT BREAKER 3VA2 IEC FRAME 160 BREAKING CAPACITY CLASS C ICU=110KA @ 415 V 4POLE, LINE PROT | 709.05
3VA2163-8KP36-0AA0 | CIRCUIT BREAKER 3VA2 IEC FRAME 160 BREAKING CAPACITY CLASS L ICU=150KA @ 415 V 3POLE, LINE PROT | 1210.25
3VA2216-5HL32-0AE0 | CIRCUIT BREAKER 3VA2 IEC FRAME 250 BREAKING CAPACITY CLASS M ICU=55KA @ 415 V 3-POLE, LINE PROT | 1141.99
3VA2216-5HL32-0AJ0 | CIRCUIT BREAKER 3VA2 IEC FRAME 250 BREAKING CAPACITY CLASS M ICU=55KA @ 415 V 3-POLE, LINE PROT | 1162.88
3VA2216-7HL42-0AA0 | CIRCUIT BREAKER 3VA2 IEC FRAME 250 BREAKING CAPACITY CLASS C ICU=110KA @ 415 V 4POLE, LINE PROT | 1479.24
3VA2216-7HN32-0AA0 | CIRCUIT BREAKER 3VA2 IEC FRAME 250 BREAKING CAPACITY CLASS C ICU=110KA @ 415 V 3POLE, LINE PROT | 1185.82
3VL9300-3AF02 | BREAKER VL 2-AUX SW KIT THRU-DOOR DG/FG | 305.48
3VA2163-6HN36-0DL0 | CIRCUIT BREAKER 3VA2 IEC FRAME 160 BREAKING CAPACITY CLASS H ICU=85KA @ 415 V 3-POLE, LINE PROT | 863.46
3VA2163-7HN32-0AC0 | CIRCUIT BREAKER 3VA2 IEC FRAME 160 BREAKING CAPACITY CLASS C ICU=110KA @ 415 V 3-POLE, LINE PRO | 695.64
3VA2163-7HN32-0AG0 | CIRCUIT BREAKER 3VA2 IEC FRAME 160 BREAKING CAPACITY CLASS C ICU=110KA @ 415 V 3-POLE, LINE PRO | 724.2
3VA2163-7HN32-0BH0 | CIRCUIT BREAKER 3VA2 IEC FRAME 160 BREAKING CAPACITY CLASS C ICU=110KA @ 415 V 3-POLE, LINE PRO | 842.57
3VA2163-7HN32-0KL0 | CIRCUIT BREAKER 3VA2 IEC FRAME 160 BREAKING CAPACITY CLASS C ICU=110KA @ 415 V 3-POLE, LINE PRO | 849.54
4AM5541-8BD40-0CN2 | CONTROL CIRCUIT TRANSFORMER; PHASES:1; PN/PN(S6)(KVA):0,8 /3,4; UPRI(V):575-550-525-500- 480-460 | 664.35
3VA1110-4EF32-0HH0 | CIRCUIT BREAKER 3VA1 IEC FRAME 160 BREAKING CAPACITY CLASS S ICU=36KA @ 415 V 3-POLE, LINE PROT | 472.82
3VA1110-4EF32-0JC0 | CIRCUIT BREAKER 3VA1 IEC FRAME 160 BREAKING CAPACITY CLASS S ICU=36KA @ 415 V 3-POLE, LINE PROT | 446.35
3VA2340-5JQ32-0DH0 | CIRCUIT BREAKER 3VA2 IEC FRAME 400 BREAKING CAPACITY CLASS M ICU=55KA @ 415 V 3-POLE, LINE PROT | 2360.59
3VA9111-0QE20 | REAR TERMINAL FLAT LONG 1 PCS. ACCESSORY FOR: 3VA1 100/160 | 14.05
3VA9114-0RL20 | RCD- MODULE RCD520 BASIC RCD TYPE A LOAD SIDE MOUNTED ADJUSTABLE 0,03...5A AT 50/60HZ ADJUSTA | 771.31
3VA9123-0KP00 | PLUG-IN UNIT COMPLETE KIT ACCESSORY FOR: CIRCUIT BREAKER, 3 POLE 3VA2 100/160/250 | 173.4
3VA9223-0JF60 | CIRCULAR CONDUCTOR TERMINAL CU 6 CABLES 3 PCS. ACCESSORY FOR: 3VA2 100/160/250 | 79.87
3VA9403-0QA00 | LUG TERMINAL 3PCS ACCESSORY FOR: 3VA2 400/630 | 35.33
3VA2225-5HN42-0AJ0 | CIRCUIT BREAKER 3VA2 IEC FRAME 250 BREAKING CAPACITY CLASS M ICU=55KA @ 415 V 4-POLE, LINE PROT | 1545.88
3VA9111-0WD40 | TERMINAL COVER 4 POLE 1PCS. ACCESSORY FOR: 3VA1 100/160 | 14.7
3VA9111-0WJ40 | REAR INSULATING PLATE EXTENDED 1 PCS. ACCESSORY FOR: 3VA1 100/160 | 12.74
3VA9113-0QG00 | LUG TERMINAL RIGHT-ANGLED 3 PCS. ACCESSORY FOR: 3VA1 100/160 | 22.71
3VA1020-2ED36-0BA0 | CIRCUIT BREAKER 3VA1 IEC FRAME 100 BREAKING CAPACITY CLASS B ICU=16KA @ 415 V 3-POLE, LINE PROT | 332.85
3VA1020-3ED36-0KA0 | CIRCUIT BREAKER 3VA1 IEC FRAME 100 BREAKING CAPACITY CLASS N ICU=25KA @ 415 V 3-POLE, LINE PROT | 311.96
3VA2225-5HN42-0KA0 | CIRCUIT BREAKER 3VA2 IEC FRAME 250 BREAKING CAPACITY CLASS M ICU=55KA @ 415 V 4-POLE, LINE PROT | 1524.99
3VA2110-6HN32-0HH0 | CIRCUIT BREAKER 3VA2 IEC FRAME 160 BREAKING CAPACITY CLASS H ICU=85KA @ 415 V 3-POLE, LINE PROT | 814.71
3VA2110-6HN32-0KA0 | CIRCUIT BREAKER 3VA2 IEC FRAME 160 BREAKING CAPACITY CLASS H ICU=85KA @ 415 V 3-POLE, LINE PROT | 745.09
4AM4842-8MB40-0FA0 | TRANSFORMER SITAS; PHASES:1; PN/PN(S6)(KVA):0,5 /2; UPRI(V):440-400-230; USEC(V):48(2X24); ISEC( | 394.59
3SK1122-2CB41 | SIRIUS SAFETY RELAY BASIC UNIT ADVANCED SERIES WITH TIME DELAY 0.05-3S ELECTRONIC ENABLING CIRCUI | 190.77
3SK1211-2BB00 | SIRIUS SAFETY RELAY OUTPUT EXTENSION 4RO WITH RELAY ENABLING CIRCUITS 4 NO CONTACTS + RELAY FEED | 184
3VA2225-5HN42-0AG0 | CIRCUIT BREAKER 3VA2 IEC FRAME 250 BREAKING CAPACITY CLASS M ICU=55KA @ 415 V 4-POLE, LINE PROT | 1511.05
3VA2225-5HN42-0DA0 | CIRCUIT BREAKER 3VA2 IEC FRAME 250 BREAKING CAPACITY CLASS M ICU=55KA @ 415 V 4-POLE, LINE PROT | 1545.88
3VA2110-6HN36-0KL0 | CIRCUIT BREAKER 3VA2 IEC FRAME 160 BREAKING CAPACITY CLASS H ICU=85KA @ 415 V 3-POLE, LINE PROT | 877.38
3VA2225-5JP32-0KA0 | CIRCUIT BREAKER 3VA2 IEC FRAME 250 BREAKING CAPACITY CLASS M ICU=55KA @ 415 V 3-POLE, LINE PROT | 1622.47
3VA2225-5KP32-0JC0 | CIRCUIT BREAKER 3VA2 IEC FRAME 250 BREAKING CAPACITY CLASS M ICU=55KA @ 415 V 3-POLE, LINE PROT | 1907.97
3VA2225-5KP42-0AA0 | CIRCUIT BREAKER 3VA2 IEC FRAME 250 BREAKING CAPACITY CLASS M ICU=55KA @ 415 V 4POLE, LINE PROTE | 1827.63
3VA2225-5JP32-0BL0 | CIRCUIT BREAKER 3VA2 IEC FRAME 250 BREAKING CAPACITY CLASS M ICU=55KA @ 415 V 3-POLE, LINE PROT | 1761.74
3VA2225-5JP32-0DA0 | CIRCUIT BREAKER 3VA2 IEC FRAME 250 BREAKING CAPACITY CLASS M ICU=55KA @ 415 V 3-POLE, LINE PROT | 1657.29
3VA2225-5JQ32-0AD0 | CIRCUIT BREAKER 3VA2 IEC FRAME 250 BREAKING CAPACITY CLASS M ICU=55KA @ 415 V 3-POLE, LINE PROT | 1894.05
3VA2340-5JQ32-0JL0 | CIRCUIT BREAKER 3VA2 IEC FRAME 400 BREAKING CAPACITY CLASS M ICU=55KA @ 415 V 3-POLE, LINE PROT | 2367.55
3VA2340-5JQ32-0KL0 | CIRCUIT BREAKER 3VA2 IEC FRAME 400 BREAKING CAPACITY CLASS M ICU=55KA @ 415 V 3-POLE, LINE PROT | 2367.55
3VA2225-5JQ32-0AF0 | CIRCUIT BREAKER 3VA2 IEC FRAME 250 BREAKING CAPACITY CLASS M ICU=55KA @ 415 V 3-POLE, LINE PROT | 1880.11
3VA2340-5KP32-0AH0 | CIRCUIT BREAKER 3VA2 IEC FRAME 400 BREAKING CAPACITY CLASS M ICU=55KA @ 415 V 3-POLE, LINE PROT | 2193.47
3VA2140-5JQ46-0AA0 | CIRCUIT BREAKER 3VA2 IEC FRAME 160 BREAKING CAPACITY CLASS M ICU=55KA @ 415 V 4POLE, LINE PROTE | 1228.62
3VA2116-5HL32-0JL0 | CIRCUIT BREAKER 3VA2 IEC FRAME 160 BREAKING CAPACITY CLASS M ICU=55KA @ 415 V 3-POLE, LINE PROT | 1002.73
3VA2216-6JQ32-0AA0 | CIRCUIT BREAKER 3VA2 IEC FRAME 250 BREAKING CAPACITY CLASS H ICU=85KA @ 415 V 3POLE, LINE PROTE | 1699.28
3VA2116-5HL32-0KA0 | CIRCUIT BREAKER 3VA2 IEC FRAME 160 BREAKING CAPACITY CLASS M ICU=55KA @ 415 V 3-POLE, LINE PROT | 891.31
3VA2225-6JP32-0BA0 | CIRCUIT BREAKER 3VA2 IEC FRAME 250 BREAKING CAPACITY CLASS H ICU=85KA @ 415 V 3-POLE, LINE PROT | 1789.6
3VA2225-6JP32-0HH0 | CIRCUIT BREAKER 3VA2 IEC FRAME 250 BREAKING CAPACITY CLASS H ICU=85KA @ 415 V 3-POLE, LINE PROT | 1880.11
3VA2163-6HN36-0KA0 | CIRCUIT BREAKER 3VA2 IEC FRAME 160 BREAKING CAPACITY CLASS H ICU=85KA @ 415 V 3-POLE, LINE PROT | 724.2
3VA2163-7HL36-0AA0 | CIRCUIT BREAKER 3VA2 IEC FRAME 160 BREAKING CAPACITY CLASS C ICU=110KA @ 415 V 3POLE, LINE PROT | 536.07
3VA2163-7KQ36-0AA0 | CIRCUIT BREAKER 3VA2 IEC FRAME 160 BREAKING CAPACITY CLASS C ICU=110KA @ 415 V 3POLE, LINE PROT | 1289.75
3VA1032-3ED36-0CH0 | CIRCUIT BREAKER 3VA1 IEC FRAME 100 BREAKING CAPACITY CLASS N ICU=25KA @ 415 V 3-POLE, LINE PROT | 410.84
3VA1032-4ED32-0CC0 | CIRCUIT BREAKER 3VA1 IEC FRAME 100 BREAKING CAPACITY CLASS S ICU=36KA @ 415 V 3-POLE, LINE PROT | 368.36
3VA1032-4ED36-0AD0 | CIRCUIT BREAKER 3VA1 IEC FRAME 100 BREAKING CAPACITY CLASS S ICU=36KA @ 415 V 3-POLE, LINE PROT | 300.12
4AM5242-5GT10-0FA0 | TRANSFORMER SITAS; PHASES:1; PN/PN(S6)(KVA):0,63 /2,35; UPRI(V):525+/-5%; USEC(V):230; ISEC(A):2, | 530.9
3VA1040-2ED32-0AH0 | CIRCUIT BREAKER 3VA1 IEC FRAME 100 BREAKING CAPACITY CLASS B ICU=16KA @ 415 V 3-POLE, LINE PROT | 270.18
3VA1120-5EF32-0CA0 | CIRCUIT BREAKER 3VA1 IEC FRAME 160 BREAKING CAPACITY CLASS M ICU=55KA @ 415 V 3-POLE, LINE PROT | 383.68
3VA1120-5EF36-0AB0 | CIRCUIT BREAKER 3VA1 IEC FRAME 160 BREAKING CAPACITY CLASS M ICU=55KA @ 415 V 3-POLE, LINE PROT | 364.88
3VL8016-1RA30-0AA0 | BREAKER VL 3P 1600A 480V 35KA F CAT NMB. NPG3F160 3P 1600A 480V 35KA FR | 4350
3SE5212-0KD10 | SIRIUS POSITION SWITCH; METAL ENCLOSURE IP66/IP67 ACC. TO EN50047, 31MM DEVICE CONNECTION 1X(M20X | 39.56
3VA1110-4EF32-0BH0 | CIRCUIT BREAKER 3VA1 IEC FRAME 160 BREAKING CAPACITY CLASS S ICU=36KA @ 415 V 3-POLE, LINE PROT | 498.58
3VA1110-4EF36-0KA0 | CIRCUIT BREAKER 3VA1 IEC FRAME 160 BREAKING CAPACITY CLASS S ICU=36KA @ 415 V 3-POLE, LINE PROT | 421.28
3VA1110-5ED32-0CA0 | CIRCUIT BREAKER 3VA1 IEC FRAME 160 BREAKING CAPACITY CLASS M ICU=55KA @ 415 V 3-POLE, LINE PROT | 432.43
3VA1040-3ED32-0CH0 | CIRCUIT BREAKER 3VA1 IEC FRAME 100 BREAKING CAPACITY CLASS N ICU=25KA @ 415 V 3-POLE, LINE PROT | 390.65
3VA1040-3ED32-0KH0 | CIRCUIT BREAKER 3VA1 IEC FRAME 100 BREAKING CAPACITY CLASS N ICU=25KA @ 415 V 3-POLE, LINE PROT | 363.48
3VA1040-3ED36-0HA0 | CIRCUIT BREAKER 3VA1 IEC FRAME 100 BREAKING CAPACITY CLASS N ICU=25KA @ 415 V 3-POLE, LINE PROT | 311.96
3VA1040-3ED36-0JC0 | CIRCUIT BREAKER 3VA1 IEC FRAME 100 BREAKING CAPACITY CLASS N ICU=25KA @ 415 V 3-POLE, LINE PROT | 362.09
3VA1050-2ED32-0AA0 | CIRCUIT BREAKER 3VA1 IEC FRAME 100 BREAKING CAPACITY CLASS B ICU=16KA @ 415 V 3-POLE, LINE PROT | 137.22
3VA1120-5EF36-0AG0 | CIRCUIT BREAKER 3VA1 IEC FRAME 160 BREAKING CAPACITY CLASS M ICU=55KA @ 415 V 3-POLE, LINE PROT | 364.88
3VA1120-6EF32-0AC0 | CIRCUIT BREAKER 3VA1 IEC FRAME 160 BREAKING CAPACITY CLASS H ICU=70KA @ 415 V 3-POLE, LINE PROT | 339.11
3VA1120-6EF32-0BC0 | CIRCUIT BREAKER 3VA1 IEC FRAME 160 BREAKING CAPACITY CLASS H ICU=70KA @ 415 V 3-POLE, LINE PROT | 456.8
3SE5000-0AW11 | STANDARD ACTUATOR PLASTIC 40MM LONG, FOR POS. W. SEPARATE ACTUATOR 3SE51../3SE52.. AND ASI 3SF11 | 3.31
3VA1120-6EF42-0AA0 | CIRCUIT BREAKER 3VA1 IEC FRAME 160 BREAKING CAPACITY CLASS H ICU=70KA @ 415 V 4-POLE, LINE PROT | 266.57
3VA2163-6HN32-0HL0 | CIRCUIT BREAKER 3VA2 IEC FRAME 160 BREAKING CAPACITY CLASS H ICU=85KA @ 415 V 3-POLE, LINE PROT | 807.76
3VA2110-6JP36-0AA0 | CIRCUIT BREAKER 3VA2 IEC FRAME 160 BREAKING CAPACITY CLASS H ICU=85KA @ 415 V 3POLE, LINE PROTE | 978.01
3VA2110-6KQ32-0AA0 | CIRCUIT BREAKER 3VA2 IEC FRAME 160 BREAKING CAPACITY CLASS H ICU=85KA @ 415 V 3POLE, LINE PROTE | 1277.51
3VA2110-8HL36-0AA0 | CIRCUIT BREAKER 3VA2 IEC FRAME 160 BREAKING CAPACITY CLASS L ICU=150KA @ 415 V 3POLE, LINE PROT | 654.02
3VA2110-6HN32-0JH0 | CIRCUIT BREAKER 3VA2 IEC FRAME 160 BREAKING CAPACITY CLASS H ICU=85KA @ 415 V 3-POLE, LINE PROT | 814.71
3VA2110-6HN36-0AH0 | CIRCUIT BREAKER 3VA2 IEC FRAME 160 BREAKING CAPACITY CLASS H ICU=85KA @ 415 V 3-POLE, LINE PROT | 759.01
3VA2110-6JQ36-0AA0 | CIRCUIT BREAKER 3VA2 IEC FRAME 160 BREAKING CAPACITY CLASS H ICU=85KA @ 415 V 3POLE, LINE PROTE | 1198.03
3VA2110-7KP42-0AA0 | CIRCUIT BREAKER 3VA2 IEC FRAME 160 BREAKING CAPACITY CLASS C ICU=110KA @ 415 V 4POLE, LINE PROT | 1338.64
3VA2110-8HM46-0AA0 | CIRCUIT BREAKER 3VA2 IEC FRAME 160 BREAKING CAPACITY CLASS L ICU=150KA @ 415 V 4POLE, LINE PROT | 1057.46
3VA2163-6HL36-0KA0 | CIRCUIT BREAKER 3VA2 IEC FRAME 160 BREAKING CAPACITY CLASS H ICU=85KA @ 415 V 3-POLE, LINE PROT | 661.53
3VA2163-6HM46-0AA0 | CIRCUIT BREAKER 3VA2 IEC FRAME 160 BREAKING CAPACITY CLASS H ICU=85KA @ 415 V 4POLE, LINE PROTE | 861.87
3VA2163-6HN32-0KH0 | CIRCUIT BREAKER 3VA2 IEC FRAME 160 BREAKING CAPACITY CLASS H ICU=85KA @ 415 V 3-POLE, LINE PROT | 772.93
3VA2110-8HM36-0AA0 | CIRCUIT BREAKER 3VA2 IEC FRAME 160 BREAKING CAPACITY CLASS L ICU=150KA @ 415 V 3POLE, LINE PROT | 880.19
3VA1020-4ED32-0JC0 | CIRCUIT BREAKER 3VA1 IEC FRAME 100 BREAKING CAPACITY CLASS S ICU=36KA @ 415 V 3-POLE, LINE PROT | 341.2
3VA1020-4ED36-0AD0 | CIRCUIT BREAKER 3VA1 IEC FRAME 100 BREAKING CAPACITY CLASS S ICU=36KA @ 415 V 3-POLE, LINE PROT | 300.12
3VA1025-2ED32-0AE0 | CIRCUIT BREAKER 3VA1 IEC FRAME 100 BREAKING CAPACITY CLASS B ICU=16KA @ 415 V 3-POLE, LINE PROT | 293.86
3VA1025-3ED32-0CH0 | CIRCUIT BREAKER 3VA1 IEC FRAME 100 BREAKING CAPACITY CLASS N ICU=25KA @ 415 V 3-POLE, LINE PROT | 390.65
3VA2340-5JQ42-0CH0 | CIRCUIT BREAKER 3VA2 IEC FRAME 400 BREAKING CAPACITY CLASS M ICU=55KA @ 415 V 4-POLE, LINE PROT | 2799.28
3VA2340-5KP32-0AA0 | CIRCUIT BREAKER 3VA2 IEC FRAME 400 BREAKING CAPACITY CLASS M ICU=55KA @ 415 V 3-POLE, LINE PROT | 1864.31
3VA9908-0BB10 | UNDERVOLTAGE RELEASE 12 V DC ACCESSORY FOR 3VA1 100/160 3VA2 100/160/250/400/630 | 82.61
3VA2225-6HN32-0AH0 | CIRCUIT BREAKER 3VA2 IEC FRAME 250 BREAKING CAPACITY CLASS H ICU=85KA @ 415 V 3-POLE, LINE PROT | 1323.04
3VA2225-6HN32-0BH0 | CIRCUIT BREAKER 3VA2 IEC FRAME 250 BREAKING CAPACITY CLASS H ICU=85KA @ 415 V 3-POLE, LINE PROT | 1434.46
3VA1032-2ED32-0AE0 | CIRCUIT BREAKER 3VA1 IEC FRAME 100 BREAKING CAPACITY CLASS B ICU=16KA @ 415 V 3-POLE, LINE PROT | 293.86
3SE2283-6GA53 | SIRIUS HINGED SWITCH MOLDED-PLASTIC-SEALED W. ALU. HINGE 3XNC,SLOW-ACTION, FOR 40MM PROFILE SUP | 181.52
3VA2116-5HL32-0AJ0 | CIRCUIT BREAKER 3VA2 IEC FRAME 160 BREAKING CAPACITY CLASS M ICU=55KA @ 415 V 3-POLE, LINE PROT | 912.2
3ZS1633-2XX02-0YB0 | PCS7 BLOCK LIBRARY FOR SOFT STARTER 3RW44 V8.0 RUNTIME; AS BLOCKS FOR INTEGRATING 3RW44 SOFT ST | 444.81
3ZY1122-1BA00 | REMOVABLE TERMINAL 2-POLE, SCREW TERMINALS UP TO 2X2.5 SQMM OR 1X4 SQMM, FOR SIRIUS DEVICES IN I | 5.72
3VA2163-6HN36-0AB0 | CIRCUIT BREAKER 3VA2 IEC FRAME 160 BREAKING CAPACITY CLASS H ICU=85KA @ 415 V 3-POLE, LINE PROT | 710.26
3VA2163-6HN36-0KL0 | CIRCUIT BREAKER 3VA2 IEC FRAME 160 BREAKING CAPACITY CLASS H ICU=85KA @ 415 V 3-POLE, LINE PROT | 828.65
3VA2163-7HN32-0BA0 | CIRCUIT BREAKER 3VA2 IEC FRAME 160 BREAKING CAPACITY CLASS C ICU=110KA @ 415 V 3-POLE, LINE PRO | 765.98
3VA2225-6HN42-0AA0 | CIRCUIT BREAKER 3VA2 IEC FRAME 250 BREAKING CAPACITY CLASS H ICU=85KA @ 415 V 4POLE, LINE PROTE | 1424.22
3VA2225-6JP32-0JL0 | CIRCUIT BREAKER 3VA2 IEC FRAME 250 BREAKING CAPACITY CLASS H ICU=85KA @ 415 V 3-POLE, LINE PROT | 1901
3VA2225-6JQ32-0BA0 | CIRCUIT BREAKER 3VA2 IEC FRAME 250 BREAKING CAPACITY CLASS H ICU=85KA @ 415 V 3-POLE, LINE PROT | 2040.27
3VA1032-3ED36-0KH0 | CIRCUIT BREAKER 3VA1 IEC FRAME 100 BREAKING CAPACITY CLASS N ICU=25KA @ 415 V 3-POLE, LINE PROT | 387.16
3VA1032-3ED42-0AA0 | CIRCUIT BREAKER 3VA1 IEC FRAME 100 BREAKING CAPACITY CLASS N ICU=25KA @ 415 V 4-POLE, LINE PROT | 181.3
3VA1032-4ED32-0AE0 | CIRCUIT BREAKER 3VA1 IEC FRAME 100 BREAKING CAPACITY CLASS S ICU=36KA @ 415 V 3-POLE, LINE PROT | 303.6
3VA1032-4ED32-0BA0 | CIRCUIT BREAKER 3VA1 IEC FRAME 100 BREAKING CAPACITY CLASS S ICU=36KA @ 415 V 3-POLE, LINE PROT | 318.92
3VA1120-4EF36-0BC0 | CIRCUIT BREAKER 3VA1 IEC FRAME 160 BREAKING CAPACITY CLASS S ICU=36KA @ 415 V 3-POLE, LINE PROT | 432.43
3VA1120-4EF36-0DA0 | CIRCUIT BREAKER 3VA1 IEC FRAME 160 BREAKING CAPACITY CLASS S ICU=36KA @ 415 V 3-POLE, LINE PROT | 380.89
3VA1120-4EF36-0KC0 | CIRCUIT BREAKER 3VA1 IEC FRAME 160 BREAKING CAPACITY CLASS S ICU=36KA @ 415 V 3-POLE, LINE PROT | 405.27
3VA1120-4GD46-0AA0 | CIRCUIT BREAKER 3VA1 IEC FRAME 160 BREAKING CAPACITY CLASS S ICU=36KA @ 415 V 4-POLE, LINE PROT | 228.35
3VA1120-5EF36-0AC0 | CIRCUIT BREAKER 3VA1 IEC FRAME 160 BREAKING CAPACITY CLASS M ICU=55KA @ 415 V 3-POLE, LINE PROT | 338.41
4AM2342-5AT10-0FA0 | TRANSFORMER SITAS; PHASES:1; PN/PN(S6)(KVA):0,025 /0; UPRI(V):400+/-5%; USEC(V):230; ISEC(A):0,11 | 74.7
3VA1040-2ED32-0DA0 | CIRCUIT BREAKER 3VA1 IEC FRAME 100 BREAKING CAPACITY CLASS B ICU=16KA @ 415 V 3-POLE, LINE PROT | 311.27
3VA1040-2ED32-0JH0 | CIRCUIT BREAKER 3VA1 IEC FRAME 100 BREAKING CAPACITY CLASS B ICU=16KA @ 415 V 3-POLE, LINE PROT | 359.3
3VA1040-3ED32-0CC0 | CIRCUIT BREAKER 3VA1 IEC FRAME 100 BREAKING CAPACITY CLASS N ICU=25KA @ 415 V 3-POLE, LINE PROT | 364.18
3VA1040-3ED32-0DC0 | CIRCUIT BREAKER 3VA1 IEC FRAME 100 BREAKING CAPACITY CLASS N ICU=25KA @ 415 V 3-POLE, LINE PROT | 364.18
3VA1120-5EF36-0BH0 | CIRCUIT BREAKER 3VA1 IEC FRAME 160 BREAKING CAPACITY CLASS M ICU=55KA @ 415 V 3-POLE, LINE PROT | 479.78
3VA1120-5GD42-0AA0 | CIRCUIT BREAKER 3VA1 IEC FRAME 160 BREAKING CAPACITY CLASS M ICU=55KA @ 415 V 4-POLE, LINE PROT | 227.38
3VA1120-6ED42-0AA0 | CIRCUIT BREAKER 3VA1 IEC FRAME 160 BREAKING CAPACITY CLASS H ICU=70KA @ 415 V 4-POLE, LINE PROT | 247.96
3VA1120-6EF32-0AB0 | CIRCUIT BREAKER 3VA1 IEC FRAME 160 BREAKING CAPACITY CLASS H ICU=70KA @ 415 V 3-POLE, LINE PROT | 366.27
3VA1120-6EF36-0BA0 | CIRCUIT BREAKER 3VA1 IEC FRAME 160 BREAKING CAPACITY CLASS H ICU=70KA @ 415 V 3-POLE, LINE PROT | 431.03
3VA1125-3EF32-0JC0 | CIRCUIT BREAKER 3VA1 IEC FRAME 160 BREAKING CAPACITY CLASS N ICU=25KA @ 415 V 3-POLE, LINE PROT | 362.79
3VA1125-3GD42-0AA0 | CIRCUIT BREAKER 3VA1 IEC FRAME 160 BREAKING CAPACITY CLASS N ICU=25KA @ 415 V 4-POLE, LINE PROT | 192.08
3VA1125-4EE32-0AA0 | CIRCUIT BREAKER 3VA1 IEC FRAME 160 BREAKING CAPACITY CLASS S ICU=36KA @ 415 V 3-POLE, LINE PROT | 162.2
3VA1125-4EF32-0AB0 | CIRCUIT BREAKER 3VA1 IEC FRAME 160 BREAKING CAPACITY CLASS S ICU=36KA @ 415 V 3-POLE, LINE PROT | 317.52
3VA1125-4EF32-0CA0 | CIRCUIT BREAKER 3VA1 IEC FRAME 160 BREAKING CAPACITY CLASS S ICU=36KA @ 415 V 3-POLE, LINE PROT | 358.61
3VA1132-4EF32-0AA0 | CIRCUIT BREAKER 3VA1 IEC FRAME 160 BREAKING CAPACITY CLASS S ICU=36KA @ 415 V 3-POLE, LINE PROT | 172.02
3VA1132-4EF32-0AB0 | CIRCUIT BREAKER 3VA1 IEC FRAME 160 BREAKING CAPACITY CLASS S ICU=36KA @ 415 V 3-POLE, LINE PROT | 317.52
3VA1132-4EF32-0AG0 | CIRCUIT BREAKER 3VA1 IEC FRAME 160 BREAKING CAPACITY CLASS S ICU=36KA @ 415 V 3-POLE, LINE PROT | 317.52
3VA1110-5ED32-0DH0 | CIRCUIT BREAKER 3VA1 IEC FRAME 160 BREAKING CAPACITY CLASS M ICU=55KA @ 415 V 3-POLE, LINE PROT | 504.14
3VA1110-5ED32-0CH0 | CIRCUIT BREAKER 3VA1 IEC FRAME 160 BREAKING CAPACITY CLASS M ICU=55KA @ 415 V 3-POLE, LINE PROT | 504.14
3VA1040-3ED36-0DA0 | CIRCUIT BREAKER 3VA1 IEC FRAME 100 BREAKING CAPACITY CLASS N ICU=25KA @ 415 V 3-POLE, LINE PROT | 337.04
3VA1040-3ED36-0DH0 | CIRCUIT BREAKER 3VA1 IEC FRAME 100 BREAKING CAPACITY CLASS N ICU=25KA @ 415 V 3-POLE, LINE PROT | 410.84
3VA1040-3ED36-0KH0 | CIRCUIT BREAKER 3VA1 IEC FRAME 100 BREAKING CAPACITY CLASS N ICU=25KA @ 415 V 3-POLE, LINE PROT | 387.16
3VA1040-4ED32-0AC0 | CIRCUIT BREAKER 3VA1 IEC FRAME 100 BREAKING CAPACITY CLASS S ICU=36KA @ 415 V 3-POLE, LINE PROT | 253.47
3VA1040-4ED32-0CC0 | CIRCUIT BREAKER 3VA1 IEC FRAME 100 BREAKING CAPACITY CLASS S ICU=36KA @ 415 V 3-POLE, LINE PROT | 368.36
3VA1040-4ED32-0JC0 | CIRCUIT BREAKER 3VA1 IEC FRAME 100 BREAKING CAPACITY CLASS S ICU=36KA @ 415 V 3-POLE, LINE PROT | 341.2
3VA1120-6EF32-0HC0 | CIRCUIT BREAKER 3VA1 IEC FRAME 160 BREAKING CAPACITY CLASS H ICU=70KA @ 415 V 3-POLE, LINE PROT | 431.03
3VA1132-3EF36-0AB0 | CIRCUIT BREAKER 3VA1 IEC FRAME 160 BREAKING CAPACITY CLASS N ICU=25KA @ 415 V 3-POLE, LINE PROT | 321.7
3VA1132-3EF36-0AG0 | CIRCUIT BREAKER 3VA1 IEC FRAME 160 BREAKING CAPACITY CLASS N ICU=25KA @ 415 V 3-POLE, LINE PROT | 321.7
3UG4815-2AA40 | DIGITAL MONITORING RELAY FOR 3-PHASE MAINS VOLTAGE FOR IO-LINK AC 50 TO 60 HZ 3X 160 TO 690V LI | 224.09
3VA1125-3ED46-0AA0 | CIRCUIT BREAKER 3VA1 IEC FRAME 160 BREAKING CAPACITY CLASS N ICU=25KA @ 415 V 4-POLE, LINE PROT | 211.22
3VA1125-3EE36-0AA0 | CIRCUIT BREAKER 3VA1 IEC FRAME 160 BREAKING CAPACITY CLASS N ICU=25KA @ 415 V 3-POLE, LINE PROT | 165.65
3VA1125-3EF32-0BH0 | CIRCUIT BREAKER 3VA1 IEC FRAME 160 BREAKING CAPACITY CLASS N ICU=25KA @ 415 V 3-POLE, LINE PROT | 411.54
3VA1125-5ED36-0AA0 | CIRCUIT BREAKER 3VA1 IEC FRAME 160 BREAKING CAPACITY CLASS M ICU=55KA @ 415 V 3-POLE, LINE PROT | 192.58
3VA1150-4EF36-0BC0 | CIRCUIT BREAKER 3VA1 IEC FRAME 160 BREAKING CAPACITY CLASS S ICU=36KA @ 415 V 3-POLE, LINE PROT | 432.43
3VA1110-5ED42-0AA0 | CIRCUIT BREAKER 3VA1 IEC FRAME 160 BREAKING CAPACITY CLASS M ICU=55KA @ 415 V 4-POLE, LINE PROT | 287.65
3VA1110-5EF32-0AA0 | CIRCUIT BREAKER 3VA1 IEC FRAME 160 BREAKING CAPACITY CLASS M ICU=55KA @ 415 V 3-POLE, LINE PROT | 237.66
3VA1110-5EF32-0CH0 | CIRCUIT BREAKER 3VA1 IEC FRAME 160 BREAKING CAPACITY CLASS M ICU=55KA @ 415 V 3-POLE, LINE PROT | 529.22
3VA1110-5EF36-0HA0 | CIRCUIT BREAKER 3VA1 IEC FRAME 160 BREAKING CAPACITY CLASS M ICU=55KA @ 415 V 3-POLE, LINE PROT | 452.62
3VA1110-5EF36-0JC0 | CIRCUIT BREAKER 3VA1 IEC FRAME 160 BREAKING CAPACITY CLASS M ICU=55KA @ 415 V 3-POLE, LINE PROT | 501.37
3VA1110-5FD46-0AA0 | CIRCUIT BREAKER 3VA1 IEC FRAME 160 BREAKING CAPACITY CLASS M ICU=55KA @ 415 V 4-POLE, LINE PROT | 310.21
3VA1132-3EF36-0HC0 | CIRCUIT BREAKER 3VA1 IEC FRAME 160 BREAKING CAPACITY CLASS N ICU=25KA @ 415 V 3-POLE, LINE PROT | 385.77
3VA1132-3EF36-0HH0 | CIRCUIT BREAKER 3VA1 IEC FRAME 160 BREAKING CAPACITY CLASS N ICU=25KA @ 415 V 3-POLE, LINE PROT | 408.75
3VA1132-3EF36-0JC0 | CIRCUIT BREAKER 3VA1 IEC FRAME 160 BREAKING CAPACITY CLASS N ICU=25KA @ 415 V 3-POLE, LINE PROT | 385.77
3VA1110-6EF32-0AD0 | CIRCUIT BREAKER 3VA1 IEC FRAME 160 BREAKING CAPACITY CLASS H ICU=70KA @ 415 V 3-POLE, LINE PROT | 444.96
3VA1150-4EF36-0CH0 | CIRCUIT BREAKER 3VA1 IEC FRAME 160 BREAKING CAPACITY CLASS S ICU=36KA @ 415 V 3-POLE, LINE PROT | 456.8
3VA1150-4EF36-0KA0 | CIRCUIT BREAKER 3VA1 IEC FRAME 160 BREAKING CAPACITY CLASS S ICU=36KA @ 415 V 3-POLE, LINE PROT | 355.84
3VA1150-4GD42-0AA0 | CIRCUIT BREAKER 3VA1 IEC FRAME 160 BREAKING CAPACITY CLASS S ICU=36KA @ 415 V 4-POLE, LINE PROT | 206.33
3VA1125-3ED32-0AA0 | CIRCUIT BREAKER 3VA1 IEC FRAME 160 BREAKING CAPACITY CLASS N ICU=25KA @ 415 V 3-POLE, LINE PROT | 146.53
3VA1125-3EF32-0CC0 | CIRCUIT BREAKER 3VA1 IEC FRAME 160 BREAKING CAPACITY CLASS N ICU=25KA @ 415 V 3-POLE, LINE PROT | 389.95
3VA1125-3EF32-0HH0 | CIRCUIT BREAKER 3VA1 IEC FRAME 160 BREAKING CAPACITY CLASS N ICU=25KA @ 415 V 3-POLE, LINE PROT | 389.25
3VA1125-3EF32-0KH0 | CIRCUIT BREAKER 3VA1 IEC FRAME 160 BREAKING CAPACITY CLASS N ICU=25KA @ 415 V 3-POLE, LINE PROT | 389.25
3VA1125-4EF32-0KH0 | CIRCUIT BREAKER 3VA1 IEC FRAME 160 BREAKING CAPACITY CLASS S ICU=36KA @ 415 V 3-POLE, LINE PROT | 405.96
3VA1125-4GF42-0AA0 | CIRCUIT BREAKER 3VA1 IEC FRAME 160 BREAKING CAPACITY CLASS S ICU=36KA @ 415 V 4-POLE, LINE PROT | 222.97
3VA1110-5EE32-0AD0 | CIRCUIT BREAKER 3VA1 IEC FRAME 160 BREAKING CAPACITY CLASS M ICU=55KA @ 415 V 3-POLE, LINE PROT | 396.22
3VA1110-5EE36-0AA0 | CIRCUIT BREAKER 3VA1 IEC FRAME 160 BREAKING CAPACITY CLASS M ICU=55KA @ 415 V 3-POLE, LINE PROT | 243.57
3VA1110-6EE42-0AA0 | CIRCUIT BREAKER 3VA1 IEC FRAME 160 BREAKING CAPACITY CLASS H ICU=70KA @ 415 V 4-POLE, LINE PROT | 321.96
3VA1132-3GF46-0AA0 | CIRCUIT BREAKER 3VA1 IEC FRAME 160 BREAKING CAPACITY CLASS N ICU=25KA @ 415 V 4-POLE, LINE PROT | 226.88
3VA1132-4EE46-0AA0 | CIRCUIT BREAKER 3VA1 IEC FRAME 160 BREAKING CAPACITY CLASS S ICU=36KA @ 415 V 4-POLE, LINE PROT | 233.25
3VA1050-2ED32-0JH0 | CIRCUIT BREAKER 3VA1 IEC FRAME 100 BREAKING CAPACITY CLASS B ICU=16KA @ 415 V 3-POLE, LINE PROT | 359.3
3VA1080-3ED32-0HH0 | CIRCUIT BREAKER 3VA1 IEC FRAME 100 BREAKING CAPACITY CLASS N ICU=25KA @ 415 V 3-POLE, LINE PROT | 380.89
3VA1080-3ED36-0AH0 | CIRCUIT BREAKER 3VA1 IEC FRAME 100 BREAKING CAPACITY CLASS N ICU=25KA @ 415 V 3-POLE, LINE PROT | 316.84
3VA1110-6EF32-0DH0 | CIRCUIT BREAKER 3VA1 IEC FRAME 160 BREAKING CAPACITY CLASS H ICU=70KA @ 415 V 3-POLE, LINE PROT | 561.26
3VA1110-6GE42-0AA0 | CIRCUIT BREAKER 3VA1 IEC FRAME 160 BREAKING CAPACITY CLASS H ICU=70KA @ 415 V 4-POLE, LINE PROT | 321.96
3VA1150-4EF36-0CC0 | CIRCUIT BREAKER 3VA1 IEC FRAME 160 BREAKING CAPACITY CLASS S ICU=36KA @ 415 V 3-POLE, LINE PROT | 432.43
4AM5242-8MB40-0FA0 | TRANSFORMER SITAS; PHASES:1; PN/PN(S6)(KVA):0,63 /2,35; UPRI(V):440-400-230; USEC(V):48(2X24); I | 454.86
3VA1150-4EF36-0HH0 | CIRCUIT BREAKER 3VA1 IEC FRAME 160 BREAKING CAPACITY CLASS S ICU=36KA @ 415 V 3-POLE, LINE PROT | 431.03
3VA1150-5EF32-0CA0 | CIRCUIT BREAKER 3VA1 IEC FRAME 160 BREAKING CAPACITY CLASS M ICU=55KA @ 415 V 3-POLE, LINE PROT | 383.68
3VA1150-5EF32-0JC0 | CIRCUIT BREAKER 3VA1 IEC FRAME 160 BREAKING CAPACITY CLASS M ICU=55KA @ 415 V 3-POLE, LINE PROT | 405.96
3VA1132-5ED36-0AA0 | CIRCUIT BREAKER 3VA1 IEC FRAME 160 BREAKING CAPACITY CLASS M ICU=55KA @ 415 V 3-POLE, LINE PROT | 192.58
3VA1132-5EF32-0AC0 | CIRCUIT BREAKER 3VA1 IEC FRAME 160 BREAKING CAPACITY CLASS M ICU=55KA @ 415 V 3-POLE, LINE PROT | 317.52
3VA1180-3EF32-0JH0 | CIRCUIT BREAKER 3VA1 IEC FRAME 160 BREAKING CAPACITY CLASS N ICU=25KA @ 415 V 3-POLE, LINE PROT | 408.05
3VA1180-3GD42-0AA0 | CIRCUIT BREAKER 3VA1 IEC FRAME 160 BREAKING CAPACITY CLASS N ICU=25KA @ 415 V 4-POLE, LINE PROT | 208.29
3VA1180-4EF32-0AE0 | CIRCUIT BREAKER 3VA1 IEC FRAME 160 BREAKING CAPACITY CLASS S ICU=36KA @ 415 V 3-POLE, LINE PROT | 366.27
3VA1010-2ED32-0AA0 | CIRCUIT BREAKER 3VA1 IEC FRAME 100 BREAKING CAPACITY CLASS B ICU=16KA @ 415 V 3-POLE, LINE PROT | 174.47
3VA1010-2ED32-0KH0 | CIRCUIT BREAKER 3VA1 IEC FRAME 100 BREAKING CAPACITY CLASS B ICU=16KA @ 415 V 3-POLE, LINE PROT | 409.45
3VA1132-5EF36-0AC0 | CIRCUIT BREAKER 3VA1 IEC FRAME 160 BREAKING CAPACITY CLASS M ICU=55KA @ 415 V 3-POLE, LINE PROT | 338.41
3VA1132-5EF36-0KC0 | CIRCUIT BREAKER 3VA1 IEC FRAME 160 BREAKING CAPACITY CLASS M ICU=55KA @ 415 V 3-POLE, LINE PROT | 429.64
3VA1050-2ED32-0BH0 | CIRCUIT BREAKER 3VA1 IEC FRAME 100 BREAKING CAPACITY CLASS B ICU=16KA @ 415 V 3-POLE, LINE PROT | 385.77
3VA1050-2ED36-0AD0 | CIRCUIT BREAKER 3VA1 IEC FRAME 100 BREAKING CAPACITY CLASS B ICU=16KA @ 415 V 3-POLE, LINE PROT | 291.77
3VA1050-2ED42-0DA0 | CIRCUIT BREAKER 3VA1 IEC FRAME 100 BREAKING CAPACITY CLASS B ICU=16KA @ 415 V 4-POLE, LINE PROT | 369.06
3VA1050-3ED32-0AD0 | CIRCUIT BREAKER 3VA1 IEC FRAME 100 BREAKING CAPACITY CLASS N ICU=25KA @ 415 V 3-POLE, LINE PROT | 275.06
3VA1050-3ED32-0AF0 | CIRCUIT BREAKER 3VA1 IEC FRAME 100 BREAKING CAPACITY CLASS N ICU=25KA @ 415 V 3-POLE, LINE PROT | 248.6
3VA1110-6EF32-0JA0 | CIRCUIT BREAKER 3VA1 IEC FRAME 160 BREAKING CAPACITY CLASS H ICU=70KA @ 415 V 3-POLE, LINE PROT | 459.59
3VA1110-6EF36-0AF0 | CIRCUIT BREAKER 3VA1 IEC FRAME 160 BREAKING CAPACITY CLASS H ICU=70KA @ 415 V 3-POLE, LINE PROT | 443.56
3VA1110-6EF36-0DC0 | CIRCUIT BREAKER 3VA1 IEC FRAME 160 BREAKING CAPACITY CLASS H ICU=70KA @ 415 V 3-POLE, LINE PROT | 557.77
3VA1110-6EF42-0AA0 | CIRCUIT BREAKER 3VA1 IEC FRAME 160 BREAKING CAPACITY CLASS H ICU=70KA @ 415 V 4-POLE, LINE PROT | 338.12
3VA1150-5EF36-0DC0 | CIRCUIT BREAKER 3VA1 IEC FRAME 160 BREAKING CAPACITY CLASS M ICU=55KA @ 415 V 3-POLE, LINE PROT | 454.71
3VA1132-4EF32-0BA0 | CIRCUIT BREAKER 3VA1 IEC FRAME 160 BREAKING CAPACITY CLASS S ICU=36KA @ 415 V 3-POLE, LINE PROT | 358.61
3VA1132-4EF36-0AC0 | CIRCUIT BREAKER 3VA1 IEC FRAME 160 BREAKING CAPACITY CLASS S ICU=36KA @ 415 V 3-POLE, LINE PROT | 316.84
3VA1132-4EF36-0AH0 | CIRCUIT BREAKER 3VA1 IEC FRAME 160 BREAKING CAPACITY CLASS S ICU=36KA @ 415 V 3-POLE, LINE PROT | 339.11
3VA1132-4EF36-0DC0 | CIRCUIT BREAKER 3VA1 IEC FRAME 160 BREAKING CAPACITY CLASS S ICU=36KA @ 415 V 3-POLE, LINE PROT | 432.43
3VA1132-4EF36-0HA0 | CIRCUIT BREAKER 3VA1 IEC FRAME 160 BREAKING CAPACITY CLASS S ICU=36KA @ 415 V 3-POLE, LINE PROT | 355.84
3VA1180-3EF32-0KH0 | CIRCUIT BREAKER 3VA1 IEC FRAME 160 BREAKING CAPACITY CLASS N ICU=25KA @ 415 V 3-POLE, LINE PROT | 408.05
3VA1180-3EF36-0AD0 | CIRCUIT BREAKER 3VA1 IEC FRAME 160 BREAKING CAPACITY CLASS N ICU=25KA @ 415 V 3-POLE, LINE PROT | 343.99
3VA1180-3EF36-0JA0 | CIRCUIT BREAKER 3VA1 IEC FRAME 160 BREAKING CAPACITY CLASS N ICU=25KA @ 415 V 3-POLE, LINE PROT | 358.61
3VA1180-3EF36-0KH0 | CIRCUIT BREAKER 3VA1 IEC FRAME 160 BREAKING CAPACITY CLASS N ICU=25KA @ 415 V 3-POLE, LINE PROT | 433.13
3VA1010-2ED36-0BC0 | CIRCUIT BREAKER 3VA1 IEC FRAME 100 BREAKING CAPACITY CLASS B ICU=16KA @ 415 V 3-POLE, LINE PROT | 435.91
3VA1010-2ED36-0JA0 | CIRCUIT BREAKER 3VA1 IEC FRAME 100 BREAKING CAPACITY CLASS B ICU=16KA @ 415 V 3-POLE, LINE PROT | 362.09
3VA1010-2ED42-0AD0 | CIRCUIT BREAKER 3VA1 IEC FRAME 100 BREAKING CAPACITY CLASS B ICU=16KA @ 415 V 4-POLE, LINE PROT | 397.62
3VA1132-5EF36-0KH0 | CIRCUIT BREAKER 3VA1 IEC FRAME 160 BREAKING CAPACITY CLASS M ICU=55KA @ 415 V 3-POLE, LINE PROT | 454.02
3VA1132-6EF32-0AB0 | CIRCUIT BREAKER 3VA1 IEC FRAME 160 BREAKING CAPACITY CLASS H ICU=70KA @ 415 V 3-POLE, LINE PROT | 366.27
3VA1080-4ED42-0KH0 | CIRCUIT BREAKER 3VA1 IEC FRAME 100 BREAKING CAPACITY CLASS S ICU=36KA @ 415 V 4-POLE, LINE PROT | 453.32
3VA1096-2ED32-0BH0 | CIRCUIT BREAKER 3VA1 IEC FRAME 100 BREAKING CAPACITY CLASS B ICU=16KA @ 415 V 3-POLE, LINE PROT | 385.77
3VA1096-2ED32-0HH0 | CIRCUIT BREAKER 3VA1 IEC FRAME 100 BREAKING CAPACITY CLASS B ICU=16KA @ 415 V 3-POLE, LINE PROT | 359.3
3VA1096-2ED32-0KH0 | CIRCUIT BREAKER 3VA1 IEC FRAME 100 BREAKING CAPACITY CLASS B ICU=16KA @ 415 V 3-POLE, LINE PROT | 359.3
3VA1150-5EF36-0JA0 | CIRCUIT BREAKER 3VA1 IEC FRAME 160 BREAKING CAPACITY CLASS M ICU=55KA @ 415 V 3-POLE, LINE PROT | 378.82
3VA1150-5GF42-0AA0 | CIRCUIT BREAKER 3VA1 IEC FRAME 160 BREAKING CAPACITY CLASS M ICU=55KA @ 415 V 4-POLE, LINE PROT | 245.03
3VA2163-7HN32-0JH0 | CIRCUIT BREAKER 3VA2 IEC FRAME 160 BREAKING CAPACITY CLASS C ICU=110KA @ 415 V 3-POLE, LINE PRO | 807.76
3VA2163-7HN32-0KC0 | CIRCUIT BREAKER 3VA2 IEC FRAME 160 BREAKING CAPACITY CLASS C ICU=110KA @ 415 V 3-POLE, LINE PRO | 786.87
3VA1032-2ED36-0CH0 | CIRCUIT BREAKER 3VA1 IEC FRAME 100 BREAKING CAPACITY CLASS B ICU=16KA @ 415 V 3-POLE, LINE PROT | 407.36
3VA1032-3ED32-0BC0 | CIRCUIT BREAKER 3VA1 IEC FRAME 100 BREAKING CAPACITY CLASS N ICU=25KA @ 415 V 3-POLE, LINE PROT | 364.18
3VA2216-5HL32-0BA0 | CIRCUIT BREAKER 3VA2 IEC FRAME 250 BREAKING CAPACITY CLASS M ICU=55KA @ 415 V 3-POLE, LINE PROT | 1162.88
3VA2216-5HL32-0HH0 | CIRCUIT BREAKER 3VA2 IEC FRAME 250 BREAKING CAPACITY CLASS M ICU=55KA @ 415 V 3-POLE, LINE PROT | 1204.66
3SE5212-0CH22-1AJ0 | SIRIUS POSITION SWITCH METAL 31MM, ACC. TO EN50047 INCREASED CORROSION PROTECTION, DEVICE CONNECT | 74.18
3VA2110-8HN32-0AA0 | CIRCUIT BREAKER 3VA2 IEC FRAME 160 BREAKING CAPACITY CLASS L ICU=150KA @ 415 V 3POLE, LINE PROT | 684.61
3VA2225-6JP32-0AE0 | CIRCUIT BREAKER 3VA2 IEC FRAME 250 BREAKING CAPACITY CLASS H ICU=85KA @ 415 V 3-POLE, LINE PROT | 1768.71
3VA2225-6JQ32-0BL0 | CIRCUIT BREAKER 3VA2 IEC FRAME 250 BREAKING CAPACITY CLASS H ICU=85KA @ 415 V 3-POLE, LINE PROT | 2172.58
4AM3442-8MD40-0FA0 | TRANSFORMER SITAS; PHASES:1; PN/PN(S6)(KVA):0,1 /0,31; UPRI(V):440-400-230; USEC(V):230(2X115); | 172.18
3WL9111-0AP44-0AA0 | ACCESSORIES CIRCUIT BREAKER 3WL SHUTTER FOR GUIDE FRAME 4P FS II, 130 KA, WITH LOCKING DEV | 643.88
3VA2216-7HN42-0AA0 | CIRCUIT BREAKER 3VA2 IEC FRAME 250 BREAKING CAPACITY CLASS C ICU=110KA @ 415 V 4POLE, LINE PROT | 1528.15
3VA2225-6HL32-0AJ0 | CIRCUIT BREAKER 3VA2 IEC FRAME 250 BREAKING CAPACITY CLASS H ICU=85KA @ 415 V 3-POLE, LINE PROT | 1309.12
3VA2225-6JP32-0AG0 | CIRCUIT BREAKER 3VA2 IEC FRAME 250 BREAKING CAPACITY CLASS H ICU=85KA @ 415 V 3-POLE, LINE PROT | 1747.82
3VA2225-6JP32-0HA0 | CIRCUIT BREAKER 3VA2 IEC FRAME 250 BREAKING CAPACITY CLASS H ICU=85KA @ 415 V 3-POLE, LINE PROT | 1761.74
3VA2163-6HN36-0AJ0 | CIRCUIT BREAKER 3VA2 IEC FRAME 160 BREAKING CAPACITY CLASS H ICU=85KA @ 415 V 3-POLE, LINE PROT | 752.04
3VL7012-1RA30-0AA0 | BREAKER VL 3P 800A 480V 35KA FR CAT NMB. NNG3F120 3P 800A 480V 35KA FR | 3388.43
3VA2163-6HN42-0AA0 | CIRCUIT BREAKER 3VA2 IEC FRAME 160 BREAKING CAPACITY CLASS H ICU=85KA @ 415 V 4POLE, LINE PROTE | 672.39
3VA2163-8HL46-0AA0 | CIRCUIT BREAKER 3VA2 IEC FRAME 160 BREAKING CAPACITY CLASS L ICU=150KA @ 415 V 4POLE, LINE PROT | 782.41
3VA1032-4ED32-0DA0 | CIRCUIT BREAKER 3VA1 IEC FRAME 100 BREAKING CAPACITY CLASS S ICU=36KA @ 415 V 3-POLE, LINE PROT | 318.92
4AM5242-5AD40-0FA0 | TRANSFORMER SITAS; PHASES:1; PN/PN(S6)(KVA):0,63 /2,35; UPRI(V):400+/-5%; USEC(V):230-115; ISEC( | 484.99
4AM5542-5AD40-0FA0 | TRANSFORMER SITAS; PHASES:1; PN/PN(S6)(KVA):0,8 /3,4; UPRI(V):400+/-5%; USEC(V):230-115; ISEC(A) | 464.66
3VA1032-4ED36-0BC0 | CIRCUIT BREAKER 3VA1 IEC FRAME 100 BREAKING CAPACITY CLASS S ICU=36KA @ 415 V 3-POLE, LINE PROT | 392.74
3VA1040-2ED32-0CA0 | CIRCUIT BREAKER 3VA1 IEC FRAME 100 BREAKING CAPACITY CLASS B ICU=16KA @ 415 V 3-POLE, LINE PROT | 311.27
3VA1120-5ED46-0AA0 | CIRCUIT BREAKER 3VA1 IEC FRAME 160 BREAKING CAPACITY CLASS M ICU=55KA @ 415 V 4-POLE, LINE PROT | 249.92
3VA1120-5EF32-0KA0 | CIRCUIT BREAKER 3VA1 IEC FRAME 160 BREAKING CAPACITY CLASS M ICU=55KA @ 415 V 3-POLE, LINE PROT | 357.93
3VL6080-1RA30-0AA0 | BREAKER VL 3P 800A 480V 35KA FR CAT NMB. NMG3F800 3P 800A 480V 35KA FR | 2943.61
3VL6080-2RA20-0AA0 | BREAKER VL CAT NMB. HMG2F800 2P 800A 480V 65KA FR | 3440.76
3VA1110-4EF32-0AG0 | CIRCUIT BREAKER 3VA1 IEC FRAME 160 BREAKING CAPACITY CLASS S ICU=36KA @ 415 V 3-POLE, LINE PROT | 383.68
3VA1110-4EF36-0AF0 | CIRCUIT BREAKER 3VA1 IEC FRAME 160 BREAKING CAPACITY CLASS S ICU=36KA @ 415 V 3-POLE, LINE PROT | 380.19
3VA1150-4GF46-0AA0 | CIRCUIT BREAKER 3VA1 IEC FRAME 160 BREAKING CAPACITY CLASS S ICU=36KA @ 415 V 4-POLE, LINE PROT | 245.03
3VA1080-3ED36-0DA0 | CIRCUIT BREAKER 3VA1 IEC FRAME 100 BREAKING CAPACITY CLASS N ICU=25KA @ 415 V 3-POLE, LINE PROT | 357.93
3VA1080-4ED42-0AF0 | CIRCUIT BREAKER 3VA1 IEC FRAME 100 BREAKING CAPACITY CLASS S ICU=36KA @ 415 V 4-POLE, LINE PROT | 337.73
3VA1080-4ED42-0DH0 | CIRCUIT BREAKER 3VA1 IEC FRAME 100 BREAKING CAPACITY CLASS S ICU=36KA @ 415 V 4-POLE, LINE PROT | 479.09
3VA1132-5EF32-0BA0 | CIRCUIT BREAKER 3VA1 IEC FRAME 160 BREAKING CAPACITY CLASS M ICU=55KA @ 415 V 3-POLE, LINE PROT | 383.68
3VA1132-5EF32-0DA0 | CIRCUIT BREAKER 3VA1 IEC FRAME 160 BREAKING CAPACITY CLASS M ICU=55KA @ 415 V 3-POLE, LINE PROT | 383.68
3VA1132-5EF32-0HA0 | CIRCUIT BREAKER 3VA1 IEC FRAME 160 BREAKING CAPACITY CLASS M ICU=55KA @ 415 V 3-POLE, LINE PROT | 357.93
3VA1096-4ED32-0CC0 | CIRCUIT BREAKER 3VA1 IEC FRAME 100 BREAKING CAPACITY CLASS S ICU=36KA @ 415 V 3-POLE, LINE PROT | 368.36
3VA2163-8KP42-0AA0 | CIRCUIT BREAKER 3VA2 IEC FRAME 160 BREAKING CAPACITY CLASS L ICU=150KA @ 415 V 4POLE, LINE PROT | 1363.1
3VA2216-5HL32-0AC0 | CIRCUIT BREAKER 3VA2 IEC FRAME 250 BREAKING CAPACITY CLASS M ICU=55KA @ 415 V 3-POLE, LINE PROT | 1107.18
3VA2216-5HL32-0AF0 | CIRCUIT BREAKER 3VA2 IEC FRAME 250 BREAKING CAPACITY CLASS M ICU=55KA @ 415 V 3-POLE, LINE PROT | 1107.18
3VA2216-5HL32-0HA0 | CIRCUIT BREAKER 3VA2 IEC FRAME 250 BREAKING CAPACITY CLASS M ICU=55KA @ 415 V 3-POLE, LINE PROT | 1135.04
3VA2216-5HM32-0AA0 | CIRCUIT BREAKER 3VA2 IEC FRAME 250 BREAKING CAPACITY CLASS M ICU=55KA @ 415 V 3POLE, LINE PROTE | 1155.27
3VL9600-3JQ81 | BREAKER VL CABLE MAX FLEX 84 J/M-FR | 416.69
3VA1116-1AA42-0BC0 | SWITCH DISCONNECTOR 3VA1 IEC FRAME 160 4-POLE SD100, IN=160A WITHOUT OVERLOAD PROTECTION WITHOU | 579.36
3VA1116-1AA46-0AA0 | SWITCH DISCONNECTOR 3VA1 IEC FRAME 160 4-POLE SD100, IN=160A WITHOUT OVERLOAD PROTECTION WITHOU | 314.62
3VA1116-3EF32-0AB0 | CIRCUIT BREAKER 3VA1 IEC FRAME 160 BREAKING CAPACITY CLASS N ICU=25KA @ 415 V 3-POLE, LINE PROT | 607.9
3VA1112-3ED36-0AA0 | CIRCUIT BREAKER 3VA1 IEC FRAME 160 BREAKING CAPACITY CLASS N ICU=25KA @ 415 V 3-POLE, LINE PROT | 315.59
3VA1112-3EE32-0AA0 | CIRCUIT BREAKER 3VA1 IEC FRAME 160 BREAKING CAPACITY CLASS N ICU=25KA @ 415 V 3-POLE, LINE PROT | 306.29
3VA1112-3EF32-0BC0 | CIRCUIT BREAKER 3VA1 IEC FRAME 160 BREAKING CAPACITY CLASS N ICU=25KA @ 415 V 3-POLE, LINE PROT | 621.84
3VA1112-3EF32-0BH0 | CIRCUIT BREAKER 3VA1 IEC FRAME 160 BREAKING CAPACITY CLASS N ICU=25KA @ 415 V 3-POLE, LINE PROT | 647.59
3VA2216-7KP32-0AA0 | CIRCUIT BREAKER 3VA2 IEC FRAME 250 BREAKING CAPACITY CLASS C ICU=110KA @ 415 V 3POLE, LINE PROT | 1742.08
3VA1112-3EF32-0KA0 | CIRCUIT BREAKER 3VA1 IEC FRAME 160 BREAKING CAPACITY CLASS N ICU=25KA @ 415 V 3-POLE, LINE PROT | 546.62
3VA1112-3EF36-0AB0 | CIRCUIT BREAKER 3VA1 IEC FRAME 160 BREAKING CAPACITY CLASS N ICU=25KA @ 415 V 3-POLE, LINE PROT | 555.68
3VA1112-3EF36-0JC0 | CIRCUIT BREAKER 3VA1 IEC FRAME 160 BREAKING CAPACITY CLASS N ICU=25KA @ 415 V 3-POLE, LINE PROT | 619.75
3VA1112-3EF36-0JH0 | CIRCUIT BREAKER 3VA1 IEC FRAME 160 BREAKING CAPACITY CLASS N ICU=25KA @ 415 V 3-POLE, LINE PROT | 644.82
3VA1112-3FD46-0AA0 | CIRCUIT BREAKER 3VA1 IEC FRAME 160 BREAKING CAPACITY CLASS N ICU=25KA @ 415 V 4-POLE, LINE PROT | 411.15
3VA1112-3FF46-0AA0 | CIRCUIT BREAKER 3VA1 IEC FRAME 160 BREAKING CAPACITY CLASS N ICU=25KA @ 415 V 4-POLE, LINE PROT | 441.03
3VA1110-1AA36-0KH0 | SWITCH DISCONNECTOR 3VA1 IEC FRAME 160 3-POLE SD100, IN=100A WITHOUT OVERLOAD PROTECTION WITHOU | 417.81
3VA1110-1AA42-0JC0 | SWITCH DISCONNECTOR 3VA1 IEC FRAME 160 4-POLE SD100, IN=100A WITHOUT OVERLOAD PROTECTION WITHOU | 438
3VA1150-6ED42-0AA0 | CIRCUIT BREAKER 3VA1 IEC FRAME 160 BREAKING CAPACITY CLASS H ICU=70KA @ 415 V 4-POLE, LINE PROT | 247.96
3VA1150-6EF32-0AH0 | CIRCUIT BREAKER 3VA1 IEC FRAME 160 BREAKING CAPACITY CLASS H ICU=70KA @ 415 V 3-POLE, LINE PROT | 366.27
3VA2216-6HM32-0AA0 | CIRCUIT BREAKER 3VA2 IEC FRAME 250 BREAKING CAPACITY CLASS H ICU=85KA @ 415 V 3POLE, LINE PROTE | 1271.39
3VA2216-7JQ32-0AA0 | CIRCUIT BREAKER 3VA2 IEC FRAME 250 BREAKING CAPACITY CLASS C ICU=110KA @ 415 V 3POLE, LINE PROT | 1778.74
3VA1150-6EF32-0KC0 | CIRCUIT BREAKER 3VA1 IEC FRAME 160 BREAKING CAPACITY CLASS H ICU=70KA @ 415 V 3-POLE, LINE PROT | 431.03
3VA1150-6EF36-0AD0 | CIRCUIT BREAKER 3VA1 IEC FRAME 160 BREAKING CAPACITY CLASS H ICU=70KA @ 415 V 3-POLE, LINE PROT | 390.65
3VA1112-1AA42-0AA0 | SWITCH DISCONNECTOR 3VA1 IEC FRAME 160 4-POLE SD100, IN=125A WITHOUT OVERLOAD PROTECTION WITHOU | 274.93
3VA1112-1AA42-0HA0 | SWITCH DISCONNECTOR 3VA1 IEC FRAME 160 4-POLE SD100, IN=125A WITHOUT OVERLOAD PROTECTION WITHOU | 477.69
3VA1180-4EF36-0AH0 | CIRCUIT BREAKER 3VA1 IEC FRAME 160 BREAKING CAPACITY CLASS S ICU=36KA @ 415 V 3-POLE, LINE PROT | 364.18
3VA1180-4EF36-0HC0 | CIRCUIT BREAKER 3VA1 IEC FRAME 160 BREAKING CAPACITY CLASS S ICU=36KA @ 415 V 3-POLE, LINE PROT | 428.94
3VL9700-8CG31 | BREAKER VL SWBOARD MTG STRAP SH CAT NUMBER TSLN3M | 252.5
3VA1180-5EF32-0CC0 | CIRCUIT BREAKER 3VA1 IEC FRAME 160 BREAKING CAPACITY CLASS M ICU=55KA @ 415 V 3-POLE, LINE PROT | 458.89
3VA1180-5EF32-0JH0 | CIRCUIT BREAKER 3VA1 IEC FRAME 160 BREAKING CAPACITY CLASS M ICU=55KA @ 415 V 3-POLE, LINE PROT | 457.5
3VA1132-6EF36-0AD0 | CIRCUIT BREAKER 3VA1 IEC FRAME 160 BREAKING CAPACITY CLASS H ICU=70KA @ 415 V 3-POLE, LINE PROT | 390.65
3VA1140-3EF32-0CH0 | CIRCUIT BREAKER 3VA1 IEC FRAME 160 BREAKING CAPACITY CLASS N ICU=25KA @ 415 V 3-POLE, LINE PROT | 411.54
3VA1140-3EF32-0JA0 | CIRCUIT BREAKER 3VA1 IEC FRAME 160 BREAKING CAPACITY CLASS N ICU=25KA @ 415 V 3-POLE, LINE PROT | 312.66
3VA1140-3EF32-0KC0 | CIRCUIT BREAKER 3VA1 IEC FRAME 160 BREAKING CAPACITY CLASS N ICU=25KA @ 415 V 3-POLE, LINE PROT | 362.79
3VA1140-3EF36-0AD0 | CIRCUIT BREAKER 3VA1 IEC FRAME 160 BREAKING CAPACITY CLASS N ICU=25KA @ 415 V 3-POLE, LINE PROT | 321.7
3VA1110-1AA32-0DC0 | SWITCH DISCONNECTOR 3VA1 IEC FRAME 160 3-POLE SD100, IN=100A WITHOUT OVERLOAD PROTECTION WITHOU | 395.53
3VA1110-1AA32-0HA0 | SWITCH DISCONNECTOR 3VA1 IEC FRAME 160 3-POLE SD100, IN=100A WITHOUT OVERLOAD PROTECTION WITHOU | 320.31
3VT9500-4EF30 | ACCESSORY FOR VT1000, VT1600 FRONT CONNECTION FOR WITHDRAWABLE VERSION COMPRISES 3 TERMINALS 1 S | 475.54
3VA1163-3ED42-0AA0 | CIRCUIT BREAKER 3VA1 IEC FRAME 160 BREAKING CAPACITY CLASS N ICU=25KA @ 415 V 4-POLE, LINE PROT | 192.08
3VA1163-3EE32-0AA0 | CIRCUIT BREAKER 3VA1 IEC FRAME 160 BREAKING CAPACITY CLASS N ICU=25KA @ 415 V 3-POLE, LINE PROT | 149.47
3VA1163-3EF32-0AD0 | CIRCUIT BREAKER 3VA1 IEC FRAME 160 BREAKING CAPACITY CLASS N ICU=25KA @ 415 V 3-POLE, LINE PROT | 297.33
3VA1180-5EF36-0CA0 | CIRCUIT BREAKER 3VA1 IEC FRAME 160 BREAKING CAPACITY CLASS M ICU=55KA @ 415 V 3-POLE, LINE PROT | 433.13
3VA1140-4ED36-0AA0 | CIRCUIT BREAKER 3VA1 IEC FRAME 160 BREAKING CAPACITY CLASS S ICU=36KA @ 415 V 3-POLE, LINE PROT | 174.97
3VA1140-4ED46-0AA0 | CIRCUIT BREAKER 3VA1 IEC FRAME 160 BREAKING CAPACITY CLASS S ICU=36KA @ 415 V 4-POLE, LINE PROT | 228.35
3VA1140-4EE36-0AA0 | CIRCUIT BREAKER 3VA1 IEC FRAME 160 BREAKING CAPACITY CLASS S ICU=36KA @ 415 V 3-POLE, LINE PROT | 178.87
3VA1140-4EF32-0AF0 | CIRCUIT BREAKER 3VA1 IEC FRAME 160 BREAKING CAPACITY CLASS S ICU=36KA @ 415 V 3-POLE, LINE PROT | 291.07
3VA1140-4EF32-0CH0 | CIRCUIT BREAKER 3VA1 IEC FRAME 160 BREAKING CAPACITY CLASS S ICU=36KA @ 415 V 3-POLE, LINE PROT | 433.13
3VA1132-6EF32-0DA0 | CIRCUIT BREAKER 3VA1 IEC FRAME 160 BREAKING CAPACITY CLASS H ICU=70KA @ 415 V 3-POLE, LINE PROT | 406.66
3VA1096-2ED42-0AA0 | CIRCUIT BREAKER 3VA1 IEC FRAME 100 BREAKING CAPACITY CLASS B ICU=16KA @ 415 V 4-POLE, LINE PROT | 178.87
3VA1096-3ED32-0BC0 | CIRCUIT BREAKER 3VA1 IEC FRAME 100 BREAKING CAPACITY CLASS N ICU=25KA @ 415 V 3-POLE, LINE PROT | 364.18
3VA1096-4ED32-0JH0 | CIRCUIT BREAKER 3VA1 IEC FRAME 100 BREAKING CAPACITY CLASS S ICU=36KA @ 415 V 3-POLE, LINE PROT | 366.97
3VA1150-6EF32-0DH0 | CIRCUIT BREAKER 3VA1 IEC FRAME 160 BREAKING CAPACITY CLASS H ICU=70KA @ 415 V 3-POLE, LINE PROT | 480.48
3VA1150-6EF32-0JH0 | CIRCUIT BREAKER 3VA1 IEC FRAME 160 BREAKING CAPACITY CLASS H ICU=70KA @ 415 V 3-POLE, LINE PROT | 454.71
3VA2216-5HN32-0AA0 | CIRCUIT BREAKER 3VA2 IEC FRAME 250 BREAKING CAPACITY CLASS M ICU=55KA @ 415 V 3POLE, LINE PROTE | 978.01
3VA2216-5JQ42-0AA0 | CIRCUIT BREAKER 3VA2 IEC FRAME 250 BREAKING CAPACITY CLASS M ICU=55KA @ 415 V 4POLE, LINE PROTE | 2075.89
3VL9600-3JF41 | BREAKER VL DOOR MNT RHO 1.12.3. 3R.4X D-M | 196.9
3VL9600-3JP11 | BREAKER VL MAX FLEX HDL 3R BLACK D/MG | 355.2
3VA1112-1AA32-0CH0 | SWITCH DISCONNECTOR 3VA1 IEC FRAME 160 3-POLE SD100, IN=125A WITHOUT OVERLOAD PROTECTION WITHOU | 488.83
3VA1112-1AA36-0AB0 | SWITCH DISCONNECTOR 3VA1 IEC FRAME 160 3-POLE SD100, IN=125A WITHOUT OVERLOAD PROTECTION WITHOU | 396.22
3VA1112-1AA36-0JA0 | SWITCH DISCONNECTOR 3VA1 IEC FRAME 160 3-POLE SD100, IN=125A WITHOUT OVERLOAD PROTECTION WITHOU | 409.45
3VA1180-4EF32-0BA0 | CIRCUIT BREAKER 3VA1 IEC FRAME 160 BREAKING CAPACITY CLASS S ICU=36KA @ 415 V 3-POLE, LINE PROT | 380.89
3VA1180-4EF36-0AE0 | CIRCUIT BREAKER 3VA1 IEC FRAME 160 BREAKING CAPACITY CLASS S ICU=36KA @ 415 V 3-POLE, LINE PROT | 390.65
3VA1180-4EF46-0AA0 | CIRCUIT BREAKER 3VA1 IEC FRAME 160 BREAKING CAPACITY CLASS S ICU=36KA @ 415 V 4-POLE, LINE PROT | 264.62
3VA1180-4GF42-0AA0 | CIRCUIT BREAKER 3VA1 IEC FRAME 160 BREAKING CAPACITY CLASS S ICU=36KA @ 415 V 4-POLE, LINE PROT | 245.03
3VA1112-3EF36-0BA0 | CIRCUIT BREAKER 3VA1 IEC FRAME 160 BREAKING CAPACITY CLASS N ICU=25KA @ 415 V 3-POLE, LINE PROT | 598.16
3VA1112-3GF46-0AA0 | CIRCUIT BREAKER 3VA1 IEC FRAME 160 BREAKING CAPACITY CLASS N ICU=25KA @ 415 V 4-POLE, LINE PROT | 441.03
3VA1112-4EF32-0AB0 | CIRCUIT BREAKER 3VA1 IEC FRAME 160 BREAKING CAPACITY CLASS S ICU=36KA @ 415 V 3-POLE, LINE PROT | 571.69
3VA1132-6EF36-0CC0 | CIRCUIT BREAKER 3VA1 IEC FRAME 160 BREAKING CAPACITY CLASS H ICU=70KA @ 415 V 3-POLE, LINE PROT | 479.09
3VA1140-3ED32-0AA0 | CIRCUIT BREAKER 3VA1 IEC FRAME 160 BREAKING CAPACITY CLASS N ICU=25KA @ 415 V 3-POLE, LINE PROT | 146.53
3VA1140-3EF32-0AB0 | CIRCUIT BREAKER 3VA1 IEC FRAME 160 BREAKING CAPACITY CLASS N ICU=25KA @ 415 V 3-POLE, LINE PROT | 297.33
3VA1096-4ED32-0KH0 | CIRCUIT BREAKER 3VA1 IEC FRAME 100 BREAKING CAPACITY CLASS S ICU=36KA @ 415 V 3-POLE, LINE PROT | 366.97
3VA1110-1AA32-0BH0 | SWITCH DISCONNECTOR 3VA1 IEC FRAME 160 3-POLE SD100, IN=100A WITHOUT OVERLOAD PROTECTION WITHOU | 421.28
3VA1110-1AA32-0HH0 | SWITCH DISCONNECTOR 3VA1 IEC FRAME 160 3-POLE SD100, IN=100A WITHOUT OVERLOAD PROTECTION WITHOU | 394.83
3VA1110-1AA36-0CC0 | SWITCH DISCONNECTOR 3VA1 IEC FRAME 160 3-POLE SD100, IN=100A WITHOUT OVERLOAD PROTECTION WITHOU | 419.88
3VA1150-6EF36-0JC0 | CIRCUIT BREAKER 3VA1 IEC FRAME 160 BREAKING CAPACITY CLASS H ICU=70KA @ 415 V 3-POLE, LINE PROT | 453.32
3VA1163-1AA36-0HC0 | SWITCH DISCONNECTOR 3VA1 IEC FRAME 160 3-POLE SD100, IN=63A WITHOUT OVERLOAD PROTECTION WITHOUT | 344.69
3VA1163-1AA42-0AE0 | SWITCH DISCONNECTOR 3VA1 IEC FRAME 160 4-POLE SD100, IN=63A WITHOUT OVERLOAD PROTECTION WITHOUT | 336.34
3VA2025-7HN46-0AA0 | CIRCUIT BREAKER 3VA2 IEC FRAME 100 BREAKING CAPACITY CLASS C ICU=110KA @ 415 V 4POLE, LINE PROT | 745.74
3VA1110-5ED32-0BH0 | CIRCUIT BREAKER 3VA1 IEC FRAME 160 BREAKING CAPACITY CLASS M ICU=55KA @ 415 V 3-POLE, LINE PROT | 504.14
3VA1040-3ED32-0KA0 | CIRCUIT BREAKER 3VA1 IEC FRAME 100 BREAKING CAPACITY CLASS N ICU=25KA @ 415 V 3-POLE, LINE PROT | 288.98
3VA1040-3ED36-0AH0 | CIRCUIT BREAKER 3VA1 IEC FRAME 100 BREAKING CAPACITY CLASS N ICU=25KA @ 415 V 3-POLE, LINE PROT | 295.95
3VA1040-3ED36-0HH0 | CIRCUIT BREAKER 3VA1 IEC FRAME 100 BREAKING CAPACITY CLASS N ICU=25KA @ 415 V 3-POLE, LINE PROT | 387.16
3VA1040-3ED36-0KA0 | CIRCUIT BREAKER 3VA1 IEC FRAME 100 BREAKING CAPACITY CLASS N ICU=25KA @ 415 V 3-POLE, LINE PROT | 311.96
3VA1040-4ED32-0KC0 | CIRCUIT BREAKER 3VA1 IEC FRAME 100 BREAKING CAPACITY CLASS S ICU=36KA @ 415 V 3-POLE, LINE PROT | 341.2
3VA1050-2ED32-0AH0 | CIRCUIT BREAKER 3VA1 IEC FRAME 100 BREAKING CAPACITY CLASS B ICU=16KA @ 415 V 3-POLE, LINE PROT | 270.18
3VA1050-2ED32-0BA0 | CIRCUIT BREAKER 3VA1 IEC FRAME 100 BREAKING CAPACITY CLASS B ICU=16KA @ 415 V 3-POLE, LINE PROT | 311.27
3VA1120-6EF32-0AG0 | CIRCUIT BREAKER 3VA1 IEC FRAME 160 BREAKING CAPACITY CLASS H ICU=70KA @ 415 V 3-POLE, LINE PROT | 366.27
3VA1120-6EF32-0CA0 | CIRCUIT BREAKER 3VA1 IEC FRAME 160 BREAKING CAPACITY CLASS H ICU=70KA @ 415 V 3-POLE, LINE PROT | 406.66
3UG4851-1AA40 | DIGITAL MONITORING RELAY SPEED MONITORING, FOR IO-LINK FROM 0.1 TO 2200 RPM OVERSHOOT AND UNDERS | 249.42
3VA1120-6GD42-0AA0 | CIRCUIT BREAKER 3VA1 IEC FRAME 160 BREAKING CAPACITY CLASS H ICU=70KA @ 415 V 4-POLE, LINE PROT | 247.96
3VA1125-3EF32-0DH0 | CIRCUIT BREAKER 3VA1 IEC FRAME 160 BREAKING CAPACITY CLASS N ICU=25KA @ 415 V 3-POLE, LINE PROT | 411.54
3VA1125-3EF32-0CH0 | CIRCUIT BREAKER 3VA1 IEC FRAME 160 BREAKING CAPACITY CLASS N ICU=25KA @ 415 V 3-POLE, LINE PROT | 411.54
3VA1125-4EF32-0JH0 | CIRCUIT BREAKER 3VA1 IEC FRAME 160 BREAKING CAPACITY CLASS S ICU=36KA @ 415 V 3-POLE, LINE PROT | 405.96
3VA1125-4GE42-0AA0 | CIRCUIT BREAKER 3VA1 IEC FRAME 160 BREAKING CAPACITY CLASS S ICU=36KA @ 415 V 4-POLE, LINE PROT | 210.23
3VA1110-5EE32-0BA0 | CIRCUIT BREAKER 3VA1 IEC FRAME 160 BREAKING CAPACITY CLASS M ICU=55KA @ 415 V 3-POLE, LINE PROT | 436.61
3VA1110-6EE32-0AA0 | CIRCUIT BREAKER 3VA1 IEC FRAME 160 BREAKING CAPACITY CLASS H ICU=70KA @ 415 V 3-POLE, LINE PROT | 247.48
3VA1132-3EF36-0BH0 | CIRCUIT BREAKER 3VA1 IEC FRAME 160 BREAKING CAPACITY CLASS N ICU=25KA @ 415 V 3-POLE, LINE PROT | 435.91
3VA1132-3GD46-0AA0 | CIRCUIT BREAKER 3VA1 IEC FRAME 160 BREAKING CAPACITY CLASS N ICU=25KA @ 415 V 4-POLE, LINE PROT | 211.22
3VA1132-4EE42-0AA0 | CIRCUIT BREAKER 3VA1 IEC FRAME 160 BREAKING CAPACITY CLASS S ICU=36KA @ 415 V 4-POLE, LINE PROT | 210.23
3VA1050-2ED32-0JA0 | CIRCUIT BREAKER 3VA1 IEC FRAME 100 BREAKING CAPACITY CLASS B ICU=16KA @ 415 V 3-POLE, LINE PROT | 284.8
3VA1080-3ED36-0AA0 | CIRCUIT BREAKER 3VA1 IEC FRAME 100 BREAKING CAPACITY CLASS N ICU=25KA @ 415 V 3-POLE, LINE PROT | 171.03
3VA1080-3ED36-0CC0 | CIRCUIT BREAKER 3VA1 IEC FRAME 100 BREAKING CAPACITY CLASS N ICU=25KA @ 415 V 3-POLE, LINE PROT | 405.96
3VA1110-6EF32-0CA0 | CIRCUIT BREAKER 3VA1 IEC FRAME 160 BREAKING CAPACITY CLASS H ICU=70KA @ 415 V 3-POLE, LINE PROT | 486.04
3VA1110-6EF32-0HA0 | CIRCUIT BREAKER 3VA1 IEC FRAME 160 BREAKING CAPACITY CLASS H ICU=70KA @ 415 V 3-POLE, LINE PROT | 459.59
3VA1110-6GD46-0AA0 | CIRCUIT BREAKER 3VA1 IEC FRAME 160 BREAKING CAPACITY CLASS H ICU=70KA @ 415 V 4-POLE, LINE PROT | 336.16
3VA1112-1AA32-0AB0 | SWITCH DISCONNECTOR 3VA1 IEC FRAME 160 3-POLE SD100, IN=125A WITHOUT OVERLOAD PROTECTION WITHOU | 372.54
3VA1150-5EF32-0DA0 | CIRCUIT BREAKER 3VA1 IEC FRAME 160 BREAKING CAPACITY CLASS M ICU=55KA @ 415 V 3-POLE, LINE PROT | 383.68
3VA1150-5EF36-0AD0 | CIRCUIT BREAKER 3VA1 IEC FRAME 160 BREAKING CAPACITY CLASS M ICU=55KA @ 415 V 3-POLE, LINE PROT | 364.88
3VA1110-3EF32-0BH0 | CIRCUIT BREAKER 3VA1 IEC FRAME 160 BREAKING CAPACITY CLASS N ICU=25KA @ 415 V 3-POLE, LINE PROT | 473.51
3VA1110-3EF32-0KA0 | CIRCUIT BREAKER 3VA1 IEC FRAME 160 BREAKING CAPACITY CLASS N ICU=25KA @ 415 V 3-POLE, LINE PROT | 371.85
3VA1163-1AA32-0BH0 | SWITCH DISCONNECTOR 3VA1 IEC FRAME 160 3-POLE SD100, IN=63A WITHOUT OVERLOAD PROTECTION WITHOUT | 371.85
3VA1163-1AA32-0CH0 | SWITCH DISCONNECTOR 3VA1 IEC FRAME 160 3-POLE SD100, IN=63A WITHOUT OVERLOAD PROTECTION WITHOUT | 371.85
3VA1163-1AA32-0JA0 | SWITCH DISCONNECTOR 3VA1 IEC FRAME 160 3-POLE SD100, IN=63A WITHOUT OVERLOAD PROTECTION WITHOUT | 273.67
3VA2025-8HN36-0AA0 | CIRCUIT BREAKER 3VA2 IEC FRAME 100 BREAKING CAPACITY CLASS L ICU=150KA @ 415 V 3POLE, LINE PROT | 660.15
3VA2025-8JP36-0AA0 | CIRCUIT BREAKER 3VA2 IEC FRAME 100 BREAKING CAPACITY CLASS L ICU=150KA @ 415 V 3POLE, LINE PROT | 1033.03
3VA2025-8KP42-0AA0 | CIRCUIT BREAKER 3VA2 IEC FRAME 100 BREAKING CAPACITY CLASS L ICU=150KA @ 415 V 4POLE, LINE PROT | 1363.1
3VA2025-8KP46-0AA0 | CIRCUIT BREAKER 3VA2 IEC FRAME 100 BREAKING CAPACITY CLASS L ICU=150KA @ 415 V 4POLE, LINE PROT | 1399.74
3VA2040-5HN46-0AA0 | CIRCUIT BREAKER 3VA2 IEC FRAME 100 BREAKING CAPACITY CLASS M ICU=55KA @ 415 V 4POLE, LINE PROTE | 635.69
3VA1140-3EF36-0BC0 | CIRCUIT BREAKER 3VA1 IEC FRAME 160 BREAKING CAPACITY CLASS N ICU=25KA @ 415 V 3-POLE, LINE PROT | 409.45
3VA1140-4EF32-0KH0 | CIRCUIT BREAKER 3VA1 IEC FRAME 160 BREAKING CAPACITY CLASS S ICU=36KA @ 415 V 3-POLE, LINE PROT | 405.96
3VA2040-5JQ32-0AA0 | CIRCUIT BREAKER 3VA2 IEC FRAME 100 BREAKING CAPACITY CLASS M ICU=55KA @ 415 V 3POLE, LINE PROTE | 1088.02
3VA2040-5JQ36-0AA0 | CIRCUIT BREAKER 3VA2 IEC FRAME 100 BREAKING CAPACITY CLASS M ICU=55KA @ 415 V 3POLE, LINE PROTE | 1112.48
3VA1112-5EF32-0DC0 | CIRCUIT BREAKER 3VA1 IEC FRAME 160 BREAKING CAPACITY CLASS M ICU=55KA @ 415 V 3-POLE, LINE PROT | 710.26
3VA1112-5EF32-0DH0 | CIRCUIT BREAKER 3VA1 IEC FRAME 160 BREAKING CAPACITY CLASS M ICU=55KA @ 415 V 3-POLE, LINE PROT | 738.12
3VA1116-3EF32-0DH0 | CIRCUIT BREAKER 3VA1 IEC FRAME 160 BREAKING CAPACITY CLASS N ICU=25KA @ 415 V 3-POLE, LINE PROT | 724.2
3VA1116-3EF36-0AH0 | CIRCUIT BREAKER 3VA1 IEC FRAME 160 BREAKING CAPACITY CLASS N ICU=25KA @ 415 V 3-POLE, LINE PROT | 631.58
3VA1116-3EF36-0BA0 | CIRCUIT BREAKER 3VA1 IEC FRAME 160 BREAKING CAPACITY CLASS N ICU=25KA @ 415 V 3-POLE, LINE PROT | 675.45
3VA1116-3EF36-0HA0 | CIRCUIT BREAKER 3VA1 IEC FRAME 160 BREAKING CAPACITY CLASS N ICU=25KA @ 415 V 3-POLE, LINE PROT | 646.89
3VA1140-4EF36-0DC0 | CIRCUIT BREAKER 3VA1 IEC FRAME 160 BREAKING CAPACITY CLASS S ICU=36KA @ 415 V 3-POLE, LINE PROT | 432.43
3VA1140-5ED32-0AA0 | CIRCUIT BREAKER 3VA1 IEC FRAME 160 BREAKING CAPACITY CLASS M ICU=55KA @ 415 V 3-POLE, LINE PROT | 174.97
3VA1140-5ED42-0AA0 | CIRCUIT BREAKER 3VA1 IEC FRAME 160 BREAKING CAPACITY CLASS M ICU=55KA @ 415 V 4-POLE, LINE PROT | 227.38
3VA1140-5EE32-0AA0 | CIRCUIT BREAKER 3VA1 IEC FRAME 160 BREAKING CAPACITY CLASS M ICU=55KA @ 415 V 3-POLE, LINE PROT | 178.87
3VA1140-5EF32-0KC0 | CIRCUIT BREAKER 3VA1 IEC FRAME 160 BREAKING CAPACITY CLASS M ICU=55KA @ 415 V 3-POLE, LINE PROT | 405.96
4AM6142-5BJ10-0FA0 | TRANSFORMER SITAS; PHASES:1; PN/PN(S6)(KVA):1,6 /7,3; UPRI(V):415+/-5%; USEC(V):110; ISEC(A):14,5 | 1058.95
3VA1112-5EF36-0AA0 | CIRCUIT BREAKER 3VA1 IEC FRAME 160 BREAKING CAPACITY CLASS M ICU=55KA @ 415 V 3-POLE, LINE PROT | 401.36
3VA1112-5EF36-0CA0 | CIRCUIT BREAKER 3VA1 IEC FRAME 160 BREAKING CAPACITY CLASS M ICU=55KA @ 415 V 3-POLE, LINE PROT | 685.2
3VA1112-5FD42-0AA0 | CIRCUIT BREAKER 3VA1 IEC FRAME 160 BREAKING CAPACITY CLASS M ICU=55KA @ 415 V 4-POLE, LINE PROT | 465.54
3VA1112-5FD46-0AA0 | CIRCUIT BREAKER 3VA1 IEC FRAME 160 BREAKING CAPACITY CLASS M ICU=55KA @ 415 V 4-POLE, LINE PROT | 487.61
3VA2025-8HL46-0AA0 | CIRCUIT BREAKER 3VA2 IEC FRAME 100 BREAKING CAPACITY CLASS L ICU=150KA @ 415 V 4POLE, LINE PROT | 782.41
3VA2025-8KQ46-0AA0 | CIRCUIT BREAKER 3VA2 IEC FRAME 100 BREAKING CAPACITY CLASS L ICU=150KA @ 415 V 4POLE, LINE PROT | 1522.01
3VA1140-3EF36-0CC0 | CIRCUIT BREAKER 3VA1 IEC FRAME 160 BREAKING CAPACITY CLASS N ICU=25KA @ 415 V 3-POLE, LINE PROT | 409.45
3VA1140-3EF36-0KC0 | CIRCUIT BREAKER 3VA1 IEC FRAME 160 BREAKING CAPACITY CLASS N ICU=25KA @ 415 V 3-POLE, LINE PROT | 385.77
3VA2040-5JQ46-0AA0 | CIRCUIT BREAKER 3VA2 IEC FRAME 100 BREAKING CAPACITY CLASS M ICU=55KA @ 415 V 4POLE, LINE PROTE | 1228.62
3VA2040-6HL36-0AA0 | CIRCUIT BREAKER 3VA2 IEC FRAME 100 BREAKING CAPACITY CLASS H ICU=85KA @ 415 V 3POLE, LINE PROTE | 502.46
3VA2040-7JP46-0AA0 | CIRCUIT BREAKER 3VA2 IEC FRAME 100 BREAKING CAPACITY CLASS C ICU=110KA @ 415 V 4POLE, LINE PROT | 1112.48
3VA2040-8JQ42-0AA0 | CIRCUIT BREAKER 3VA2 IEC FRAME 100 BREAKING CAPACITY CLASS L ICU=150KA @ 415 V 4POLE, LINE PROT | 1405.89
3VA2040-8KQ42-0AA0 | CIRCUIT BREAKER 3VA2 IEC FRAME 100 BREAKING CAPACITY CLASS L ICU=150KA @ 415 V 4POLE, LINE PROT | 1485.35
3VA1110-3EF36-0AC0 | CIRCUIT BREAKER 3VA1 IEC FRAME 160 BREAKING CAPACITY CLASS N ICU=25KA @ 415 V 3-POLE, LINE PROT | 355.84
5SG7611-0KK16 | MINIZED-SWITCH-DISCONNECTOR D01 16A 230/400V 1P FOR FUSE-LINKS 2-16A | 12.64
3VA1112-4EF32-0CA0 | CIRCUIT BREAKER 3VA1 IEC FRAME 160 BREAKING CAPACITY CLASS S ICU=36KA @ 415 V 3-POLE, LINE PROT | 612.08
3VA1112-5ED32-0AB0 | CIRCUIT BREAKER 3VA1 IEC FRAME 160 BREAKING CAPACITY CLASS M ICU=55KA @ 415 V 3-POLE, LINE PROT | 582.15
3VA1112-5ED32-0BC0 | CIRCUIT BREAKER 3VA1 IEC FRAME 160 BREAKING CAPACITY CLASS M ICU=55KA @ 415 V 3-POLE, LINE PROT | 676.15
3TH4244-6CH8 | CONT. RELAY 44 E DIN EN 50 011 4NO+4NC, F. FORK-TYPE CABLE LUG DIR. CURRENT ACTUATING 96 V DC | 119.64
3VA1116-3EF36-0CH0 | CIRCUIT BREAKER 3VA1 IEC FRAME 160 BREAKING CAPACITY CLASS N ICU=25KA @ 415 V 3-POLE, LINE PROT | 752.04
3VA1116-3EF36-0KA0 | CIRCUIT BREAKER 3VA1 IEC FRAME 160 BREAKING CAPACITY CLASS N ICU=25KA @ 415 V 3-POLE, LINE PROT | 646.89
3VA1116-4EF32-0JA0 | CIRCUIT BREAKER 3VA1 IEC FRAME 160 BREAKING CAPACITY CLASS S ICU=36KA @ 415 V 3-POLE, LINE PROT | 672.66
3VA1140-5EF32-0BC0 | CIRCUIT BREAKER 3VA1 IEC FRAME 160 BREAKING CAPACITY CLASS M ICU=55KA @ 415 V 3-POLE, LINE PROT | 433.13
3VA1140-5EF32-0HC0 | CIRCUIT BREAKER 3VA1 IEC FRAME 160 BREAKING CAPACITY CLASS M ICU=55KA @ 415 V 3-POLE, LINE PROT | 405.96
3VA1163-3EF32-0AF0 | CIRCUIT BREAKER 3VA1 IEC FRAME 160 BREAKING CAPACITY CLASS N ICU=25KA @ 415 V 3-POLE, LINE PROT | 274.36
3VA1163-3EF32-0BA0 | CIRCUIT BREAKER 3VA1 IEC FRAME 160 BREAKING CAPACITY CLASS N ICU=25KA @ 415 V 3-POLE, LINE PROT | 337.73
3VA1163-4EE36-0AA0 | CIRCUIT BREAKER 3VA1 IEC FRAME 160 BREAKING CAPACITY CLASS S ICU=36KA @ 415 V 3-POLE, LINE PROT | 178.87
3VA1163-4EF32-0HC0 | CIRCUIT BREAKER 3VA1 IEC FRAME 160 BREAKING CAPACITY CLASS S ICU=36KA @ 415 V 3-POLE, LINE PROT | 380.19
3VA1112-6EF32-0BA0 | CIRCUIT BREAKER 3VA1 IEC FRAME 160 BREAKING CAPACITY CLASS H ICU=70KA @ 415 V 3-POLE, LINE PROT | 717.23
3VA1112-6EF36-0BC0 | CIRCUIT BREAKER 3VA1 IEC FRAME 160 BREAKING CAPACITY CLASS H ICU=70KA @ 415 V 3-POLE, LINE PROT | 786.87
3VA1112-6EF36-0HH0 | CIRCUIT BREAKER 3VA1 IEC FRAME 160 BREAKING CAPACITY CLASS H ICU=70KA @ 415 V 3-POLE, LINE PROT | 786.87
3VA1196-6EF32-0JC0 | CIRCUIT BREAKER 3VA1 IEC FRAME 160 BREAKING CAPACITY CLASS H ICU=70KA @ 415 V 3-POLE, LINE PROT | 431.03
3VA2010-5HL32-0BA0 | CIRCUIT BREAKER 3VA2 IEC FRAME 100 BREAKING CAPACITY CLASS M ICU=55KA @ 415 V 3-POLE, LINE PROT | 647.59
3VA2010-5HL32-0DA0 | CIRCUIT BREAKER 3VA2 IEC FRAME 100 BREAKING CAPACITY CLASS M ICU=55KA @ 415 V 3-POLE, LINE PROT | 647.59
3VA2040-6HN42-0AA0 | CIRCUIT BREAKER 3VA2 IEC FRAME 100 BREAKING CAPACITY CLASS H ICU=85KA @ 415 V 4POLE, LINE PROTE | 672.39
3VA2040-6JP42-0AA0 | CIRCUIT BREAKER 3VA2 IEC FRAME 100 BREAKING CAPACITY CLASS H ICU=85KA @ 415 V 4POLE, LINE PROTE | 1045.25
3VA2040-6JP46-0AA0 | CIRCUIT BREAKER 3VA2 IEC FRAME 100 BREAKING CAPACITY CLASS H ICU=85KA @ 415 V 4POLE, LINE PROTE | 1063.58
3VA2040-7HL36-0AA0 | CIRCUIT BREAKER 3VA2 IEC FRAME 100 BREAKING CAPACITY CLASS C ICU=110KA @ 415 V 3POLE, LINE PROT | 536.07
3VA2040-7JQ32-0AA0 | CIRCUIT BREAKER 3VA2 IEC FRAME 100 BREAKING CAPACITY CLASS C ICU=110KA @ 415 V 3POLE, LINE PROT | 1173.61
3VA2040-7KQ32-0AA0 | CIRCUIT BREAKER 3VA2 IEC FRAME 100 BREAKING CAPACITY CLASS C ICU=110KA @ 415 V 3POLE, LINE PROT | 1271.39
3VA2040-7KQ42-0AA0 | CIRCUIT BREAKER 3VA2 IEC FRAME 100 BREAKING CAPACITY CLASS C ICU=110KA @ 415 V 4POLE, LINE PROT | 1405.89
3VA2040-8HM42-0AA0 | CIRCUIT BREAKER 3VA2 IEC FRAME 100 BREAKING CAPACITY CLASS L ICU=150KA @ 415 V 4POLE, LINE PROT | 978.01
3VA2040-8HN32-0AA0 | CIRCUIT BREAKER 3VA2 IEC FRAME 100 BREAKING CAPACITY CLASS L ICU=150KA @ 415 V 3POLE, LINE PROT | 635.69
3VA2063-5HL32-0AD0 | CIRCUIT BREAKER 3VA2 IEC FRAME 100 BREAKING CAPACITY CLASS M ICU=55KA @ 415 V 3-POLE, LINE PROT | 567.51
3VA1112-4EF32-0DH0 | CIRCUIT BREAKER 3VA1 IEC FRAME 160 BREAKING CAPACITY CLASS S ICU=36KA @ 415 V 3-POLE, LINE PROT | 687.98
3VA1112-4EF36-0AA0 | CIRCUIT BREAKER 3VA1 IEC FRAME 160 BREAKING CAPACITY CLASS S ICU=36KA @ 415 V 3-POLE, LINE PROT | 367.05
3VA1112-4FF46-0AA0 | CIRCUIT BREAKER 3VA1 IEC FRAME 160 BREAKING CAPACITY CLASS S ICU=36KA @ 415 V 4-POLE, LINE PROT | 478.28
4AM4842-8JJ10-0FA0 | TRANSFORMER SITAS; PHASES:1; PN/PN(S6)(KVA):0,5 /2; UPRI(V):400-230+/-15; USEC(V):110; ISEC(A):4, | 400.34
3VA1116-4ED36-0AA0 | CIRCUIT BREAKER 3VA1 IEC FRAME 160 BREAKING CAPACITY CLASS S ICU=36KA @ 415 V 3-POLE, LINE PROT | 397.92
3VA1163-3EF32-0HH0 | CIRCUIT BREAKER 3VA1 IEC FRAME 160 BREAKING CAPACITY CLASS N ICU=25KA @ 415 V 3-POLE, LINE PROT | 389.25
3VA1163-3EF36-0AD0 | CIRCUIT BREAKER 3VA1 IEC FRAME 160 BREAKING CAPACITY CLASS N ICU=25KA @ 415 V 3-POLE, LINE PROT | 321.7
3VA1163-3EF36-0BC0 | CIRCUIT BREAKER 3VA1 IEC FRAME 160 BREAKING CAPACITY CLASS N ICU=25KA @ 415 V 3-POLE, LINE PROT | 409.45
3VA1163-4ED36-0AA0 | CIRCUIT BREAKER 3VA1 IEC FRAME 160 BREAKING CAPACITY CLASS S ICU=36KA @ 415 V 3-POLE, LINE PROT | 174.97
3VA2010-5HL32-0HA0 | CIRCUIT BREAKER 3VA2 IEC FRAME 100 BREAKING CAPACITY CLASS M ICU=55KA @ 415 V 3-POLE, LINE PROT | 621.14
3VA1140-5EF36-0HH0 | CIRCUIT BREAKER 3VA1 IEC FRAME 160 BREAKING CAPACITY CLASS M ICU=55KA @ 415 V 3-POLE, LINE PROT | 454.02
3VA1140-5EF42-0AA0 | CIRCUIT BREAKER 3VA1 IEC FRAME 160 BREAKING CAPACITY CLASS M ICU=55KA @ 415 V 4-POLE, LINE PROT | 245.03
3VA1140-5GD42-0AA0 | CIRCUIT BREAKER 3VA1 IEC FRAME 160 BREAKING CAPACITY CLASS M ICU=55KA @ 415 V 4-POLE, LINE PROT | 227.38
3VA1140-5GF46-0AA0 | CIRCUIT BREAKER 3VA1 IEC FRAME 160 BREAKING CAPACITY CLASS M ICU=55KA @ 415 V 4-POLE, LINE PROT | 265.6
3VA2063-5HL36-0JC0 | CIRCUIT BREAKER 3VA2 IEC FRAME 100 BREAKING CAPACITY CLASS M ICU=55KA @ 415 V 3-POLE, LINE PROT | 656.65
3VA2063-5HL36-0KA0 | CIRCUIT BREAKER 3VA2 IEC FRAME 100 BREAKING CAPACITY CLASS M ICU=55KA @ 415 V 3-POLE, LINE PROT | 607.2
3VA2063-5HN32-0AA0 | CIRCUIT BREAKER 3VA2 IEC FRAME 100 BREAKING CAPACITY CLASS M ICU=55KA @ 415 V 3POLE, LINE PROTE | 487.79
3VA2063-5HN32-0AG0 | CIRCUIT BREAKER 3VA2 IEC FRAME 100 BREAKING CAPACITY CLASS M ICU=55KA @ 415 V 3-POLE, LINE PROT | 628.79
3VA1163-5ED32-0AA0 | CIRCUIT BREAKER 3VA1 IEC FRAME 160 BREAKING CAPACITY CLASS M ICU=55KA @ 415 V 3-POLE, LINE PROT | 174.97
3VA1163-5ED32-0JA0 | CIRCUIT BREAKER 3VA1 IEC FRAME 160 BREAKING CAPACITY CLASS M ICU=55KA @ 415 V 3-POLE, LINE PROT | 337.04
3VA1132-4EF32-0HA0 | CIRCUIT BREAKER 3VA1 IEC FRAME 160 BREAKING CAPACITY CLASS S ICU=36KA @ 415 V 3-POLE, LINE PROT | 331.46
3VA1132-4GF42-0AA0 | CIRCUIT BREAKER 3VA1 IEC FRAME 160 BREAKING CAPACITY CLASS S ICU=36KA @ 415 V 4-POLE, LINE PROT | 222.97
3VA1132-5ED42-0AA0 | CIRCUIT BREAKER 3VA1 IEC FRAME 160 BREAKING CAPACITY CLASS M ICU=55KA @ 415 V 4-POLE, LINE PROT | 227.38
3VA1132-5EF32-0AH0 | CIRCUIT BREAKER 3VA1 IEC FRAME 160 BREAKING CAPACITY CLASS M ICU=55KA @ 415 V 3-POLE, LINE PROT | 341.2
3VA1080-3ED36-0HC0 | CIRCUIT BREAKER 3VA1 IEC FRAME 100 BREAKING CAPACITY CLASS N ICU=25KA @ 415 V 3-POLE, LINE PROT | 378.82
3VA1180-4EE46-0AA0 | CIRCUIT BREAKER 3VA1 IEC FRAME 160 BREAKING CAPACITY CLASS S ICU=36KA @ 415 V 4-POLE, LINE PROT | 254.82
3VA1180-4EF32-0AH0 | CIRCUIT BREAKER 3VA1 IEC FRAME 160 BREAKING CAPACITY CLASS S ICU=36KA @ 415 V 3-POLE, LINE PROT | 339.11
3VA1010-2ED32-0HH0 | CIRCUIT BREAKER 3VA1 IEC FRAME 100 BREAKING CAPACITY CLASS B ICU=16KA @ 415 V 3-POLE, LINE PROT | 409.45
3VA1010-2ED36-0AE0 | CIRCUIT BREAKER 3VA1 IEC FRAME 100 BREAKING CAPACITY CLASS B ICU=16KA @ 415 V 3-POLE, LINE PROT | 371.15
3VA1132-5EF32-0KA0 | CIRCUIT BREAKER 3VA1 IEC FRAME 160 BREAKING CAPACITY CLASS M ICU=55KA @ 415 V 3-POLE, LINE PROT | 357.93
3VA1132-5EF36-0AH0 | CIRCUIT BREAKER 3VA1 IEC FRAME 160 BREAKING CAPACITY CLASS M ICU=55KA @ 415 V 3-POLE, LINE PROT | 364.88
3VA1132-6EF32-0AG0 | CIRCUIT BREAKER 3VA1 IEC FRAME 160 BREAKING CAPACITY CLASS H ICU=70KA @ 415 V 3-POLE, LINE PROT | 366.27
3VA1096-3ED32-0AA0 | CIRCUIT BREAKER 3VA1 IEC FRAME 100 BREAKING CAPACITY CLASS N ICU=25KA @ 415 V 3-POLE, LINE PROT | 140.64
3VA1096-3ED32-0DC0 | CIRCUIT BREAKER 3VA1 IEC FRAME 100 BREAKING CAPACITY CLASS N ICU=25KA @ 415 V 3-POLE, LINE PROT | 364.18
3VA1096-4ED32-0DA0 | CIRCUIT BREAKER 3VA1 IEC FRAME 100 BREAKING CAPACITY CLASS S ICU=36KA @ 415 V 3-POLE, LINE PROT | 318.92
3VA1150-5EF36-0HH0 | CIRCUIT BREAKER 3VA1 IEC FRAME 160 BREAKING CAPACITY CLASS M ICU=55KA @ 415 V 3-POLE, LINE PROT | 454.02
3VA1150-6EF32-0BC0 | CIRCUIT BREAKER 3VA1 IEC FRAME 160 BREAKING CAPACITY CLASS H ICU=70KA @ 415 V 3-POLE, LINE PROT | 456.8
3VA1150-6EF32-0HH0 | CIRCUIT BREAKER 3VA1 IEC FRAME 160 BREAKING CAPACITY CLASS H ICU=70KA @ 415 V 3-POLE, LINE PROT | 454.71
3VA2216-5JQ32-0AA0 | CIRCUIT BREAKER 3VA2 IEC FRAME 250 BREAKING CAPACITY CLASS M ICU=55KA @ 415 V 3POLE, LINE PROTE | 1570.92
3VA2216-5KQ32-0AA0 | CIRCUIT BREAKER 3VA2 IEC FRAME 250 BREAKING CAPACITY CLASS M ICU=55KA @ 415 V 3POLE, LINE PROTE | 1680.95
3VL9600-3JF11 | BREAKER VL HDL 12 VAR DEPTH ROT D/M-FR | 66.72
3VL9600-3JJ11 | BREAKER VL SHAFT VAR DEPTH ROT 12D/M-F | 55.95
3VA1112-1AA32-0KC0 | SWITCH DISCONNECTOR 3VA1 IEC FRAME 160 3-POLE SD100, IN=125A WITHOUT OVERLOAD PROTECTION WITHOU | 436.61
3VA1112-1AA36-0DA0 | SWITCH DISCONNECTOR 3VA1 IEC FRAME 160 3-POLE SD100, IN=125A WITHOUT OVERLOAD PROTECTION WITHOU | 436.61
3VA1112-1AA42-0KC0 | SWITCH DISCONNECTOR 3VA1 IEC FRAME 160 4-POLE SD100, IN=125A WITHOUT OVERLOAD PROTECTION WITHOU | 528.52
3VA1112-3EF32-0JC0 | CIRCUIT BREAKER 3VA1 IEC FRAME 160 BREAKING CAPACITY CLASS N ICU=25KA @ 415 V 3-POLE, LINE PROT | 598.16
3VA1180-4EF32-0KA0 | CIRCUIT BREAKER 3VA1 IEC FRAME 160 BREAKING CAPACITY CLASS S ICU=36KA @ 415 V 3-POLE, LINE PROT | 355.84
3VA1180-4GE42-0AA0 | CIRCUIT BREAKER 3VA1 IEC FRAME 160 BREAKING CAPACITY CLASS S ICU=36KA @ 415 V 4-POLE, LINE PROT | 232.28
3VA1180-5EF32-0AC0 | CIRCUIT BREAKER 3VA1 IEC FRAME 160 BREAKING CAPACITY CLASS M ICU=55KA @ 415 V 3-POLE, LINE PROT | 343.99
3VA1112-3EF36-0AG0 | CIRCUIT BREAKER 3VA1 IEC FRAME 160 BREAKING CAPACITY CLASS N ICU=25KA @ 415 V 3-POLE, LINE PROT | 555.68
3VA1112-4EE42-0AA0 | CIRCUIT BREAKER 3VA1 IEC FRAME 160 BREAKING CAPACITY CLASS S ICU=36KA @ 415 V 4-POLE, LINE PROT | 432.72
3VA1140-6ED46-0AA0 | CIRCUIT BREAKER 3VA1 IEC FRAME 160 BREAKING CAPACITY CLASS H ICU=70KA @ 415 V 4-POLE, LINE PROT | 270.52
3VA1140-6EF36-0AA0 | CIRCUIT BREAKER 3VA1 IEC FRAME 160 BREAKING CAPACITY CLASS H ICU=70KA @ 415 V 3-POLE, LINE PROT | 222
3VA2063-5HL32-0KA0 | CIRCUIT BREAKER 3VA2 IEC FRAME 100 BREAKING CAPACITY CLASS M ICU=55KA @ 415 V 3-POLE, LINE PROT | 580.75
3VA2063-5HL36-0CL0 | CIRCUIT BREAKER 3VA2 IEC FRAME 100 BREAKING CAPACITY CLASS M ICU=55KA @ 415 V 3-POLE, LINE PROT | 745.09
3VA1163-4EF32-0HH0 | CIRCUIT BREAKER 3VA1 IEC FRAME 160 BREAKING CAPACITY CLASS S ICU=36KA @ 415 V 3-POLE, LINE PROT | 405.96
3VA1163-4EF36-0KC0 | CIRCUIT BREAKER 3VA1 IEC FRAME 160 BREAKING CAPACITY CLASS S ICU=36KA @ 415 V 3-POLE, LINE PROT | 405.27
3VA1163-5ED46-0AA0 | CIRCUIT BREAKER 3VA1 IEC FRAME 160 BREAKING CAPACITY CLASS M ICU=55KA @ 415 V 4-POLE, LINE PROT | 249.92
3VA1125-5EF32-0AE0 | CIRCUIT BREAKER 3VA1 IEC FRAME 160 BREAKING CAPACITY CLASS M ICU=55KA @ 415 V 3-POLE, LINE PROT | 366.97
3VA2063-5HN36-0KC0 | CIRCUIT BREAKER 3VA2 IEC FRAME 100 BREAKING CAPACITY CLASS M ICU=55KA @ 415 V 3-POLE, LINE PROT | 724.2
3VA2063-5JQ32-0AB0 | CIRCUIT BREAKER 3VA2 IEC FRAME 100 BREAKING CAPACITY CLASS M ICU=55KA @ 415 V 3-POLE, LINE PROT | 1323.04
3VA2010-5HL32-0JH0 | CIRCUIT BREAKER 3VA2 IEC FRAME 100 BREAKING CAPACITY CLASS M ICU=55KA @ 415 V 3-POLE, LINE PROT | 694.95
3VA2010-5HL36-0KA0 | CIRCUIT BREAKER 3VA2 IEC FRAME 100 BREAKING CAPACITY CLASS M ICU=55KA @ 415 V 3-POLE, LINE PROT | 646.89
3VA2010-5HN32-0DC0 | CIRCUIT BREAKER 3VA2 IEC FRAME 100 BREAKING CAPACITY CLASS M ICU=55KA @ 415 V 3-POLE, LINE PROT | 765.98
3VA1150-3EE42-0AA0 | CIRCUIT BREAKER 3VA1 IEC FRAME 160 BREAKING CAPACITY CLASS N ICU=25KA @ 415 V 4-POLE, LINE PROT | 195.02
3VA1150-3EF32-0KH0 | CIRCUIT BREAKER 3VA1 IEC FRAME 160 BREAKING CAPACITY CLASS N ICU=25KA @ 415 V 3-POLE, LINE PROT | 389.25
3VA2063-5JQ32-0HH0 | CIRCUIT BREAKER 3VA2 IEC FRAME 100 BREAKING CAPACITY CLASS M ICU=55KA @ 415 V 3-POLE, LINE PROT | 1399.65
3VA2063-5JQ32-0JH0 | CIRCUIT BREAKER 3VA2 IEC FRAME 100 BREAKING CAPACITY CLASS M ICU=55KA @ 415 V 3-POLE, LINE PROT | 1399.65
3VA2063-5KP32-0AH0 | CIRCUIT BREAKER 3VA2 IEC FRAME 100 BREAKING CAPACITY CLASS M ICU=55KA @ 415 V 3-POLE, LINE PROT | 1288.23
3VA2063-5KP32-0HC0 | CIRCUIT BREAKER 3VA2 IEC FRAME 100 BREAKING CAPACITY CLASS M ICU=55KA @ 415 V 3-POLE, LINE PROT | 1336.98
3VA2116-5HN32-0AG0 | CIRCUIT BREAKER 3VA2 IEC FRAME 160 BREAKING CAPACITY CLASS M ICU=55KA @ 415 V 3-POLE, LINE PROT | 933.09
3VA1112-6EF36-0CH0 | CIRCUIT BREAKER 3VA1 IEC FRAME 160 BREAKING CAPACITY CLASS H ICU=70KA @ 415 V 3-POLE, LINE PROT | 807.76
3VA1112-6FF42-0AA0 | CIRCUIT BREAKER 3VA1 IEC FRAME 160 BREAKING CAPACITY CLASS H ICU=70KA @ 415 V 4-POLE, LINE PROT | 548.84
3VA1112-6GE46-0AA0 | CIRCUIT BREAKER 3VA1 IEC FRAME 160 BREAKING CAPACITY CLASS H ICU=70KA @ 415 V 4-POLE, LINE PROT | 543.93
3VA1116-1AA32-0JH0 | SWITCH DISCONNECTOR 3VA1 IEC FRAME 160 3-POLE SD100, IN=160A WITHOUT OVERLOAD PROTECTION WITHOU | 483.95
3VA1120-3EF32-0CA0 | CIRCUIT BREAKER 3VA1 IEC FRAME 160 BREAKING CAPACITY CLASS N ICU=25KA @ 415 V 3-POLE, LINE PROT | 337.73
3VA2110-5HN36-0BC0 | CIRCUIT BREAKER 3VA2 IEC FRAME 160 BREAKING CAPACITY CLASS M ICU=55KA @ 415 V 3-POLE, LINE PROT | 786.87
3VA2110-5HN42-0AA0 | CIRCUIT BREAKER 3VA2 IEC FRAME 160 BREAKING CAPACITY CLASS M ICU=55KA @ 415 V 4POLE, LINE PROTE | 647.91
3VA2110-5JP32-0BA0 | CIRCUIT BREAKER 3VA2 IEC FRAME 160 BREAKING CAPACITY CLASS M ICU=55KA @ 415 V 3-POLE, LINE PROT | 1141.99
3VA1116-4EF36-0HA0 | CIRCUIT BREAKER 3VA1 IEC FRAME 160 BREAKING CAPACITY CLASS S ICU=36KA @ 415 V 3-POLE, LINE PROT | 692.85
3VA1116-4EF36-0CH0 | CIRCUIT BREAKER 3VA1 IEC FRAME 160 BREAKING CAPACITY CLASS S ICU=36KA @ 415 V 3-POLE, LINE PROT | 793.82
3VA1196-5EF36-0BC0 | CIRCUIT BREAKER 3VA1 IEC FRAME 160 BREAKING CAPACITY CLASS M ICU=55KA @ 415 V 3-POLE, LINE PROT | 454.71
3VA1196-5EF36-0DC0 | CIRCUIT BREAKER 3VA1 IEC FRAME 160 BREAKING CAPACITY CLASS M ICU=55KA @ 415 V 3-POLE, LINE PROT | 454.71
3VA1196-6EF32-0AB0 | CIRCUIT BREAKER 3VA1 IEC FRAME 160 BREAKING CAPACITY CLASS H ICU=70KA @ 415 V 3-POLE, LINE PROT | 366.27
3VA1196-6EF32-0AE0 | CIRCUIT BREAKER 3VA1 IEC FRAME 160 BREAKING CAPACITY CLASS H ICU=70KA @ 415 V 3-POLE, LINE PROT | 392.74
3VA1140-6EF36-0BC0 | CIRCUIT BREAKER 3VA1 IEC FRAME 160 BREAKING CAPACITY CLASS H ICU=70KA @ 415 V 3-POLE, LINE PROT | 479.09
3VA1140-6EF36-0HC0 | CIRCUIT BREAKER 3VA1 IEC FRAME 160 BREAKING CAPACITY CLASS H ICU=70KA @ 415 V 3-POLE, LINE PROT | 453.32
3VA1150-3ED32-0AA0 | CIRCUIT BREAKER 3VA1 IEC FRAME 160 BREAKING CAPACITY CLASS N ICU=25KA @ 415 V 3-POLE, LINE PROT | 146.53
3VA2063-5HN32-0CL0 | CIRCUIT BREAKER 3VA2 IEC FRAME 100 BREAKING CAPACITY CLASS M ICU=55KA @ 415 V 3-POLE, LINE PROT | 786.87
3VA2063-5HN32-0DC0 | CIRCUIT BREAKER 3VA2 IEC FRAME 100 BREAKING CAPACITY CLASS M ICU=55KA @ 415 V 3-POLE, LINE PROT | 724.2
3VA1125-5EF32-0KA0 | CIRCUIT BREAKER 3VA1 IEC FRAME 160 BREAKING CAPACITY CLASS M ICU=55KA @ 415 V 3-POLE, LINE PROT | 357.93
3VA2063-5HN32-0HH0 | CIRCUIT BREAKER 3VA2 IEC FRAME 100 BREAKING CAPACITY CLASS M ICU=55KA @ 415 V 3-POLE, LINE PROT | 724.2
3VA2063-5HN32-0KA0 | CIRCUIT BREAKER 3VA2 IEC FRAME 100 BREAKING CAPACITY CLASS M ICU=55KA @ 415 V 3-POLE, LINE PROT | 644.82
3VA2063-5HN36-0AB0 | CIRCUIT BREAKER 3VA2 IEC FRAME 100 BREAKING CAPACITY CLASS M ICU=55KA @ 415 V 3-POLE, LINE PROT | 655.25
3VA2010-5HN32-0KH0 | CIRCUIT BREAKER 3VA2 IEC FRAME 100 BREAKING CAPACITY CLASS M ICU=55KA @ 415 V 3-POLE, LINE PROT | 759.01
3VA2010-5HN36-0AA0 | CIRCUIT BREAKER 3VA2 IEC FRAME 100 BREAKING CAPACITY CLASS M ICU=55KA @ 415 V 3POLE, LINE PROTE | 544.01
3VA2010-5HN36-0AJ0 | CIRCUIT BREAKER 3VA2 IEC FRAME 100 BREAKING CAPACITY CLASS M ICU=55KA @ 415 V 3-POLE, LINE PROT | 738.12
3VA1150-3ED46-0AA0 | CIRCUIT BREAKER 3VA1 IEC FRAME 160 BREAKING CAPACITY CLASS N ICU=25KA @ 415 V 4-POLE, LINE PROT | 211.22
3VA2063-5JQ32-0JL0 | CIRCUIT BREAKER 3VA2 IEC FRAME 100 BREAKING CAPACITY CLASS M ICU=55KA @ 415 V 3-POLE, LINE PROT | 1448.38
3VA2063-5JQ32-0KL0 | CIRCUIT BREAKER 3VA2 IEC FRAME 100 BREAKING CAPACITY CLASS M ICU=55KA @ 415 V 3-POLE, LINE PROT | 1448.38
3VA2063-5JQ36-0AA0 | CIRCUIT BREAKER 3VA2 IEC FRAME 100 BREAKING CAPACITY CLASS M ICU=55KA @ 415 V 3POLE, LINE PROTE | 1112.48
3VA2063-5JQ46-0AA0 | CIRCUIT BREAKER 3VA2 IEC FRAME 100 BREAKING CAPACITY CLASS M ICU=55KA @ 415 V 4POLE, LINE PROTE | 1228.62
4AM4041-8BD40-0CN2 | CONTROL CIRCUIT TRANSFORMER; PHASES:1; PN/PN(S6)(KVA):0,25 /0,823; UPRI(V):575-550-525-500-480- | 358.72
3VA2110-5HN36-0BL0 | CIRCUIT BREAKER 3VA2 IEC FRAME 160 BREAKING CAPACITY CLASS M ICU=55KA @ 415 V 3-POLE, LINE PROT | 849.54
3VA2110-5JP32-0HC0 | CIRCUIT BREAKER 3VA2 IEC FRAME 160 BREAKING CAPACITY CLASS M ICU=55KA @ 415 V 3-POLE, LINE PROT | 1162.88
3VA2110-5JP32-0KH0 | CIRCUIT BREAKER 3VA2 IEC FRAME 160 BREAKING CAPACITY CLASS M ICU=55KA @ 415 V 3-POLE, LINE PROT | 1190.74
3VA2110-5JQ32-0AE0 | CIRCUIT BREAKER 3VA2 IEC FRAME 160 BREAKING CAPACITY CLASS M ICU=55KA @ 415 V 3-POLE, LINE PROT | 1364.82
3VA1116-4EF32-0KH0 | CIRCUIT BREAKER 3VA1 IEC FRAME 160 BREAKING CAPACITY CLASS S ICU=36KA @ 415 V 3-POLE, LINE PROT | 745.09
3VA1116-4EF36-0AH0 | CIRCUIT BREAKER 3VA1 IEC FRAME 160 BREAKING CAPACITY CLASS S ICU=36KA @ 415 V 3-POLE, LINE PROT | 679.63
4AM5742-5AD40-0FA0 | TRANSFORMER SITAS; PHASES:1; PN/PN(S6)(KVA):1 /5; UPRI(V):400+/-5%; USEC(V):230(2X115); ISEC(A): | 691.61
3VA1116-5ED32-0AA0 | CIRCUIT BREAKER 3VA1 IEC FRAME 160 BREAKING CAPACITY CLASS M ICU=55KA @ 415 V 3-POLE, LINE PROT | 419.01
3VA2063-5JQ32-0AC0 | CIRCUIT BREAKER 3VA2 IEC FRAME 100 BREAKING CAPACITY CLASS M ICU=55KA @ 415 V 3-POLE, LINE PROT | 1309.12
3VA2063-5JQ32-0AF0 | CIRCUIT BREAKER 3VA2 IEC FRAME 100 BREAKING CAPACITY CLASS M ICU=55KA @ 415 V 3-POLE, LINE PROT | 1309.12
3VA2063-5JQ32-0BA0 | CIRCUIT BREAKER 3VA2 IEC FRAME 100 BREAKING CAPACITY CLASS M ICU=55KA @ 415 V 3-POLE, LINE PROT | 1357.87
3VA2010-5HL36-0AH0 | CIRCUIT BREAKER 3VA2 IEC FRAME 100 BREAKING CAPACITY CLASS M ICU=55KA @ 415 V 3-POLE, LINE PROT | 631.58
3VA2010-5HL36-0HH0 | CIRCUIT BREAKER 3VA2 IEC FRAME 100 BREAKING CAPACITY CLASS M ICU=55KA @ 415 V 3-POLE, LINE PROT | 724.2
3VA1150-3EF32-0AH0 | CIRCUIT BREAKER 3VA1 IEC FRAME 160 BREAKING CAPACITY CLASS N ICU=25KA @ 415 V 3-POLE, LINE PROT | 297.33
3VA1150-3EF32-0BC0 | CIRCUIT BREAKER 3VA1 IEC FRAME 160 BREAKING CAPACITY CLASS N ICU=25KA @ 415 V 3-POLE, LINE PROT | 389.95
3VA1150-3EF32-0CA0 | CIRCUIT BREAKER 3VA1 IEC FRAME 160 BREAKING CAPACITY CLASS N ICU=25KA @ 415 V 3-POLE, LINE PROT | 337.73
3VA1150-3EF32-0DC0 | CIRCUIT BREAKER 3VA1 IEC FRAME 160 BREAKING CAPACITY CLASS N ICU=25KA @ 415 V 3-POLE, LINE PROT | 389.95
3VA1150-3EF32-0HH0 | CIRCUIT BREAKER 3VA1 IEC FRAME 160 BREAKING CAPACITY CLASS N ICU=25KA @ 415 V 3-POLE, LINE PROT | 389.25
3VA2116-5HL36-0AJ0 | CIRCUIT BREAKER 3VA2 IEC FRAME 160 BREAKING CAPACITY CLASS M ICU=55KA @ 415 V 3-POLE, LINE PROT | 933.09
3VA2116-5HN32-0HA0 | CIRCUIT BREAKER 3VA2 IEC FRAME 160 BREAKING CAPACITY CLASS M ICU=55KA @ 415 V 3-POLE, LINE PROT | 947.02
3VA2116-5HN36-0AF0 | CIRCUIT BREAKER 3VA2 IEC FRAME 160 BREAKING CAPACITY CLASS M ICU=55KA @ 415 V 3-POLE, LINE PROT | 933.09
3VA2116-5HN36-0BC0 | CIRCUIT BREAKER 3VA2 IEC FRAME 160 BREAKING CAPACITY CLASS M ICU=55KA @ 415 V 3-POLE, LINE PROT | 1051.48
3VA2116-5HN36-0CC0 | CIRCUIT BREAKER 3VA2 IEC FRAME 160 BREAKING CAPACITY CLASS M ICU=55KA @ 415 V 3-POLE, LINE PROT | 1051.48
3VA1116-1AA36-0AE0 | SWITCH DISCONNECTOR 3VA1 IEC FRAME 160 3-POLE SD100, IN=160A WITHOUT OVERLOAD PROTECTION WITHOU | 443.56
3VA1116-1AA36-0CC0 | SWITCH DISCONNECTOR 3VA1 IEC FRAME 160 3-POLE SD100, IN=160A WITHOUT OVERLOAD PROTECTION WITHOU | 506.93
3VA1116-1AA36-0DC0 | SWITCH DISCONNECTOR 3VA1 IEC FRAME 160 3-POLE SD100, IN=160A WITHOUT OVERLOAD PROTECTION WITHOU | 506.93
3VA1120-3EF32-0AD0 | CIRCUIT BREAKER 3VA1 IEC FRAME 160 BREAKING CAPACITY CLASS N ICU=25KA @ 415 V 3-POLE, LINE PROT | 297.33
3VA2110-5HN36-0JA0 | CIRCUIT BREAKER 3VA2 IEC FRAME 160 BREAKING CAPACITY CLASS M ICU=55KA @ 415 V 3-POLE, LINE PROT | 710.26
3VA2010-5HN36-0JH0 | CIRCUIT BREAKER 3VA2 IEC FRAME 100 BREAKING CAPACITY CLASS M ICU=55KA @ 415 V 3-POLE, LINE PROT | 786.87
3VA2010-5JP36-0AA0 | CIRCUIT BREAKER 3VA2 IEC FRAME 100 BREAKING CAPACITY CLASS M ICU=55KA @ 415 V 3POLE, LINE PROTE | 922.99
3VA2063-5KP32-0JA0 | CIRCUIT BREAKER 3VA2 IEC FRAME 100 BREAKING CAPACITY CLASS M ICU=55KA @ 415 V 3-POLE, LINE PROT | 1302.15
3VA1180-5GF46-0AA0 | CIRCUIT BREAKER 3VA1 IEC FRAME 160 BREAKING CAPACITY CLASS M ICU=55KA @ 415 V 4-POLE, LINE PROT | 289.61
3VA1180-6EE36-0AA0 | CIRCUIT BREAKER 3VA1 IEC FRAME 160 BREAKING CAPACITY CLASS H ICU=70KA @ 415 V 3-POLE, LINE PROT | 231.32
3VA1180-6EF32-0BA0 | CIRCUIT BREAKER 3VA1 IEC FRAME 160 BREAKING CAPACITY CLASS H ICU=70KA @ 415 V 3-POLE, LINE PROT | 435.22
3VA1180-6EF32-0HH0 | CIRCUIT BREAKER 3VA1 IEC FRAME 160 BREAKING CAPACITY CLASS H ICU=70KA @ 415 V 3-POLE, LINE PROT | 483.95
3VA1180-6EF32-0JH0 | CIRCUIT BREAKER 3VA1 IEC FRAME 160 BREAKING CAPACITY CLASS H ICU=70KA @ 415 V 3-POLE, LINE PROT | 483.95
3VA1180-6EF32-0KA0 | CIRCUIT BREAKER 3VA1 IEC FRAME 160 BREAKING CAPACITY CLASS H ICU=70KA @ 415 V 3-POLE, LINE PROT | 408.05
3VA2116-6HL32-0AC0 | CIRCUIT BREAKER 3VA2 IEC FRAME 160 BREAKING CAPACITY CLASS H ICU=85KA @ 415 V 3-POLE, LINE PROT | 947.02
3VA1132-6EF32-0KA0 | CIRCUIT BREAKER 3VA1 IEC FRAME 160 BREAKING CAPACITY CLASS H ICU=70KA @ 415 V 3-POLE, LINE PROT | 380.19
3VA1132-6EF36-0HA0 | CIRCUIT BREAKER 3VA1 IEC FRAME 160 BREAKING CAPACITY CLASS H ICU=70KA @ 415 V 3-POLE, LINE PROT | 404.57
3VA1140-3EE42-0AA0 | CIRCUIT BREAKER 3VA1 IEC FRAME 160 BREAKING CAPACITY CLASS N ICU=25KA @ 415 V 4-POLE, LINE PROT | 195.02
3VA1110-1AA32-0AC0 | SWITCH DISCONNECTOR 3VA1 IEC FRAME 160 3-POLE SD100, IN=100A WITHOUT OVERLOAD PROTECTION WITHOU | 280.62
3VA1110-1AA36-0AD0 | SWITCH DISCONNECTOR 3VA1 IEC FRAME 160 3-POLE SD100, IN=100A WITHOUT OVERLOAD PROTECTION WITHOU | 329.37
3VA1110-1AA36-0DC0 | SWITCH DISCONNECTOR 3VA1 IEC FRAME 160 3-POLE SD100, IN=100A WITHOUT OVERLOAD PROTECTION WITHOU | 419.88
3VA1150-6EF36-0CC0 | CIRCUIT BREAKER 3VA1 IEC FRAME 160 BREAKING CAPACITY CLASS H ICU=70KA @ 415 V 3-POLE, LINE PROT | 479.09
3VA1163-1AA36-0AH0 | SWITCH DISCONNECTOR 3VA1 IEC FRAME 160 3-POLE SD100, IN=63A WITHOUT OVERLOAD PROTECTION WITHOUT | 280.62
3VA1163-1AA36-0KC0 | SWITCH DISCONNECTOR 3VA1 IEC FRAME 160 3-POLE SD100, IN=63A WITHOUT OVERLOAD PROTECTION WITHOUT | 344.69
3VA1163-1AA42-0HA0 | SWITCH DISCONNECTOR 3VA1 IEC FRAME 160 4-POLE SD100, IN=63A WITHOUT OVERLOAD PROTECTION WITHOUT | 327.28
3VA1180-5EF36-0HC0 | CIRCUIT BREAKER 3VA1 IEC FRAME 160 BREAKING CAPACITY CLASS M ICU=55KA @ 415 V 3-POLE, LINE PROT | 454.71
3VA2025-7KQ36-0AA0 | CIRCUIT BREAKER 3VA2 IEC FRAME 100 BREAKING CAPACITY CLASS C ICU=110KA @ 415 V 3POLE, LINE PROT | 1289.75
3VA1140-3EF36-0JC0 | CIRCUIT BREAKER 3VA1 IEC FRAME 160 BREAKING CAPACITY CLASS N ICU=25KA @ 415 V 3-POLE, LINE PROT | 385.77
3VA1140-3GE46-0AA0 | CIRCUIT BREAKER 3VA1 IEC FRAME 160 BREAKING CAPACITY CLASS N ICU=25KA @ 415 V 4-POLE, LINE PROT | 217.59
3VA2040-5JQ42-0AA0 | CIRCUIT BREAKER 3VA2 IEC FRAME 100 BREAKING CAPACITY CLASS M ICU=55KA @ 415 V 4POLE, LINE PROTE | 1204.16
3VA2040-5KP46-0AA0 | CIRCUIT BREAKER 3VA2 IEC FRAME 100 BREAKING CAPACITY CLASS M ICU=55KA @ 415 V 4POLE, LINE PROTE | 1198.03
3VA2040-7JP32-0AA0 | CIRCUIT BREAKER 3VA2 IEC FRAME 100 BREAKING CAPACITY CLASS C ICU=110KA @ 415 V 3POLE, LINE PROT | 947.45
3VA2040-8HN36-0AA0 | CIRCUIT BREAKER 3VA2 IEC FRAME 100 BREAKING CAPACITY CLASS L ICU=150KA @ 415 V 3POLE, LINE PROT | 660.15
3VA2040-8KQ36-0AA0 | CIRCUIT BREAKER 3VA2 IEC FRAME 100 BREAKING CAPACITY CLASS L ICU=150KA @ 415 V 3POLE, LINE PROT | 1350.88
3VA1110-3EF36-0AB0 | CIRCUIT BREAKER 3VA1 IEC FRAME 160 BREAKING CAPACITY CLASS N ICU=25KA @ 415 V 3-POLE, LINE PROT | 380.19
3VA1110-3EF36-0AG0 | CIRCUIT BREAKER 3VA1 IEC FRAME 160 BREAKING CAPACITY CLASS N ICU=25KA @ 415 V 3-POLE, LINE PROT | 380.19
3VA1112-4EF32-0AG0 | CIRCUIT BREAKER 3VA1 IEC FRAME 160 BREAKING CAPACITY CLASS S ICU=36KA @ 415 V 3-POLE, LINE PROT | 571.69
3VA1112-5ED32-0AG0 | CIRCUIT BREAKER 3VA1 IEC FRAME 160 BREAKING CAPACITY CLASS M ICU=55KA @ 415 V 3-POLE, LINE PROT | 582.15
3VA1112-5EF32-0AH0 | CIRCUIT BREAKER 3VA1 IEC FRAME 160 BREAKING CAPACITY CLASS M ICU=55KA @ 415 V 3-POLE, LINE PROT | 621.84
4AM3842-8MD40-0FA0 | TRANSFORMER SITAS; PHASES:1; PN/PN(S6)(KVA):0,16 /0,49; UPRI(V):440-400-230; USEC(V):230(2X115); | 215.23
3TH4244-5CE4 | CONT. RELAY 44 E DIN EN 50 011 4NO+4NC, F. FORK-TYPE CABLE LUG DIR. CURRENT ACTUATING 60 V DC | 105.72
3VA1116-3EF36-0JA0 | CIRCUIT BREAKER 3VA1 IEC FRAME 160 BREAKING CAPACITY CLASS N ICU=25KA @ 415 V 3-POLE, LINE PROT | 646.89
3VA1116-3GF46-0AA0 | CIRCUIT BREAKER 3VA1 IEC FRAME 160 BREAKING CAPACITY CLASS N ICU=25KA @ 415 V 4-POLE, LINE PROT | 514.55
3VA1116-4EF32-0AF0 | CIRCUIT BREAKER 3VA1 IEC FRAME 160 BREAKING CAPACITY CLASS S ICU=36KA @ 415 V 3-POLE, LINE PROT | 630.18
3VA1140-4EF36-0CA0 | CIRCUIT BREAKER 3VA1 IEC FRAME 160 BREAKING CAPACITY CLASS S ICU=36KA @ 415 V 3-POLE, LINE PROT | 380.89
3VA1116-5ED32-0AD0 | CIRCUIT BREAKER 3VA1 IEC FRAME 160 BREAKING CAPACITY CLASS M ICU=55KA @ 415 V 3-POLE, LINE PROT | 668.48
3VA1116-5EE32-0AH0 | CIRCUIT BREAKER 3VA1 IEC FRAME 160 BREAKING CAPACITY CLASS M ICU=55KA @ 415 V 3-POLE, LINE PROT | 681.72
3VA1116-5EE32-0HH0 | CIRCUIT BREAKER 3VA1 IEC FRAME 160 BREAKING CAPACITY CLASS M ICU=55KA @ 415 V 3-POLE, LINE PROT | 772.93
3VA2010-5JQ32-0AE0 | CIRCUIT BREAKER 3VA2 IEC FRAME 100 BREAKING CAPACITY CLASS M ICU=55KA @ 415 V 3-POLE, LINE PROT | 1364.82
3VA2010-5JQ32-0HL0 | CIRCUIT BREAKER 3VA2 IEC FRAME 100 BREAKING CAPACITY CLASS M ICU=55KA @ 415 V 3-POLE, LINE PROT | 1483.21
3VA2010-5JQ32-0JH0 | CIRCUIT BREAKER 3VA2 IEC FRAME 100 BREAKING CAPACITY CLASS M ICU=55KA @ 415 V 3-POLE, LINE PROT | 1448.38
3VA2010-5KP32-0BA0 | CIRCUIT BREAKER 3VA2 IEC FRAME 100 BREAKING CAPACITY CLASS M ICU=55KA @ 415 V 3-POLE, LINE PROT | 1350.9
3VA1150-3EF36-0DA0 | CIRCUIT BREAKER 3VA1 IEC FRAME 160 BREAKING CAPACITY CLASS N ICU=25KA @ 415 V 3-POLE, LINE PROT | 362.79
3VA1150-4EE46-0AA0 | CIRCUIT BREAKER 3VA1 IEC FRAME 160 BREAKING CAPACITY CLASS S ICU=36KA @ 415 V 4-POLE, LINE PROT | 233.25
3VA1150-4EF32-0DH0 | CIRCUIT BREAKER 3VA1 IEC FRAME 160 BREAKING CAPACITY CLASS S ICU=36KA @ 415 V 3-POLE, LINE PROT | 433.13
3VA1150-4EF32-0CH0 | CIRCUIT BREAKER 3VA1 IEC FRAME 160 BREAKING CAPACITY CLASS S ICU=36KA @ 415 V 3-POLE, LINE PROT | 433.13
3VA1163-5EE32-0KA0 | CIRCUIT BREAKER 3VA1 IEC FRAME 160 BREAKING CAPACITY CLASS M ICU=55KA @ 415 V 3-POLE, LINE PROT | 343.99
3VA1163-5EF32-0BA0 | CIRCUIT BREAKER 3VA1 IEC FRAME 160 BREAKING CAPACITY CLASS M ICU=55KA @ 415 V 3-POLE, LINE PROT | 383.68
3VA2116-5JQ32-0CA0 | CIRCUIT BREAKER 3VA2 IEC FRAME 160 BREAKING CAPACITY CLASS M ICU=55KA @ 415 V 3-POLE, LINE PROT | 1664.25
3VA2116-5JQ32-0DA0 | CIRCUIT BREAKER 3VA2 IEC FRAME 160 BREAKING CAPACITY CLASS M ICU=55KA @ 415 V 3-POLE, LINE PROT | 1664.25
3VA2116-5JQ32-0JA0 | CIRCUIT BREAKER 3VA2 IEC FRAME 160 BREAKING CAPACITY CLASS M ICU=55KA @ 415 V 3-POLE, LINE PROT | 1636.4
3VA1120-4EF36-0AB0 | CIRCUIT BREAKER 3VA1 IEC FRAME 160 BREAKING CAPACITY CLASS S ICU=36KA @ 415 V 3-POLE, LINE PROT | 339.11
3VA1120-4EF36-0AC0 | CIRCUIT BREAKER 3VA1 IEC FRAME 160 BREAKING CAPACITY CLASS S ICU=36KA @ 415 V 3-POLE, LINE PROT | 316.84
3VA1120-4EF36-0AG0 | CIRCUIT BREAKER 3VA1 IEC FRAME 160 BREAKING CAPACITY CLASS S ICU=36KA @ 415 V 3-POLE, LINE PROT | 339.11
3VA1125-5EF36-0AC0 | CIRCUIT BREAKER 3VA1 IEC FRAME 160 BREAKING CAPACITY CLASS M ICU=55KA @ 415 V 3-POLE, LINE PROT | 338.41
3VA1125-5EF36-0BH0 | CIRCUIT BREAKER 3VA1 IEC FRAME 160 BREAKING CAPACITY CLASS M ICU=55KA @ 415 V 3-POLE, LINE PROT | 479.78
3VA2140-7KQ42-0AA0 | CIRCUIT BREAKER 3VA2 IEC FRAME 160 BREAKING CAPACITY CLASS C ICU=110KA @ 415 V 4POLE, LINE PROT | 1405.89
3VA2010-6HL32-0DL0 | CIRCUIT BREAKER 3VA2 IEC FRAME 100 BREAKING CAPACITY CLASS H ICU=85KA @ 415 V 3-POLE, LINE PROT | 821.68
3VA2010-6HL32-0JH0 | CIRCUIT BREAKER 3VA2 IEC FRAME 100 BREAKING CAPACITY CLASS H ICU=85KA @ 415 V 3-POLE, LINE PROT | 759.01
3VA2010-6HL32-0KC0 | CIRCUIT BREAKER 3VA2 IEC FRAME 100 BREAKING CAPACITY CLASS H ICU=85KA @ 415 V 3-POLE, LINE PROT | 738.12
3VA2010-6HN36-0JC0 | CIRCUIT BREAKER 3VA2 IEC FRAME 100 BREAKING CAPACITY CLASS H ICU=85KA @ 415 V 3-POLE, LINE PROT | 814.71
3VA1180-6EF36-0DC0 | CIRCUIT BREAKER 3VA1 IEC FRAME 160 BREAKING CAPACITY CLASS H ICU=70KA @ 415 V 3-POLE, LINE PROT | 506.93
3VA1180-6EF36-0CH0 | CIRCUIT BREAKER 3VA1 IEC FRAME 160 BREAKING CAPACITY CLASS H ICU=70KA @ 415 V 3-POLE, LINE PROT | 532
3VA1180-6EF36-0JH0 | CIRCUIT BREAKER 3VA1 IEC FRAME 160 BREAKING CAPACITY CLASS H ICU=70KA @ 415 V 3-POLE, LINE PROT | 505.54
3VA1196-3EF32-0AA0 | CIRCUIT BREAKER 3VA1 IEC FRAME 160 BREAKING CAPACITY CLASS N ICU=25KA @ 415 V 3-POLE, LINE PROT | 158.76
3VA1116-5EE32-0JH0 | CIRCUIT BREAKER 3VA1 IEC FRAME 160 BREAKING CAPACITY CLASS M ICU=55KA @ 415 V 3-POLE, LINE PROT | 772.93
3VA1116-5EF32-0AC0 | CIRCUIT BREAKER 3VA1 IEC FRAME 160 BREAKING CAPACITY CLASS M ICU=55KA @ 415 V 3-POLE, LINE PROT | 688.67
3VA2010-5KP32-0HC0 | CIRCUIT BREAKER 3VA2 IEC FRAME 100 BREAKING CAPACITY CLASS M ICU=55KA @ 415 V 3-POLE, LINE PROT | 1364.82
3VA2010-5KQ32-0AA0 | CIRCUIT BREAKER 3VA2 IEC FRAME 100 BREAKING CAPACITY CLASS M ICU=55KA @ 415 V 3POLE, LINE PROTE | 1210.25
3VA1180-6EF32-0AF0 | CIRCUIT BREAKER 3VA1 IEC FRAME 160 BREAKING CAPACITY CLASS H ICU=70KA @ 415 V 3-POLE, LINE PROT | 369.06
3VA1180-6EF36-0BH0 | CIRCUIT BREAKER 3VA1 IEC FRAME 160 BREAKING CAPACITY CLASS H ICU=70KA @ 415 V 3-POLE, LINE PROT | 532
3VA1150-3EF36-0AE0 | CIRCUIT BREAKER 3VA1 IEC FRAME 160 BREAKING CAPACITY CLASS N ICU=25KA @ 415 V 3-POLE, LINE PROT | 347.47
3VA1150-3EF36-0JA0 | CIRCUIT BREAKER 3VA1 IEC FRAME 160 BREAKING CAPACITY CLASS N ICU=25KA @ 415 V 3-POLE, LINE PROT | 334.94
3VA2116-5HN36-0JH0 | CIRCUIT BREAKER 3VA2 IEC FRAME 160 BREAKING CAPACITY CLASS M ICU=55KA @ 415 V 3-POLE, LINE PROT | 1051.48
3VA2116-5JQ32-0BL0 | CIRCUIT BREAKER 3VA2 IEC FRAME 160 BREAKING CAPACITY CLASS M ICU=55KA @ 415 V 3-POLE, LINE PROT | 1768.71
3VA2116-5KP32-0BL0 | CIRCUIT BREAKER 3VA2 IEC FRAME 160 BREAKING CAPACITY CLASS M ICU=55KA @ 415 V 3-POLE, LINE PROT | 1733.88
3VA2116-5KP32-0KC0 | CIRCUIT BREAKER 3VA2 IEC FRAME 160 BREAKING CAPACITY CLASS M ICU=55KA @ 415 V 3-POLE, LINE PROT | 1643.36
3VA1120-4EF32-0AH0 | CIRCUIT BREAKER 3VA1 IEC FRAME 160 BREAKING CAPACITY CLASS S ICU=36KA @ 415 V 3-POLE, LINE PROT | 317.52
3VA1120-4EF32-0JC0 | CIRCUIT BREAKER 3VA1 IEC FRAME 160 BREAKING CAPACITY CLASS S ICU=36KA @ 415 V 3-POLE, LINE PROT | 380.19
3VA1125-6EF32-0AF0 | CIRCUIT BREAKER 3VA1 IEC FRAME 160 BREAKING CAPACITY CLASS H ICU=70KA @ 415 V 3-POLE, LINE PROT | 339.11
3VA2110-5JQ32-0BH0 | CIRCUIT BREAKER 3VA2 IEC FRAME 160 BREAKING CAPACITY CLASS M ICU=55KA @ 415 V 3-POLE, LINE PROT | 1469.27
3VA2110-5JQ32-0JL0 | CIRCUIT BREAKER 3VA2 IEC FRAME 160 BREAKING CAPACITY CLASS M ICU=55KA @ 415 V 3-POLE, LINE PROT | 1483.21
3VA2140-7KP42-0AA0 | CIRCUIT BREAKER 3VA2 IEC FRAME 160 BREAKING CAPACITY CLASS C ICU=110KA @ 415 V 4POLE, LINE PROT | 1277.51
3VA2140-7KQ36-0AA0 | CIRCUIT BREAKER 3VA2 IEC FRAME 160 BREAKING CAPACITY CLASS C ICU=110KA @ 415 V 3POLE, LINE PROT | 1289.75
3VA2010-6HN32-0KC0 | CIRCUIT BREAKER 3VA2 IEC FRAME 100 BREAKING CAPACITY CLASS H ICU=85KA @ 415 V 3-POLE, LINE PROT | 793.82
3VA2010-6HN36-0CC0 | CIRCUIT BREAKER 3VA2 IEC FRAME 100 BREAKING CAPACITY CLASS H ICU=85KA @ 415 V 3-POLE, LINE PROT | 849.54
3VA1196-4EF32-0DA0 | CIRCUIT BREAKER 3VA1 IEC FRAME 160 BREAKING CAPACITY CLASS S ICU=36KA @ 415 V 3-POLE, LINE PROT | 358.61
3VA2116-6HL32-0AJ0 | CIRCUIT BREAKER 3VA2 IEC FRAME 160 BREAKING CAPACITY CLASS H ICU=85KA @ 415 V 3-POLE, LINE PROT | 1016.65
3VA2116-6HM46-0AA0 | CIRCUIT BREAKER 3VA2 IEC FRAME 160 BREAKING CAPACITY CLASS H ICU=85KA @ 415 V 4POLE, LINE PROTE | 1289.75
3VA2116-6HN32-0BA0 | CIRCUIT BREAKER 3VA2 IEC FRAME 160 BREAKING CAPACITY CLASS H ICU=85KA @ 415 V 3-POLE, LINE PROT | 1079.32
3VA1132-3EF32-0BA0 | CIRCUIT BREAKER 3VA1 IEC FRAME 160 BREAKING CAPACITY CLASS N ICU=25KA @ 415 V 3-POLE, LINE PROT | 337.73
3VA2225-7HL32-0AE0 | CIRCUIT BREAKER 3VA2 IEC FRAME 250 BREAKING CAPACITY CLASS C ICU=110KA @ 415 V 3-POLE, LINE PRO | 1364.82
3VA2225-7HL32-0BA0 | CIRCUIT BREAKER 3VA2 IEC FRAME 250 BREAKING CAPACITY CLASS C ICU=110KA @ 415 V 3-POLE, LINE PRO | 1378.76
3VA1116-5EF36-0JA0 | CIRCUIT BREAKER 3VA1 IEC FRAME 160 BREAKING CAPACITY CLASS M ICU=55KA @ 415 V 3-POLE, LINE PROT | 752.04
3VA1116-6EF32-0AH0 | CIRCUIT BREAKER 3VA1 IEC FRAME 160 BREAKING CAPACITY CLASS H ICU=70KA @ 415 V 3-POLE, LINE PROT | 772.93
3VA1120-3EF36-0CC0 | CIRCUIT BREAKER 3VA1 IEC FRAME 160 BREAKING CAPACITY CLASS N ICU=25KA @ 415 V 3-POLE, LINE PROT | 409.45
3VA1120-3EF36-0KC0 | CIRCUIT BREAKER 3VA1 IEC FRAME 160 BREAKING CAPACITY CLASS N ICU=25KA @ 415 V 3-POLE, LINE PROT | 385.77
3VA1120-3GE46-0AA0 | CIRCUIT BREAKER 3VA1 IEC FRAME 160 BREAKING CAPACITY CLASS N ICU=25KA @ 415 V 4-POLE, LINE PROT | 217.59
3VA1120-4ED42-0AA0 | CIRCUIT BREAKER 3VA1 IEC FRAME 160 BREAKING CAPACITY CLASS S ICU=36KA @ 415 V 4-POLE, LINE PROT | 206.33
3VA1125-6EF32-0DA0 | CIRCUIT BREAKER 3VA1 IEC FRAME 160 BREAKING CAPACITY CLASS H ICU=70KA @ 415 V 3-POLE, LINE PROT | 406.66
3VA1125-6EF32-0CH0 | CIRCUIT BREAKER 3VA1 IEC FRAME 160 BREAKING CAPACITY CLASS H ICU=70KA @ 415 V 3-POLE, LINE PROT | 480.48
3VA1125-6EF32-0JH0 | CIRCUIT BREAKER 3VA1 IEC FRAME 160 BREAKING CAPACITY CLASS H ICU=70KA @ 415 V 3-POLE, LINE PROT | 454.71
3VA1125-6EF32-0KA0 | CIRCUIT BREAKER 3VA1 IEC FRAME 160 BREAKING CAPACITY CLASS H ICU=70KA @ 415 V 3-POLE, LINE PROT | 380.19
3VA2140-6JQ36-0AA0 | CIRCUIT BREAKER 3VA2 IEC FRAME 160 BREAKING CAPACITY CLASS H ICU=85KA @ 415 V 3POLE, LINE PROTE | 1167.49
3VA2140-6KQ42-0AA0 | CIRCUIT BREAKER 3VA2 IEC FRAME 160 BREAKING CAPACITY CLASS H ICU=85KA @ 415 V 4POLE, LINE PROTE | 1356.97
3VA2140-7HM32-0AA0 | CIRCUIT BREAKER 3VA2 IEC FRAME 160 BREAKING CAPACITY CLASS C ICU=110KA @ 415 V 3POLE, LINE PROT | 745.74
3VA2010-6HN32-0AE0 | CIRCUIT BREAKER 3VA2 IEC FRAME 100 BREAKING CAPACITY CLASS H ICU=85KA @ 415 V 3-POLE, LINE PROT | 759.01
3VA2010-6HN32-0DC0 | CIRCUIT BREAKER 3VA2 IEC FRAME 100 BREAKING CAPACITY CLASS H ICU=85KA @ 415 V 3-POLE, LINE PROT | 821.68
3VA2010-6HN32-0HA0 | CIRCUIT BREAKER 3VA2 IEC FRAME 100 BREAKING CAPACITY CLASS H ICU=85KA @ 415 V 3-POLE, LINE PROT | 745.09
3VA2116-6HL32-0JC0 | CIRCUIT BREAKER 3VA2 IEC FRAME 160 BREAKING CAPACITY CLASS H ICU=85KA @ 415 V 3-POLE, LINE PROT | 1044.51
3VA2116-6HL32-0KC0 | CIRCUIT BREAKER 3VA2 IEC FRAME 160 BREAKING CAPACITY CLASS H ICU=85KA @ 415 V 3-POLE, LINE PROT | 1044.51
3VA2116-6HN32-0CL0 | CIRCUIT BREAKER 3VA2 IEC FRAME 160 BREAKING CAPACITY CLASS H ICU=85KA @ 415 V 3-POLE, LINE PROT | 1190.74
3VA2116-6HN32-0HA0 | CIRCUIT BREAKER 3VA2 IEC FRAME 160 BREAKING CAPACITY CLASS H ICU=85KA @ 415 V 3-POLE, LINE PROT | 1051.48
3VA2116-6HN32-0JC0 | CIRCUIT BREAKER 3VA2 IEC FRAME 160 BREAKING CAPACITY CLASS H ICU=85KA @ 415 V 3-POLE, LINE PROT | 1107.18
3VA1132-3EE42-0AA0 | CIRCUIT BREAKER 3VA1 IEC FRAME 160 BREAKING CAPACITY CLASS N ICU=25KA @ 415 V 4-POLE, LINE PROT | 195.02
3VA2225-6JQ32-0JC0 | CIRCUIT BREAKER 3VA2 IEC FRAME 250 BREAKING CAPACITY CLASS H ICU=85KA @ 415 V 3-POLE, LINE PROT | 2068.13
3VA2225-6KP32-0AC0 | CIRCUIT BREAKER 3VA2 IEC FRAME 250 BREAKING CAPACITY CLASS H ICU=85KA @ 415 V 3-POLE, LINE PROT | 1942.78
3VA2225-6KP32-0DC0 | CIRCUIT BREAKER 3VA2 IEC FRAME 250 BREAKING CAPACITY CLASS H ICU=85KA @ 415 V 3-POLE, LINE PROT | 2061.16
3VA2225-6KP32-0KL0 | CIRCUIT BREAKER 3VA2 IEC FRAME 250 BREAKING CAPACITY CLASS H ICU=85KA @ 415 V 3-POLE, LINE PROT | 2089.02
3VA2140-8JQ46-0AA0 | CIRCUIT BREAKER 3VA2 IEC FRAME 160 BREAKING CAPACITY CLASS L ICU=150KA @ 415 V 4POLE, LINE PROT | 1436.44
3VA2163-5HL32-0HC0 | CIRCUIT BREAKER 3VA2 IEC FRAME 160 BREAKING CAPACITY CLASS M ICU=55KA @ 415 V 3-POLE, LINE PROT | 630.18
3VA2163-5HL32-0JL0 | CIRCUIT BREAKER 3VA2 IEC FRAME 160 BREAKING CAPACITY CLASS M ICU=55KA @ 415 V 3-POLE, LINE PROT | 692.16
3VA2163-5HL32-0KA0 | CIRCUIT BREAKER 3VA2 IEC FRAME 160 BREAKING CAPACITY CLASS M ICU=55KA @ 415 V 3-POLE, LINE PROT | 580.75
3VA2163-5HL36-0AB0 | CIRCUIT BREAKER 3VA2 IEC FRAME 160 BREAKING CAPACITY CLASS M ICU=55KA @ 415 V 3-POLE, LINE PROT | 594.67
3VA1196-4EF36-0CH0 | CIRCUIT BREAKER 3VA1 IEC FRAME 160 BREAKING CAPACITY CLASS S ICU=36KA @ 415 V 3-POLE, LINE PROT | 456.8
3VA1140-5EF32-0AF0 | CIRCUIT BREAKER 3VA1 IEC FRAME 160 BREAKING CAPACITY CLASS M ICU=55KA @ 415 V 3-POLE, LINE PROT | 317.52
3VA1140-5EF32-0CC0 | CIRCUIT BREAKER 3VA1 IEC FRAME 160 BREAKING CAPACITY CLASS M ICU=55KA @ 415 V 3-POLE, LINE PROT | 433.13
3VA1140-5EF36-0AD0 | CIRCUIT BREAKER 3VA1 IEC FRAME 160 BREAKING CAPACITY CLASS M ICU=55KA @ 415 V 3-POLE, LINE PROT | 364.88
3VA1163-3EF32-0AG0 | CIRCUIT BREAKER 3VA1 IEC FRAME 160 BREAKING CAPACITY CLASS N ICU=25KA @ 415 V 3-POLE, LINE PROT | 297.33
3VA1163-4EF32-0AE0 | CIRCUIT BREAKER 3VA1 IEC FRAME 160 BREAKING CAPACITY CLASS S ICU=36KA @ 415 V 3-POLE, LINE PROT | 341.2
3VA1163-4EF32-0CA0 | CIRCUIT BREAKER 3VA1 IEC FRAME 160 BREAKING CAPACITY CLASS S ICU=36KA @ 415 V 3-POLE, LINE PROT | 358.61
3VA1112-5EF32-0HH0 | CIRCUIT BREAKER 3VA1 IEC FRAME 160 BREAKING CAPACITY CLASS M ICU=55KA @ 415 V 3-POLE, LINE PROT | 710.26
3VA1112-6EF32-0AD0 | CIRCUIT BREAKER 3VA1 IEC FRAME 160 BREAKING CAPACITY CLASS H ICU=70KA @ 415 V 3-POLE, LINE PROT | 675.45
3VA1112-6EF32-0DA0 | CIRCUIT BREAKER 3VA1 IEC FRAME 160 BREAKING CAPACITY CLASS H ICU=70KA @ 415 V 3-POLE, LINE PROT | 717.23
3VA1112-6EF36-0BH0 | CIRCUIT BREAKER 3VA1 IEC FRAME 160 BREAKING CAPACITY CLASS H ICU=70KA @ 415 V 3-POLE, LINE PROT | 807.76
3VA2010-5HL32-0AE0 | CIRCUIT BREAKER 3VA2 IEC FRAME 100 BREAKING CAPACITY CLASS M ICU=55KA @ 415 V 3-POLE, LINE PROT | 631.58
3VA1140-6ED42-0AA0 | CIRCUIT BREAKER 3VA1 IEC FRAME 160 BREAKING CAPACITY CLASS H ICU=70KA @ 415 V 4-POLE, LINE PROT | 247.96
3VA1140-6EF32-0AF0 | CIRCUIT BREAKER 3VA1 IEC FRAME 160 BREAKING CAPACITY CLASS H ICU=70KA @ 415 V 3-POLE, LINE PROT | 339.11
3VA2063-5HL32-0CH0 | CIRCUIT BREAKER 3VA2 IEC FRAME 100 BREAKING CAPACITY CLASS M ICU=55KA @ 415 V 3-POLE, LINE PROT | 681.72
3VA2063-5HL36-0BL0 | CIRCUIT BREAKER 3VA2 IEC FRAME 100 BREAKING CAPACITY CLASS M ICU=55KA @ 415 V 3-POLE, LINE PROT | 745.09
3VA2063-5HL36-0DL0 | CIRCUIT BREAKER 3VA2 IEC FRAME 100 BREAKING CAPACITY CLASS M ICU=55KA @ 415 V 3-POLE, LINE PROT | 745.09
4AP2742-8JT10-2XA0 | AUTOTRANSFORMER; PHASES:3; PN,D(KVA):5; UPRI(V):480-460-440-415- 400(380); USEC(V):230(220); ISE | 2410.59
3VA1163-4EF36-0AD0 | CIRCUIT BREAKER 3VA1 IEC FRAME 160 BREAKING CAPACITY CLASS S ICU=36KA @ 415 V 3-POLE, LINE PROT | 339.11
3VA1163-4EF36-0KH0 | CIRCUIT BREAKER 3VA1 IEC FRAME 160 BREAKING CAPACITY CLASS S ICU=36KA @ 415 V 3-POLE, LINE PROT | 431.03
3VA1163-5EE32-0AG0 | CIRCUIT BREAKER 3VA1 IEC FRAME 160 BREAKING CAPACITY CLASS M ICU=55KA @ 415 V 3-POLE, LINE PROT | 329.37
3VA1125-5EF32-0DH0 | CIRCUIT BREAKER 3VA1 IEC FRAME 160 BREAKING CAPACITY CLASS M ICU=55KA @ 415 V 3-POLE, LINE PROT | 457.5
3VA2063-5HN36-0BA0 | CIRCUIT BREAKER 3VA2 IEC FRAME 100 BREAKING CAPACITY CLASS M ICU=55KA @ 415 V 3-POLE, LINE PROT | 694.95
3VA2063-5HN36-0HC0 | CIRCUIT BREAKER 3VA2 IEC FRAME 100 BREAKING CAPACITY CLASS M ICU=55KA @ 415 V 3-POLE, LINE PROT | 724.2
3VA2063-5HN46-0AA0 | CIRCUIT BREAKER 3VA2 IEC FRAME 100 BREAKING CAPACITY CLASS M ICU=55KA @ 415 V 4POLE, LINE PROTE | 635.69
3VA2110-5HN36-0AJ0 | CIRCUIT BREAKER 3VA2 IEC FRAME 160 BREAKING CAPACITY CLASS M ICU=55KA @ 415 V 3-POLE, LINE PROT | 738.12
3VA2010-5HL32-0KH0 | CIRCUIT BREAKER 3VA2 IEC FRAME 100 BREAKING CAPACITY CLASS M ICU=55KA @ 415 V 3-POLE, LINE PROT | 694.95
3VA2010-5HL46-0AA0 | CIRCUIT BREAKER 3VA2 IEC FRAME 100 BREAKING CAPACITY CLASS M ICU=55KA @ 415 V 4POLE, LINE PROTE | 623.47
3VA2010-5HN32-0HA0 | CIRCUIT BREAKER 3VA2 IEC FRAME 100 BREAKING CAPACITY CLASS M ICU=55KA @ 415 V 3-POLE, LINE PROT | 682.42
3VA1150-3EE32-0AA0 | CIRCUIT BREAKER 3VA1 IEC FRAME 160 BREAKING CAPACITY CLASS N ICU=25KA @ 415 V 3-POLE, LINE PROT | 149.47
3VA1150-3EE36-0AA0 | CIRCUIT BREAKER 3VA1 IEC FRAME 160 BREAKING CAPACITY CLASS N ICU=25KA @ 415 V 3-POLE, LINE PROT | 165.65
3VA1196-3EF32-0AD0 | CIRCUIT BREAKER 3VA1 IEC FRAME 160 BREAKING CAPACITY CLASS N ICU=25KA @ 415 V 3-POLE, LINE PROT | 297.33
3VA1196-3EF32-0AF0 | CIRCUIT BREAKER 3VA1 IEC FRAME 160 BREAKING CAPACITY CLASS N ICU=25KA @ 415 V 3-POLE, LINE PROT | 274.36
3VA1196-4EF32-0AF0 | CIRCUIT BREAKER 3VA1 IEC FRAME 160 BREAKING CAPACITY CLASS S ICU=36KA @ 415 V 3-POLE, LINE PROT | 291.07
4AT3612-5AD40-0FA0 | TRANSFORMER SITAS; PHASES:1; PN/PN(S6)(KVA):5 /18,5; UPRI(V):400+/-5%; USEC(V):230-115; ISEC(A): | 2726.27
3VA1116-5EF36-0AH0 | CIRCUIT BREAKER 3VA1 IEC FRAME 160 BREAKING CAPACITY CLASS M ICU=55KA @ 415 V 3-POLE, LINE PROT | 738.12
3VA1116-5EF36-0BA0 | CIRCUIT BREAKER 3VA1 IEC FRAME 160 BREAKING CAPACITY CLASS M ICU=55KA @ 415 V 3-POLE, LINE PROT | 779.9
3VA1116-5EF36-0HC0 | CIRCUIT BREAKER 3VA1 IEC FRAME 160 BREAKING CAPACITY CLASS M ICU=55KA @ 415 V 3-POLE, LINE PROT | 800.79
3VA1116-5EF42-0JA0 | CIRCUIT BREAKER 3VA1 IEC FRAME 160 BREAKING CAPACITY CLASS M ICU=55KA @ 415 V 4-POLE, LINE PROT | 919.17
3VA1116-5EF42-0JC0 | CIRCUIT BREAKER 3VA1 IEC FRAME 160 BREAKING CAPACITY CLASS M ICU=55KA @ 415 V 4-POLE, LINE PROT | 967.92
3VA1116-5GE42-0AA0 | CIRCUIT BREAKER 3VA1 IEC FRAME 160 BREAKING CAPACITY CLASS M ICU=55KA @ 415 V 4-POLE, LINE PROT | 558.65
3VA1116-6EF32-0AA0 | CIRCUIT BREAKER 3VA1 IEC FRAME 160 BREAKING CAPACITY CLASS H ICU=70KA @ 415 V 3-POLE, LINE PROT | 490.03
3VA2225-5HL42-0DH0 | CIRCUIT BREAKER 3VA2 IEC FRAME 250 BREAKING CAPACITY CLASS M ICU=55KA @ 415 V 4-POLE, LINE PROT | 1580.69
3VA2225-5HL42-0CH0 | CIRCUIT BREAKER 3VA2 IEC FRAME 250 BREAKING CAPACITY CLASS M ICU=55KA @ 415 V 4-POLE, LINE PROT | 1580.69
3VA2225-5HL42-0JA0 | CIRCUIT BREAKER 3VA2 IEC FRAME 250 BREAKING CAPACITY CLASS M ICU=55KA @ 415 V 4-POLE, LINE PROT | 1469.27
3VA2225-5HM32-0AA0 | CIRCUIT BREAKER 3VA2 IEC FRAME 250 BREAKING CAPACITY CLASS M ICU=55KA @ 415 V 3POLE, LINE PROTE | 1155.27
3VA1196-5EF32-0AC0 | CIRCUIT BREAKER 3VA1 IEC FRAME 160 BREAKING CAPACITY CLASS M ICU=55KA @ 415 V 3-POLE, LINE PROT | 317.52
3VA1196-5EF32-0CC0 | CIRCUIT BREAKER 3VA1 IEC FRAME 160 BREAKING CAPACITY CLASS M ICU=55KA @ 415 V 3-POLE, LINE PROT | 433.13
3VA1116-6EF32-0DA0 | CIRCUIT BREAKER 3VA1 IEC FRAME 160 BREAKING CAPACITY CLASS H ICU=70KA @ 415 V 3-POLE, LINE PROT | 814.71
3VA1116-6EF32-0DH0 | CIRCUIT BREAKER 3VA1 IEC FRAME 160 BREAKING CAPACITY CLASS H ICU=70KA @ 415 V 3-POLE, LINE PROT | 891.31
3VA1110-3EF36-0CH0 | CIRCUIT BREAKER 3VA1 IEC FRAME 160 BREAKING CAPACITY CLASS N ICU=25KA @ 415 V 3-POLE, LINE PROT | 497.19
3VA1163-5EF36-0AA0 | CIRCUIT BREAKER 3VA1 IEC FRAME 160 BREAKING CAPACITY CLASS M ICU=55KA @ 415 V 3-POLE, LINE PROT | 204.35
3VA1163-5EF36-0AE0 | CIRCUIT BREAKER 3VA1 IEC FRAME 160 BREAKING CAPACITY CLASS M ICU=55KA @ 415 V 3-POLE, LINE PROT | 391.34
3VA1163-5EF36-0JA0 | CIRCUIT BREAKER 3VA1 IEC FRAME 160 BREAKING CAPACITY CLASS M ICU=55KA @ 415 V 3-POLE, LINE PROT | 378.82
3VA1163-6EE42-0AA0 | CIRCUIT BREAKER 3VA1 IEC FRAME 160 BREAKING CAPACITY CLASS H ICU=70KA @ 415 V 4-POLE, LINE PROT | 254.82
3VA1163-6EF32-0AF0 | CIRCUIT BREAKER 3VA1 IEC FRAME 160 BREAKING CAPACITY CLASS H ICU=70KA @ 415 V 3-POLE, LINE PROT | 339.11
3VA1163-6EF32-0AG0 | CIRCUIT BREAKER 3VA1 IEC FRAME 160 BREAKING CAPACITY CLASS H ICU=70KA @ 415 V 3-POLE, LINE PROT | 366.27
3VA1163-6EF32-0BA0 | CIRCUIT BREAKER 3VA1 IEC FRAME 160 BREAKING CAPACITY CLASS H ICU=70KA @ 415 V 3-POLE, LINE PROT | 406.66
3WL9111-0AH17-0AA0 | ACCESSORIES CIRCUIT BREAKER 3WL 2. TRIP SIGNALLING SWITCH 1NO (S25) FOR 3WL1 OR 3WL5 NUR MOEGLICH | 135.5
3VA2340-6KP32-0AF0 | CIRCUIT BREAKER 3VA2 IEC FRAME 400 BREAKING CAPACITY CLASS H ICU=85KA @ 415 V 3-POLE, LINE PROT | 2360.59
3VA2116-6JP42-0AA0 | CIRCUIT BREAKER 3VA2 IEC FRAME 160 BREAKING CAPACITY CLASS H ICU=85KA @ 415 V 4POLE, LINE PROTE | 1460.88
3VA2216-8JP42-0KG0 | CIRCUIT BREAKER 3VA2 IEC FRAME 250 BREAKING CAPACITY CLASS L ICU=150KA @ 415 V 4POLE, LINE PROT | 2583.42
3VA2225-5HL32-0JC0 | CIRCUIT BREAKER 3VA2 IEC FRAME 250 BREAKING CAPACITY CLASS M ICU=55KA @ 415 V 3-POLE, LINE PROT | 1183.77
3VA2225-5HL42-0AF0 | CIRCUIT BREAKER 3VA2 IEC FRAME 250 BREAKING CAPACITY CLASS M ICU=55KA @ 415 V 4-POLE, LINE PROT | 1434.46
3VA2340-6HN32-0AJ0 | CIRCUIT BREAKER 3VA2 IEC FRAME 400 BREAKING CAPACITY CLASS H ICU=85KA @ 415 V 3-POLE, LINE PROT | 1768.71
3VA2140-8JQ36-0AA0 | CIRCUIT BREAKER 3VA2 IEC FRAME 160 BREAKING CAPACITY CLASS L ICU=150KA @ 415 V 3POLE, LINE PROT | 1271.39
3VA2163-5HL32-0AF0 | CIRCUIT BREAKER 3VA2 IEC FRAME 160 BREAKING CAPACITY CLASS M ICU=55KA @ 415 V 3-POLE, LINE PROT | 541.06
3VA1196-4EF32-0KH0 | CIRCUIT BREAKER 3VA1 IEC FRAME 160 BREAKING CAPACITY CLASS S ICU=36KA @ 415 V 3-POLE, LINE PROT | 405.96
3VA1196-4EF36-0BA0 | CIRCUIT BREAKER 3VA1 IEC FRAME 160 BREAKING CAPACITY CLASS S ICU=36KA @ 415 V 3-POLE, LINE PROT | 380.89
3VA1196-4EF42-0AA0 | CIRCUIT BREAKER 3VA1 IEC FRAME 160 BREAKING CAPACITY CLASS S ICU=36KA @ 415 V 4-POLE, LINE PROT | 222.97
3VA1196-4GF46-0AA0 | CIRCUIT BREAKER 3VA1 IEC FRAME 160 BREAKING CAPACITY CLASS S ICU=36KA @ 415 V 4-POLE, LINE PROT | 245.03
3VA1116-6EF32-0KA0 | CIRCUIT BREAKER 3VA1 IEC FRAME 160 BREAKING CAPACITY CLASS H ICU=70KA @ 415 V 3-POLE, LINE PROT | 786.87
3VA1116-6EF36-0KC0 | CIRCUIT BREAKER 3VA1 IEC FRAME 160 BREAKING CAPACITY CLASS H ICU=70KA @ 415 V 3-POLE, LINE PROT | 856.49
3VA1116-6GF42-0AA0 | CIRCUIT BREAKER 3VA1 IEC FRAME 160 BREAKING CAPACITY CLASS H ICU=70KA @ 415 V 4-POLE, LINE PROT | 641.97
3VA1163-5EF36-0KC0 | CIRCUIT BREAKER 3VA1 IEC FRAME 160 BREAKING CAPACITY CLASS M ICU=55KA @ 415 V 3-POLE, LINE PROT | 429.64
3VA1163-6EF32-0DC0 | CIRCUIT BREAKER 3VA1 IEC FRAME 160 BREAKING CAPACITY CLASS H ICU=70KA @ 415 V 3-POLE, LINE PROT | 456.8
3VA2163-5HL36-0CH0 | CIRCUIT BREAKER 3VA2 IEC FRAME 160 BREAKING CAPACITY CLASS M ICU=55KA @ 415 V 3-POLE, LINE PROT | 710.26
3VA2163-5HN32-0CC0 | CIRCUIT BREAKER 3VA2 IEC FRAME 160 BREAKING CAPACITY CLASS M ICU=55KA @ 415 V 3-POLE, LINE PROT | 724.2
3VA2163-5HN32-0JH0 | CIRCUIT BREAKER 3VA2 IEC FRAME 160 BREAKING CAPACITY CLASS M ICU=55KA @ 415 V 3-POLE, LINE PROT | 724.2
3VA2340-6HN32-0HH0 | CIRCUIT BREAKER 3VA2 IEC FRAME 400 BREAKING CAPACITY CLASS H ICU=85KA @ 415 V 3-POLE, LINE PROT | 1838.33
3VA2340-6JQ32-0HH0 | CIRCUIT BREAKER 3VA2 IEC FRAME 400 BREAKING CAPACITY CLASS H ICU=85KA @ 415 V 3-POLE, LINE PROT | 2527.72
3VA2340-6KP32-0AA0 | CIRCUIT BREAKER 3VA2 IEC FRAME 400 BREAKING CAPACITY CLASS H ICU=85KA @ 415 V 3-POLE, LINE PROT | 2023.22
3VA2116-7HM36-0AA0 | CIRCUIT BREAKER 3VA2 IEC FRAME 160 BREAKING CAPACITY CLASS C ICU=110KA @ 415 V 3POLE, LINE PROT | 1088.02
3VA2116-7KP46-0AA0 | CIRCUIT BREAKER 3VA2 IEC FRAME 160 BREAKING CAPACITY CLASS C ICU=110KA @ 415 V 4POLE, LINE PROT | 1754.28
3VA1196-5EF32-0KH0 | CIRCUIT BREAKER 3VA1 IEC FRAME 160 BREAKING CAPACITY CLASS M ICU=55KA @ 415 V 3-POLE, LINE PROT | 432.43
3VA2010-6HN36-0KL0 | CIRCUIT BREAKER 3VA2 IEC FRAME 100 BREAKING CAPACITY CLASS H ICU=85KA @ 415 V 3-POLE, LINE PROT | 877.38
3VA2010-6JQ36-0AA0 | CIRCUIT BREAKER 3VA2 IEC FRAME 100 BREAKING CAPACITY CLASS H ICU=85KA @ 415 V 3POLE, LINE PROTE | 1198.03
3VA2010-8HL42-0AA0 | CIRCUIT BREAKER 3VA2 IEC FRAME 100 BREAKING CAPACITY CLASS L ICU=150KA @ 415 V 4POLE, LINE PROT | 812.96
3VA2025-5JQ32-0AA0 | CIRCUIT BREAKER 3VA2 IEC FRAME 100 BREAKING CAPACITY CLASS M ICU=55KA @ 415 V 3POLE, LINE PROTE | 1088.02
3VA2225-7HN32-0DC0 | CIRCUIT BREAKER 3VA2 IEC FRAME 250 BREAKING CAPACITY CLASS C ICU=110KA @ 415 V 3-POLE, LINE PRO | 1524.99
3VA2225-8HN32-0AA0 | CIRCUIT BREAKER 3VA2 IEC FRAME 250 BREAKING CAPACITY CLASS L ICU=150KA @ 415 V 3POLE, LINE PROT | 1344.75
3VA1150-3EF32-0AE0 | CIRCUIT BREAKER 3VA1 IEC FRAME 160 BREAKING CAPACITY CLASS N ICU=25KA @ 415 V 3-POLE, LINE PROT | 323.1
3VA2063-5JQ32-0CA0 | CIRCUIT BREAKER 3VA2 IEC FRAME 100 BREAKING CAPACITY CLASS M ICU=55KA @ 415 V 3-POLE, LINE PROT | 1357.87
4AM3442-5AC00-0EA0 | TRANSFORMER SITAS; PHASES:1; PN/PN(S6)(KVA):0,1 /0,31; UPRI(V):400+/-5%; USEC(V):8,0; ISEC(A):12, | 170.75
3VA2063-5JQ32-0HL0 | CIRCUIT BREAKER 3VA2 IEC FRAME 100 BREAKING CAPACITY CLASS M ICU=55KA @ 415 V 3-POLE, LINE PROT | 1448.38
3VA2063-5KP32-0DA0 | CIRCUIT BREAKER 3VA2 IEC FRAME 100 BREAKING CAPACITY CLASS M ICU=55KA @ 415 V 3-POLE, LINE PROT | 1323.04
3VA2116-5HL36-0AC0 | CIRCUIT BREAKER 3VA2 IEC FRAME 160 BREAKING CAPACITY CLASS M ICU=55KA @ 415 V 3-POLE, LINE PROT | 870.43
3VA2116-5HL36-0JL0 | CIRCUIT BREAKER 3VA2 IEC FRAME 160 BREAKING CAPACITY CLASS M ICU=55KA @ 415 V 3-POLE, LINE PROT | 1037.54
3VA2116-5HN32-0DL0 | CIRCUIT BREAKER 3VA2 IEC FRAME 160 BREAKING CAPACITY CLASS M ICU=55KA @ 415 V 3-POLE, LINE PROT | 1100.21
3VA2116-5HN36-0DC0 | CIRCUIT BREAKER 3VA2 IEC FRAME 160 BREAKING CAPACITY CLASS M ICU=55KA @ 415 V 3-POLE, LINE PROT | 1051.48
3VA1112-6EF36-0JA0 | CIRCUIT BREAKER 3VA1 IEC FRAME 160 BREAKING CAPACITY CLASS H ICU=70KA @ 415 V 3-POLE, LINE PROT | 710.26
3VA1116-1AA32-0JC0 | SWITCH DISCONNECTOR 3VA1 IEC FRAME 160 3-POLE SD100, IN=160A WITHOUT OVERLOAD PROTECTION WITHOU | 458.89
3VA1120-3EF36-0BC0 | CIRCUIT BREAKER 3VA1 IEC FRAME 160 BREAKING CAPACITY CLASS N ICU=25KA @ 415 V 3-POLE, LINE PROT | 409.45
3VA2110-5HN36-0BH0 | CIRCUIT BREAKER 3VA2 IEC FRAME 160 BREAKING CAPACITY CLASS M ICU=55KA @ 415 V 3-POLE, LINE PROT | 807.76
3VA2110-5JP32-0AF0 | CIRCUIT BREAKER 3VA2 IEC FRAME 160 BREAKING CAPACITY CLASS M ICU=55KA @ 415 V 3-POLE, LINE PROT | 1079.32
3VA2110-5JP32-0DC0 | CIRCUIT BREAKER 3VA2 IEC FRAME 160 BREAKING CAPACITY CLASS M ICU=55KA @ 415 V 3-POLE, LINE PROT | 1190.74
3VA1116-5EE32-0KH0 | CIRCUIT BREAKER 3VA1 IEC FRAME 160 BREAKING CAPACITY CLASS M ICU=55KA @ 415 V 3-POLE, LINE PROT | 772.93
3VA2010-5HN36-0CH0 | CIRCUIT BREAKER 3VA2 IEC FRAME 100 BREAKING CAPACITY CLASS M ICU=55KA @ 415 V 3-POLE, LINE PROT | 807.76
3VA2010-5KP32-0CC0 | CIRCUIT BREAKER 3VA2 IEC FRAME 100 BREAKING CAPACITY CLASS M ICU=55KA @ 415 V 3-POLE, LINE PROT | 1385.71
3VA2010-5KP32-0JC0 | CIRCUIT BREAKER 3VA2 IEC FRAME 100 BREAKING CAPACITY CLASS M ICU=55KA @ 415 V 3-POLE, LINE PROT | 1364.82
3WL9111-0AP43-0AA0 | ACCESSORIES CIRCUIT BREAKER 3WL SHUTTER FOR GUIDE FRAME 3P FS II, 130 KA, WITH LOCKING DEV | 526.01
3VA1180-6EE42-0AA0 | CIRCUIT BREAKER 3VA1 IEC FRAME 160 BREAKING CAPACITY CLASS H ICU=70KA @ 415 V 4-POLE, LINE PROT | 278.35
3VA1180-6EF36-0CC0 | CIRCUIT BREAKER 3VA1 IEC FRAME 160 BREAKING CAPACITY CLASS H ICU=70KA @ 415 V 3-POLE, LINE PROT | 506.93
3VA1150-3EF36-0AH0 | CIRCUIT BREAKER 3VA1 IEC FRAME 160 BREAKING CAPACITY CLASS N ICU=25KA @ 415 V 3-POLE, LINE PROT | 321.7
3VA1150-3EF36-0HA0 | CIRCUIT BREAKER 3VA1 IEC FRAME 160 BREAKING CAPACITY CLASS N ICU=25KA @ 415 V 3-POLE, LINE PROT | 334.94
3VA1150-4ED32-0AA0 | CIRCUIT BREAKER 3VA1 IEC FRAME 160 BREAKING CAPACITY CLASS S ICU=36KA @ 415 V 3-POLE, LINE PROT | 159.75
3VA2116-5JQ32-0BA0 | CIRCUIT BREAKER 3VA2 IEC FRAME 160 BREAKING CAPACITY CLASS M ICU=55KA @ 415 V 3-POLE, LINE PROT | 1664.25
3VA2116-5KP32-0JA0 | CIRCUIT BREAKER 3VA2 IEC FRAME 160 BREAKING CAPACITY CLASS M ICU=55KA @ 415 V 3-POLE, LINE PROT | 1594.61
3VA2116-5KP46-0AA0 | CIRCUIT BREAKER 3VA2 IEC FRAME 160 BREAKING CAPACITY CLASS M ICU=55KA @ 415 V 4POLE, LINE PROTE | 1552.59
3VA1120-4EF32-0AE0 | CIRCUIT BREAKER 3VA1 IEC FRAME 160 BREAKING CAPACITY CLASS S ICU=36KA @ 415 V 3-POLE, LINE PROT | 341.2
3VA1120-4EF32-0HA0 | CIRCUIT BREAKER 3VA1 IEC FRAME 160 BREAKING CAPACITY CLASS S ICU=36KA @ 415 V 3-POLE, LINE PROT | 331.46
3VA2116-6JQ32-0AA0 | CIRCUIT BREAKER 3VA2 IEC FRAME 160 BREAKING CAPACITY CLASS H ICU=85KA @ 415 V 3POLE, LINE PROTE | 1454.78
3VA2116-6KQ36-0AA0 | CIRCUIT BREAKER 3VA2 IEC FRAME 160 BREAKING CAPACITY CLASS H ICU=85KA @ 415 V 3POLE, LINE PROTE | 1564.79
3VA2116-8JP36-0AA0 | CIRCUIT BREAKER 3VA2 IEC FRAME 160 BREAKING CAPACITY CLASS L ICU=150KA @ 415 V 3POLE, LINE PROT | 1424.22
3VA2116-8JQ32-0AA0 | CIRCUIT BREAKER 3VA2 IEC FRAME 160 BREAKING CAPACITY CLASS L ICU=150KA @ 415 V 3POLE, LINE PROT | 1650.37
3VA2116-8KP36-0AA0 | CIRCUIT BREAKER 3VA2 IEC FRAME 160 BREAKING CAPACITY CLASS L ICU=150KA @ 415 V 3POLE, LINE PROT | 1644.27
3VA2116-8KP46-0AA0 | CIRCUIT BREAKER 3VA2 IEC FRAME 160 BREAKING CAPACITY CLASS L ICU=150KA @ 415 V 4POLE, LINE PROT | 1919.35
3VA2010-6JQ46-0AA0 | CIRCUIT BREAKER 3VA2 IEC FRAME 100 BREAKING CAPACITY CLASS H ICU=85KA @ 415 V 4POLE, LINE PROTE | 1350.88
3VA2010-6KP32-0AA0 | CIRCUIT BREAKER 3VA2 IEC FRAME 100 BREAKING CAPACITY CLASS H ICU=85KA @ 415 V 3POLE, LINE PROTE | 1097.46
3VA2010-7HN32-0AA0 | CIRCUIT BREAKER 3VA2 IEC FRAME 100 BREAKING CAPACITY CLASS C ICU=110KA @ 415 V 3POLE, LINE PROT | 610.65
3VA2010-7JQ42-0AA0 | CIRCUIT BREAKER 3VA2 IEC FRAME 100 BREAKING CAPACITY CLASS C ICU=110KA @ 415 V 4POLE, LINE PROT | 1363.1
3VA1163-6EF46-0AA0 | CIRCUIT BREAKER 3VA1 IEC FRAME 160 BREAKING CAPACITY CLASS H ICU=70KA @ 415 V 4-POLE, LINE PROT | 287.65
3VA1163-6GD42-0AA0 | CIRCUIT BREAKER 3VA1 IEC FRAME 160 BREAKING CAPACITY CLASS H ICU=70KA @ 415 V 4-POLE, LINE PROT | 247.96
3VA1163-6GD46-0AA0 | CIRCUIT BREAKER 3VA1 IEC FRAME 160 BREAKING CAPACITY CLASS H ICU=70KA @ 415 V 4-POLE, LINE PROT | 270.52
3VA1163-6GE46-0AA0 | CIRCUIT BREAKER 3VA1 IEC FRAME 160 BREAKING CAPACITY CLASS H ICU=70KA @ 415 V 4-POLE, LINE PROT | 276.39
3VA2125-6HM46-0AA0 | CIRCUIT BREAKER 3VA2 IEC FRAME 160 BREAKING CAPACITY CLASS H ICU=85KA @ 415 V 4POLE, LINE PROTE | 861.87
3VA2125-6JQ32-0AA0 | CIRCUIT BREAKER 3VA2 IEC FRAME 160 BREAKING CAPACITY CLASS H ICU=85KA @ 415 V 3POLE, LINE PROTE | 1155.27
3VA2340-6KP32-0DL0 | CIRCUIT BREAKER 3VA2 IEC FRAME 400 BREAKING CAPACITY CLASS H ICU=85KA @ 415 V 3-POLE, LINE PROT | 2541.64
3VA2340-6KP32-0KC0 | CIRCUIT BREAKER 3VA2 IEC FRAME 400 BREAKING CAPACITY CLASS H ICU=85KA @ 415 V 3-POLE, LINE PROT | 2458.08
3VA2340-7HL32-0AA0 | CIRCUIT BREAKER 3VA2 IEC FRAME 400 BREAKING CAPACITY CLASS C ICU=110KA @ 415 V 3-POLE, LINE PRO | 1479.24
3VA2340-7HN32-0AE0 | CIRCUIT BREAKER 3VA2 IEC FRAME 400 BREAKING CAPACITY CLASS C ICU=110KA @ 415 V 3-POLE, LINE PRO | 1901
3VA2340-7HN32-0CA0 | CIRCUIT BREAKER 3VA2 IEC FRAME 400 BREAKING CAPACITY CLASS C ICU=110KA @ 415 V 3-POLE, LINE PRO | 1914.94
3VA2163-5JP32-0JH0 | CIRCUIT BREAKER 3VA2 IEC FRAME 160 BREAKING CAPACITY CLASS M ICU=55KA @ 415 V 3-POLE, LINE PROT | 1148.96
3VA2163-5JP32-0KH0 | CIRCUIT BREAKER 3VA2 IEC FRAME 160 BREAKING CAPACITY CLASS M ICU=55KA @ 415 V 3-POLE, LINE PROT | 1148.96
3VA2163-5JQ32-0BL0 | CIRCUIT BREAKER 3VA2 IEC FRAME 160 BREAKING CAPACITY CLASS M ICU=55KA @ 415 V 3-POLE, LINE PROT | 1483.21
3VA2163-5JQ32-0JL0 | CIRCUIT BREAKER 3VA2 IEC FRAME 160 BREAKING CAPACITY CLASS M ICU=55KA @ 415 V 3-POLE, LINE PROT | 1448.38
3VL9320-6UM30 | ELECTRONIC TRIP UNIT VL 250 3-POLE, SYSTEM PROTECTION LCD ETU42, LSIG 3 PHASES/4 WIRES WITH CONN | 2740.84
3VA2225-8KQ32-0AA0 | CIRCUIT BREAKER 3VA2 IEC FRAME 250 BREAKING CAPACITY CLASS L ICU=150KA @ 415 V 3POLE, LINE PROT | 2029.36
3VA2325-5HL32-0AA0 | CIRCUIT BREAKER 3VA2 IEC FRAME 400 BREAKING CAPACITY CLASS M ICU=55KA @ 415 V 3-POLE, LINE PROT | 1204.16
3VA2325-6HN32-0JL0 | CIRCUIT BREAKER 3VA2 IEC FRAME 400 BREAKING CAPACITY CLASS H ICU=85KA @ 415 V 3-POLE, LINE PROT | 1887.08
3VA2325-6HN32-0KC0 | CIRCUIT BREAKER 3VA2 IEC FRAME 400 BREAKING CAPACITY CLASS H ICU=85KA @ 415 V 3-POLE, LINE PROT | 1789.6
3VA2025-6JP42-0AA0 | CIRCUIT BREAKER 3VA2 IEC FRAME 100 BREAKING CAPACITY CLASS H ICU=85KA @ 415 V 4POLE, LINE PROTE | 1045.25
3VA2063-5KP42-0AA0 | CIRCUIT BREAKER 3VA2 IEC FRAME 100 BREAKING CAPACITY CLASS M ICU=55KA @ 415 V 4POLE, LINE PROTE | 1170.16
3VA2063-6HL32-0BH0 | CIRCUIT BREAKER 3VA2 IEC FRAME 100 BREAKING CAPACITY CLASS H ICU=85KA @ 415 V 3-POLE, LINE PROT | 745.09
3VA2063-6HL36-0AA0 | CIRCUIT BREAKER 3VA2 IEC FRAME 100 BREAKING CAPACITY CLASS H ICU=85KA @ 415 V 3POLE, LINE PROTE | 502.46
3VA2063-6HN32-0HH0 | CIRCUIT BREAKER 3VA2 IEC FRAME 100 BREAKING CAPACITY CLASS H ICU=85KA @ 415 V 3-POLE, LINE PROT | 772.93
3VA1163-6EF32-0KH0 | CIRCUIT BREAKER 3VA1 IEC FRAME 160 BREAKING CAPACITY CLASS H ICU=70KA @ 415 V 3-POLE, LINE PROT | 454.71
3VA1163-6EF36-0JH0 | CIRCUIT BREAKER 3VA1 IEC FRAME 160 BREAKING CAPACITY CLASS H ICU=70KA @ 415 V 3-POLE, LINE PROT | 477.69
3VA1180-3ED32-0AA0 | CIRCUIT BREAKER 3VA1 IEC FRAME 160 BREAKING CAPACITY CLASS N ICU=25KA @ 415 V 3-POLE, LINE PROT | 160.72
3VA1180-3EF32-0DA0 | CIRCUIT BREAKER 3VA1 IEC FRAME 160 BREAKING CAPACITY CLASS N ICU=25KA @ 415 V 3-POLE, LINE PROT | 362.09
3VA2125-5KP46-0AA0 | CIRCUIT BREAKER 3VA2 IEC FRAME 160 BREAKING CAPACITY CLASS M ICU=55KA @ 415 V 4POLE, LINE PROTE | 1198.03
3VA2125-6HL46-0AA0 | CIRCUIT BREAKER 3VA2 IEC FRAME 160 BREAKING CAPACITY CLASS H ICU=85KA @ 415 V 4POLE, LINE PROTE | 647.91
3VA2340-6KP32-0HA0 | CIRCUIT BREAKER 3VA2 IEC FRAME 400 BREAKING CAPACITY CLASS H ICU=85KA @ 415 V 3-POLE, LINE PROT | 2402.37
3VA2340-6KP32-0JH0 | CIRCUIT BREAKER 3VA2 IEC FRAME 400 BREAKING CAPACITY CLASS H ICU=85KA @ 415 V 3-POLE, LINE PROT | 2478.97
3VA2340-7HN32-0DA0 | CIRCUIT BREAKER 3VA2 IEC FRAME 400 BREAKING CAPACITY CLASS C ICU=110KA @ 415 V 3-POLE, LINE PRO | 1914.94
3VA2340-7JQ42-0AA0 | CIRCUIT BREAKER 3VA2 IEC FRAME 400 BREAKING CAPACITY CLASS C ICU=110KA @ 415 V 4-POLE, LINE PRO | 2640.6
3VA2163-5JP32-0AJ0 | CIRCUIT BREAKER 3VA2 IEC FRAME 160 BREAKING CAPACITY CLASS M ICU=55KA @ 415 V 3-POLE, LINE PROT | 1107.18
3VA2163-5KP32-0KL0 | CIRCUIT BREAKER 3VA2 IEC FRAME 160 BREAKING CAPACITY CLASS M ICU=55KA @ 415 V 3-POLE, LINE PROT | 1385.71
3VA1110-3EF36-0KH0 | CIRCUIT BREAKER 3VA1 IEC FRAME 160 BREAKING CAPACITY CLASS N ICU=25KA @ 415 V 3-POLE, LINE PROT | 471.42
3VA1110-4ED46-0AA0 | CIRCUIT BREAKER 3VA1 IEC FRAME 160 BREAKING CAPACITY CLASS S ICU=36KA @ 415 V 4-POLE, LINE PROT | 284.72
3VA2325-5HN32-0AG0 | CIRCUIT BREAKER 3VA2 IEC FRAME 400 BREAKING CAPACITY CLASS M ICU=55KA @ 415 V 3-POLE, LINE PROT | 1552.83
3VA2325-5HN32-0JC0 | CIRCUIT BREAKER 3VA2 IEC FRAME 400 BREAKING CAPACITY CLASS M ICU=55KA @ 415 V 3-POLE, LINE PROT | 1622.47
3VA2325-6HL32-0AA0 | CIRCUIT BREAKER 3VA2 IEC FRAME 400 BREAKING CAPACITY CLASS H ICU=85KA @ 415 V 3-POLE, LINE PROT | 1387.52
3VA2325-6HN32-0BL0 | CIRCUIT BREAKER 3VA2 IEC FRAME 400 BREAKING CAPACITY CLASS H ICU=85KA @ 415 V 3-POLE, LINE PROT | 1907.97
3VA2063-6HN42-0AA0 | CIRCUIT BREAKER 3VA2 IEC FRAME 100 BREAKING CAPACITY CLASS H ICU=85KA @ 415 V 4POLE, LINE PROTE | 672.39
3VA2063-7HN46-0AA0 | CIRCUIT BREAKER 3VA2 IEC FRAME 100 BREAKING CAPACITY CLASS C ICU=110KA @ 415 V 4POLE, LINE PROT | 745.74
3VA2063-7KP46-0AA0 | CIRCUIT BREAKER 3VA2 IEC FRAME 100 BREAKING CAPACITY CLASS C ICU=110KA @ 415 V 4POLE, LINE PROT | 1308.08
3VA2063-8KQ46-0AA0 | CIRCUIT BREAKER 3VA2 IEC FRAME 100 BREAKING CAPACITY CLASS L ICU=150KA @ 415 V 4POLE, LINE PROT | 1522.01
3VA2125-7KQ32-0AA0 | CIRCUIT BREAKER 3VA2 IEC FRAME 160 BREAKING CAPACITY CLASS C ICU=110KA @ 415 V 3POLE, LINE PROT | 1271.39
3VA2125-8KP42-0AA0 | CIRCUIT BREAKER 3VA2 IEC FRAME 160 BREAKING CAPACITY CLASS L ICU=150KA @ 415 V 4POLE, LINE PROT | 1363.1
3VA2440-5HL32-0AA0 | CIRCUIT BREAKER 3VA2 IEC FRAME 630 BREAKING CAPACITY CLASS M ICU=55KA @ 415 V 3-POLE, LINE PROT | 1652.76
3VA1196-4EF36-0JH0 | CIRCUIT BREAKER 3VA1 IEC FRAME 160 BREAKING CAPACITY CLASS S ICU=36KA @ 415 V 3-POLE, LINE PROT | 431.03
3VA1116-6EF32-0KH0 | CIRCUIT BREAKER 3VA1 IEC FRAME 160 BREAKING CAPACITY CLASS H ICU=70KA @ 415 V 3-POLE, LINE PROT | 863.46
3VA1116-6EF36-0AA0 | CIRCUIT BREAKER 3VA1 IEC FRAME 160 BREAKING CAPACITY CLASS H ICU=70KA @ 415 V 3-POLE, LINE PROT | 509.64
3VA1116-6EF36-0AH0 | CIRCUIT BREAKER 3VA1 IEC FRAME 160 BREAKING CAPACITY CLASS H ICU=70KA @ 415 V 3-POLE, LINE PROT | 793.82
3VA2163-5HL36-0JA0 | CIRCUIT BREAKER 3VA2 IEC FRAME 160 BREAKING CAPACITY CLASS M ICU=55KA @ 415 V 3-POLE, LINE PROT | 607.2
3VA2163-5HN36-0AC0 | CIRCUIT BREAKER 3VA2 IEC FRAME 160 BREAKING CAPACITY CLASS M ICU=55KA @ 415 V 3-POLE, LINE PROT | 628.79
3VA2163-5HN36-0AG0 | CIRCUIT BREAKER 3VA2 IEC FRAME 160 BREAKING CAPACITY CLASS M ICU=55KA @ 415 V 3-POLE, LINE PROT | 655.25
3VA2163-5HN36-0HA0 | CIRCUIT BREAKER 3VA2 IEC FRAME 160 BREAKING CAPACITY CLASS M ICU=55KA @ 415 V 3-POLE, LINE PROT | 669.18
3VA2340-6HN32-0BA0 | CIRCUIT BREAKER 3VA2 IEC FRAME 400 BREAKING CAPACITY CLASS H ICU=85KA @ 415 V 3-POLE, LINE PROT | 1768.71
3VL6080-3RA20-0AA0 | BREAKER VL CAT NMB. LMG2F800 FRAME 800A 2P 100KA | 4350
3VA2340-6HN32-0KC0 | CIRCUIT BREAKER 3VA2 IEC FRAME 400 BREAKING CAPACITY CLASS H ICU=85KA @ 415 V 3-POLE, LINE PROT | 1789.6
3VA2340-6JP32-0HC0 | CIRCUIT BREAKER 3VA2 IEC FRAME 400 BREAKING CAPACITY CLASS H ICU=85KA @ 415 V 3-POLE, LINE PROT | 2214.36
3VA2340-6JQ32-0AF0 | CIRCUIT BREAKER 3VA2 IEC FRAME 400 BREAKING CAPACITY CLASS H ICU=85KA @ 415 V 3-POLE, LINE PROT | 2416.3
3VA2025-6HN42-0AA0 | CIRCUIT BREAKER 3VA2 IEC FRAME 100 BREAKING CAPACITY CLASS H ICU=85KA @ 415 V 4POLE, LINE PROTE | 672.39
3VA2225-7HN32-0AD0 | CIRCUIT BREAKER 3VA2 IEC FRAME 250 BREAKING CAPACITY CLASS C ICU=110KA @ 415 V 3-POLE, LINE PRO | 1420.54
3VA2225-7KP32-0AC0 | CIRCUIT BREAKER 3VA2 IEC FRAME 250 BREAKING CAPACITY CLASS C ICU=110KA @ 415 V 3-POLE, LINE PRO | 2033.31
3VA2225-7KP32-0AE0 | CIRCUIT BREAKER 3VA2 IEC FRAME 250 BREAKING CAPACITY CLASS C ICU=110KA @ 415 V 3-POLE, LINE PRO | 2082.05
3VA2225-7KP32-0BA0 | CIRCUIT BREAKER 3VA2 IEC FRAME 250 BREAKING CAPACITY CLASS C ICU=110KA @ 415 V 3-POLE, LINE PRO | 2095.99
3VA2225-7KP32-0BL0 | CIRCUIT BREAKER 3VA2 IEC FRAME 250 BREAKING CAPACITY CLASS C ICU=110KA @ 415 V 3-POLE, LINE PRO | 2207.39
3VA2063-6HL32-0CC0 | CIRCUIT BREAKER 3VA2 IEC FRAME 100 BREAKING CAPACITY CLASS H ICU=85KA @ 415 V 3-POLE, LINE PROT | 717.23
3VA2063-6HL32-0DC0 | CIRCUIT BREAKER 3VA2 IEC FRAME 100 BREAKING CAPACITY CLASS H ICU=85KA @ 415 V 3-POLE, LINE PROT | 717.23
3VA2063-6HL32-0HC0 | CIRCUIT BREAKER 3VA2 IEC FRAME 100 BREAKING CAPACITY CLASS H ICU=85KA @ 415 V 3-POLE, LINE PROT | 687.98
3VA2063-6HL32-0JC0 | CIRCUIT BREAKER 3VA2 IEC FRAME 100 BREAKING CAPACITY CLASS H ICU=85KA @ 415 V 3-POLE, LINE PROT | 687.98
3VA2125-5JP32-0AA0 | CIRCUIT BREAKER 3VA2 IEC FRAME 160 BREAKING CAPACITY CLASS M ICU=55KA @ 415 V 3POLE, LINE PROTE | 861.87
3VA2125-5JP36-0AA0 | CIRCUIT BREAKER 3VA2 IEC FRAME 160 BREAKING CAPACITY CLASS M ICU=55KA @ 415 V 3POLE, LINE PROTE | 892.41
3VA2125-5JQ36-0AA0 | CIRCUIT BREAKER 3VA2 IEC FRAME 160 BREAKING CAPACITY CLASS M ICU=55KA @ 415 V 3POLE, LINE PROTE | 1112.48
3VA2125-5JQ46-0AA0 | CIRCUIT BREAKER 3VA2 IEC FRAME 160 BREAKING CAPACITY CLASS M ICU=55KA @ 415 V 4POLE, LINE PROTE | 1228.62
3VA2125-6JQ42-0AA0 | CIRCUIT BREAKER 3VA2 IEC FRAME 160 BREAKING CAPACITY CLASS H ICU=85KA @ 415 V 4POLE, LINE PROTE | 1277.51
3VA2125-6KP36-0AA0 | CIRCUIT BREAKER 3VA2 IEC FRAME 160 BREAKING CAPACITY CLASS H ICU=85KA @ 415 V 3POLE, LINE PROTE | 1084.25
3VA2125-7HL42-0AA0 | CIRCUIT BREAKER 3VA2 IEC FRAME 160 BREAKING CAPACITY CLASS C ICU=110KA @ 415 V 4POLE, LINE PROT | 660.15
3VA1125-5EF36-0KH0 | CIRCUIT BREAKER 3VA1 IEC FRAME 160 BREAKING CAPACITY CLASS M ICU=55KA @ 415 V 3-POLE, LINE PROT | 454.02
3VA1125-5GD42-0AA0 | CIRCUIT BREAKER 3VA1 IEC FRAME 160 BREAKING CAPACITY CLASS M ICU=55KA @ 415 V 4-POLE, LINE PROT | 227.38
3VA1125-6EF32-0BA0 | CIRCUIT BREAKER 3VA1 IEC FRAME 160 BREAKING CAPACITY CLASS H ICU=70KA @ 415 V 3-POLE, LINE PROT | 406.66
3VA1132-3ED42-0AA0 | CIRCUIT BREAKER 3VA1 IEC FRAME 160 BREAKING CAPACITY CLASS N ICU=25KA @ 415 V 4-POLE, LINE PROT | 192.08
3VA2110-5JQ32-0DH0 | CIRCUIT BREAKER 3VA2 IEC FRAME 160 BREAKING CAPACITY CLASS M ICU=55KA @ 415 V 3-POLE, LINE PROT | 1469.27
3VA2140-7JP46-0AA0 | CIRCUIT BREAKER 3VA2 IEC FRAME 160 BREAKING CAPACITY CLASS C ICU=110KA @ 415 V 4POLE, LINE PROT | 1112.48
3VA2140-7KP46-0AA0 | CIRCUIT BREAKER 3VA2 IEC FRAME 160 BREAKING CAPACITY CLASS C ICU=110KA @ 415 V 4POLE, LINE PROT | 1308.08
3VA2010-6HN36-0AJ0 | CIRCUIT BREAKER 3VA2 IEC FRAME 100 BREAKING CAPACITY CLASS H ICU=85KA @ 415 V 3-POLE, LINE PROT | 793.82
3VA2010-6HN36-0DH0 | CIRCUIT BREAKER 3VA2 IEC FRAME 100 BREAKING CAPACITY CLASS H ICU=85KA @ 415 V 3-POLE, LINE PROT | 870.43
3VA1180-6EF46-0AA0 | CIRCUIT BREAKER 3VA1 IEC FRAME 160 BREAKING CAPACITY CLASS H ICU=70KA @ 415 V 4-POLE, LINE PROT | 314.62
3VA1196-4EF32-0BA0 | CIRCUIT BREAKER 3VA1 IEC FRAME 160 BREAKING CAPACITY CLASS S ICU=36KA @ 415 V 3-POLE, LINE PROT | 358.61
3VA1196-4EF32-0JA0 | CIRCUIT BREAKER 3VA1 IEC FRAME 160 BREAKING CAPACITY CLASS S ICU=36KA @ 415 V 3-POLE, LINE PROT | 331.46
3VA2116-6HL36-0AA0 | CIRCUIT BREAKER 3VA2 IEC FRAME 160 BREAKING CAPACITY CLASS H ICU=85KA @ 415 V 3POLE, LINE PROTE | 812.96
3VA2116-6HN32-0AD0 | CIRCUIT BREAKER 3VA2 IEC FRAME 160 BREAKING CAPACITY CLASS H ICU=85KA @ 415 V 3-POLE, LINE PROT | 1044.51
3VA2116-6HN32-0BH0 | CIRCUIT BREAKER 3VA2 IEC FRAME 160 BREAKING CAPACITY CLASS H ICU=85KA @ 415 V 3-POLE, LINE PROT | 1148.96
3VA1132-3EF32-0AC0 | CIRCUIT BREAKER 3VA1 IEC FRAME 160 BREAKING CAPACITY CLASS N ICU=25KA @ 415 V 3-POLE, LINE PROT | 274.36
3VA2225-6KP42-0LA0 | CIRCUIT BREAKER 3VA2 IEC FRAME 250 BREAKING CAPACITY CLASS H ICU=85KA @ 415 V 4POLE, LINE PROTE | 2472
3VA2225-7HL32-0AF0 | CIRCUIT BREAKER 3VA2 IEC FRAME 250 BREAKING CAPACITY CLASS C ICU=110KA @ 415 V 3-POLE, LINE PRO | 1330.01
3VA1116-5EF36-0CH0 | CIRCUIT BREAKER 3VA1 IEC FRAME 160 BREAKING CAPACITY CLASS M ICU=55KA @ 415 V 3-POLE, LINE PROT | 856.49
3VA1116-6EF32-0CC0 | CIRCUIT BREAKER 3VA1 IEC FRAME 160 BREAKING CAPACITY CLASS H ICU=70KA @ 415 V 3-POLE, LINE PROT | 863.46
3VA2225-5HL32-0HC0 | CIRCUIT BREAKER 3VA2 IEC FRAME 250 BREAKING CAPACITY CLASS M ICU=55KA @ 415 V 3-POLE, LINE PROT | 1183.77
3VA2225-5HL42-0CL0 | CIRCUIT BREAKER 3VA2 IEC FRAME 250 BREAKING CAPACITY CLASS M ICU=55KA @ 415 V 4-POLE, LINE PROT | 1615.5
3VA2225-5HN32-0DH0 | CIRCUIT BREAKER 3VA2 IEC FRAME 250 BREAKING CAPACITY CLASS M ICU=55KA @ 415 V 3-POLE, LINE PROT | 1309.12
3VA2140-8JP42-0AA0 | CIRCUIT BREAKER 3VA2 IEC FRAME 160 BREAKING CAPACITY CLASS L ICU=150KA @ 415 V 4POLE, LINE PROT | 1185.82
3VA2140-8KP42-0AA0 | CIRCUIT BREAKER 3VA2 IEC FRAME 160 BREAKING CAPACITY CLASS L ICU=150KA @ 415 V 4POLE, LINE PROT | 1363.1
3VA2163-5HL32-0BL0 | CIRCUIT BREAKER 3VA2 IEC FRAME 160 BREAKING CAPACITY CLASS M ICU=55KA @ 415 V 3-POLE, LINE PROT | 724.2
3VA2163-5HL36-0AH0 | CIRCUIT BREAKER 3VA2 IEC FRAME 160 BREAKING CAPACITY CLASS M ICU=55KA @ 415 V 3-POLE, LINE PROT | 594.67
3VA1196-4EF36-0AB0 | CIRCUIT BREAKER 3VA1 IEC FRAME 160 BREAKING CAPACITY CLASS S ICU=36KA @ 415 V 3-POLE, LINE PROT | 339.11
3VA1196-4EF36-0KC0 | CIRCUIT BREAKER 3VA1 IEC FRAME 160 BREAKING CAPACITY CLASS S ICU=36KA @ 415 V 3-POLE, LINE PROT | 405.27
3VA1196-4GF42-0AA0 | CIRCUIT BREAKER 3VA1 IEC FRAME 160 BREAKING CAPACITY CLASS S ICU=36KA @ 415 V 4-POLE, LINE PROT | 222.97
3VA2063-6HN32-0CH0 | CIRCUIT BREAKER 3VA2 IEC FRAME 100 BREAKING CAPACITY CLASS H ICU=85KA @ 415 V 3-POLE, LINE PROT | 800.79
3VA2063-6HN32-0JC0 | CIRCUIT BREAKER 3VA2 IEC FRAME 100 BREAKING CAPACITY CLASS H ICU=85KA @ 415 V 3-POLE, LINE PROT | 752.04
3VA2063-7JQ42-0AA0 | CIRCUIT BREAKER 3VA2 IEC FRAME 100 BREAKING CAPACITY CLASS C ICU=110KA @ 415 V 4POLE, LINE PROT | 1314.19
3VA2440-5HN32-0HL0 | CIRCUIT BREAKER 3VA2 IEC FRAME 630 BREAKING CAPACITY CLASS M ICU=55KA @ 415 V 3-POLE, LINE PROT | 2179.55
3VA2440-5HN32-0KA0 | CIRCUIT BREAKER 3VA2 IEC FRAME 630 BREAKING CAPACITY CLASS M ICU=55KA @ 415 V 3-POLE, LINE PROT | 2061.16
3VA2440-6HL32-0AA0 | CIRCUIT BREAKER 3VA2 IEC FRAME 630 BREAKING CAPACITY CLASS H ICU=85KA @ 415 V 3-POLE, LINE PROT | 1851.12
3VA2440-6HN32-0HA0 | CIRCUIT BREAKER 3VA2 IEC FRAME 630 BREAKING CAPACITY CLASS H ICU=85KA @ 415 V 3-POLE, LINE PROT | 2304.87
3VA2440-6JQ42-0AA0 | CIRCUIT BREAKER 3VA2 IEC FRAME 630 BREAKING CAPACITY CLASS H ICU=85KA @ 415 V 4-POLE, LINE PROT | 3184.61
3VA2440-7HM42-0AA0 | CIRCUIT BREAKER 3VA2 IEC FRAME 630 BREAKING CAPACITY CLASS C ICU=110KA @ 415 V 4-POLE, LINE PRO | 2909.56
3VA2110-5HL32-0BA0 | CIRCUIT BREAKER 3VA2 IEC FRAME 160 BREAKING CAPACITY CLASS M ICU=55KA @ 415 V 3-POLE, LINE PROT | 647.59
3VL7012-3RA30-0AA0 | BREAKER VL FRAME 1200A 3P 100KA CAT NMB. LNG3F120 FRAME 1200A 3P 100KA | 4964.9
3VA2110-5HM36-0AA0 | CIRCUIT BREAKER 3VA2 IEC FRAME 160 BREAKING CAPACITY CLASS M ICU=55KA @ 415 V 3POLE, LINE PROTE | 715.16
3VA2110-5HN32-0AA0 | CIRCUIT BREAKER 3VA2 IEC FRAME 160 BREAKING CAPACITY CLASS M ICU=55KA @ 415 V 3POLE, LINE PROTE | 522.62
3VA2110-5HN32-0AJ0 | CIRCUIT BREAKER 3VA2 IEC FRAME 160 BREAKING CAPACITY CLASS M ICU=55KA @ 415 V 3-POLE, LINE PROT | 703.31
3VA2110-6HL32-0AJ0 | CIRCUIT BREAKER 3VA2 IEC FRAME 160 BREAKING CAPACITY CLASS H ICU=85KA @ 415 V 3-POLE, LINE PROT | 703.31
3VA2110-6HL32-0CC0 | CIRCUIT BREAKER 3VA2 IEC FRAME 160 BREAKING CAPACITY CLASS H ICU=85KA @ 415 V 3-POLE, LINE PROT | 765.98
3VA2110-6HL32-0CL0 | CIRCUIT BREAKER 3VA2 IEC FRAME 160 BREAKING CAPACITY CLASS H ICU=85KA @ 415 V 3-POLE, LINE PROT | 821.68
3VA2110-6HL32-0CH0 | CIRCUIT BREAKER 3VA2 IEC FRAME 160 BREAKING CAPACITY CLASS H ICU=85KA @ 415 V 3-POLE, LINE PROT | 786.87
3VA9221-0WF30 | TERMINAL COVER EXTENDED 3 POLE 1 PCS. ACCESSORY FOR: 3VA2 100/160/250 | 17.83
3VA9221-0WK40 | REAR INSULATINGPLATE BROADENED 1 PCS. ACCESSORY FOR: 3VA2 100/160/250 | 18.54
3VA9401-0QE20 | REAR TERMINAL FLAT LONG 1 PCS. ACCESSORY FOR: 3VA2 400/630 | 30.91
3VA9401-0QF10 | REAR CONNECTING STUDS SHORT 1 PCS. ACCESSORY FOR: 3VA2 400/630 | 23.01
3VA2340-5JP32-0AF0 | CIRCUIT BREAKER 3VA2 IEC FRAME 400 BREAKING CAPACITY CLASS M ICU=55KA @ 415 V 3-POLE, LINE PROT | 1956.71
3VA2340-5JP32-0AJ0 | CIRCUIT BREAKER 3VA2 IEC FRAME 400 BREAKING CAPACITY CLASS M ICU=55KA @ 415 V 3-POLE, LINE PROT | 2026.35
3VA2340-5JP32-0BC0 | CIRCUIT BREAKER 3VA2 IEC FRAME 400 BREAKING CAPACITY CLASS M ICU=55KA @ 415 V 3-POLE, LINE PROT | 2082.05
3VA2225-5JP32-0CL0 | CIRCUIT BREAKER 3VA2 IEC FRAME 250 BREAKING CAPACITY CLASS M ICU=55KA @ 415 V 3-POLE, LINE PROT | 1761.74
3VA2225-5JP32-0KL0 | CIRCUIT BREAKER 3VA2 IEC FRAME 250 BREAKING CAPACITY CLASS M ICU=55KA @ 415 V 3-POLE, LINE PROT | 1733.88
3VA2225-5JQ32-0AB0 | CIRCUIT BREAKER 3VA2 IEC FRAME 250 BREAKING CAPACITY CLASS M ICU=55KA @ 415 V 3-POLE, LINE PROT | 1894.05
3VA2225-5JQ32-0AJ0 | CIRCUIT BREAKER 3VA2 IEC FRAME 250 BREAKING CAPACITY CLASS M ICU=55KA @ 415 V 3-POLE, LINE PROT | 1921.89
3VA2225-5JQ32-0DA0 | CIRCUIT BREAKER 3VA2 IEC FRAME 250 BREAKING CAPACITY CLASS M ICU=55KA @ 415 V 3-POLE, LINE PROT | 1921.89
3VA2225-5JQ32-0DH0 | CIRCUIT BREAKER 3VA2 IEC FRAME 250 BREAKING CAPACITY CLASS M ICU=55KA @ 415 V 3-POLE, LINE PROT | 1984.56
3VA2440-6HN32-0AJ0 | CIRCUIT BREAKER 3VA2 IEC FRAME 630 BREAKING CAPACITY CLASS H ICU=85KA @ 415 V 3-POLE, LINE PROT | 2339.7
3VA2110-5HL32-0KH0 | CIRCUIT BREAKER 3VA2 IEC FRAME 160 BREAKING CAPACITY CLASS M ICU=55KA @ 415 V 3-POLE, LINE PROT | 694.95
3VA2110-5HL36-0AC0 | CIRCUIT BREAKER 3VA2 IEC FRAME 160 BREAKING CAPACITY CLASS M ICU=55KA @ 415 V 3-POLE, LINE PROT | 606.51
3VA2110-5HL36-0CL0 | CIRCUIT BREAKER 3VA2 IEC FRAME 160 BREAKING CAPACITY CLASS M ICU=55KA @ 415 V 3-POLE, LINE PROT | 786.87
3VA2110-5HL36-0DL0 | CIRCUIT BREAKER 3VA2 IEC FRAME 160 BREAKING CAPACITY CLASS M ICU=55KA @ 415 V 3-POLE, LINE PROT | 786.87
3VA2163-6HL32-0JA0 | CIRCUIT BREAKER 3VA2 IEC FRAME 160 BREAKING CAPACITY CLASS H ICU=85KA @ 415 V 3-POLE, LINE PROT | 639.24
3VA2110-5KP32-0CC0 | CIRCUIT BREAKER 3VA2 IEC FRAME 160 BREAKING CAPACITY CLASS M ICU=55KA @ 415 V 3-POLE, LINE PROT | 1385.71
3VA2340-5HN32-0DH0 | CIRCUIT BREAKER 3VA2 IEC FRAME 400 BREAKING CAPACITY CLASS M ICU=55KA @ 415 V 3-POLE, LINE PROT | 1671.21
3VA2340-5HN32-0KC0 | CIRCUIT BREAKER 3VA2 IEC FRAME 400 BREAKING CAPACITY CLASS M ICU=55KA @ 415 V 3-POLE, LINE PROT | 1622.47
3VA2110-5HL36-0JA0 | CIRCUIT BREAKER 3VA2 IEC FRAME 160 BREAKING CAPACITY CLASS M ICU=55KA @ 415 V 3-POLE, LINE PROT | 646.89
3VA2110-5HL36-0KL0 | CIRCUIT BREAKER 3VA2 IEC FRAME 160 BREAKING CAPACITY CLASS M ICU=55KA @ 415 V 3-POLE, LINE PROT | 759.01
3VL9750-4TH61 | BREAKER VL 3-LUG KIT CU 2W 500K CAT NUMBER 3TC4NG500 | 1713.83
3VA2110-5KP36-0AA0 | CIRCUIT BREAKER 3VA2 IEC FRAME 160 BREAKING CAPACITY CLASS M ICU=55KA @ 415 V 3POLE, LINE PROTE | 1077.64
3VA2110-6HM46-0AA0 | CIRCUIT BREAKER 3VA2 IEC FRAME 160 BREAKING CAPACITY CLASS H ICU=85KA @ 415 V 4POLE, LINE PROTE | 922.99
3VA2110-6HN32-0AE0 | CIRCUIT BREAKER 3VA2 IEC FRAME 160 BREAKING CAPACITY CLASS H ICU=85KA @ 415 V 3-POLE, LINE PROT | 759.01
3VA2110-6HN32-0KL0 | CIRCUIT BREAKER 3VA2 IEC FRAME 160 BREAKING CAPACITY CLASS H ICU=85KA @ 415 V 3-POLE, LINE PROT | 856.49
3VA2450-5KQ42-0AA0 | CIRCUIT BREAKER 3VA2 IEC FRAME 630 BREAKING CAPACITY CLASS M ICU=55KA @ 415 V 4-POLE, LINE PROT | 2952.33
3VA9114-0RS20 | RCD- MODULE RCD510 BASIC RCD TYPE A SIDE MOUNTED ADJUSTABLE 0,03...5A AT 50/60HZ ADJUSTABLE T | 771.31
3VA9124-0SS10 | MOUNTING SCREW KIT CONSISTS OF 4 SCREWS AND NUTS, METRIC THREAD ACCESSORY FOR: CIRCUIT BREAKER, | 15.19
3VA9404-0QF00 | REAR CONNECTING STUDS 4 PCS. ACCESSORY FOR: 3VA2 400/630 | 103.4
4BU4332-5CA23-2DA0 | POWER TRANSFORMER; PHASES:3; PN(KVA):18; UPRI(V):440+/-5%; USEC(V):400; ISEC(A):26; UK(%):2,51; F | 6006.71
3VA2225-5HN42-0CL0 | CIRCUIT BREAKER 3VA2 IEC FRAME 250 BREAKING CAPACITY CLASS M ICU=55KA @ 415 V 4-POLE, LINE PROT | 1664.25
3VA2340-5JP32-0JC0 | CIRCUIT BREAKER 3VA2 IEC FRAME 400 BREAKING CAPACITY CLASS M ICU=55KA @ 415 V 3-POLE, LINE PROT | 2040.27
3VA2340-5JQ32-0AJ0 | CIRCUIT BREAKER 3VA2 IEC FRAME 400 BREAKING CAPACITY CLASS M ICU=55KA @ 415 V 3-POLE, LINE PROT | 2290.95
4AM5242-8MD40-0FA0 | TRANSFORMER SITAS; PHASES:1; PN/PN(S6)(KVA):0,63 /2,35; UPRI(V):440-400-230; USEC(V):230(2X115); | 454.86
4AU3612-8JT10-2XA0 | AUTOTRANSFORMER; PHASES:3; PN,D(KVA):16; UPRI(V):480-460-440-415- 400(380); USEC(V):230(220); IS | 4204.19
3VA2340-5JQ42-0AF0 | CIRCUIT BREAKER 3VA2 IEC FRAME 400 BREAKING CAPACITY CLASS M ICU=55KA @ 415 V 4-POLE, LINE PROT | 2666.98
3VA2225-5HN42-0DH0 | CIRCUIT BREAKER 3VA2 IEC FRAME 250 BREAKING CAPACITY CLASS M ICU=55KA @ 415 V 4-POLE, LINE PROT | 1622.47
3VA2225-5JP32-0AB0 | CIRCUIT BREAKER 3VA2 IEC FRAME 250 BREAKING CAPACITY CLASS M ICU=55KA @ 415 V 3-POLE, LINE PROT | 1615.5
3VA2225-5KP32-0DA0 | CIRCUIT BREAKER 3VA2 IEC FRAME 250 BREAKING CAPACITY CLASS M ICU=55KA @ 415 V 3-POLE, LINE PROT | 1894.05
3VA2110-6HN36-0BC0 | CIRCUIT BREAKER 3VA2 IEC FRAME 160 BREAKING CAPACITY CLASS H ICU=85KA @ 415 V 3-POLE, LINE PROT | 849.54
3VA1116-6FF46-0AA0 | CIRCUIT BREAKER 3VA1 IEC FRAME 160 BREAKING CAPACITY CLASS H ICU=70KA @ 415 V 4-POLE, LINE PROT | 656.65
3VA1110-3EF36-0HA0 | CIRCUIT BREAKER 3VA1 IEC FRAME 160 BREAKING CAPACITY CLASS N ICU=25KA @ 415 V 3-POLE, LINE PROT | 395.53
3VA1163-5EF36-0KH0 | CIRCUIT BREAKER 3VA1 IEC FRAME 160 BREAKING CAPACITY CLASS M ICU=55KA @ 415 V 3-POLE, LINE PROT | 454.02
3VA1163-6EF32-0CA0 | CIRCUIT BREAKER 3VA1 IEC FRAME 160 BREAKING CAPACITY CLASS H ICU=70KA @ 415 V 3-POLE, LINE PROT | 406.66
3VA2163-5HL36-0HC0 | CIRCUIT BREAKER 3VA2 IEC FRAME 160 BREAKING CAPACITY CLASS M ICU=55KA @ 415 V 3-POLE, LINE PROT | 656.65
3VA2163-5HN32-0BL0 | CIRCUIT BREAKER 3VA2 IEC FRAME 160 BREAKING CAPACITY CLASS M ICU=55KA @ 415 V 3-POLE, LINE PROT | 786.87
3VA2163-5HN32-0HH0 | CIRCUIT BREAKER 3VA2 IEC FRAME 160 BREAKING CAPACITY CLASS M ICU=55KA @ 415 V 3-POLE, LINE PROT | 724.2
3VA2163-5HN32-0KH0 | CIRCUIT BREAKER 3VA2 IEC FRAME 160 BREAKING CAPACITY CLASS M ICU=55KA @ 415 V 3-POLE, LINE PROT | 724.2
3VA2340-6HN32-0BL0 | CIRCUIT BREAKER 3VA2 IEC FRAME 400 BREAKING CAPACITY CLASS H ICU=85KA @ 415 V 3-POLE, LINE PROT | 1907.97
4AV2200-2EB00-1A | POWER SUPPLY; PHASES:1; PN(KW):0,12; UPRI(V):400-230+/-15; USEC(V DC):24; ISEC(A DC):5/6 (60/40 | 516.56
3VA2340-6JQ32-0BC0 | CIRCUIT BREAKER 3VA2 IEC FRAME 400 BREAKING CAPACITY CLASS H ICU=85KA @ 415 V 3-POLE, LINE PROT | 2527.72
3VA2340-6JQ32-0HL0 | CIRCUIT BREAKER 3VA2 IEC FRAME 400 BREAKING CAPACITY CLASS H ICU=85KA @ 415 V 3-POLE, LINE PROT | 2548.61
3VA2116-7HM46-0AA0 | CIRCUIT BREAKER 3VA2 IEC FRAME 160 BREAKING CAPACITY CLASS C ICU=110KA @ 415 V 4POLE, LINE PROT | 1363.1
3VA2116-8HN32-0AA0 | CIRCUIT BREAKER 3VA2 IEC FRAME 160 BREAKING CAPACITY CLASS L ICU=150KA @ 415 V 3POLE, LINE PROT | 1020.8
3VA1196-5EF32-0HH0 | CIRCUIT BREAKER 3VA1 IEC FRAME 160 BREAKING CAPACITY CLASS M ICU=55KA @ 415 V 3-POLE, LINE PROT | 432.43
3VA2025-5HL32-0BD0 | CIRCUIT BREAKER 3VA2 IEC FRAME 100 BREAKING CAPACITY CLASS M ICU=55KA @ 415 V 3POLE, LINE PROTE | 681.72
3VA2025-5JQ46-0AA0 | CIRCUIT BREAKER 3VA2 IEC FRAME 100 BREAKING CAPACITY CLASS M ICU=55KA @ 415 V 4POLE, LINE PROTE | 1228.62
3VA2225-7HN32-0AE0 | CIRCUIT BREAKER 3VA2 IEC FRAME 250 BREAKING CAPACITY CLASS C ICU=110KA @ 415 V 3-POLE, LINE PRO | 1448.38
3VA2225-7HN32-0HL0 | CIRCUIT BREAKER 3VA2 IEC FRAME 250 BREAKING CAPACITY CLASS C ICU=110KA @ 415 V 3-POLE, LINE PRO | 1545.88
3VA2225-7KP32-0HL0 | CIRCUIT BREAKER 3VA2 IEC FRAME 250 BREAKING CAPACITY CLASS C ICU=110KA @ 415 V 3-POLE, LINE PRO | 2186.5
3VA2225-8JQ32-0AA0 | CIRCUIT BREAKER 3VA2 IEC FRAME 250 BREAKING CAPACITY CLASS L ICU=150KA @ 415 V 3POLE, LINE PROT | 1937.66
3VA2063-6HL32-0AA0 | CIRCUIT BREAKER 3VA2 IEC FRAME 100 BREAKING CAPACITY CLASS H ICU=85KA @ 415 V 3POLE, LINE PROTE | 481.7
3VA2063-6HN32-0AB0 | CIRCUIT BREAKER 3VA2 IEC FRAME 100 BREAKING CAPACITY CLASS H ICU=85KA @ 415 V 3-POLE, LINE PROT | 683.81
3VA1163-6EF32-0DH0 | CIRCUIT BREAKER 3VA1 IEC FRAME 160 BREAKING CAPACITY CLASS H ICU=70KA @ 415 V 3-POLE, LINE PROT | 480.48
3VA1163-6EF36-0CH0 | CIRCUIT BREAKER 3VA1 IEC FRAME 160 BREAKING CAPACITY CLASS H ICU=70KA @ 415 V 3-POLE, LINE PROT | 503.45
3VA1180-3ED46-0AA0 | CIRCUIT BREAKER 3VA1 IEC FRAME 160 BREAKING CAPACITY CLASS N ICU=25KA @ 415 V 4-POLE, LINE PROT | 231.32
3VA2125-5HM36-0AA0 | CIRCUIT BREAKER 3VA2 IEC FRAME 160 BREAKING CAPACITY CLASS M ICU=55KA @ 415 V 3POLE, LINE PROTE | 684.61
3VA2125-5KP32-0AA0 | CIRCUIT BREAKER 3VA2 IEC FRAME 160 BREAKING CAPACITY CLASS M ICU=55KA @ 415 V 3POLE, LINE PROTE | 998.27
3VA2125-5KQ42-0AA0 | CIRCUIT BREAKER 3VA2 IEC FRAME 160 BREAKING CAPACITY CLASS M ICU=55KA @ 415 V 4POLE, LINE PROTE | 1301.97
3VA2340-6KP32-0HH0 | CIRCUIT BREAKER 3VA2 IEC FRAME 400 BREAKING CAPACITY CLASS H ICU=85KA @ 415 V 3-POLE, LINE PROT | 2478.97
3VA2125-7JP36-0AA0 | CIRCUIT BREAKER 3VA2 IEC FRAME 160 BREAKING CAPACITY CLASS C ICU=110KA @ 415 V 3POLE, LINE PROT | 978.01
3VA2125-8HL42-0AA0 | CIRCUIT BREAKER 3VA2 IEC FRAME 160 BREAKING CAPACITY CLASS L ICU=150KA @ 415 V 4POLE, LINE PROT | 745.74
3VA2125-8HM32-0AA0 | CIRCUIT BREAKER 3VA2 IEC FRAME 160 BREAKING CAPACITY CLASS L ICU=150KA @ 415 V 3POLE, LINE PROT | 806.85
3VA2125-8HM42-0AA0 | CIRCUIT BREAKER 3VA2 IEC FRAME 160 BREAKING CAPACITY CLASS L ICU=150KA @ 415 V 4POLE, LINE PROT | 978.01
3VA2125-8HN32-0AA0 | CIRCUIT BREAKER 3VA2 IEC FRAME 160 BREAKING CAPACITY CLASS L ICU=150KA @ 415 V 3POLE, LINE PROT | 635.69
3VA2110-5HL36-0AE0 | CIRCUIT BREAKER 3VA2 IEC FRAME 160 BREAKING CAPACITY CLASS M ICU=55KA @ 415 V 3-POLE, LINE PROT | 656.65
3VA2110-5HL36-0CH0 | CIRCUIT BREAKER 3VA2 IEC FRAME 160 BREAKING CAPACITY CLASS M ICU=55KA @ 415 V 3-POLE, LINE PROT | 752.04
3VA2163-6HL32-0AD0 | CIRCUIT BREAKER 3VA2 IEC FRAME 160 BREAKING CAPACITY CLASS H ICU=85KA @ 415 V 3-POLE, LINE PROT | 623.93
3VA2163-6HL32-0AJ0 | CIRCUIT BREAKER 3VA2 IEC FRAME 160 BREAKING CAPACITY CLASS H ICU=85KA @ 415 V 3-POLE, LINE PROT | 660.13
3VA2163-6HL32-0BH0 | CIRCUIT BREAKER 3VA2 IEC FRAME 160 BREAKING CAPACITY CLASS H ICU=85KA @ 415 V 3-POLE, LINE PROT | 745.09
3VA2163-6HL32-0DH0 | CIRCUIT BREAKER 3VA2 IEC FRAME 160 BREAKING CAPACITY CLASS H ICU=85KA @ 415 V 3-POLE, LINE PROT | 745.09
3VA2163-6HL32-0KH0 | CIRCUIT BREAKER 3VA2 IEC FRAME 160 BREAKING CAPACITY CLASS H ICU=85KA @ 415 V 3-POLE, LINE PROT | 710.26
3VA2163-6HL36-0HC0 | CIRCUIT BREAKER 3VA2 IEC FRAME 160 BREAKING CAPACITY CLASS H ICU=85KA @ 415 V 3-POLE, LINE PROT | 710.26
3VA2325-6JQ42-0AA0 | CIRCUIT BREAKER 3VA2 IEC FRAME 400 BREAKING CAPACITY CLASS H ICU=85KA @ 415 V 4-POLE, LINE PROT | 2506.13
3VA2325-6KP42-0AA0 | CIRCUIT BREAKER 3VA2 IEC FRAME 400 BREAKING CAPACITY CLASS H ICU=85KA @ 415 V 4-POLE, LINE PROT | 2463.34
3VA2325-7HM42-0AA0 | CIRCUIT BREAKER 3VA2 IEC FRAME 400 BREAKING CAPACITY CLASS C ICU=110KA @ 415 V 4-POLE, LINE PRO | 2182.16
3VA2340-5HN32-0AD0 | CIRCUIT BREAKER 3VA2 IEC FRAME 400 BREAKING CAPACITY CLASS M ICU=55KA @ 415 V 3-POLE, LINE PROT | 1552.83
3VA2340-5HN32-0DC0 | CIRCUIT BREAKER 3VA2 IEC FRAME 400 BREAKING CAPACITY CLASS M ICU=55KA @ 415 V 3-POLE, LINE PROT | 1657.29
3VA2340-5JP32-0AC0 | CIRCUIT BREAKER 3VA2 IEC FRAME 400 BREAKING CAPACITY CLASS M ICU=55KA @ 415 V 3-POLE, LINE PROT | 1956.71
3VA2110-6HN32-0KH0 | CIRCUIT BREAKER 3VA2 IEC FRAME 160 BREAKING CAPACITY CLASS H ICU=85KA @ 415 V 3-POLE, LINE PROT | 814.71
3VA9111-0QE10 | REAR TERMINAL FLAT SHORT 1 PCS. ACCESSORY FOR: 3VA1 100/160 | 10.62
3VA9113-0JB11 | CIRCULAR CONDUCTOR TERMINAL 3 PCS. ACCESSORY FOR: 3VA1 100/160 | 16.27
3VA9114-0JF60 | CIRCULAR CONDUCTOR TERMINAL CU 6 CABLES 4 PCS. ACCESSORY FOR: 3VA1 100/160 | 103.4
3VA9114-0QA00 | LUG TERMINAL 4PCS ACCESSORY FOR: 3VA1 100/160 | 19.97
3VA2340-5JQ32-0HA0 | CIRCUIT BREAKER 3VA2 IEC FRAME 400 BREAKING CAPACITY CLASS M ICU=55KA @ 415 V 3-POLE, LINE PROT | 2270.06
3VA2340-5JQ32-0JA0 | CIRCUIT BREAKER 3VA2 IEC FRAME 400 BREAKING CAPACITY CLASS M ICU=55KA @ 415 V 3-POLE, LINE PROT | 2270.06
3VA2225-5KP32-0CH0 | CIRCUIT BREAKER 3VA2 IEC FRAME 250 BREAKING CAPACITY CLASS M ICU=55KA @ 415 V 3-POLE, LINE PROT | 1942.78
3VA2225-5KP32-0JA0 | CIRCUIT BREAKER 3VA2 IEC FRAME 250 BREAKING CAPACITY CLASS M ICU=55KA @ 415 V 3-POLE, LINE PROT | 1873.16
3VA2225-6HL32-0BA0 | CIRCUIT BREAKER 3VA2 IEC FRAME 250 BREAKING CAPACITY CLASS H ICU=85KA @ 415 V 3-POLE, LINE PROT | 1309.12
3VA2225-6HL32-0BL0 | CIRCUIT BREAKER 3VA2 IEC FRAME 250 BREAKING CAPACITY CLASS H ICU=85KA @ 415 V 3-POLE, LINE PROT | 1399.65
3VA2110-8JP32-0AA0 | CIRCUIT BREAKER 3VA2 IEC FRAME 160 BREAKING CAPACITY CLASS L ICU=150KA @ 415 V 3POLE, LINE PROT | 1051.35
3VA2340-7HN32-0KL0 | CIRCUIT BREAKER 3VA2 IEC FRAME 400 BREAKING CAPACITY CLASS C ICU=110KA @ 415 V 3-POLE, LINE PRO | 1984.56
3VA2163-5HN36-0KC0 | CIRCUIT BREAKER 3VA2 IEC FRAME 160 BREAKING CAPACITY CLASS M ICU=55KA @ 415 V 3-POLE, LINE PROT | 724.2
3VA2163-5HN42-0AA0 | CIRCUIT BREAKER 3VA2 IEC FRAME 160 BREAKING CAPACITY CLASS M ICU=55KA @ 415 V 4POLE, LINE PROTE | 600.27
3VA2163-5JP32-0HC0 | CIRCUIT BREAKER 3VA2 IEC FRAME 160 BREAKING CAPACITY CLASS M ICU=55KA @ 415 V 3-POLE, LINE PROT | 1135.04
3VA2163-5KP32-0CC0 | CIRCUIT BREAKER 3VA2 IEC FRAME 160 BREAKING CAPACITY CLASS M ICU=55KA @ 415 V 3-POLE, LINE PROT | 1364.82
3VA2163-5KP36-0AA0 | CIRCUIT BREAKER 3VA2 IEC FRAME 160 BREAKING CAPACITY CLASS M ICU=55KA @ 415 V 3POLE, LINE PROTE | 1037.94
3VA1110-4EF32-0AB0 | CIRCUIT BREAKER 3VA1 IEC FRAME 160 BREAKING CAPACITY CLASS S ICU=36KA @ 415 V 3-POLE, LINE PROT | 383.68
3VL9320-6UH30 | ELECTRONIC TRIP UNIT VL 250 3-POLE, SYSTEM PROTECTION LCD ETU40, LI/LS/LSI IR= 80...200A, OVERLO | 2439.93
3VA2325-5HN32-0AA0 | CIRCUIT BREAKER 3VA2 IEC FRAME 400 BREAKING CAPACITY CLASS M ICU=55KA @ 415 V 3-POLE, LINE PROT | 1308.08
3VA2325-5HN32-0CH0 | CIRCUIT BREAKER 3VA2 IEC FRAME 400 BREAKING CAPACITY CLASS M ICU=55KA @ 415 V 3-POLE, LINE PROT | 1671.21
3VA2325-6HN32-0AB0 | CIRCUIT BREAKER 3VA2 IEC FRAME 400 BREAKING CAPACITY CLASS H ICU=85KA @ 415 V 3-POLE, LINE PROT | 1733.88
3VA2063-6JP46-0AA0 | CIRCUIT BREAKER 3VA2 IEC FRAME 100 BREAKING CAPACITY CLASS H ICU=85KA @ 415 V 4POLE, LINE PROTE | 1063.58
3VA2063-7JP46-0AA0 | CIRCUIT BREAKER 3VA2 IEC FRAME 100 BREAKING CAPACITY CLASS C ICU=110KA @ 415 V 4POLE, LINE PROT | 1112.48
3VA2063-8HL32-0AA0 | CIRCUIT BREAKER 3VA2 IEC FRAME 100 BREAKING CAPACITY CLASS L ICU=150KA @ 415 V 3POLE, LINE PROT | 578.26
3VA2110-5HL32-0AB0 | CIRCUIT BREAKER 3VA2 IEC FRAME 160 BREAKING CAPACITY CLASS M ICU=55KA @ 415 V 3-POLE, LINE PROT | 606.51
3VA2125-7JQ32-0AA0 | CIRCUIT BREAKER 3VA2 IEC FRAME 160 BREAKING CAPACITY CLASS C ICU=110KA @ 415 V 3POLE, LINE PROT | 1173.61
3VA2340-7KQ42-0AA0 | CIRCUIT BREAKER 3VA2 IEC FRAME 400 BREAKING CAPACITY CLASS C ICU=110KA @ 415 V 4-POLE, LINE PRO | 2744.53
3VA2440-5HN32-0HH0 | CIRCUIT BREAKER 3VA2 IEC FRAME 630 BREAKING CAPACITY CLASS M ICU=55KA @ 415 V 3-POLE, LINE PROT | 2151.69
3VA2440-6HN32-0BA0 | CIRCUIT BREAKER 3VA2 IEC FRAME 630 BREAKING CAPACITY CLASS H ICU=85KA @ 415 V 3-POLE, LINE PROT | 2339.7
3VA2110-5HL32-0KC0 | CIRCUIT BREAKER 3VA2 IEC FRAME 160 BREAKING CAPACITY CLASS M ICU=55KA @ 415 V 3-POLE, LINE PROT | 672.66
3VA2110-5HL32-0KL0 | CIRCUIT BREAKER 3VA2 IEC FRAME 160 BREAKING CAPACITY CLASS M ICU=55KA @ 415 V 3-POLE, LINE PROT | 738.12
3VA2110-5HL36-0BA0 | CIRCUIT BREAKER 3VA2 IEC FRAME 160 BREAKING CAPACITY CLASS M ICU=55KA @ 415 V 3-POLE, LINE PROT | 675.45
3VA2110-5HL36-0DH0 | CIRCUIT BREAKER 3VA2 IEC FRAME 160 BREAKING CAPACITY CLASS M ICU=55KA @ 415 V 3-POLE, LINE PROT | 752.04
3VA2163-6HL32-0HC0 | CIRCUIT BREAKER 3VA2 IEC FRAME 160 BREAKING CAPACITY CLASS H ICU=85KA @ 415 V 3-POLE, LINE PROT | 687.98
3VA2110-5KP32-0BH0 | CIRCUIT BREAKER 3VA2 IEC FRAME 160 BREAKING CAPACITY CLASS M ICU=55KA @ 415 V 3-POLE, LINE PROT | 1420.54
3VA2110-5KP32-0DC0 | CIRCUIT BREAKER 3VA2 IEC FRAME 160 BREAKING CAPACITY CLASS M ICU=55KA @ 415 V 3-POLE, LINE PROT | 1385.71
3VA2325-6JQ32-0AA0 | CIRCUIT BREAKER 3VA2 IEC FRAME 400 BREAKING CAPACITY CLASS H ICU=85KA @ 415 V 3-POLE, LINE PROT | 2066.02
3VA2340-5HN32-0JL0 | CIRCUIT BREAKER 3VA2 IEC FRAME 400 BREAKING CAPACITY CLASS M ICU=55KA @ 415 V 3-POLE, LINE PROT | 1678.18
3VA2340-5HN32-0KH0 | CIRCUIT BREAKER 3VA2 IEC FRAME 400 BREAKING CAPACITY CLASS M ICU=55KA @ 415 V 3-POLE, LINE PROT | 1657.29
3VA2110-5HL36-0KH0 | CIRCUIT BREAKER 3VA2 IEC FRAME 160 BREAKING CAPACITY CLASS M ICU=55KA @ 415 V 3-POLE, LINE PROT | 724.2
3VA2110-5HM32-0AA0 | CIRCUIT BREAKER 3VA2 IEC FRAME 160 BREAKING CAPACITY CLASS M ICU=55KA @ 415 V 3POLE, LINE PROTE | 696.83
3VL9800-2AP21 | BREAKER VL 2-AUX SW KIT MAX FLEX MG/PG | 429.11
3VA2110-6HN32-0AC0 | CIRCUIT BREAKER 3VA2 IEC FRAME 160 BREAKING CAPACITY CLASS H ICU=85KA @ 415 V 3-POLE, LINE PROT | 703.31
3VA2110-6HN32-0KC0 | CIRCUIT BREAKER 3VA2 IEC FRAME 160 BREAKING CAPACITY CLASS H ICU=85KA @ 415 V 3-POLE, LINE PROT | 793.82
3VA2450-5KP42-0AA0 | CIRCUIT BREAKER 3VA2 IEC FRAME 630 BREAKING CAPACITY CLASS M ICU=55KA @ 415 V 4-POLE, LINE PROT | 2830.09
3VA2450-7KP32-0AA0 | CIRCUIT BREAKER 3VA2 IEC FRAME 630 BREAKING CAPACITY CLASS C ICU=110KA @ 415 V 3-POLE, LINE PRO | 2695.62
3VA9114-0QE00 | REAR TERMINAL FLAT 4 PCS. ACCESSORY FOR: 3VA1 100/160 | 47.15
3VA9123-0KD10 | DRAW-OUT UNIT CONVERTION KIT FOR MCCB ACCESSORY FOR: CIRCUIT BREAKER, 3 POLE 3VA2 100/160/250 | 89.7
3VA9200-0WC00 | AUXILIARY CONDUCTOR TERMINAL FOR BUSBAR ACCESSORY FOR: 3VA1 100/160 3VA2 100/160/250 | 5.53
3VA9403-0JC23 | CIRCULAR CONDUCTOR TERMINAL 2 CABLES WITH AUXILIARY CONDUCTOR 3 PCS. ACCESSORY FOR: 3VA2 400/63 | 132.94
3VA2225-5HN32-0KH0 | CIRCUIT BREAKER 3VA2 IEC FRAME 250 BREAKING CAPACITY CLASS M ICU=55KA @ 415 V 3-POLE, LINE PROT | 1288.23
3VL9400-4WF31 | ACCESSORY FOR VL400UL, (JG FRAME) CONV. KIT FROM PLUG-IN VERSION TO DRAW-OUT VERSION 3-POLE | 564.71
3VA2340-5JP32-0DC0 | CIRCUIT BREAKER 3VA2 IEC FRAME 400 BREAKING CAPACITY CLASS M ICU=55KA @ 415 V 3-POLE, LINE PROT | 2082.05
3VA2340-5JQ32-0AC0 | CIRCUIT BREAKER 3VA2 IEC FRAME 400 BREAKING CAPACITY CLASS M ICU=55KA @ 415 V 3-POLE, LINE PROT | 2214.36
3VA2340-5JQ32-0KA0 | CIRCUIT BREAKER 3VA2 IEC FRAME 400 BREAKING CAPACITY CLASS M ICU=55KA @ 415 V 3-POLE, LINE PROT | 2270.06
3VA2225-5HN42-0JC0 | CIRCUIT BREAKER 3VA2 IEC FRAME 250 BREAKING CAPACITY CLASS M ICU=55KA @ 415 V 4-POLE, LINE PROT | 1580.69
3VA2225-5JP32-0AJ0 | CIRCUIT BREAKER 3VA2 IEC FRAME 250 BREAKING CAPACITY CLASS M ICU=55KA @ 415 V 3-POLE, LINE PROT | 1657.29
3VA2225-5JQ32-0CC0 | CIRCUIT BREAKER 3VA2 IEC FRAME 250 BREAKING CAPACITY CLASS M ICU=55KA @ 415 V 3-POLE, LINE PROT | 1956.71
3VA2225-5KP32-0CA0 | CIRCUIT BREAKER 3VA2 IEC FRAME 250 BREAKING CAPACITY CLASS M ICU=55KA @ 415 V 3-POLE, LINE PROT | 1894.05
3VA2225-5KP32-0DH0 | CIRCUIT BREAKER 3VA2 IEC FRAME 250 BREAKING CAPACITY CLASS M ICU=55KA @ 415 V 3-POLE, LINE PROT | 1942.78
4AT3032-5AD40-0FA0 | TRANSFORMER SITAS; PHASES:1; PN/PN(S6)(KVA):4 /16; UPRI(V):400+/-5%; USEC(V):230 (2X115); ISEC(A | 2281.46
3VA2225-6HL32-0HC0 | CIRCUIT BREAKER 3VA2 IEC FRAME 250 BREAKING CAPACITY CLASS H ICU=85KA @ 415 V 3-POLE, LINE PROT | 1323.04
3VA2110-6HN36-0HA0 | CIRCUIT BREAKER 3VA2 IEC FRAME 160 BREAKING CAPACITY CLASS H ICU=85KA @ 415 V 3-POLE, LINE PROT | 772.93
3VA2110-7HL46-0AA0 | CIRCUIT BREAKER 3VA2 IEC FRAME 160 BREAKING CAPACITY CLASS C ICU=110KA @ 415 V 4POLE, LINE PROT | 745.74
3VA2340-5JQ42-0DA0 | CIRCUIT BREAKER 3VA2 IEC FRAME 400 BREAKING CAPACITY CLASS M ICU=55KA @ 415 V 4-POLE, LINE PROT | 2736.61
3VA2340-5KP32-0AG0 | CIRCUIT BREAKER 3VA2 IEC FRAME 400 BREAKING CAPACITY CLASS M ICU=55KA @ 415 V 3-POLE, LINE PROT | 2193.47
3VA2140-6HM36-0AA0 | CIRCUIT BREAKER 3VA2 IEC FRAME 160 BREAKING CAPACITY CLASS H ICU=85KA @ 415 V 3POLE, LINE PROTE | 727.41
3VA2163-6HN36-0HL0 | CIRCUIT BREAKER 3VA2 IEC FRAME 160 BREAKING CAPACITY CLASS H ICU=85KA @ 415 V 3-POLE, LINE PROT | 828.65
3VA2163-7HN32-0AA0 | CIRCUIT BREAKER 3VA2 IEC FRAME 160 BREAKING CAPACITY CLASS C ICU=110KA @ 415 V 3POLE, LINE PROT | 568.47
3VL9800-3JP41 | BREAKER VL MAX FLEX HANDLE 4X NG & PG | 830.76
3VA2225-6HL32-0JA0 | CIRCUIT BREAKER 3VA2 IEC FRAME 250 BREAKING CAPACITY CLASS H ICU=85KA @ 415 V 3-POLE, LINE PROT | 1267.34
3VA2116-5HL32-0CL0 | CIRCUIT BREAKER 3VA2 IEC FRAME 160 BREAKING CAPACITY CLASS M ICU=55KA @ 415 V 3-POLE, LINE PROT | 1037.54
3VA2116-5HL32-0DA0 | CIRCUIT BREAKER 3VA2 IEC FRAME 160 BREAKING CAPACITY CLASS M ICU=55KA @ 415 V 3-POLE, LINE PROT | 919.17
3VA2116-5HL32-0DH0 | CIRCUIT BREAKER 3VA2 IEC FRAME 160 BREAKING CAPACITY CLASS M ICU=55KA @ 415 V 3-POLE, LINE PROT | 981.84
3VA2163-6HN32-0CH0 | CIRCUIT BREAKER 3VA2 IEC FRAME 160 BREAKING CAPACITY CLASS H ICU=85KA @ 415 V 3-POLE, LINE PROT | 800.79
3VA2163-6HN36-0AE0 | CIRCUIT BREAKER 3VA2 IEC FRAME 160 BREAKING CAPACITY CLASS H ICU=85KA @ 415 V 3-POLE, LINE PROT | 738.12
3VA2163-6HN36-0AF0 | CIRCUIT BREAKER 3VA2 IEC FRAME 160 BREAKING CAPACITY CLASS H ICU=85KA @ 415 V 3-POLE, LINE PROT | 683.81
3VA2163-6HN36-0BC0 | CIRCUIT BREAKER 3VA2 IEC FRAME 160 BREAKING CAPACITY CLASS H ICU=85KA @ 415 V 3-POLE, LINE PROT | 800.79
3VL9816-8TT01 | BREAKER VL NEUT CT 1600A P MFN NUMBER NGSP160 | 2263.32
3VL9860-4TJ01 | ACCESSORY FOR VL1600UL, (PG FRAME) MULTI-INFEED TERMINAL FOR CU/AL FOR 6 CONDUCTORS PER TERMINAL | 397.55
4AU3642-8JT10-2XA0 | AUTOTRANSFORMER; PHASES:3; PN,D(KVA):22,5; UPRI(V):480-460-440-415- 400(380); USEC(V):230(220); | 5251.67
3VA2225-6HN32-0AF0 | CIRCUIT BREAKER 3VA2 IEC FRAME 250 BREAKING CAPACITY CLASS H ICU=85KA @ 415 V 3-POLE, LINE PROT | 1309.12
3VA2225-6HN32-0JH0 | CIRCUIT BREAKER 3VA2 IEC FRAME 250 BREAKING CAPACITY CLASS H ICU=85KA @ 415 V 3-POLE, LINE PROT | 1399.65
3VA2225-6HN32-0KH0 | CIRCUIT BREAKER 3VA2 IEC FRAME 250 BREAKING CAPACITY CLASS H ICU=85KA @ 415 V 3-POLE, LINE PROT | 1399.65
3VA2163-7HN32-0KH0 | CIRCUIT BREAKER 3VA2 IEC FRAME 160 BREAKING CAPACITY CLASS C ICU=110KA @ 415 V 3-POLE, LINE PRO | 807.76
3VA2163-7JP36-0AA0 | CIRCUIT BREAKER 3VA2 IEC FRAME 160 BREAKING CAPACITY CLASS C ICU=110KA @ 415 V 3POLE, LINE PROT | 978.01
3VA2163-7JQ42-0AA0 | CIRCUIT BREAKER 3VA2 IEC FRAME 160 BREAKING CAPACITY CLASS C ICU=110KA @ 415 V 4POLE, LINE PROT | 1314.19
3VA2163-7KP36-0AA0 | CIRCUIT BREAKER 3VA2 IEC FRAME 160 BREAKING CAPACITY CLASS C ICU=110KA @ 415 V 3POLE, LINE PROT | 1167.49
3VL9650-4TG01 | BREAKER VL LUG CU/AL 500KCMIL M CAT NUMBER TA3MG500 | 140.64
1PH8087-1SZ24-0MZ1-ZK2CQ1AQ50 | SIMOTICS M 2000 RPM, 6,1KW, 29NM, 20,5A COMPACT ASYNCHRONOUS MOTOR WATER COOLING DEGREE OF PROTE | 9226.65
4AM4842-8MD40-0FA0 | TRANSFORMER SITAS; PHASES:1; PN/PN(S6)(KVA):0,5 /2; UPRI(V):440-400-230; USEC(V):230(2X115); ISE | 394.59
3VL9000-8AQ20 | SPARE PART: EXTENSION CABLE 1,5M FOR CONNECTION COM10 TO LCD ETU FOR ALL FRAME SIZES | 54.94
4AM4841-8BD40-0CN2 | CONTROL CIRCUIT TRANSFORMER; PHASES:1; PN/PN(S6)(KVA):0,5 /2; UPRI(V):575-550-525-500- 480-460 - | 467.78
FDK:085L1111 | TRANSDUCERHOLDER 2-TRACK STAINLESS STEEL 60DEG. SONOKIT DN200 - DN4000, L=230MM | 1159.74
FDK:085L1114 | SONO MOUNTING PLATE 1-TRACK MILD STEEL | 137.56
4AM6542-4XT10-0FA0 | TRANSFORMER SITAS; PHASES:1; PN/PN(S6)(KVA):2,5 /13,3; UPRI(V):380+/-5%; USEC(V):230; ISEC(A):10, | 1607.06
5UB1101 | DELTA SCHUKO SOCKET OUTL.INSERT 10/16A 250V W. SCREWLESS TERMINALS | 3.37
6GK5308-2FL10-2AA3 | SCALANCE X308-2, MANAGED PLUS IE SWITCH, 2 X 1000MBIT/S MM SC 1 X 10/100/1000MBIT/S AND 7 X 10/1 | 4851.33
4AT3032-6DJ10-0FA0 | TRANSFORMER SITAS; PHASES:1; PN/PN(S6)(KVA):4 /17,8; UPRI(V):460+/-10%; USEC(V):110; ISEC(A):36,4 | 2338.86
FDK:085L1102 | TRANSDUCERHOLDER 1-TRACK CARBON STEEL 45DEG. SONOKIT DN100 - DN150, L=160MM | 488.73
FDK:085L1109 | TRANSDUCERHOLDER 2-TRACK STAINLESS STEEL 60DEG. SONOKIT DN200 - DN4000, L=160MM | 757.13
5TL1292-0 | ISOLATOR 125A DOUBLE POLE | 55.35
5TL1363-0 | ISOLATOR 63A TRIPLE POLE | 25.69
5TL1391-1 | ISOLATOR 100A TRIPLE POLE, RED HANDLE | 66.82
5TL1432-0 | ISOLATOR 32A FOUR POLE | 28.65
3VA2110-6JQ46-0AA0 | CIRCUIT BREAKER 3VA2 IEC FRAME 160 BREAKING CAPACITY CLASS H ICU=85KA @ 415 V 4POLE, LINE PROTE | 1350.88
3VA2116-5HL32-0HC0 | CIRCUIT BREAKER 3VA2 IEC FRAME 160 BREAKING CAPACITY CLASS M ICU=55KA @ 415 V 3-POLE, LINE PROT | 933.09
3VA2340-5KP32-0AC0 | CIRCUIT BREAKER 3VA2 IEC FRAME 400 BREAKING CAPACITY CLASS M ICU=55KA @ 415 V 3-POLE, LINE PROT | 2179.55
3VA2140-5KQ32-0AA0 | CIRCUIT BREAKER 3VA2 IEC FRAME 160 BREAKING CAPACITY CLASS M ICU=55KA @ 415 V 3POLE, LINE PROTE | 1185.82
3VA2163-6HM42-0AA0 | CIRCUIT BREAKER 3VA2 IEC FRAME 160 BREAKING CAPACITY CLASS H ICU=85KA @ 415 V 4POLE, LINE PROTE | 843.54
3VA2163-6JP46-0AA0 | CIRCUIT BREAKER 3VA2 IEC FRAME 160 BREAKING CAPACITY CLASS H ICU=85KA @ 415 V 4POLE, LINE PROTE | 1063.58
3VL9800-3JJ01 | BREAKER VL SHAFT VAR DEPTH ROT 3 N/P-F | 128.21
3VA2225-6HL32-0JL0 | CIRCUIT BREAKER 3VA2 IEC FRAME 250 BREAKING CAPACITY CLASS H ICU=85KA @ 415 V 3-POLE, LINE PROT | 1371.79
3VA2225-6JP32-0AD0 | CIRCUIT BREAKER 3VA2 IEC FRAME 250 BREAKING CAPACITY CLASS H ICU=85KA @ 415 V 3-POLE, LINE PROT | 1747.82
3VA2225-6JP32-0DA0 | CIRCUIT BREAKER 3VA2 IEC FRAME 250 BREAKING CAPACITY CLASS H ICU=85KA @ 415 V 3-POLE, LINE PROT | 1789.6
1PH8135-1DG02-2BH1 | SIMOTICS M COMPACT ASYNCHRONOUS MOTOR 2000RPM, 21,5KW, 103NM 2650RPM, 26,0KW, 94NM 2800RPM, 26,0 | 8128.36
3VA2163-7KP42-0AA0 | CIRCUIT BREAKER 3VA2 IEC FRAME 160 BREAKING CAPACITY CLASS C ICU=110KA @ 415 V 4POLE, LINE PROT | 1277.51
3VA2163-8HM46-0AA0 | CIRCUIT BREAKER 3VA2 IEC FRAME 160 BREAKING CAPACITY CLASS L ICU=150KA @ 415 V 4POLE, LINE PROT | 1002.45
3VA2163-8JQ36-0AA0 | CIRCUIT BREAKER 3VA2 IEC FRAME 160 BREAKING CAPACITY CLASS L ICU=150KA @ 415 V 3POLE, LINE PROT | 1271.39
4AM6442-5AD40-0FA0 | TRANSFORMER SITAS; PHASES:1; PN/PN(S6)(KVA):2 /9,7; UPRI(V):400+/-5%; USEC(V):2X115; ISEC(A):2X8, | 1222.52
3VL9650-4TG11 | BREAKER VL LUG CU 500KCMIL M-FR CAT NUMBER TC3MG500 | 282.58
3VA2216-6HL32-0AA0 | CIRCUIT BREAKER 3VA2 IEC FRAME 250 BREAKING CAPACITY CLASS H ICU=85KA @ 415 V 3POLE, LINE PROTE | 1039.13
3VA2225-6JQ32-0CL0 | CIRCUIT BREAKER 3VA2 IEC FRAME 250 BREAKING CAPACITY CLASS H ICU=85KA @ 415 V 3-POLE, LINE PROT | 2172.58
4AM4642-5AD40-0FA0 | TRANSFORMER SITAS; PHASES:1; PN/PN(S6)(KVA):0,4 /1,44; UPRI(V):400+/-5%; USEC(V):2X115; ISEC(A): | 370.19
1PH8107-1FF22-0CZ1-ZK18Q1CQ31 | SIMOTICS M COMPACT ASYNCHRONOUS MOTOR 1500RPM, 14KW,89NM, 43,4A, 277V 1750RPM, 15,5KW,85NM, 42A, | 8877.36
1PH8137-4FL13-2AZ1-ZQ1CU65 | SIMOTICS M COMPACT SYNCHRONOUS MOTOR 2500RPM,48,4KW,185NM, 83A, 371V 2800RPM,53,4KW,182NM, 82A, 4 | 19628.91
4AM6142-5EL10-1FA0 | TRANSFORMER SITAS; PHASES:1; PN/PN(S6)(KVA):1,6 /7,3; UPRI(V):480+/-5%; USEC(V):120; ISEC(A):13,3 | 1150.78
4AM4842-8BD40-0FA1 | TRANSFORMER SITAS; PHASES:1; PN/PN(S6)(KVA):0,5 /2; UPRI(V):575-550-525-500-480- 460-440 -415-40 | 536.64
4AP1942-8BC40-0HA0 | TRANSFORMER SITAS; PHASES:3; PN/PN(S6)(KVA):0,4 /0; UPRI(V):Y500-400/D289-230; USEC(V):Y 400 / D | 1044.59
3VL6080-3RA30-0AA0 | VL BREAKER FRAME 800A 3P 100KA CAT NMB. LMG3F800 FRAME 800A 3P 100KA | 4350
4AM4042-8MD40-0FA0 | TRANSFORMER SITAS; PHASES:1; PN/PN(S6)(KVA):0,25 /0,85; UPRI(V):440-400-230; USEC(V):230(2X115); | 276.92
US2:MQJ3100KL00S01 | BREAKER QJ 3P 100A 240V 42KA ST-MURRAY | 3610.83
5TT5030-0 | INSTA CONTACTOR WITH 4 NO CONTACTS CONTACT FOR AC 230, 400V 25A ACTIVATION AC230V DC220V | 33.53
5TE2414-0 | SWITCH 400V 3+N-POLE 40A, T=70MM | 80.52
5TG1114-3 | DELTA MIRO FRAME 4-FOLD DIMENSIONS 90X90 MM ELECTRICAL WHITE | 22.28
5TL1140-0 | ISOLATOR 40A SINGLE POLE | 10.42
5TL1691-0 | ISOLATOR 100A TRIPLE POLE+NEUTRAL | 95.1
8WH1020-5LF00 | TWO TIER TERMINAL 2,5MM2 FOR COMPONENT CONNECTION SCREW MOUNTING GREY | 6.56
3VA2225-5JQ32-0JC0 | CIRCUIT BREAKER 3VA2 IEC FRAME 250 BREAKING CAPACITY CLASS M ICU=55KA @ 415 V 3-POLE, LINE PROT | 1935.81
3VA2225-5JQ42-0AA0 | CIRCUIT BREAKER 3VA2 IEC FRAME 250 BREAKING CAPACITY CLASS M ICU=55KA @ 415 V 4POLE, LINE PROTE | 1864.31
3VA2110-7HN36-0AA0 | CIRCUIT BREAKER 3VA2 IEC FRAME 160 BREAKING CAPACITY CLASS C ICU=110KA @ 415 V 3POLE, LINE PROT | 635.69
3VA2110-7HN42-0AA0 | CIRCUIT BREAKER 3VA2 IEC FRAME 160 BREAKING CAPACITY CLASS C ICU=110KA @ 415 V 4POLE, LINE PROT | 770.18
3VA2340-5KP32-0JC0 | CIRCUIT BREAKER 3VA2 IEC FRAME 400 BREAKING CAPACITY CLASS M ICU=55KA @ 415 V 3-POLE, LINE PROT | 2270.06
3VA2340-5KP32-0KA0 | CIRCUIT BREAKER 3VA2 IEC FRAME 400 BREAKING CAPACITY CLASS M ICU=55KA @ 415 V 3-POLE, LINE PROT | 2200.44
3VA9908-0BB15 | UNDERVOLTAGE RELEASE 220-230 V DC ACCESSORY FOR 3VA1 100/160 3VA2 100/160/250/400/630 | 82.61
3VA9908-0BB20 | UNDERVOLTAGE RELEASE 24 V AC 50/60HZ ACCESSORY FOR 3VA1 100/160 3VA2 100/160/250/400/630 | 82.61
3VA2116-5HL32-0JA0 | CIRCUIT BREAKER 3VA2 IEC FRAME 160 BREAKING CAPACITY CLASS M ICU=55KA @ 415 V 3-POLE, LINE PROT | 891.31
3VA2116-5HL32-0JH0 | CIRCUIT BREAKER 3VA2 IEC FRAME 160 BREAKING CAPACITY CLASS M ICU=55KA @ 415 V 3-POLE, LINE PROT | 967.92
3VA2116-5HL32-0KC0 | CIRCUIT BREAKER 3VA2 IEC FRAME 160 BREAKING CAPACITY CLASS M ICU=55KA @ 415 V 3-POLE, LINE PROT | 933.09
4AU3632-8HA20-2XA0 | AUTOTRANSFORMER; PHASES:3; PN,D(KVA):50; UPRI(V):480-460-440-415-380; USEC(V):400; ISEC(A):72,2; | 4749.45
3VA2163-6HN36-0CC0 | CIRCUIT BREAKER 3VA2 IEC FRAME 160 BREAKING CAPACITY CLASS H ICU=85KA @ 415 V 3-POLE, LINE PROT | 800.79
1PH8089-1SM02-0MG1-ZG1AV20 | SIMOTICS M COMPACT ASYNCHRONOUS MOTOR 3000 RPM, 1,5 KW, 4,8 NM, CUSTOM MADE MOTOR SMR-4-2012 G1 | 8057.88
1PH8107-1FZ22-0CZ1-ZK4BQ1CQ31 | SIMOTICS M COMPACT ASYNCHRONOUS MOTOR 4200RPM, 27,5KW, 63NM, 52,5A WATER COOLING SYSTEM DEGREE O | 8667.06
4AM4842-1JJ10-0FA0 | TRANSFORMER SITAS; PHASES:1; PN/PN(S6)(KVA):0,5 /2,02; UPRI(V):110; USEC(V):110; ISEC(A):4,545; F | 416.11
3VA2225-6JP32-0KL0 | CIRCUIT BREAKER 3VA2 IEC FRAME 250 BREAKING CAPACITY CLASS H ICU=85KA @ 415 V 3-POLE, LINE PROT | 1901
3VA2225-6JQ32-0AC0 | CIRCUIT BREAKER 3VA2 IEC FRAME 250 BREAKING CAPACITY CLASS H ICU=85KA @ 415 V 3-POLE, LINE PROT | 1984.56
1PH8089-1SM02-3MG1-ZG1AV20Y64 | COMPACT ASYNCHRONOUS MOTOR 3000 RPM, 1,5 KW, 4,8 NM, CUSTOM MADE OFFER NUMBER: SMR-4-2011 G1A: O | 10329.51
3VA2163-8JP32-0AA0 | CIRCUIT BREAKER 3VA2 IEC FRAME 160 BREAKING CAPACITY CLASS L ICU=150KA @ 415 V 3POLE, LINE PROT | 1008.55
3VA2216-5HL32-0DC0 | CIRCUIT BREAKER 3VA2 IEC FRAME 250 BREAKING CAPACITY CLASS M ICU=55KA @ 415 V 3-POLE, LINE PROT | 1204.66
3VA2216-5JP42-0AA0 | CIRCUIT BREAKER 3VA2 IEC FRAME 250 BREAKING CAPACITY CLASS M ICU=55KA @ 415 V 4POLE, LINE PROTE | 1656.51
4AM5742-5EJ10-0FA0 | TRANSFORMER SITAS; PHASES:1; PN/PN(S6)(KVA):1 /5; UPRI(V):480+/-5%; USEC(V):110; ISEC(A):9,091; F | 662.92
US2:TA1DG30PT | BREAKER DG LUG, CU OR AL POWER TAP | 17.91
US2:WBMFSP | BREAKER VL WALKING BEAM PARTS KIT DG/FG | 47.44
5TG2494-0AA | DELTA PHONE OUTLET FOR FRANCE | 28.59
5SL4216-6 | CIRCUIT BREAKER 400V 10KA, 2POLE, B, 16A | 18.22
5SL4225-6 | CIRCUIT BREAKER 400V 10KA, 2POLE, B, 25A | 18.22
5SL4225-8 | CIRCUIT BREAKER 400V 10KA, 2POLE, D, 25A | 27.83
5SL4602-8 | CIRCUIT BREAKER 400V 10KA, 3+N-POLE, D, 2A | 60.05
5SL4603-6 | CIRCUIT BREAKER 400V 10KA, 3+N-POLE, B, 3A | 38.91
5SL4604-7 | CIRCUIT BREAKER 400V 10KA, 3+N-POLE, C, 4A | 44.94
5SL4608-6 | CIRCUIT BREAKER 400V 10KA, 3+N-POLE, B, 8A | 38.91
5SL6406-7 | CIRCUIT BREAKER 400V 6KA, 4POLE, C, 6A | 23.87
5SL6410-7 | CIRCUIT BREAKER 400V 6KA, 4POLE, C, 10A | 21.88
5SL6463-6 | CIRCUIT BREAKER 400V 6KA, 4POLE, B, 63A | 47.6
3VA2225-6JP32-0CA0 | CIRCUIT BREAKER 3VA2 IEC FRAME 250 BREAKING CAPACITY CLASS H ICU=85KA @ 415 V 3-POLE, LINE PROT | 1789.6
3VA2225-6JP32-0DH0 | CIRCUIT BREAKER 3VA2 IEC FRAME 250 BREAKING CAPACITY CLASS H ICU=85KA @ 415 V 3-POLE, LINE PROT | 1894.05
3VA2163-7KQ42-0AA0 | CIRCUIT BREAKER 3VA2 IEC FRAME 160 BREAKING CAPACITY CLASS C ICU=110KA @ 415 V 4POLE, LINE PROT | 1405.89
3VA2163-8HN32-0AA0 | CIRCUIT BREAKER 3VA2 IEC FRAME 160 BREAKING CAPACITY CLASS L ICU=150KA @ 415 V 3POLE, LINE PROT | 635.69
3VA2216-5HL32-0CA0 | CIRCUIT BREAKER 3VA2 IEC FRAME 250 BREAKING CAPACITY CLASS M ICU=55KA @ 415 V 3-POLE, LINE PROT | 1162.88
3VA2216-7KQ32-0AA0 | CIRCUIT BREAKER 3VA2 IEC FRAME 250 BREAKING CAPACITY CLASS C ICU=110KA @ 415 V 3POLE, LINE PROT | 1882.64
6GK5308-2FN10-2AA3 | SCALANCE X308-2LH, MANAGED PLUS IE SWITCH, 2 X 1000MBIT/S SM SC 1 X 10/100/1000MBIT/S AND 7 X 10 | 9567.25
3VA2225-6JQ32-0HC0 | CIRCUIT BREAKER 3VA2 IEC FRAME 250 BREAKING CAPACITY CLASS H ICU=85KA @ 415 V 3-POLE, LINE PROT | 2068.13
4AM6542-8MD40-0FA0 | MAINS TRANSFORMER; PHASES:1; PN(KVA):2,5; UPRI(V):440-400-230; USEC(V):230(2X115); ISEC(A):10,9- | 1564.02
1PH8105-1SZ22-3MA1-ZK4AY84 | SIMOTICS M COMPACT ASYNCHRONOUS MOTOR 1500RPM, 11KW,70NM, 28,5A, 340V MOTOR CUSTOM MADE ELECTRIC | 11297.98
4AM6142-8MD40-0FA0 | TRANSFORMER SITAS; PHASES:1; PN/PN(S6)(KVA):1,6 /7,3; UPRI(V):440-400-230; USEC(V):230(2X115); I | 1070.42
4AM5742-5CD40-0FA0 | TRANSFORMER SITAS; PHASES:1; PN/PN(S6)(KVA):1 /5; UPRI(V):440+/-5%; USEC(V):230-115; ISEC(A):4,3 | 661.48
3VL7012-2RA30-0AA0 | BREAKER VL CAT NMB. HNG3F120 3P 1200A 480V 65KA FR | 3918.27
4AM4042-8MB40-0FA0 | TRANSFORMER SITAS; PHASES:1; PN/PN(S6)(KVA):0,25 /0,85; UPRI(V):440-400-230; USEC(V):48(2X24); I | 276.92
4AM5542-5AT10-2XA0 | AUTOTRANSFORMER; PHASES:1; PN,D(KVA):1,8; UPRI(V):400+/-5%; USEC(V):230; ISEC(A):7,8; F(HZ):50... | 512.25
4AV2400-2EB00-1A | POWER SUPPLY; PHASES:1; PN(KW):0,24; UPRI(V):400-230+/-15; USEC(V DC):24; ISEC(A DC):10/12 (60/4 | 609.16
4AP1842-8BC40-0HA0 | TRANSFORMER SITAS; PHASES:3; PN/PN(S6)(KVA):0,25 /0; UPRI(V):Y500-400/D289-230; USEC(V):Y 400 / D | 947.02
6GK5307-3BL10-2AA3 | SCALANCE X307-3, MANAGED PLUS IE SWITCH, 3 X 1000MBIT/S MM SC AND 7 X 10/100MBIT/S RJ45 PORTS, L | 5193.48
5TE2512-0 | SWITCH 400V 2POLE 63A, T=70MM | 55.82
4EU3052-0ED00-4CA0 | OUTPUT CHOKE; PHASES:3; UN1(V):800; ITHMAX 1(A) / F1(HZ):60F(HZ):600; F TAKT(KHZ):4; I LN (A):54; | 4892.95
4AT3032-5CD40-0FA0 | TRANSFORMER SITAS; PHASES:1; PN/PN(S6)(KVA):4 /16; UPRI(V):440+/-5%; USEC(V):230-115; ISEC(A):17 | 1827.5
5TL1240-0 | ISOLATOR 40A DOUBLE POLE | 15.95
5TL1632-0 | ISOLATOR 32A TRIPLE POLE+NEUTRAL | 31.93
5TT4112-3 | REMOTE SWITCH WITH 2 NO CONTACT FOR AC 230, 400V 16A CONTROL DC 12V | 30.26
8WH1020-6AG00 | TWO-TIER TERMINALS WITH SCREW CONNECTION CROSS SECTION 4,0 QMM TERMINAL WIDTH 6,2 MM COLOR GREY | 7.73
5SL4214-8 | CIRCUIT BREAKER 400V 10KA, 2POLE, D, 0.3A | 43.55
5SL4232-7 | CIRCUIT BREAKER 400V 10KA, 2POLE, C, 32A | 25.15
5SL4263-8 | CIRCUIT BREAKER 400V 10KA, 2POLE, D, 63A | 57.71
5SL4514-8 | CIRCUIT BREAKER 230V 10KA, 1+N-POLE, D, 0.3A | 29.64
5SL4601-6 | CIRCUIT BREAKER 400V 10KA, 3+N-POLE, B, 1A | 38.91
5SL4610-7 | CIRCUIT BREAKER 400V 10KA, 3+N-POLE, C, 10A | 37.62
5SL4640-7 | CIRCUIT BREAKER 400V 10KA, 3+N-POLE, C, 40A | 56.09
5SL6132-6 | CIRCUIT BREAKER 230/400V 6KA, 1POLE, B, 32A | 4.83
5SL6350-7 | CIRCUIT BREAKER 400V 6KA, 3POLE, C, 50A | 29.25
5SL6525-7 | CIRCUIT BREAKER 230V 6KA, 1+N-POLE, C, 25A | 10.81
6AU1400-2PA02-0AA0 | SIMOTION DRIVE-BASED 1 GB COMPACTFLASH CARD D4XX SINAMICS DRIVE SOFTWARE V2.X AND SIMOTION KERNEL | 505.96
8WH6000-6AG00 | DISCONNECTION TERMINAL BLOCK 4 MM2, 6,2 MM WIDTH GREY WITH PLUG | 4.55
5SU1354-0LB10 | FI/LS-PROTECTOR TYPE AC (WS), D=70MM IFN 30MA, 10KA, 1+N-POLEE B 10A G-TYPE | 290.18
5SL4263-6 | CIRCUIT BREAKER 400V 10KA, 2POLE, B, 63A | 38.41
5SL4350-7 | CIRCUIT BREAKER 400V 10KA, 3POLE, C, 50A | 53.64
5SL4504-6 | CIRCUIT BREAKER 230V 10KA, 1+N-POLE, B, 4A | 14.81
5SL4540-7 | CIRCUIT BREAKER 230V 10KA, 1+N-POLE, C, 40A | 21.33
5SL4614-8 | CIRCUIT BREAKER 400V 10KA, 3+N-POLE, D, 0.3A | 77.05
5SL4663-7 | CIRCUIT BREAKER 400V 10KA, 3+N-POLE, C, 63A | 78.76
5SL6163-7 | CIRCUIT BREAKER 230/400V 6KA, 1POLE, C, 63A | 11.1
5SL6363-7 | CIRCUIT BREAKER 400V 6KA, 3POLE, C, 63A | 31.73
5SL6516-7 | CIRCUIT BREAKER 230V 6KA, 1+N-POLE, C, 16A | 10.81
5SL6550-7 | CIRCUIT BREAKER 230V 6KA, 1+N-POLE, C, 50A | 19.48
6AU1410-2AD00-0AA0 | SIMOTION DRIVE-BASED CONTROL UNIT D410-2 DP/PN; PROGRAMMABLE SINGLE-AXIS MOTION CONTROLLER WITH | 2661.47
5SY4211-7 | CIRCUIT BREAKER 400V 10KA, 2-POLE, C, 5A, D=70MM | 46.74
8WH6000-0AH00 | THROUGH TYPE TERMINAL BLOCK IPO-TECHNOLOGY, 6MM2 WIDTH 8,2 MM, GREY 1000V 2 CLAMPING POINTS | 4
8WH6001-0BG01 | INSTA-TERMINALS N-DISCON 4 MM2, 6,2 MM WIDTH BLUE DISCONNECTION | 6.17
5SH5032 | NEOZED GAUGE-RING D02 32A | 0.84
5SD7488-2 | PROTECTION PLUG TYPE2 UC 750V AC, FOR 5SD7481-1 AND 5SD7483-5, | 62.02
5TT5032-0 | INSTA CONTACTOR WITH 2 NO CONT. AND 2 NC CONT. CONTACT FOR AC 230, 400V 25A ACTIVATION AC230V DC2 | 44.81
PBD:51036255 | 7ML56260BD140AA1,SOLAR 1064829-4,482MM SITRANS LC 300, WELDED FLANGE MEASURING AND CHECKING APP | 3432.44
5SL6650-6 | CIRCUIT BREAKER 400V 6KA, 3+N-POLE, B, 50A | 36.35
5SM2623-8 | RC-UNIT FOR MCB 5SL4 TYPE A 0.3-40A 2-POLE 300MA 230V SELECTIVE | 109.91
5SM2646-2 | RC-UNIT FOR MCB 5SL4 TYPE AC 0.3-63A 4-POLE 300MA 400V SELECTIVE | 117.71
6AU1810-1HA23-0XA0 | SINAMICS ENGINEERING SYSTEM SINAMICS DCC V2.3 FULL LICENSE DCC FOR SINAMICS OPTION TO STARTER V4 | 648.46
6AG1307-1EA01-7AA0 | SIPLUS S7-300 PS 307 -25 ... +70 DGR C WITH CONFORMAL COATING BASED ON 6ES7307-1EA01-0AA0 . STA | 568.68
1PH8107-1SF02-3LZ1-ZQ1EQ51 | SIMOTICS M COMPACT ASYNCHRONOUS MOTOR 1500RPM, 9,0KW,57NM,23,5A, 330V 1750RPM, 10,0KW,55NM, 22A, | 11350.96
5ST2512 | TERMINAL LINK FOR DISTRIBUTORS 5ST2511 | 4.34
5SU1354-3KK32 | RES.CUR.OP.CIR.BR.W.OV.CUR.PROT TYPE F 30MA, 10KA, 1+N-POLE, B 32A | 196.07
5SU1354-4KK40 | RES.CUR.OP.CIR.BR.W.OV.CUR.PROT TYPE F 30MA, 10KA, 1+N-POLE, C 40A | 186.22
5SU1656-0KK20 | FI/LS-PROTECTOR TYPE AC (WS), D=70MM IFN 300MA, 6KA, 1+N-POLEE B 20A | 113.95
5SU1656-1KK20 | FI/LS-PROTECTOR TYPE AC (WS), D=70MM IFN 300MA, 6KA, 1+N-POLEE C 20A | 113.95
6AG1521-1BH50-7AA0 | SIPLUS S7-1500, DIGITAL INPUT MODULE DI16 X DC24V, SOURCE; 16 CHANNELS IN GROUPS OF 16; INPUT DE | 507.34
6AG1541-1AB00-7AB0 | SIPLUS S7-1500 CM PTP RS422/485 -40 ... +70 DEGREES C WITH CONFORMASL COATING BASED ON 6ES7541-1A | 2811.21
5TD4821 | DELTA FLAECHE IP44 COMBINATION PUSHBUTTON A. SCHUKO SOCKET OUTLET W. INCREASED TOUCH PROTECTION | 35.35
5TE2413-0 | SWITCH 400V 3POLE 40A, T=70MM | 60.05
6AV2107-2LD00-0BD0 | SIMATIC WINCC DATAMONITOR FOR RUNTIME PROFESSIONAL POWERPACK 1 -> 3 CLIENTS OPTION F. WINCC (TIA | 2715.02
6AV6613-1XA51-3CK0 | WINCC FLEXIBLE 2008 RUNTIME, UPGRADE FOR WINCC FLEXIBLE 2004/2005/2007 RUNTIME, SOFTWARE AND LIC | 524.81
6AV2124-6XJ00-0AX1 | PROTECTIVE FILM 22'' WIDESCREEN FOR COMFORT PANEL, IPC, FLAT PANEL, THIN CLIENT AMOUNT: SEE TECHN | 430.84
5SV3342-6 | RES.CUR.OP.CIRCUIT BREAKER TYPE A 25A 3+N-POLE 30MA 400V 4MW | 66.19
5SV3616-6 | RES.CUR.OP.CIRCUIT BREAKER TYPE A 63A 1+N-POLE 300MA 230V 2MW | 74.15
5SV4344-0 | RES.CUR.OP.CIRCUIT BREAKER TYPE AC 40A 3+N-POLE 30MA 400V 4MW | 49.48
5SV4742-0 | RES.CUR.OP.CIRCUIT BREAKER TYPE AC 25A 3+N-POLE 500MA 400V 4MW | 45.72
5SL6508-7 | CIRCUIT BREAKER 230V 6KA, 1+N-POLE, C, 8A | 13
US2:3VL6TERMSHIELD | BREAKER 3VL6 SPARE TERMINAL SHIELD KIT | 10.21
US2:3VL7TRIPSCREW | BREAKER 3VL78 SPARE TU MTG SCREW KIT | 10.21
W79084-E1001-B2 | SIMATIC, SPARE PART LITHIUM BATTERY 3.6V, 1.5AH FOR PG 7XX AND TD17, OP17, OP25, OP27, OP35, OP3 | 59.54
5SD7483-6 | SPD T1/T2,UC1050V DC, IMAX 40KA,IMMUNITY TO SHORT-CIRCUITING 80A, 2+V CIRCUIT, FOR INSULATED AND | 187.2
5TT5043-2 | INSTA CONTACTOR WITH 4 NC CONTACTS CONTACT FOR AC 230, 400V 40A ACTIVIATION ACDC24V | 75.02
5TT5050-0 | INSTA CONTACTOR WITH 4 NO CONTACTS CONTACT FOR AC 230, 400V 63A ACTIVATION AC230V DC220V | 96.45
5TT5051-0 | INSTA CONTACTOR WITH 3 NO CONT. AND 1 NC CONT. CONTACT FOR AC 230, 400V 63A ACTIVATION AC230V DC2 | 120.51
5UB1100-5B | DELTA SCHUKO SOCKET OUTL.INSERT 10/16A 250V W. SCREWLESS TERMINALS 4SQMM FINELY STRANDED | 7.05
5TT5031-8 | INSTA CONTACTOR 0/1 AUTOMATIC WITH 3 NO CONT. AND 1 NC CONT. CONTACT FOR AC 230, 400V 25A ACTIVAT | 78.83
5SL6603-7 | CIRCUIT BREAKER 400V 6KA, 3+N-POLE, C, 3A | 34.05
5SM2725-0 | RC UNIT FOR MCB 5SY TYPE AC (WS), T=70 MM 0.3-63 A 2-POLE IFN 0.5 A 230 V | 104.83
5SM2745-0 | RC UNIT FOR MCB 5SY TYPE AC (WS), T=70 MM 0.3-63 A 4-POLE IFN 0.5 A 400 V | 109.4
5SM2845-2 | RC UNIT FOR MCB 5SY TYPE AC (WS), DEPTH=70MM 0.3-63A 4POLE IFN 1,0A 400V FOR SELECTIVE SWITCH OFF | 238.53
1PH8137-1DG00-0ME1-ZV05 | SIMOTICS M COMPACT ASYNCHRONOUS MOTOR 2000RPM, 28KW, 134NM, 60A, 350V 2300RPM, 29KW,120NM, 56A, 4 | 10816.15
1PH8224-1DD00-9AA1-ZK09L72N1H | SIMOTICS M COMPACT ASYNCHRONOUS MOTOR, 1000RPM, 71KW,678NM, 158A, 335V 1150RPM, 81KW,673NM, 156A, | 25821.48
6AV2105-4BB02-0AE0 | WINCC RUNTIME PROFESSIONAL, 128 POWERTAGS V12 SP1, UPGRADE WINCC V7.0 RT 128 -> WINCC RUNTIME PRO | 1473.68
6AV2105-4KK02-0AK0 | WINCC RUNTIME PROFESSIONAL, 8192 POWERTAGS V12 SP1, UPGRADE WINCC V7.0 RT 8192 -> WINCC RUNTIME P | 3044.86
6AV2105-4KK03-0AK0 | WINCC RUNTIME PROFESSIONAL, 8192 POWERTAGS V13, UPGR WINCC V7.0/7.2 RT 8192 -> WINCC RUNTIME PROF | 4729.76
5SU1454-1KK20 | FI/LS-PROTECTOR TYPE AC (WS), D=70MM IFN 100MA, 10KA, 1+N-POLE C 20A | 135.97
5SU1454-1KK40 | FI/LS-PROTECTOR TYPE AC (WS), D=70MM IFN 100MA, 10KA, 1+N-POLE C 40A | 135.97
5SU1624-0KK82 | FI/LS-PROTECTOR TYPE AC (WS), D=70MM IFN 300MA, 10KA, 2-POLEE B 125A | 666.97
5SU1644-1KK82 | FI/LS-PROTECTOR TYPE AC (WS), D=70MM IFN 300MA, 10KA, 4-POLEE C 125A | 987.54
6AG1443-1EX30-4XE0 | SIPLUS NET CP443-1 FOR MEDIAL STRESS WITH CONFORMAL COATING BASED ON 6GK7443-1EX30-0XE0 . 2 X 1 | 5735.11
6AV2107-0GD00-0BH0 | SIMATIC WINCC LOGGING FOR RUNTIME PROFESSIONAL 5000 LOGGINGTAGS OPTION F. WINCC (TIA PORTAL) LIC | 13434.79
6AV6618-7GD01-3AH0 | WINCC FLEXIBLE/ARCHIVES+RECIPES FOR WINCC FLEXIBLE RUNTIME, RUNTIME-SW, SINGLE LICENSE, LICENSE K | 1317.71
6AG1901-1BB10-7AA0 | SIPLUS NET RJ45 PLUG 180 2X2 -40 ... +70 DEGREES C WITH CONFORMAL COATING BASED ON 6GK1901-1BB10- | 106.28
6AG1960-1AB06-7XA0 | SIPLUS S7-400 SYNC-MODUL - FAR -25 ... +70 DEGREES C WITH CONFORMAL COATING BASED ON 6ES7960-1AB0 | 2025.6
6AV2105-3BB03-0AK0 | WINCC RUNTIME PROFESSIONAL 128 POWERTAGS V13, UPGRADE V11..V12 -> V13, RUNTIME-SW IN TIA PORTAL, | 2076.49
6AV2105-3DD03-0AE0 | WINCC RUNTIME PROFESSIONAL 512 POWERTAGS V13, UPGRADE V11..V12 -> V13, RUNTIME-SW IN TIA PORTAL, | 3540.41
6AV2105-3FF03-0AE0 | WINCC RUNTIME PROFESSIONAL 2048 POWERTAGS V13, UPGRADE V11..V12 -> V13, RUNTIME-SW IN TIA PORTAL | 4338.19
5SV3312-6 | RES.CUR.OP.CIRCUIT BREAKER TYPE A 25A 1+N-POLE 30MA 230V 2MW | 55.26
5SV3347-6 | RES.CUR.OP.CIRCUIT BREAKER TYPE A 80A 3+N-POLE 30MA 400V 4MW | 197.79
5SV5414-0 | RES.CUR.OP.CIRCUIT BREAKER TYPE AC 40A 1+N-POLE 100MA 230V 2MW RESIDENTIAL | 109.4
5SL4403-6 | CIRCUIT BREAKER 400V 10KA, 4POLE, B, 3A | 43.55
5SL4406-7 | CIRCUIT BREAKER 400V 10KA, 4POLE, C, 6A | 49.87
5SL4416-8 | CIRCUIT BREAKER 400V 10KA, 4POLE, D, 16A | 54.89
5SL4502-7 | CIRCUIT BREAKER 230V 10KA, 1+N-POLE, C, 2A | 17.05
5SL6102-7 | CIRCUIT BREAKER 230/400V 6KA, 1POLE, C, 2A | 5.79
5SL6110-6 | CIRCUIT BREAKER 230/400V 6KA, 1POLE, B, 10A | 3.86
5SL6116-7 | CIRCUIT BREAKER 230/400V 6KA, 1POLE, C, 16A | 3.58
5SL6120-7 | CIRCUIT BREAKER 230/400V 6KA, 1POLE, C, 20A | 3.76
5SL6125-7 | CIRCUIT BREAKER 230/400V 6KA, 1POLE, C, 25A | 3.76
5SY4340-8FA | CIRCUIT BREAKER 400V 10KA, 3-POLE, 40A, D=70MM AS AUTOMATIC METER | 218.09
5TT5030-6 | INSTA CONTACTOR 0/1 AUTOMATIC WITH 4 NO CONTACTS CONTACT FOR AC 230, 400V 25A ACTIVATION AC230V D | 64.76
5SP3325-3 | MAIN CIRCUIT BREAKER (SHU), 3POLE, E 25, 400V | 191.94
5SP3340-3 | MAIN CIRCUIT BREAKER (SHU), 3POLE, E 40, 400V | 204.11
5SP3435-3 | MAIN CIRCUIT BREAKER (SHU), 4POLE, E 35, 400V | 273.31
5SP3735-3 | MAIN CIRCUIT BREAKER (SHU), 1POLE, E 35, 230/400V | 54.02
5SM2326-0 | RC-UNIT FOR MCB 5SL4 TYPE AC 0.3-63A 2-POLE 30MA 230V | 96.71
5SM2343-6 | RC-UNIT FOR MCB 5SL4 TYPE A 0.3-40A 4-POLE 30MA 400V | 55.67
5SM2346-0 | RC-UNIT FOR MCB 5SL4 TYPE AC 0.3-63A 4-POLE 30MA 400V | 116.2
5SM2346-6 | RC-UNIT FOR MCB 5SL4 TYPE A 0.3-63A 4-POLE 30MA 400V | 153.58
5ST3013-2 | AUXILIARY CIRCUIT SWITCH 1NO+1NC, FOR MCB WITH TEST BUTTON FOR LOW POWER | 25.49
5ST3714-0HG | PIN BUSBAR 3 X 1 PHASE + AS, 1016MM LONG SHOCKHAZARD-SAFETY, 18SQMM WITHOUT END CAPS, ACC.TO UL 5 | 97.24
5ST3724 | PIN BUSBAR SAFE-TO-TOUCH, 16 SQMM 2-PHASE FOR RES. CUR. BLOCK/LS "322 MM LONG FULLY INSULATED" | 8.25
5ST3740-2 | PIN BUSBAR, 3PHASE 10SQMM, 1060MM, INSULATION GREY SLICEABLE FOR RCBO 2P (3MW) + AFDD | 84.62
5TC8262 | LV DIMMER ELECTRON.TRANSF. R,C W. PRESSURE ON/OFF SWITCH, FM 230V 50-60HZ, 20-315W SCREW TERMINAL | 112.9
5SU1354-3KK25 | RES.CUR.OP.CIR.BR.W.OV.CUR.PROT TYPE F 30MA, 10KA, 1+N-POLE, B 25A | 196.07
6AG1407-0KR02-7AA0 | SIPLUS S7-400 PS407 10A -25 ... +70 DEGREES C WITH CONFORMAL COATING BASED ON 6ES7407-0KR02-0AA0 | 3559.83
6AG1416-5HS06-7AB0 | SIPLUS S7-400 CPU 416-5H -25 ... +70 GEDREES C WITH CONFORMAL COATING BASED ON 6ES7416-5HS06-0AB0 | 32861.05
5TE2514-0 | SWITCH 400V 3+N-POLE 63A, T=70MM | 82.75
6AV2107-2LF00-0BD0 | SIMATIC WINCC DATAMONITOR FOR RUNTIME PROFESSIONAL POWERPACK 3 -> 10 CLIENTS OPTION F. WINCC (TIA | 6510.54
6AV2107-3DB03-0AK0 | WINCC CLIENT F. RT PROFESSIONAL V13, UPGRADE V11..V12 -> V13, RUNTIME-SW IN TIA PORTAL, SINGLE | 1975.75
5SV4346-0KL | RES.CUR.OP.CIRCUIT BREAKER TYPE AC 63A 3+N-POLE 30MA 400V 4MW N-LEFT | 79.85
5SV4442-0 | RES.CUR.OP.CIRCUIT BREAKER TYPE AC 25A 3+N-POLE 100MA 400V 4MW | 65.96
5SV4612-0KL | RES.CUR.OP.CIRCUIT BREAKER TYPE AC 25A 1+N-POLE 300MA 230V 2MW N-LEFT | 43.11
5SV4614-0KL | RES.CUR.OP.CIRCUIT BREAKER TYPE AC 40A 1+N-POLE 300MA 230V 2MW N-LEFT | 46.11
5SV4616-0KL | RES.CUR.OP.CIRCUIT BREAKER TYPE AC 63A 1+N-POLE 300MA 230V 2MW N-LEFT | 73.84
5SU1323-1BB10 | FI/LS-PROTECTOR TYPE AC (WS), D=70MM IFN 30MA, 4,5KA, 2POLEE C 10A | 150.41
5SU1354-0KK16 | FI/LS-PROTECTOR TYPE AC (WS), D=70MM IFN 30MA, 10KA, 1+N-POLEE B 16A | 136.74
5SU1354-0LB13 | FI/LS-PROTECTOR TYPE AC (WS), D=70MM IFN 30MA, 10KA, 1+N-POLEE B 13A G-TYPE | 290.18
5SL4210-6 | CIRCUIT BREAKER 400V 10KA, 2POLE, B, 10A | 18.22
5SL4213-7 | CIRCUIT BREAKER 400V 10KA, 2POLE, C, 13A | 20.89
6ES7653-2BA00-0XH5 | SIMATIC PCS 7, SOFTWARE, RUNTIME LICENSE AS (PO 100), FLOATING LICENSE F.1 USER, R-SW, WITHOUT SW | 1334.88
6AG1135-6HD00-7BA1 | SIPLUS ET 200SP, ANALOG OUTPUT MODULE, AQ 4XU/I STANDARD, -40 ... +70 DEGREES C WITH CONFORMAL C | 654.67
5SV5346-0 | RES.CUR.OP.CIRCUIT BREAKER TYPE AC 63A 3+N-POLE 30MA 400V 4MW RESIDENTIAL | 146.61
5SL4150-7 | CIRCUIT BREAKER 230/400V 10KA, 1POLE, C, 50A | 13.48
6AG1067-2AA00-0AA2 | DEMOCASE SINAMICS G120 D ATTENTION! PRICE WITHOUT MOTOR, CONVERTER AND ENCODER | 27246.33
6AG1067-2AA00-0AB8 | DEMO CASE SINAMICS G120 MODULAR MAIN SYSTEM COMPACT-SMALL BASIC MODULE WITH SMALLER TRANSPORT CA | 9448.35
6GK5307-3BM10-2AA3 | SCALANCE X307-3LD, MANAGED PLUS IE SWITCH, 3 X 1000MBIT/S SM SC 7 X 10/100MBIT/S RJ45 PORTS, LED | 6701.88
6AV6372-2JG20-0DA0 | WINCC/PERFORMANCE MON. ARCH., 300 ARCHIVE-TAGS, FOR SIMATIC WINCC FROM V7.2, RUNTIME SOFTWARE, S | 13063.15
6AV6381-2AB07-3AK4 | SIMATIC WINCC RC UPGRADE FROM V6.2 TO V7.3, FOR SIMATIC WINCC RUNTIME & CONFIGURATION (RC), INCL | 3844.26
6AV7674-0KH30-0AB0 | SPARE PART FRONT PLATE FOR MOUNTING UP TO TWO KP8 IN 15"/19" EXTENSION UNITS | 203.17
5SU1353-1KK10 | FI/LS-PROTECTOR TYPE AC (WS), D=70MM IFN 30MA, 4.5KA, 1+N-POLE C 10A | 98.75
5SU1354-0KK06 | FI/LS-PROTECTOR TYPE AC (WS), D=70MM IFN 30MA, 10KA, 1+N-POLEE B 6A | 136.74
6ES7652-7YE00-2YB0 | SIMATIC PCS 7, SOFTWARE INFORMATION SERVER DATASOURCE ACCESS (1 SOURCE), SINGLE LICENSE F.1 INSTA | 933.36
6AG1193-6BP00-7BA1 | SIPLUS ET 200SP, BASEUNIT BU15-P16+A0+2B/T, BU-TYPE A1, -40 ... +70 DEGREES C WITH CONFORMAL COA | 84.73
5TL1263-0 | ISOLATOR 63A DOUBLE POLE | 22.72
5SL4240-6 | CIRCUIT BREAKER 400V 10KA, 2POLE, B, 40A | 27.32
5SL4325-6 | CIRCUIT BREAKER 400V 10KA, 3POLE, B, 25A | 26.01
4EU3052-0AN80-4BA0 | OUTPUT CHOKE; PHASES:3; UN1(V):400; ITHMAX 1(A) / F1(HZ):80 /1200; F TAKT(KHZ):8; I LN (A):72; L | 4720.75
5SU1324-0KK82 | FI/LS-PROTECTOR TYPE AC (WS), D=70MM IFN 30MA, 10KA, 2POLEE B 125A | 666.97
5TL1180-0 | ISOLATOR 80A SINGLE POLE | 18.31
5TL1680-0 | ISOLATOR 80A TRIPLE POLE+NEUTRAL | 61.5
5SU1353-1KL25 | FI/LS-PROTECTOR TYPE AC (WS), D=70 MM, N LEFT IFN 30MA, 4.5KA, 1+N-POLE C 25A | 113.95
5SU1354-1KK40 | FI/LS-PROTECTOR TYPE AC (WS), D=70MM IFN 30MA, 10KA, 1+N-POLEE C 40A | 136.74
5SU1354-1LB40 | FI/LS-PROTECTOR TYPE AC (WS), D=70MM IFN 30MA, 10KA, 1+N-POLEE C 40A G-TYPE | 290.18
5SL4305-8 | CIRCUIT BREAKER 400V 10KA, 3POLE, D, 0.5A | 62.1
5SL4316-8 | CIRCUIT BREAKER 400V 10KA, 3POLE, D, 16A | 40.19
5SL4401-7 | CIRCUIT BREAKER 400V 10KA, 4POLE, C, 1A | 49.87
5SL4406-6 | CIRCUIT BREAKER 400V 10KA, 4POLE, B, 6A | 43.55
1PH8137-4FL13-0AZ1-ZQ1CU65 | SIMOTICS M COMPACT SYNCHRONOUS MOTOR 2500RPM,48,4KW,185NM, 83A, 371V 2800RPM,53,4KW,182NM, 82A, 4 | 20208
6AV6381-2CA07-2AX3 | SIMATIC WINCC RT CLIENT UPGRADE FROM V7.0 TO V7.2, FOR WINCC RT CLIENTS OR RT128, RUNTIME -SW ON | 997.62
6AV6371-1DG07-3AX3 | WINCC/PROAGENT UPGRADE FROM V7.0/7.2 TO V7.3, FOR SIMATIC WINCC V7.3, RUNTIME-SW ON CD SINGLE LIC | 450.06
6ES7657-0XA00-0YB0 | SIMATIC PCS 7, SOFTWARE SIMATIC BATCH (1 UNIT) SINGLE LICENSE F.1 INSTALLATION R-SW, WITHOUT SW A | 640.23
6ES7648-1AA20-0YN0 | SIMATIC IPC, MOUNTING SET WALLMOUNT FOR MICROBOX IPC427D | 85.39
6ES7648-1AA50-0XG0 | SIMATIC PC, ACCESSORIES DUST PROTECTION SET INTERFACES FOR IPC227D 40 USB AND 20 LAN PRO SET | 65.91
8WH1020-5JF30 | TWO TIER TERMINAL WITH LED 24VDC, 2,5MM2 SCREW MOUNTING GREY | 12.16
8WH1020-0AG00 | TWO-TIER TERMINALS WITH SCREW CONNECTION CROSS SECTION 4,0 QMM TERMINAL WIDTH 6,2 MM COLOR GREY | 4.05
8WH1020-0CG07 | PE-TWO-TIER TERMINALS WITH SCREW CONNECTION CROSS SECTION 4,0 QMM TERMINAL WIDTH 6,2 MM COLOR GR | 11.88
6DR4004-2RN | PNEUMATIC TERMINAL STRIPS MADE OF STAINLESS STEEL 316. FOR REPLACEMENT OF THE PNEUMATIC TERMINAL | 160.06
6ES7658-7GX00-0YV8 | SIMATIC PCS 7, MAINTENANCE STATION, SOFTWARE UPDATE SERVICE DOWNLOAD, WITHIN THE FRAMEWORK OF TH | 967.83
5SV5444-0 | RES.CUR.OP.CIRCUIT BREAKER TYPE AC 40A 3+N-POLE 100MA 400V 4MW RESIDENTIAL | 129.14
5SV5646-0 | RES.CUR.OP.CIRCUIT BREAKER TYPE AC 63A 3+N-POLE 300MA 400V 4MW RESIDENTIAL | 141.29
5SL4104-6 | CIRCUIT BREAKER 230/400V 10KA, 1POLE, B, 4A | 7.75
5SL4106-8 | CIRCUIT BREAKER 230/400V 10KA, 1POLE, D, 6A | 11.94
5SL4113-7 | CIRCUIT BREAKER 230/400V 10KA, 1POLE, C, 13A | 7.54
6AV6381-2AB07-3AV4 | SIMATIC WINCC RC UPGRADE ASIA FROM V6.2 TO V7.3, FOR SIMATIC WINCC RUNTIME & CONFIGURATION (RC), | 4325.19
6AV6381-2AB07-3AX3 | SIMATIC WINCC RC UPGRADE FROM V7.2 TO V7.3, FOR SIMATIC WINCC RUNTIME & CONFIGURATION (RC), INCL | 2872.63
6AV7671-1EX11-0AA0 | SIMATIC PANEL PC REMOTE KIT CABLE SET 10M DVI CABLE SPECIAL USB EXTENDER CABLE SPARE PART AND S | 365.56
5SU1353-1KK08 | FI/LS-PROTECTOR TYPE AC (WS), D=70MM IFN 30MA, 4.5KA, 1+N-POLEE C 8A | 98.75
5SL4301-8 | CIRCUIT BREAKER 400V 10KA, 3POLE, D, 1A | 47.15
5SL4303-8 | CIRCUIT BREAKER 400V 10KA, 3POLE, D, 3A | 47.15
5SL4310-7 | CIRCUIT BREAKER 400V 10KA, 3POLE, C, 10A | 30.06
5SL4313-6 | CIRCUIT BREAKER 400V 10KA, 3POLE, B, 13A | 26.01
6DL5450-8AA17-0YA0 | SIMATIC PCS 7 BRAUMAT, SOFTWARE LIBRARY ENGINEERING V7.1, SINGLE LICENSE F.1 INSTALLATION E-SW, S | 1329.08
6ES7656-7XX30-0XE0 | SIMATIC PCS 7 SYNC SET: 4 X 10M SYNC MODULE (IF960) AND 2 X 1M FIBRE OPTIC | 2796.81
5UB1998-0KE | PROMOT. PACKAGE DELTA LINE | 634.09
5UB4718 | DELTA FLAECHE IP44 SCHUKO SOCKET OUTLET W. INCR. TOUCH PROTECTION A. LABELING FIELD DIMENSIONS 7 | 16.48
5SU1353-1KK13 | FI/LS-PROTECTOR TYPE AC (WS), D=70MM IFN 30MA, 4.5KA, 1+N-POLE C 13A | 98.75
5SU1353-1KK32 | FI/LS-PROTECTOR TYPE AC (WS), D=70MM IFN 30MA, 4.5KA, 1+N-POLE C 32A | 98.75
5TL1192-0 | ISOLATOR 125A SINGLE POLE | 28.7
5TL1192-3 | DIRECT TYPE NEUTRAL - BLUE SINGLE POLE | 13.86
5TL1291-0 | ISOLATOR 100A DOUBLE POLE | 44.28
5TL1332-0 | ISOLATOR 32A TRIPLE POLE | 22.07
5SU1353-7KK13 | FI/LS-PROTECTOR TYPE A (PSE/SSF), D=70MM IFN 30MA,4.5KA, 1+N-POLEE C 13A | 128.37
5SU1353-7KK25 | FI/LS-PROTECTOR TYPE A (PSE/SSF), D=70MM IFN 30MA,4.5KA, 1+N-POLEE C 25A | 128.37
5SU1354-0KK13 | FI/LS-PROTECTOR TYPE AC (WS), D=70MM IFN 30MA, 10KA, 1+N-POLEE B 13A | 136.74
5SU1354-1KK08 | FI/LS-PROTECTOR TYPE AC (WS), D=70MM IFN 30MA, 10KA, 1+N-POLEE C 8A | 136.74
5SL4320-7 | CIRCUIT BREAKER 400V 10KA, 3POLE, C, 20A | 30.06
5SL4325-8 | CIRCUIT BREAKER 400V 10KA, 3POLE, D, 25A | 40.19
5SL4332-7 | CIRCUIT BREAKER 400V 10KA, 3POLE, C, 32A | 35.59
5SL4340-7 | CIRCUIT BREAKER 400V 10KA, 3POLE, C, 40A | 44.94
5SL4340-8 | CIRCUIT BREAKER 400V 10KA, 3POLE, D, 40A | 60.05
6AV6381-2CA07-3AX4 | SIMATIC WINCC RT CLIENT UPGRADE FROM V6.2 TO V7.3, FOR WINCC RT CLIENTS OR RT128, RUNTIME -SW ON | 1454.18
6AV6381-2CB07-3AX3 | SIMATIC WINCC RC CLIENT UPGRADE FROM V7.X TO V7.3, FOR WINCC RC CLIENTS OR RC128, RUNTIME & CONFI | 2437.19
6ES7658-2AX08-0YE0 | SIMATIC PCS 7, SOFTWARE UPGRADE PACKAGE OS SINGLE STATION FROM V7.1 TO V8.0 SINGLE LICENSE F.1 I | 4222.62
6ES7658-3AB28-0YA5 | SIMATIC PDM, SOFTWARE BASIC V8.2 (4 TAG) FLOATING LICENSE F.1 USER E-SW, WITHOUT SW AND DOCU. LI | 1267.46
6ES7658-3AB28-0YH5 | SIMATIC PDM, SOFTWARE BASIC V8.2 (4 TAG), FLOATING LICENSE F. 1 USER, E-SW, WITHOUT SW AND DOCU. | 1267.46
6ES7658-3XC00-2YB5 | SIMATIC PDM, SOFTWARE 10 TAG, FLOATING LICENSE F.1 USER, E-SW, WITHOUT SW AND DOCU., LICENSE KEY | 222.81
5SL6101-7 | CIRCUIT BREAKER 230/400V 6KA, 1POLE, C, 1A | 6.92
5SL6104-7 | CIRCUIT BREAKER 230/400V 6KA, 1POLE, C, 4A | 5.67
5SL6108-7 | CIRCUIT BREAKER 230/400V 6KA, 1POLE, C, 8A | 6.92
5SL6113-6 | CIRCUIT BREAKER 230/400V 6KA, 1POLE, B, 13A | 4.07
5SL6663-6 | CIRCUIT BREAKER 400V 6KA, 3+N-POLE, B, 63A | 42.54
4EP3800-4US00 | OUTPUT CHOKE; PHASES:3; UN1(V):460; ITHMAX 1(A) / F1(HZ):10,2 /120; F TAKT(KHZ):3; I LN (A):9,2; | 555.29
5ST2506 | CONNECT. F.DISTRIBUTORS 5ST2505 SHOCKHAZARD, 20SQMM 1-PHASE, 32MM | 2.43
5SP3316-3 | MAIN CIRCUIT BREAKER (SHU), 3POLE, E 16, 400V | 182.59
5TT5001-6 | INSTA CONTACTOR 0/1 AUTOMATIC WITH 1 NO CONT. AND 1 NC CONT. CONTACT FOR AC 230, 400V 20A ACTIVAT | 62.56
5TT5043-0 | INSTA CONTACTOR WITH 4 NC CONTACTS CONTACT FOR AC 230, 400V 40A ACTIVIATION AC230V DC220V | 75.02
5SL6615-7 | CIRCUIT BREAKER 400V 6KA, 3+N-POLE, C, 1.6A | 34.05
5SM2626-8 | RC-UNIT FOR MCB 5SL4 TYPE A 0.3-63A 2-POLE 300MA 230V SELECTIVE | 174.14
5SM2646-8 | RC-UNIT FOR MCB 5SL4 TYPE A 0.3-63A 4-POLE 300MA 400V SELECTIVE | 137.14
6AG1242-5DX30-2XE0 | SIPLUS S7-1200 CM 1242-5; -25 ... +55 DEGREES C WITH CONFORMAL COATING BASED ON 6GK7242-5DX30-0XE | 978.42
US2:TMKPS3 | BREAKER VL METRIC NUT KEPR N P | 38.65
6AG1314-6BH04-7AB0 | SIPLUS S7-300 CPU314C FOR MEDIAL STRESS -25 ... +70 DEGREES C BASED ON 6ES7314-6BH04-0AB0 . COM | 5285.44
5ST2533 | FIXING BRACKET FOR DIN RAIL | 6.55
5ST3750-3HG | END CAP 1,2,3-PHASE FOR BUSBAR UL489 TO CUT | 1.18
5SU1354-4KK16 | RES.CUR.OP.CIR.BR.W.OV.CUR.PROT TYPE F 30MA, 10KA, 1+N-POLE, C 16A | 183.01
5SU1454-1KK06 | FI/LS-PROTECTOR TYPE AC (WS), D=70MM IFN 100MA, 10KA, 1+N-POLEE C 6A | 135.97
5SU1654-1KK10 | FI/LS-PROTECTOR TYPE AC (WS), D=70MM IFN 300MA, 10KA, 1+N-POLE C 10A | 135.21
5SU1656-1KK06 | FI/LS-PROTECTOR TYPE AC (WS), D=70MM IFN 300MA, 6KA, 1+N-POLEE C 6A | 113.95
6AG1532-5HF00-7AB0 | SIPLUS S7-1500, ANALOG OUTPUT MODULE AQ 8 X U/I HS 16 BITS OF RESOLUTION, ACCURACY 0.3 %, 8CHA | 2220.42
5TE5821 | LIGHT SIGNAL 1 LAMP 230 V YELLOW LAMP NOT EXCHANGEABLE | 26.55
6AV2107-0JB00-0BB0 | SIMATIC WINCC RECIPES FOR RUNTIME PROFESSIONAL OPTION F. WINCC (TIA PORTAL) RUNTIME-SW, SINGLE LI | 1396.6
6AV6612-2BC01-3AJ5 | WINCC FLEXIBLE 2008 STANDARD POWERPACK FOR WINCC FLEXIBLE 2008 COMPACT, ENGINEERING SW, FLOATING | 2602.92
6AV6618-7DB01-3AH0 | WINCC FLEXIBLE /PROAGENT FOR SIMATIC PANEL, RUNTIME-SW, SINGLE LICENSE, LICENSE KEY DOWNLOAD, TO | 1481.82
6AG1972-0BB70-7XA0 | SIPLUS DP PB CONNECTOR PG SOCKE 90 DEGREE ANGLE CABLE OUTLET -40 ... +70 DEGREES C WITH CONFORMAL | 209.67
5SV3317-6 | RES.CUR.OP.CIRCUIT BREAKER TYPE A 80A 1+N-POLE 30MA 230V 2MW | 185.97
5SV3412-6 | RES.CUR.OP.CIRCUIT BREAKER TYPE A 25A 1+N-POLE 100MA 230V 2MW | 72.95
5SV4314-0 | RES.CUR.OP.CIRCUIT BREAKER TYPE AC 40A 1+N-POLE 30MA 230V 2MW | 46.46
5SV4642-0 | RES.CUR.OP.CIRCUIT BREAKER TYPE AC 25A 3+N-POLE 300MA 400V 4MW | 44.6
5SV5314-0 | RES.CUR.OP.CIRCUIT BREAKER TYPE AC 40A 1+N-POLE 30MA 230V 2MW RESIDENTIAL | 85.85
5SL4116-6 | CIRCUIT BREAKER 230/400V 10KA, 1POLE, B, 16A | 6.5
5SL4205-8 | CIRCUIT BREAKER 400V 10KA, 2POLE, D, 0.5A | 43.55
6AG1067-2AA00-0AA3 | DEMO CASE SINAMICS G120 MODULAR MAIN SYSTEM COMPACT-LARGE BASIC MODULE WITH LARGER TRANSPORT CAS | 10241.07
6AG1132-6BD20-7BA0 | SIPLUS ET 200SP, DIGITAL OUTPUT MODULE, DQ 4X24VDC/2A STANDARD, -40 ... +70 DEGREES C WITH CONFO | 209.49
6EP4136-3AB00-2AY0 | SITOP UPS1600 20A ETHERNET/ PROFINET UNINTERRUPTIBLE POWER SUPPLY WITH ETHERNET/PROFINET INTER- | 447.94
6AV6381-2AA07-2AX3 | SIMATIC WINCC RT UPGRADE FROM V7.0 TO V7.2, FOR SIMATIC WINCC RUNTIME (RT) INCL. OPTIONS REDUNDA | 1792.14
6AV6381-2AB07-3AV3 | SIMATIC WINCC RC UPGRADE ASIA FROM V7.2 TO V7.3, FOR SIMATIC WINCC RUNTIME & CONFIGURATION (RC), | 2872.63
6AV7674-0KG01-0AA0 | EXTENSION UNIT KP8 FOR MOUNTING AT ALL 15" FULLY ENCLOSED HMI UNITS, PREPARED FOR UP TO 2 KP8 | 1036.83
5SU1354-0KK10 | FI/LS-PROTECTOR TYPE AC (WS), D=70MM IFN 30MA, 10KA, 1+N-POLEE B 10A | 136.74
6AG1193-6BP00-7DA1 | SIPLUS ET 200SP, BASE UNIT BU15-P16+A0+2D/T, BU-TYPE A1, -40 ... +70 DEGREES C WITH CONFORMAL CO | 130.93
6AG1155-5BA00-2AB0 | SIPLUS ET 200MP -25 ... +60 DEGREE WITH CONFORMAL COATING BASEDON 6ES7155-5BA00-0AB0 . PROFIBUS | 1304.79
5TL1492-0 | ISOLATOR 125A FOUR POLE | 103.74
6AG1223-1PH32-4XB0 | SIPLUS S7-1200 SM1223 8DI/8DQ RLY FOR MEDIAL STRESS WITH CONFORMAL COATING BASED ON 6ES7223-1PH3 | 410.58
6AG1223-1PL32-2XB0 | SIPLUS S7-1200 SM1223 16DI/16DQ RLY -25 ... +70 DEGREES C WITH CONFORMAL COATING BASED ON 6ES722 | 902.72
6AG1223-1PL32-4XB0 | SIPLUS S7-1200 SM1223 16DI/16DQ RLY FOR MEDIAL STRESS WITH CONFORMAL COATING BASED ON 6ES7223-1P | 645
5SY6218-7 | CIRCUIT BREAKER 400V 6KA, 2POLE, C, 15A | 20.96
5TT3415 | VOLTAGE RELAY AC 230/400V 0,85 2 CO CONTACTS FIXED RESPONSE DELAY 0.5 SEC FIXED RESET DELAY 60 S | 133.61
5TT4111-3 | REMOTE SWITCH WITH 1 NO CONTACT FOR AC 230V 16A CONTROL DC 12V | 26.27
5TT4112-1 | REMOTE SWITCH WITH 2 NO CONTACT FOR AC 230, 400V 16A CONTROL DC 110V | 34.29
5SL4210-8 | CIRCUIT BREAKER 400V 10KA, 2POLE, D, 10A | 27.83
5SL4250-8 | CIRCUIT BREAKER 400V 10KA, 2POLE, D, 50A | 50.52
5SL4302-8 | CIRCUIT BREAKER 400V 10KA, 3POLE, D, 2A | 47.15
5SL4304-7 | CIRCUIT BREAKER 400V 10KA, 3POLE, C, 4A | 35.59
5TT4112-2 | REMOTE SWITCH WITH 2 NO CONTACT FOR AC 230, 400V 16A CONTROL DC 24V | 30.26
6ED1055-1HB00-0BA2 | LOGO! DM8 24R EXPANSION MODULE, PU/I/O: 24V/24V/RELAY, 2TE 4 DI/4 DO, AC/DC/NPN INPUT FOR LOGO! | 97.69
6ED1055-1MA00-0BA2 | LOGO! AM2 EXPANSION MODULE, PU: DC 12/24V, 2 AI, 0 - 10V OR 0/4 - 20MA FOR LOGO! 8 | 119.01
5SL4325-7 | CIRCUIT BREAKER 400V 10KA, 3POLE, C, 25A | 30.06
5SL4332-6 | CIRCUIT BREAKER 400V 10KA, 3POLE, B, 32A | 30.94
5SL4402-8 | CIRCUIT BREAKER 400V 10KA, 4POLE, D, 2A | 66.5
5SL4408-6 | CIRCUIT BREAKER 400V 10KA, 4POLE, B, 8A | 43.55
6AV6612-0AA00-0AY0 | SIMATIC WINCC COMFORT SUS (DOWNLOAD) SOFTWARE UPDATE SERVICE, WITHIN THE FRAMEWORK OF THIS CONTR | 228.14
6ED1058-0BA08-0YA1 | LOGO! SOFT COMFORT V8, SINGLE LICENSE, 1 INSTALLATION E-SW,SW AND DOCU. ON DVD, 6-LANGUAGES, EXE | 72.65
6EP1333-3BA10-8AC0 | SITOP PSU200M PLUS 5 STABILIZED POWER SUPPLY INPUT: 120-230/230-500 V AC OUTPUT: 24 V/5 A DC VER | 255.79
6EP1334-1LB00 | SITOP PSU100L 24 V/10 A STABILIZED POWER SUPPLY INPUT: 120/230 V AC OUTPUT: 24 V/10 A DC | 152.99
5SL4516-7 | CIRCUIT BREAKER 230V 10KA, 1+N-POLE, C, 16A | 10.89
5SL4525-7 | CIRCUIT BREAKER 230V 10KA, 1+N-POLE, C, 25A | 14.18
5SL4601-8 | CIRCUIT BREAKER 400V 10KA, 3+N-POLE, D, 1A | 60.05
5SL4602-7 | CIRCUIT BREAKER 400V 10KA, 3+N-POLE, C, 2A | 44.94
5SL6313-6 | CIRCUIT BREAKER 400V 6KA, 3POLE, B, 13A | 16.13
5SL6325-6 | CIRCUIT BREAKER 400V 6KA, 3POLE, B, 25A | 16.13
5SL6425-7 | CIRCUIT BREAKER 400V 6KA, 4POLE, C, 25A | 23.61
5SL6440-6 | CIRCUIT BREAKER 400V 6KA, 4POLE, B, 40A | 33.55
5SL6532-7 | CIRCUIT BREAKER 230V 6KA, 1+N-POLE, C, 32A | 13
6ES7274-1XA30-0XA0 | SIMATIC S7-1200, SIM1274 ANALOG SIMULATOR 2 CH POTENTIOMETER INPUT, | 81.1
6ES7291-1AA30-0XA0 | SIMATIC S7-1200, SPARE PART DOOR KIT, CPU 1211/1212 (CPU 1211/1212 TOP & BOTTOM DOOR / SIGNAL BOA | 37.23
6ES7291-1AD30-0XA0 | SIMATIC S7-1200, SPARE PART DOOR KIT CPU 1217C (CPU 1217C TOP & BOTTOM DOOR / SIGNAL BOARD COVER) | 46.53
6ES7317-7UL10-0AB0 | SIMATIC S7-300, CPU 317TF-3 PN/DP, CENTRAL PROCESSING UNIT FOR PLC, TECHNOLOGY AND SAFETY, 1,5 M | 14215.29
8WH6001-4FF00 | INSTA-TERMINALS PE,L,NT 2,5 MM2, 5,2 MM WIDTH GREY | 8.46
8WH6003-0AG00 | TERMINAL BLOCK 4 MM2, 6,2 MM WIDTH GREY 3-CONNECTION POINTS | 3.16
8WH6003-0AG01 | PE-TERMINAL BLOCK 4 MM2, 6,2 MM WIDTH BLUE 3-CONNECTION POINTS | 3.19
8WH6020-0AG00 | TWO TIER TERMINAL BLOCK 4 MM2, 6,2 MM WIDTH GREY | 5.53
6GK5208-0HA10-2AA6 | SCALANCE X208PRO, MANAGED IE SWITCH, 8 X 10/100MBIT/S M12-PORTS, IP65/67, LED-DIAGNOSTICS, FAULT | 1664.63
6ES7658-3EX28-2YB5 | SIMATIC PDM, SOFTWARE HART SERVER V8.2, FLOATING LICENSE F.1 USER, E-SW, WITHOUT SW AND DOCU, LI | 2810.59
6ES7658-3JD28-0YH5 | SIMATIC PDM, SOFTWARE SERVICE V8.2 (100 TAG) FLOATING LICENSE F.1 USER E-SW, WITHOUT SW AND DOCU. | 3372.41
5SL4440-8 | CIRCUIT BREAKER 400V 10KA, 4POLE, D, 40A | 83.76
6ES7231-5QD32-0XB0 | SIMATIC S7-1200, ANALOG INPUT, SM 1231 TC, 4 AI THERMOCOUPLE | 481.23
6AV6611-0AA51-3CH5 | WINCC FLEXIBLE 2008 COMPACT ENGINEERING-SW,FLOATING LICENSE SOFTWARE AND LICENSE KEY DOWNLOAD, G | 658.04
6AV6371-1DV07-2BX3 | WINCC/AUDIT RT UPGRADE FROM V7.0 TO V7.2, FOR WINCC/AUDIT RT RUNTIME-SW ON CD SINGLE LICENSE LIC | 450.06
6EP1334-3BA10-8AB0 | SITOP PSU200M PLUS 10 STABILIZED POWER SUPPLY INPUT: 120-230/230-500 V AC OUTPUT: 24 V/10 A DC V | 327.99
5SL4450-7 | CIRCUIT BREAKER 400V 10KA, 4POLE, C, 50A | 75.46
5SL4606-6 | CIRCUIT BREAKER 400V 10KA, 3+N-POLE, B, 6A | 38.91
5SL4663-8 | CIRCUIT BREAKER 400V 10KA, 3+N-POLE, D, 63A | 104.89
5SL6210-7 | CIRCUIT BREAKER 400V 6KA, 2POLE, C, 10A | 8.31
5SL6240-6 | CIRCUIT BREAKER 400V 6KA, 2POLE, B, 40A | 16.97
5SL6601-7 | CIRCUIT BREAKER 400V 6KA, 3+N-POLE, C, 1A | 34.05
5SL6608-7 | CIRCUIT BREAKER 400V 6KA, 3+N-POLE, C, 8A | 34.05
6ES7143-4BF50-0AA0 | SIMATIC DP, ELECTRONIC MODULES FOR ET200PRO 4 DI / 4 DO DC 24V, 0.5A MODULE DIAGNOSTICS; INCLUSI | 127.43
6ES7241-1CH32-0XB0 | SIMATIC S7-1200, COMMUNICATION MODULE CM 1241, RS422/485, 9 PIN SUB D (FEMALE) SUPPORTS MESSAGE B | 195.42
6ES7292-1AG40-0XA1 | SIMATIC S7-1200, SPARE PART, I/O TERMINAL BLOCK TIN, KEYED LEFT, FOR DIGITAL SIGNAL MODULES 8CH/1 | 37.23
8WH6001-0CH07 | PE-INSTA-TERMINALS 6 MM2, 8,2 MM WIDTH GREEN-YELLOW | 10.13
6ES7810-5CC04-0YY2 | SIMATIC STEP7 PROF COMBO SUS DL INCL. TIA PORTAL, SOFTWARE UPDATE SERVICE (SUS) DOWNLOAD, WITHIN | 834.49
5SL4416-7 | CIRCUIT BREAKER 400V 10KA, 4POLE, C, 16A | 40.74
5SL4503-8 | CIRCUIT BREAKER 230V 10KA, 1+N-POLE, D, 3A | 22.64
5SL4563-7 | CIRCUIT BREAKER 230V 10KA, 1+N-POLE, C, 63A | 30.06
5SL4605-8 | CIRCUIT BREAKER 400V 10KA, 3+N-POLE, D, 0.5A | 77.05
5SL4632-8 | CIRCUIT BREAKER 400V 10KA, 3+N-POLE, D, 32A | 60.05
5SL6220-6 | CIRCUIT BREAKER 400V 6KA, 2POLE, B, 20A | 11.31
6ES7648-2BF10-0XG0 | SIMATIC IPC, CFAST, 4 GB, INDUSTRIAL GRADE | 245.69
6AV6371-1KG07-2AX4 | WINCC/PROAGENT UPGRADE FROM V6.X TO V7.2, FOR SIMATIC/WINCC V7.2 RUNTIME-SW, SINGLE LICENSE SW A | 584.92
5SY4332-8FA | CIRCUIT BREAKER 400V 10KA, 3-POLE, 32A, D=70MM AS AUTOMATIC METER | 212.49
5SP3840-3 | MAIN CIRCUIT BREAKER (SHU), 3X1POLE, E 40, 400V | 164.84
6ES7833-1SM62-0YH5 | SIMATIC S7, SOFTWARE SAFETY MATRIX VIEWER V6.2, FOR PCS7, FLOATING LICENSE F.1 USER, R-SW, WITHO | 3063.79
5SL6401-7 | CIRCUIT BREAKER 400V 6KA, 4POLE, C, 1A | 38.64
5SL6416-7 | CIRCUIT BREAKER 400V 6KA, 4POLE, C, 16A | 21.26
5SL6563-7 | CIRCUIT BREAKER 230V 6KA, 1+N-POLE, C, 63A | 22.9
5SL6632-6 | CIRCUIT BREAKER 400V 6KA, 3+N-POLE, B, 32A | 24.16
6ES7193-6CP42-2MB0 | SIMATIC ET 200SP, 10 COLOR IDENTIFICATION LABELS COLOR CODE CC42, FOR PERIPHERY MODULES, MODULE | 15.45
5SM2326-6 | RC-UNIT FOR MCB 5SL4 TYPE A 0.3-63A 2-POLE 30MA 230V | 145.1
5SM2623-0 | RC-UNIT FOR MCB 5SL4 TYPE AC 0.3-40A 2-POLE 300MA 230V | 33.18
6AU1828-1BB20-0AB0 | SINAMICS DYNAMIC GRID CONTROL (FOR INFEED) FOR SIMOTION D4X5-2 | 1134.73
6ES7921-5AB20-0AA0 | FRONT CONN. MODULE W. 4X16-PIN IDC-CONNECTION FOR DIGITAL 32 I/O MODULES OF S7-1500 POTENTIAL SU | 75.26
6AV2105-4BB03-0AK0 | WINCC RUNTIME PROFESSIONAL, 128 POWERTAGS V13, UPGR WINCC V7.0/7.2 RT 128 -> WINCC RUNTIME PROFES | 2076.49
6AV2105-4DD02-0AE0 | WINCC RUNTIME PROFESSIONAL, 512 POWERTAGS V12 SP1, UPGRADE WINCC V7.0 RT 512 -> WINCC RUNTIME PRO | 2277.96
5TL1191-0 | ISOLATOR 100A SINGLE POLE | 23.56
5SL4216-8 | CIRCUIT BREAKER 400V 10KA, 2POLE, D, 16A | 27.83
5SL4240-8 | CIRCUIT BREAKER 400V 10KA, 2POLE, D, 40A | 41.73
5SL4316-6 | CIRCUIT BREAKER 400V 10KA, 3POLE, B, 16A | 26.01
6ES7653-2CF00-0XB0 | SIMATIC PCS 7 SYSTEM EXPANSION CARD UP TO 1600 PROCESS OBJECTS FOR PCS 7 CPU410-5H | 19636.69
6AG1222-1BH32-4XB0 | SIPLUS S7-1200 SM1222 16DQ FOR MEDIAL STRESS WITH CONFORMAL COATING BASED ON 6ES7222-1BH32-0XB0 | 410.58
5SU1353-1KK06 | FI/LS-PROTECTOR TYPE AC (WS), D=70MM IFN 30MA, 4.5KA, 1+N-POLEE C 6A | 98.75
6AG1223-1QH32-4XB0 | SIPLUS S7-1200 SM 1223 8DI/DQ WITH CONFORMAL COATING BASEDON 6ES7223-1QH32-0XB0 . SIMATIC S7-120 | 658.11
5SU1353-1KK40 | FI/LS-PROTECTOR TYPE AC (WS), D=70MM IFN 30MA, 4.5KA, 1+N-POLE C 40A | 98.75
5SU1354-1KK32 | FI/LS-PROTECTOR TYPE AC (WS), D=70MM IFN 30MA, 10KA, 1+N-POLEE C 32A | 136.74
5SU1354-1LB25 | FI/LS-PROTECTOR TYPE AC (WS), D=70MM IFN 30MA, 10KA, 1+N-POLEE C 25A G-TYPE | 290.18
5SL4306-7 | CIRCUIT BREAKER 400V 10KA, 3POLE, C, 6A | 35.59
5SL4320-6 | CIRCUIT BREAKER 400V 10KA, 3POLE, B, 20A | 26.01
5SL4404-7 | CIRCUIT BREAKER 400V 10KA, 4POLE, C, 4A | 49.87
5SL4413-6 | CIRCUIT BREAKER 400V 10KA, 4POLE, B, 13A | 36.06
6AV6381-2CA07-2AK4 | SIMATIC WINCC RT CLIENT UPGRADE FROM V6.2 TO V7.2, FOR WINCC RT CLIENTS OR RT128, RUNTIME-SW, SIN | 1327.46
6ES7657-0XB00-0YH0 | SIMATIC PCS 7, SOFTWARE, SIMATIC BATCH (10 UNITS), SINGLE LICENSE F.1 INSTALLATION R-SW, WITHOUT | 5678.11
6ES7658-1GX08-2YE5 | SIMATIC PCS 7, SOFTWARE UPGRADE ADVANCED ENGINEERING SYSTEM FROM V7.1 TO V8.0 E-SW, SW AND DOCU. | 3220.81
6ES7658-7BX51-0YA0 | SIMATIC LOGON V1.5, SOFTWARE SINGLE LICENSE F.1 INSTALLATION R-SW, SW AND DOCU. ON CD, LICENSE KE | 767.07
6ES7658-7EX08-0YK5 | SIMATIC PCS 7, SOFTWARE, SIMATIC ROUTE CONTROL CONTROL CENTER UPGRADE FROM V7.X TO V8.0 FLOATING | 1287.29
6ES7658-7FF00-0XH0 | SIMATIC PCS 7, SOFTWARE, SIMATIC ROUTE CONTROL (10 ROUTES), SINGLE LICENSE F.1 INSTALLATION R-SW | 1147.62
6ES7658-2AX08-0YK0 | SIMATIC PCS 7, SOFTWARE UPGRADE PACKAGE OS SINGLE STATION FROM V7.1 TO V8.0 SINGLE LICENSE F.1 I | 4222.62
8WH2004-0AF04 | TERMINAL BLOCK THROUH TYPE, 2,5MM2 4 CONNECTING POINTS ORANGE | 2.07
8WH1020-0CF07 | PE-TWO-TIER TERMINALS WITH SCREW CONNECTION CROSS SECTION 2,5 QMM TERMINAL WIDTH 5,2 MM COLOR GR | 9.9
6AV6574-2AC00-2AF1 | PC MEMORY CARD 512 MB CONSISTING OF: CF MEMORY CARD 512 MB AND PC CARD ADAPTER, FOR SIMATIC DEVI | 545.92
6ES7658-7GC00-2YH0 | SIMATIC PCS 7, SOFTWARE, MAINTENANCE STATION RUNTIME (1000 TAG), SINGLE LICENSE F.1 INSTALLATION | 8749.39
6ES7658-3EX28-2YH5 | SIMATIC PDM, SOFTWARE HART SERVER V8.2, FLOATING LICENSE F.1 USER, E-SW, WITHOUT SW AND DOCU, LI | 2810.59
5SL4432-6 | CIRCUIT BREAKER 400V 10KA, 4POLE, B, 32A | 43.55
6ES7658-3NX28-2YH5 | SIMATIC PDM, SOFTWARE EXTENDED V8.2, FLOATING LICENSE F. 1 USER, E-SW, WITHOUT SW AND DOCU. LICE | 1267.46
6AV6611-0AA51-3CK5 | WINCC FLEXIBLE 2008 COMPACT, UPGRADE FOR WINCC FLEXIBLE 2004/2005/2007 COMPACT, INCL. CHANGE CONT | 263.21
6AV6612-0AA00-0AM0 | SIMATIC WINCC COMFORT SOFTWARE UPDATE SERVICE COMPACT WITH MULTIPLE ORDERS FROM ONE ITEM SUPPLIES | 272.63
5SL4504-8 | CIRCUIT BREAKER 230V 10KA, 1+N-POLE, D, 4A | 22.64
5SL4603-8 | CIRCUIT BREAKER 400V 10KA, 3+N-POLE, D, 3A | 60.05
5SL4625-7 | CIRCUIT BREAKER 400V 10KA, 3+N-POLE, C, 25A | 37.62
5SL6216-6 | CIRCUIT BREAKER 400V 6KA, 2POLE, B, 16A | 11.3
5SL6310-7 | CIRCUIT BREAKER 400V 6KA, 3POLE, C, 10A | 14.88
5SL6606-7 | CIRCUIT BREAKER 400V 6KA, 3+N-POLE, C, 6A | 34.05
5SL6620-6 | CIRCUIT BREAKER 400V 6KA, 3+N-POLE, B, 20A | 20.24
6AU1425-2AA00-0AA0 | SIMOTION DRIVE-BASED CONTROL UNIT D425-2 DP; PROGRAMMABLE MOTION CONTROLLER; BASIC PERFORMANCE; | 3647.23
5SL4606-7 | CIRCUIT BREAKER 400V 10KA, 3+N-POLE, C, 6A | 44.94
5SL4616-6 | CIRCUIT BREAKER 400V 10KA, 3+N-POLE, B, 16A | 32.48
5SL4616-8 | CIRCUIT BREAKER 400V 10KA, 3+N-POLE, D, 16A | 50.52
5SL4625-8 | CIRCUIT BREAKER 400V 10KA, 3+N-POLE, D, 25A | 50.52
6ES7155-5AA00-0AC0 | SIMATIC ET 200MP. PROFINET IO-DEVICE INTERFACEMODULE IM 155-5 PN HF FOR ET 200MP ELEKTRONIKMODULE | 1001.2
6ES7155-5BA00-0AB0 | SIMATIC ET 200MP. PROFIBUS INTERFACE MODULE IM155-5 DP ST FOR MAX. 12 S7-1500 MODULES | 469.75
5SL6320-6 | CIRCUIT BREAKER 400V 6KA, 3POLE, B, 20A | 16.13
5SL6325-7 | CIRCUIT BREAKER 400V 6KA, 3POLE, C, 25A | 13.58
5SL6340-7 | CIRCUIT BREAKER 400V 6KA, 3POLE, C, 40A | 23.39
5SL6350-6 | CIRCUIT BREAKER 400V 6KA, 3POLE, B, 50A | 29.06
6ES7193-6BP00-0DA1 | SIMATIC ET 200SP, BASEUNIT BU15-P16+A0+2D/T, BU-TYPE A1, PUSH-IN TERMINALS, W/O AUX-TERMINALS, | 43.76
6ES7193-6BP20-0BC1 | SIMATIC ET 200SP, BASEUNIT TYP B0, BU20-P6+A2+4B BU-TYPE C1, PUSH-IN KLEMMEN, WITH 2 AUX-TERMINA | 28.31
6ES7193-6BP20-0DC0 | SIMATIC ET 200SP, BASEUNIT BU20-P6+A2+4D BU-TYPE C0, PUSH-IN KLEMMEN, WITH 2 AUX-TERMINALS, NEW | 43.76
6ES7193-6BP40-0BA1 | SIMATIC ET 200SP, BASEUNIT BU15-P16+A0+12B/T, BU-TYPE A1, PUSH-IN TERMINALS, WITH 2X 5 ADDITIONAL | 34.75
5SM2121-0 | RC UNIT FOR MCB 5SY TYPE AC (WS), T=70 MM 0.3-16A 2-POLE IFN 10 MA 230 V | 87.35
5SM2323-0 | RC-UNIT FOR MCB 5SL4 TYPE AC 0.3-40A 2-POLE 30MA 230V | 31.6
5SM2323-6 | RC-UNIT FOR MCB 5SL4 TYPE A 0.3-40A 2-POLE 30MA 230V | 48.09
5SM2325-3 | RC-UNIT FOR MCB 5SY TYPE F 0.3-63A 2-POLE 30MA 230V | 233.6
6ES7400-0HR01-4AB0 | SIMATIC S7-400H, 412-5H SYSTEM-BUNDLE H-SYSTEM WITH 1 X UR2-H, W/O MEMORY CARD, 2 X PS407 UC120/2 | 21084.13
6ES7400-0HR51-4AB0 | SIMATIC S7-400H, 412-5H SYSTEM-BUNDLE H-SYSTEM WITH 1 X UR2-H, W/O MEMORY CARD, 2 X PS 405 10A, D | 21131.49
FDK:085L1105 | TRANSDUCERHOLDER 1-TRACK STAINLESS STEEL 60DEG. SONOKIT DN200 - DN2400, L=160MM | 880.16
6ES7922-3BD00-0BA0 | CABLE WITH FRONT CONNECTOR FOR SIMATIC S7-300 40 POLE (6ES7392-1AM00-0AA0) TO 25 POLE D-SUB SOCKE | 249.66
6ES7922-5BC50-0AC0 | FRONT CONN. FOR SIMATIC S7-1500 40PIN (6ES7592-1AM00-0XB0) WITH 40 SINGLE CORES 0.5 MM2 CORE TYPE | 140.74
6ES7922-5BD20-0UC0 | FRONT CONN. F. SIMATIC S7-1500 40-PIN (6ES7592-1AM00-0XB0) W. 40 SINGLE CORES 0.5 MM2 CORE-TYPE U | 155.44
6ES7507-0RA00-0AB0 | SIMATIC S7-1500, SYSTEM POWER SUPPLY PS 60W 120/230V AC/DC, SUPPLIES THE OPERATING VOLTAGE FOR TH | 786.38
6ES7521-1BH00-0AB0 | SIMATIC S7-1500, DIGITAL INPUT MODULE DI16 X DC24V, 16 CHANNELS IN GROUPS OF 16; INPUT DELAY 0.0 | 299.57
6AU1671-0DX00-1DA0 | SIMOTION TRC 5000, HYBRID CABLE M12-180, 8-POL., PRE-ASSEMBLED FLEXIBLE CABLE WITH 1 CONNECTOR (M | 998
6DL5101-8EX00-0XB0 | SIMATIC TELECONTROL SOFTWARE, DNP3 DRIVER, SINGLE LICENSE F.1 INSTALLATION R-SW, WITHOUT SW AND D | 2452.29
6AG1308-2FL10-4AA3 | SIPLUS NET SCALANCE X308-2; -10 ... +60 GRAD C WITH CONFORMAL COATING BASED ON 6GK5308-2FL10-2AA3 | 6581.04
6AV2107-0CA00-0BH0 | SIMATIC WINCC SM@RT SERVER FOR RUNTIME ADVANCED OPTION F. WINCC (TIA PORTAL) LICENSE KEY DOWNLOAD | 690.54
8WH8210-0AA55 | SNAP PLATE 20X7 MM,WHITE | 0.42
8WH9002-8AC10 | REDUCTING CLOMBS FROM 6QMM TO 4QMM OR 2,5QMM FROM SCREW TO SCREW | 0.97
6ES7922-5BJ00-0AB0 | FRONT CONN. F. SIMATIC S7-1500 40-PIN (6ES7592-1AM00-0XB0) W. 20 SINGLE CORES 0.5 MM2 (1-20) CORE | 154.21
6ES7922-5BJ00-0HC0 | FRONT CONN. FOR SIMATIC S7-1500 40PIN(6ES7592-1AM00-0XB0) WITH 40 SINGLE CORES 0.5 MM2 CORE TYPE | 263.13
5SM3618-0KK | RES.CURRENT OP.CIRCUIT BREAKER TYPE AC WS 100A 2POLE IFN 300MA 230V 2MW | 498.32
6ES7924-2CA20-0AA0 | TERMINAL BLOCK TP3 32 CHANNELS AND 2X33 TERMINALS FOR POTENTIAL SUPPLY SORT: SCREW TERMINAL WITH | 112.96
8WH2003-0AF04 | TERMINAL BLOCK THROUH TYPE, 2,5MM2 3 CONNECTING POINTS ORANGE | 1.56
5SL4505-8 | CIRCUIT BREAKER 230V 10KA, 1+N-POLE, D, 0.5A | 29.64
5SL4508-6 | CIRCUIT BREAKER 230V 10KA, 1+N-POLE, B, 8A | 14.81
5SL4510-8 | CIRCUIT BREAKER 230V 10KA, 1+N-POLE, D, 10A | 18.95
5SL4525-6 | CIRCUIT BREAKER 230V 10KA, 1+N-POLE, B, 25A | 12.37
5SL4525-8 | CIRCUIT BREAKER 230V 10KA, 1+N-POLE, D, 25A | 18.95
5SL6304-7 | CIRCUIT BREAKER 400V 6KA, 3POLE, C, 4A | 27.47
5SL6306-7 | CIRCUIT BREAKER 400V 6KA, 3POLE, C, 6A | 16.77
5SY4432-8FA | CIRCUIT BREAKER 400V 10KA, 4-POLE, 32A, D=70MM AS AUTOMATIC METER | 248.58
5SY4440-8FA | CIRCUIT BREAKER 400V 10KA, 4-POLE, 40A, D=70MM AS AUTOMATIC METER | 253.38
6ES7833-1SM62-0YK5 | SIMATIC S7, SOFTWARE SAFETY MATRIX VIEWER FOR PCS 7, UPGRADE V6.X -> V6.2, FLOATING LICENSE F.1 U | 364.05
5SL6502-7 | CIRCUIT BREAKER 230V 6KA, 1+N-POLE, C, 2A | 13
5SL6506-6 | CIRCUIT BREAKER 230V 6KA, 1+N-POLE, B, 6A | 9.21
5SL6514-7 | CIRCUIT BREAKER 230V 6KA, 1+N-POLE, C, 0.3A | 13
5SL6525-6 | CIRCUIT BREAKER 230V 6KA, 1+N-POLE, B, 25A | 7.67
6ES7194-2LH03-1AA0 | POWER CABLE M8, PREASSEMBLED WITH M8 PLUG AND M8 SOCKET, 4 CORE, LENGTH 0,3M | 20.6
6ES7194-2LH03-1AB0 | POWER CABLE M8, PREASSEMBLED WITH M8 PLUG ANGLED AND M8 SOCKET ANGLED, 4 CORE, LENGTH 0,3M | 24.46
5SM2626-6 | RC-UNIT FOR MCB 5SL4 TYPE A 0.3-63A 2-POLE 300MA 230V | 78
5SM2633-6 | RC-UNIT FOR MCB 5SL4 TYPE A 0.3-40A 3-POLE 300MA 400V | 52.28
5SM2636-6 | RC-UNIT FOR MCB 5SL4 TYPE A 0.3-63A 3-POLE 300MA 400V | 80.55
6AV2105-3HH03-0AE0 | WINCC RUNTIME PROFESSIONAL 4096 POWERTAGS V13, UPGRADE V11..V12 -> V13, RUNTIME-SW IN TIA PORTAL, | 4786.63
6AV2105-3HH03-0AK0 | WINCC RUNTIME PROFESSIONAL 4096 POWERTAGS V13, UPGRADE V11..V12 -> V13, RUNTIME-SW IN TIA PORTAL, | 4341.45
6ES7194-2LH20-1AB0 | POWER CABLE M8, PREASSEMBLED WITH M8 PLUG ANGLED AND M8 SOCKET ANGLED, 4 CORE, LENGTH 2,0M | 27.03
6ES7212-1HE40-0XB0 | SIMATIC S7-1200, CPU 1212C, COMPACT CPU, DC/DC/RLY, ONBOARD I/O: 8 DI 24V DC; 6 DO RELAY 2A; 2 A | 382.85
US2:3VL5TERMSHIELD | BREAKER 3VL5 SPARE TERMINAL SHIELD KIT | 10.21
6AG1326-2BF10-2AB0 | SIPLUS S7-300 SM326 10F-DO -25 ... +60 DEGREES C WITH CONFORMAL COATING BASED ON 6ES7326-2BF10-0A | 4380.44
6AV2107-0KF00-0BB0 | SIMATIC WINCC WEBNAVIGATOR FOR RUNTIME PROFESSIONAL 10 CLIENTS OPTION F. WINCC (TIA PORTAL) RUNT | 27814.79
6AV2107-0KH00-0BB0 | SIMATIC WINCC WEBNAVIGATOR FOR RUNTIME PROFESSIONAL 25 CLIENTS OPTION F. WINCC (TIA PORTAL) RUNT | 48435.02
6AV2107-0KT00-0BH0 | SIMATIC WINCC WEBDIAGNOSTICS CLIENT FOR RUNTIME PROFESSIONAL OPTION F. WINCC (TIA PORTAL) LICENSE | 5205.83
6AV2107-0LB00-0BH0 | SIMATIC WINCC DATAMONITOR FOR RUNTIME PROFESSIONAL 1 CLIENT OPTION F. WINCC (TIA PORTAL) LICENSE | 4648.53
6ES7924-0BB20-0AA0 | TERMINAL BLOCK TP2 8 CHANNELS F. 2A-DIGITAL OUTPUT A. 2X6 MULTIPLICAT. TERMINALS TYPE: SCREW-TYPE | 33.4
6ES7924-2AA20-0BA0 | TERMINAL BLOCK TP1 32 CHANNELS AND 4X2 TERMINALS FOR POTENTIAL SUPPLY SORT: SCREW TERMINAL WITHO | 77.84
8WH6000-0AJ00 | THROUGH TYPE TERMINAL BLOCK IPO-TECHNOLOGY, 6MM2 WIDTH 8,2 MM, GREY 1000V 2 CLAMPING POINTS | 5.28
6ES7650-1CL00-2XB5 | SIMATIC PCS 7, SOFTWARE RTX ENGINEERING/RUNTIME LICENSE SINGLE LICENSE F.1 INSTALLATION R-SW, WIT | 2071
5ST3705-3HG | BUSBAR TO CUT 18QMM,2-PHASE, 1016MM ACC. UL 489, 480/277V FOR LS 5SJ4...-.HG | 97.24
5ST3710-0HG | PIN BUSBAR 3PHASE, 1016MM LONG SHOCKHAZARD-SAFETY, 18SQMM WITHOUT END CAPS, ACC.TO UL 508 | 80.52
5ST3721 | PIN-TYPE BUSBAR SHOCK-PROOF, 16 SQMM 3-PHASE, 362 MM LONG TOTALLY INSULATED | 17.16
5ST3723 | PIN BUSBAR SAFE-TO-TOUCH, 16 SQMM 3-PHASE (L1L2, L3L1, L2L3) "1016 MM LONG FULLY INSULATED" | 39.77
5SY4230-7 | CIRCUIT BREAKER 400V 10KA, 2-POLE, C, 30A, D=70MM | 46.74
6AG1314-6EH04-7AB0 | SIPLUS S7-300 CPU314C-2PN/DP WITH CONFORMAL COATING -25 ... +70 DEGREES C BASED ON 6ES7314-6EH04- | 6248.95
6ES7215-1BG40-0XB0 | SIMATIC S7-1200, CPU 1215C, COMPACT CPU, AC/DC/RELAY, 2 PROFINET PORT, ONBOARD I/O: 14 DI 24V DC | 872.07
6ES7217-1AG40-0XB0 | SIMATIC S7-1200, CPU 1217C, COMPACT CPU, DC/DC/DC, 2 PROFINET PORT ONBOARD I/O: 14 DI (10 DI 24V | 1258.92
6AG1343-1GX31-4XE0 | SIPLUS NET CP343-1 ADVANCED WITH CONFORMAL COATING BASED ON 6GK7343-1GX31-0XE0 . FOR CONNECTING | 5909.37
8WH9002-8HC10 | REDUCTING CLOMBS FROM 35QMM TO 2,5QMM OR 4QMM FROM SCROW TO SPRING LOAD | 3.03
6ES7531-7NF10-0AB0 | SIMATIC S7-1500, ANALOG INPUT MODULE AI 8 X U/I HS, 16 BITS OF RESOLUTION, ACCURACY 0.3 %; 8 CH | 1102.59
6AV2107-0JA00-0BB0 | SIMATIC WINCC RECIPES FOR RUNTIME ADVANCED OPTION F. WINCC (TIA PORTAL) RUNTIME-SW, SINGLE LICENS | 450.97
6ES7923-5BD00-0CB0 | CONNECTION CABLE UNSHIELDED FOR SIMATIC S7-1500 BETWEEN FRONT CONNECTOR MODULE A. CONNECT. MODULE | 71.12
6ES7923-5BF00-0CB0 | CONNECTION CABLE UNSHIELDED FOR SIMATIC S7-1500 BETWEEN FRONT CONNECTOR MODULE A. CONNECT. MODULE | 82.87
8WH6001-0AH01 | INSTA-TERMINALS 6 MM2, 8,2 MM WIDTH BLUE | 3.55
8WH6020-0CG07 | PE-TWO TIER TERMINAL BLOCK 4 MM2, 6,2 MM WIDTH GREY | 17.62
6ES7651-5EX28-0YK5 | SIMATIC PDM, SOFTWARE UPGRADE PACKAGE FROM PDM V8.X TO V8.2, FLOATING LICENSE F.1 USER, E-SW, WI | 1069.71
5ST2531 | CONNECTING CABLE WITH CONNECTOR 10SQMM, 220MM LONG BLUE INSULATION | 2.82
5ST3735-2 | PIN BUSBAR, 2PHASE 10SQMM, 990MM, INSULATION GREY SLICEABLE FOR RCBO 2P (3MW) + AFDD | 31.73
5ST3746-1 | PIN BUSBAR, 4PHASE 10SQMM, 52MW, ISOLATION GREY SLICEABLE FOR AFDD 5SM60211 | 50.08
5SP3463-3 | MAIN CIRCUIT BREAKER (SHU), 4POLE, E 63, 400V | 289.66
5SP3863-3 | MAIN CIRCUIT BREAKER (SHU), 3X1POLE, E 63, 400V | 172.03
6AV2107-2LK00-0BJ0 | SIMATIC WINCC DATAMONITOR FOR RUNTIME PROFESSIONAL POWERPACK 25 -> 50 CLIENTS OPTION F. WINCC (TI | 19685.96
6AV2107-4DB03-0AE0 | WINCC CLIENT F. RUNTIME PROFESSIONAL V13 UPGR WINCC V7.0/7.2 RT/RC 128 / RC/RT CLIENT -> WINCC CL | 2178.85
6AV6613-0AA00-0AM0 | SIMATIC WINCC ADVANCED SOFTWARE UPDATE SERVICE COMPACT WITH MULTIPLE ORDERS FROM ONE ITEM SUPPLIE | 684.44
6AV6618-7XX01-3AK0 | WINCC FLEXIBLE 2008 PANEL OPTIONS, UPGRADE FOR 2004/2005/2007 PANEL OPTIONS, INCLUDING SM@RTACCES | 77.99
5SU1356-1KK10 | FI/LS-PROTECTOR TYPE AC (WS), D=70MM IFN 30MA, 6KA, 1+N-POLEE C 10A | 114.71
5SU1656-1KK13 | FI/LS-PROTECTOR TYPE AC (WS), D=70MM IFN 300MA, 6KA, 1+N-POLEE C 13A | 113.95
6RX1800-4DE06 | COMMUTATING CHOKE FOR CONVERTER; PHASES:1 F(HZ):50/60; ILN=ITHMAX(A):40 UN(V):400(50HZ)/480(60HZ) | 406.64
6RX1800-4GK00 | COMMUTATING CHOKE FOR CONVERTER; PHASES:3 F(HZ):50/60; ILN=ITHMAX(A):51 UN(V):575(50HZ)/690(60HZ) | 1327.07
6AG1400-1JA11-7AA0 | SIPLUS S7-400 RACK UR2 9SLOT AL -25 ... +70 DEGREES C WITH CONFORMAL COATING BASED ON 6ES7400-1JA | 2703.38
6FB1104-0AT03-0AS0 | SIDOOR DEFLECTOR UNIT DEFLECTOR UNIT WITH DEFLECTOR PULLEY, FOR DEFLECTING THE SIDOOR TOOTHED BEL | 56.95
6AU1820-0AA41-0AB0 | SIMOTION TECHNOLOGY OPTION MULTIAXES PACKAGE SINGLE LICENSE ON PAPER FOR ONE D410-2 | 877.29
5ST2601 | BUSBAR 63A 3POLE MODULE WIDTH 15MM FORKE-TYPE FOR 2 DEVICES | 9.43
6AG1317-2EK14-7AB0 | SIPLUS S7-300 CPU317-2PN/DP -25 ... +70 DEGREES C WITH CONFORMAL COATING BASED ON 6ES7317-2EK14-0 | 11912.96
6FD7680-0GA03 | BRAUMAT/SISTAR CLASSIC, SOFTW. ORDER SYSTEM SERVER V5.3 SINGLE LICENSE F.1 INSTALLATION R-SW, SW | 3750.01
6FD7680-0GQ03 | BRAUMAT/SISTAR CLASSIC, SOFTW. RCS CLIENT V5.3 SINGLE LICENSE F.1 INSTALLATION R-SW, SW AND DOCU | 4146.46
6RX1800-4KK06 | COMMUTATING CHOKE FOR CONVERTER; PHASES:3 F(HZ):50/60; ILN=ITHMAX(A):1660 UN(V):690(50HZ)/830(60H | 11285
6ES7292-1AR30-0XA0 | SIMATIC S7-1200, SPARE PART I/O TERMINAL BLOCK TIN CPU 1217C TOP CONNECTOR (4 PIECES W. 16 SCREWS | 75.77
6ES7314-6CH04-0AB0 | SIMATIC S7-300, CPU 314C-2 DP COMPACT CPU WITH MPI, 24 DI/16 DO, 4AI, 2AO, 1 PT100, 4 FAST COUNTE | 4567.29
6AV6371-1DX07-3XX3 | WINCC/INDUSTRIALDATABRIDGE UPGR FROM V7.0/7.2 TO V7.3 FOR 128, 512, 2048 OR 10000 TAGS, RUNTIME-S | 802.64
8WH6000-0AJ01 | THROUGH TYPE TERMINAL BLOCK IPO-TECHNOLOGY, 6MM2 WIDTH 8,2 MM, BLUE 1000V 2 CLAMPING POINTS | 5.28
8WH6001-4EF00 | INSTA-TERMINALS PE,L,N 2,5 MM2, 5,2 MM WIDTH GREY | 7.28
5SL4414-8 | CIRCUIT BREAKER 400V 10KA, 4POLE, D, 0.3A | 87.35
5SL4432-8 | CIRCUIT BREAKER 400V 10KA, 4POLE, D, 32A | 66.5
5SL4550-7 | CIRCUIT BREAKER 230V 10KA, 1+N-POLE, C, 50A | 25.59
5SL4563-8 | CIRCUIT BREAKER 230V 10KA, 1+N-POLE, D, 63A | 40.19
5SL6204-7 | CIRCUIT BREAKER 400V 6KA, 2POLE, C, 4A | 13.27
5SL6250-6 | CIRCUIT BREAKER 400V 6KA, 2POLE, B, 50A | 20.42
6ES7648-2BF10-0XF0 | SIMATIC IPC, CFAST, 2 GB, INDUSTRIAL GRADE | 163.3
6AV6371-1KG07-3AX3 | WINCC/PROAGENT UPGRADE FROM V7.0/7.2 TO V7.3, FOR SIMATIC WINCC V7.3 RUNTIME-SW, SINGLE LICENSE | 399.69
5SD7498-3 | PLUG-IN MODULE T1/T2, FOR 5SD7483-6 AND 5SD7483-7 | 47.58
6ES7833-1FC02-0YH5 | SIMATIC S7, F PROGRAMMING TOOL S7 DISTRIBUTED SAFETY V5.4, LICENSE KEY DOWNLOAD FLOATING LICENSE | 1074.2
5SL6404-7 | CIRCUIT BREAKER 400V 6KA, 4POLE, C, 4A | 38.64
5SL6432-6 | CIRCUIT BREAKER 400V 6KA, 4POLE, B, 32A | 26.98
5SL6540-7 | CIRCUIT BREAKER 230V 6KA, 1+N-POLE, C, 40A | 16.27
5SL6605-7 | CIRCUIT BREAKER 400V 6KA, 3+N-POLE, C, 0.5A | 34.05
5SM2343-0 | RC-UNIT FOR MCB 5SL4 TYPE AC 0.3-40A 4-POLE 30MA 400V | 36.59
5SM2623-6 | RC-UNIT FOR MCB 5SL4 TYPE A 0.3-40A 2-POLE 300MA 230V | 49.75
6AV2105-3KK03-0AE0 | WINCC RUNTIME PROFESSIONAL 8192 POWERTAGS V13, UPGRADE V11..V12 -> V13, RUNTIME-SW IN TIA PORTAL | 5213.95
6AV6372-2CG20-0EA0 | WINCC/PERFORMANCE MON. ARCH., 1000 ARCHIVE-TAGS, FOR SIMATIC WINCC FROM V7.2, RUNTIME-SW, SINGLE | 48971.03
6ES7921-5AJ00-0AA0 | FRONT CONN. MODULE W. 1X16-PIN IDC-CONNECTION FOR DIGITAL 2 OUTPUT MODULES OF S7-1500 POTENTIAL | 74.05
5SY4260-7 | CIRCUIT BREAKER 400V 10KA, 2-POLE, C, 60A, D=70MM | 83.12
5SU1354-3KK20 | RES.CUR.OP.CIR.BR.W.OV.CUR.PROT TYPE F 30MA, 10KA, 1+N-POLE, B 20A | 181.89
6AG1337-3BA00-7AA0 | SIPLUS PS MODULAR 40A -40 ... +70 DEGREE C WITH CONFORMAL COATING BASED ON 6EP1337-3BA00 . STAB | 1758.82
6AV2105-4PP03-0AK0 | WINCC RUNTIME PROFESSIONAL, 102400 POWERTAGS V13, UPGR WINCC V7.0/7.2 RT 102400-> WINCC RUNTIME P | 9358.8
8WH9002-8GC10 | REDUCTING CLOMBS FROM 35QMM TO 2,5QMM OR 4QMM FROM SCREW TO SCREW | 3.03
8WH9010-0MB12 | TEST PLUGS BARE FOR ISOLATING TERMINALS | 1.03
6ES7590-1AJ30-0AA0 | SIMATIC S7-1500, MOUNTING RAIL 830 MM (APPR. 32,7 INCH); INCL. GROUNDING ELEMENT, INTEGRATED DIN | 69.36
6AV2107-0KB00-0BB0 | SIMATIC WINCC WEBNAVIGATOR FOR RUNTIME PROFESSIONAL UP V13 1 CLIENT OPTION F. WINCC (TIA PORTAL) | 7865.62
6ES7923-5BE00-0DB0 | CONNECTION CABLE SHIELDED FOR SIMATIC S7-1500 BETWEEN FRONT CONNECTOR MODULE A. CONNECT. MODULE 5 | 92.88
6ES7924-0AA20-0BA0 | CONNECTING MODULE TP1 8 CHANNELS A. 2X2 TERMINALS FOR POTENTIAL SUPPLY TYPE: SCREW-TYPE TERMINAL | 36.35
8WH6001-4MF00 | INSTA-TERMINALS PE,L,L-DISCON 2,5 MM2, 5,2 MM WIDTH GREY DISCONNECTION | 10.92
8WH6025-0AG00 | TWO TIER TERMINAL BLOCK 4 MM2, 6,2 MM WIDTH GREY WITH POTENTIAL-LINK | 11.25
6ES7651-5AC08-0YK5 | SIMATIC PCS 7, SOFTWARE UPGRADE PACKAGE ENGINEERING (AS/OS: PO 250 TO 2000) FROM V7.1 TO V8.0 FL | 7038.86
5ST2502 | DISTRIB.BOARD BLOCK 4-POLE,125A 690V, INPUT: 1X25/35SQMM OUTPUT: 4X16 + 7X10SQMM FOR DIN RAIL MOU | 19.12
5ST3764-1 | PIN BUSBAR, 1PHASE 10SQMM, 54MW, ISOLATION GREY SLICEABLE FOR AFDD 5SM60111 | 15.32
5ST3770-3HG | TERMINAL 35QMM, 480/277V FOR BUSBAR UL489 TO CUT | 6.71
6AV2107-0LF00-0BH0 | SIMATIC WINCC DATAMONITOR FOR RUNTIME PROFESSIONAL 10 CLIENTS OPTION F. WINCC (TIA PORTAL) LICEN | 13021.08
6AV2107-0LK00-0BB0 | SIMATIC WINCC DATAMONITOR FOR RUNTIME PROFESSIONAL 50 CLIENTS OPTION F. WINCC (TIA PORTAL) RUNTI | 47482.89
5SD7411-2 | LIGHTNING ARRESTER TYPE1, 1-POLE,UC 800V AC FOR 2-WIRE NETWORKS (L,PEN), REMOTE SIGNALING CONTACT | 414.13
5SD7481-1 | SURGE ARRESTER TYPE2, PLUG-IN PROTECTION MODULES, UC 800V AC,1-POLE, A VARISTOR AND A GAS-FILLED | 169.88
5SP3225-3 | MAIN CIRCUIT BREAKER (SHU), 2POLE, E 25, 400V | 131.7
5SP3320-3 | MAIN CIRCUIT BREAKER (SHU), 3POLE, E 20, 400V | 191.94
5SP3416-3 | MAIN CIRCUIT BREAKER (SHU), 4POLE, E 16, 400V | 259.28
5SU1454-1KK16 | FI/LS-PROTECTOR TYPE AC (WS), D=70MM IFN 100MA, 10KA, 1+N-POLE C 16A | 135.97
5SU1624-1KK82 | FI/LS-PROTECTOR TYPE AC (WS), D=70MM IFN 300MA, 10KA, 2-POLEE C 125A | 666.97
5SU1644-0KK82 | FI/LS-PROTECTOR TYPE AC (WS), D=70MM IFN 300MA, 10KA, 4-POLEE B 125A | 987.54
5SU1654-0KK10 | FI/LS-PROTECTOR TYPE AC (WS), D=70MM IFN 300MA, 10KA, 1+N-POLE B 10A | 135.21
6RX1800-4DE01 | COMMUTATING CHOKE FOR CONVERTER; PHASES:1 F(HZ):50/60; ILN=ITHMAX(A):5 UN(V):400(50HZ)/480(60HZ) | 233.25
6RX1800-4DE05 | COMMUTATING CHOKE FOR CONVERTER; PHASES:1 F(HZ):50/60; ILN=ITHMAX(A):30 UN(V):400(50HZ)/480(60HZ) | 354.62
6AG1436-2BA10-7AA0 | SIPLUS PS PSU300S 20 A FOR MEDIAL STRESS -25...+70 GRD C BASED-ON 6EP1436-2BA10 | 789.14
6AG1443-5DX05-4XE0 | SIPLUS NET CP443-5 FOR MEDIAL STRESS BASED ON 6GK7443-5DX05-0XE0 . COMMUNICATION PROCESSOR EXTE | 4940.14
6AG1503-2CC00-2AA0 | SIPLUS NET OLM/G11-1300 V4.0 -25 ... +60 DEGREES C WITH CONFORMAL COATING BASED ON 6GK1503-2CC00 | 4229.62
6FB1103-0AT10-3MC0 | SIDOOR M4 L GEARED MOTOR, PINION LEFT HAND, MAX. 400KG DOOR WEIGHT, CABLE LENGTH 1,5 M, 30 VDC, | 742.12
6FB1104-0AT01-0AS0 | SIDOOR MOUNTING BRACKET MOUNTING BRACKET FOR ATTACHING SIDOOR RUBBER-METAL ANTI-VIBRATION MOUNT | 28.1
6AV2123-2GA03-0AX0 | SIMATIC HMI, KTP700 BASIC, BASIC PANEL, KEY AND TOUCH OPERATION, 7" TFT DISPLAY, 65536 COLORS, P | 1011.66
6AV2124-1JC01-0AX0 | SIMATIC HMI KP900 COMFORT, COMFORT PANEL, KEY OPERATION, 9" WIDESCREEN-TFT-DISPLAY, 16 MIL. COLO | 3165.52
5ST3014-2 | AUXILIARY CIRCUIT SWITCH 2NO, FOR MCB WITH TEST BUTTON FOR LOW POWER | 30.58
6AG1317-6FF04-2AB0 | SIPLUS S7-300 CPU317F-2DP -25 ... +60 DEGREES C WITH CONFORMAL COATING BASED ON 6ES7317-6FF04-0AB | 12705.86
5SL4205-7 | CIRCUIT BREAKER 400V 10KA, 2POLE, C, 0.5A | 25.15
5TT5000-8 | INSTA CONTACTOR 0/1 AUTOMATIC WITH 2 NO CONTACTS CONTACT FOR AC 230, 400V 20A ACTIVATION ACDC24V | 61.83
5SV3617-6KL | RES.CUR.OP.CIRCUIT BREAKER TYPE A 80A 1+N-POLE 300MA 230V 2MW N-LEFT | 181.74
5SV3646-6KL | RES.CUR.OP.CIRCUIT BREAKER TYPE A 63A 3+N-POLE 300MA 400V 4MW N-LEFT | 104.86
5SV3647-6KL | RES.CUR.OP.CIRCUIT BREAKER TYPE A 80A 3+N-POLE 300MA 400V 4MW N-LEFT | 190.19
5SV3746-6KL | RES.CUR.OP.CIRCUIT BREAKER TYPE A 63A 3+N-POLE 500MA 400V 4MW N-LEFT | 74.05
6AU1820-0AS42-0AB0 | SIMOTION TECHNOLOGY OPTION MULTIAXES AND SAFETY INTEGRATED EXTENDED PACKAGE SINGLE LICENSE ON PAP | 3996.73
6AU1820-0AS44-0AB0 | SIMOTION TECHNOLOGY OPTION MULTIAXES AND SAFETY INTEGRATED EXTENDED PACKAGE SINGLE LICENSE ON PAP | 14579.21
6GK5793-8DP00-0AA0 | IWLAN ANTENNA ANT 793-8DP WITH STRONG DIRECTIVE EFFICIENCY INCL. N-FEMALE CONNECTOR: 13/13.5 DBI; | 353.66
6AV2124-6MJ00-0AX0 | PROTECT. FILM 12" WIDESCREEN TYPE 1 FOR TP1200 COMFORT, IPC277D AMOUNT: SEE TECHNICAL DATA | 238.19
6AG1067-2AA00-0AA1 | DEMOCASE G120P HVAC | 6518.61
5ST3735-1 | PIN BUSBAR, 2PHASE 10SQMM, 56MW, ISOLATION GREY SLICEABLE FOR AFDD 5SM60211 | 26.89
6ES7652-7YA00-2YB0 | SIMATIC PCS 7, SOFTWARE INFORMATION SERVER (1 CLIENT) SINGLE LICENSE F.1 INSTALLATION R-SW, WITHO | 952.84
6AV2107-0RP00-0BB0 | SIMATIC WINCC AUDIT FOR SIMATIC PANELS OPTION F. WINCC (TIA PORTAL) RUNTIME-SW, SINGLE LICENSE W | 810.35
6AV2107-2KM00-0BD0 | SIMATIC WINCC WEBNAVIGATOR FOR RUNTIME PROFESSIONAL POWERACK 50 -> 100 CLIENTS OPTION F. WINCC (T | 36632.54
5SM2333-0 | RC-UNIT FOR MCB 5SL4 TYPE AC 0.3-40A 3-POLE 30MA 400V | 34.6
5SM2623-2 | RC-UNIT FOR MCB 5SL4 TYPE AC 0.3-40A 2-POLE 300MA 230V SELECTIVE | 73.48
5SM2626-2 | RC-UNIT FOR MCB 5SL4 TYPE AC 0.3-63A 2-POLE 300MA 230V SELECTIVE | 115.83
6RX1800-4GK03 | COMMUTATING CHOKE FOR CONVERTER; PHASES:3 F(HZ):50/60; ILN=ITHMAX(A):332 UN(V):575(50HZ)/690(60HZ | 4586.51
6RX1800-4GK05 | COMMUTATING CHOKE FOR CONVERTER; PHASES:3 F(HZ):50/60; ILN=ITHMAX(A):598 UN(V):575(50HZ)/690(60HZ | 5894.7
6RX1800-4GK08 | COMMUTATING CHOKE FOR CONVERTER; PHASES:3 F(HZ):50/60; ILN=ITHMAX(A):706 UN(V):575(50HZ)/690(60HZ | 7171.31
6FB1111-1AT10-3VE2 | SIDOOR ATD400V RELAY CONTROL UNIT FOR ELEVATOR DOORS, VERTICAL, UP TO 400KG DOOR WEIGHT, 36VDC, | 939.54
6FB1121-0BM13-3AT2 | SIDOOR ATD400T RELAY CONTROL UNIT FOR INTERIOR TRAIN DOORS, UP TO 400KG DOOR WEIGHT, 36VDC, 1*RS | 818.05
6AU1810-1HA23-0XE0 | SINAMICS ENGINEERING SYSTEM SINAMICS DCC V2.3 UPGRADE LICENSE DCC FOR SINAMICS OPTION TO STARTER | 347.2
5TT5000-0 | INSTA CONTACTOR WITH 2 NO CONTACTS CONTACT FOR AC 230, 400V 20A ACTIVATION AC230V DC220V | 32.01
6FD7680-0GQ06 | BRAUMAT/SISTAR CLASSIC, SOFTW. RCS CLIENT V6.0, SINGLE LICENSE F.1 INSTALLATION R-SW, SW AND DOC | 3738.64
6FD7680-0RB06 | BRAUMAT/SISTAR CLASSIC, SOFTW. UPGRADE FROM 3.52 THRU 4.50 TO V6.0 MIXED OPERATION IOS, SINGLE LI | 6754.26
6FD7680-0RC03 | BRAUMAT/SISTAR CLASSIC, SOFTW. UPGRADE FROM 4.XX MIXED OPERAT. TO V5.3 MIXED OPERATION IOS SINGLE | 5248.07
6AG1960-1AA06-7XA0 | SIPLUS S7-400 SYNC-MODUL - NEAR -25 ... +70 DEGREES C WITH CONFORMAL COATING BASED ON 6ES7960-1AA | 1323.2
6AG1971-0AA00-7AA0 | SIPLUS S7-400 BATTERY BOX PS 40 -25 ... +70 DEGREES C WITH CONFORMAL COATING BASED ON A5E00753961 | 858
5SL4103-6 | CIRCUIT BREAKER 230/400V 10KA, 1POLE, B, 3A | 7.75
5SL4106-7 | CIRCUIT BREAKER 230/400V 10KA, 1POLE, C, 6A | 8.95
5SL4116-8 | CIRCUIT BREAKER 230/400V 10KA, 1POLE, D, 16A | 9.97
5SV4644-0KL | RES.CUR.OP.CIRCUIT BREAKER TYPE AC 40A 3+N-POLE 300MA 400V 4MW N-LEFT | 47.6
5SV4646-0 | RES.CUR.OP.CIRCUIT BREAKER TYPE AC 63A 3+N-POLE 300MA 400V 4MW | 62.96
5SV4647-0KL | RES.CUR.OP.CIRCUIT BREAKER TYPE AC 80A 3+N-POLE 300MA 400V 4MW N-LEFT | 135.33
5SV4744-0 | RES.CUR.OP.CIRCUIT BREAKER TYPE AC 40A 3+N-POLE 500MA 400V 4MW | 37.1
PBD:20377-112 | 40 TPH, MILD STEEL-EPOXY FLOWGUIDE 2 INCH ASME | 1046.03
6AV2107-0CP00-0BB0 | SIMATIC WINCC SM@RT SERVER FOR SIMATIC PANELS OPTION F. WINCC (TIA PORTAL) RUNTIME-SW, SINGLE LIC | 760.4
6AV2107-0EB00-0BB0 | SIMATIC WINCC SERVER FOR RUNTIME PROFESSIONAL OPTION F. WINCC (TIA PORTAL) RUNTIME-SW, SINGLE LIC | 5655.49
6GK5992-2AL00-8FA0 | SCALANCE X ACCESSORY; MEDIA MODULE MM992-2; 2 X 1000MBIT/S SC-PORTS, OPTICAL; CONFORMAL COATING | 1217.21
6AV2103-0HA00-0AM0 | SIMATIC WINCC PROFESSIONAL 4096 POWERTAGS, SUS (COMPACT) SOFTWARE UPDATE SERVICE, WITH MULTIPLE O | 977.15
6AV6613-4BF01-3AJ0 | WINCC FLEXIBLE 2008 RUNTIME POWERPACK 128 > 2048 POWER TAGS RUNTIME SW, SINGLE LICENSE, LICENSE K | 5267.56
6AV6613-4DF01-3AJ0 | WINCC FLEXIBLE 2008 RUNTIME POWERPACK 512 > 2048 POWER TAGS RUNTIME SW, SINGLE LICENSE, LICENSE K | 2307.21
6AV6618-7ED01-3AH0 | WINCC FLEXIBLE /ARCHIVES FOR WINCC FLEXIBLE RUNTIME, RUNTIME-SW, SINGLE LICENSE, LICENSE KEY DOWN | 825.39
6FD7680-0RD06 | BRAUMAT/SISTAR CLASSIC, SOFTW. UPGRADE FROM 4.60 MIXED OPERAT. TO V6.0 MIXED OPERATION IOS, SINGL | 2250.34
6FD7680-0UA03 | BRAUMAT/SISTAR CLASSIC, SOFTW. COMPACT RUNTIME, ENGINEERING, RECIPE SYSTEM 1 IOS, 1AS V5.3 SINGLE | 20698.22
6GK5204-0BA00-2MB2 | SCALANCE X204RNA; REDUNDANT NETWORK ACCESS; FOR HSR NETWORKS; 4 X 100MBIT/S RJ45 PORTS; LED-DIAG | 1403.24
6RX1800-4MK00 | COMMUTATING CHOKE FOR CONVERTER; PHASES:3 F(HZ):50/60; ILN=ITHMAX(A):1826 UN(V):950(50HZ) UK(%): | 16706.82
5SL4120-7 | CIRCUIT BREAKER 230/400V 10KA, 1POLE, C, 20A | 7.54
5SL4132-7 | CIRCUIT BREAKER 230/400V 10KA, 1POLE, C, 32A | 8.95
5TT5041-0 | INSTA CONTACTOR WITH 3 NO CONT. AND 1 NC CONT. CONTACT FOR AC 230, 400V 40A ACTIVATION AC230V DC2 | 86.56
5TT5050-2 | INSTA CONTACTOR WITH 4 NO CONTACTS CONTACT FOR AC 230, 400V 63A ACTIVATION ACDC24V | 123.74
6GK5786-2HC00-0AB0 | IWLAN ACCESS POINT, SCALANCE W786-2IA RJ45, ONLY FOR USE IN USA, 2 RADIOS, 6 INTERNAL ANTENNAS, | 3433.2
5SV3316-6 | RES.CUR.OP.CIRCUIT BREAKER TYPE A 63A 1+N-POLE 30MA 230V 2MW | 105
5SV4317-0KL | RES.CUR.OP.CIRCUIT BREAKER TYPE AC 80A 1+N-POLE 30MA 230V 2MW N-LEFT | 131.57
5SV4417-0 | RES.CUR.OP.CIRCUIT BREAKER TYPE AC 80A 1+N-POLE 100MA 230V 2MW | 120.27
5SV5111-0 | RES.CUR.OP.CIRCUIT BREAKER TYPE AC 16A 1+N-POLE 10MA 230V 2MW RESIDENTIAL | 90.4
6GK5826-2AB00-2AB2 | SCALANCE M826-2 SHDSL-ROUTER; FOR IP-COMMUNICATION VIA 2-WIRE- AND 4-WIRE- CABLES OF ETHERNET- B | 1483.21
6GK5980-2DA00-0AA4 | SCALANCE COVER SET; SPARE PART; COVER PLATES; FOR SCALANCE X/XR/S; 1 PACKAGE = 4 PCS | 84.6
6AV3688-3EH47-0AX0 | SIMATIC HMI KP32F PN, KEY PANEL, 32 SHORT-STROKE KEYS WITH MULTI-COLOR LED'S, PROFINET INTERFACE | 1919.02
6AV2107-0KB00-0BH0 | SIMATIC WINCC WEBNAVIGATOR FOR RUNTIME PROFESSIONAL UP V13 1 CLIENT OPTION F. WINCC (TIA PORTAL) | 7136.09
6AV6671-8XK00-0AX2 | PLASTIC MOUNTING CLIPS FOR TD 17, OP 7, OP 17, OP 73, OP 77A/B, TP/OP 17X NOT FOR TP 177 4", PUSH | 61.29
6GK5992-4SA00-8AA0 | SCALANCE X ACCESSORIES; MEDIA MODULE MM992-4CU; 4 X 1000MBIT/S RJ45-PORTS, ELECTRICAL; WITHOUT SL | 663.1
6AV6613-0AA51-3CU8 | WINCC FLEXIBLE 2008 COMPACT/STANDARD/ADVANCED UPDATE 2008, 2008 SP1/SP2 --> 2008 SP3, DATA MEDI | 75.56
6AV6613-2CD01-3AJ5 | WINCC FLEXIBLE 2008 ADVANCED POWERPACK FOR WINCC FLEXIBLE 2008 STANDARD ENGINEERING SW, FLOATING | 2503.8
6GK6000-8NF00-0AA0 | RUGGEDCOM ANTENNAS 2.4 GHZ 8 DBI OMNIDIRECTIONAL ANTENNA | 508.05
6AG1400-1TA11-7AA0 | SIPLUS S7-400 BGT UR1 18SLOT AL -25 ... +70 DEGREES C WITH CONFORMAL COATING BASED ON 6ES7400-1TA | 4273.04
5SU1354-3KK40 | RES.CUR.OP.CIR.BR.W.OV.CUR.PROT TYPE F 30MA, 10KA, 1+N-POLE, B 40A | 196.07
5SU1354-4KK13 | RES.CUR.OP.CIR.BR.W.OV.CUR.PROT TYPE F 30MA, 10KA, 1+N-POLE, C 13A | 183.01
5SU1653-1KK32 | FI/LS-PROTECTOR TYPE AC (WS), D=70MM IFN 300MA,4.5KA, 1+N-POLE C 32A | 97.99
5SU1654-0KK32 | FI/LS-PROTECTOR TYPE AC (WS), D=70MM IFN 300MA, 10KA, 1+N-POLE B 32A | 135.21
6EP3334-8SB00-0AY0 | SITOP PSU8200 24 V/10 A STABILIZED POWER SUPPLY INPUT: 120/230 V AC OUTPUT: 24 V/10 A DC | 255.79
6AV2107-2KK00-0BJ0 | SIMATIC WINCC WEBNAVIGATOR FOR RUNTIME PROFESSIONAL POWERACK 25 -> 50 CLIENTS OPTION F. WINCC (TI | 33589.3
6AV2107-4GX00-0BF0 | SIMATIC WINCC LOGGING UPGRADE FOR SIMATIC WINCC ARCHIVES V7.0 OPTION F. WINCC (TIA PORTAL) RUNTIM | 74.75
6GT2600-3AA10 | TRANSPONDER MDS D339 FOR RF200/ RF300 ISO/ MOBY D HEAT RESISTANT UP TO +220 DGR ISO 15693 CHIP T | 145.84
6AV6381-2AB07-2AX3 | SIMATIC WINCC RC UPGRADE FROM V7.0 TO V7.2, FOR SIMATIC WINCC RUNTIME & CONFIGURATION (RC), INCL | 2960.37
6AV7674-0NE01-0AA0 | TOOL AND KEYBOARD SHELF MOUNTABLE AT SIMATIC HMI PRO UNITS ADJUSTABLE INCLINATION WIDTH: 483MM ( | 1415.12
6GK6000-8FG51-2EA0 | RUGGEDCOM 2488-22FG51 MODULE 2 X 1000SX SFP - MULTIMODE, 850NM, LC, 500M | 1876.69
6GK6015-0AB00-0DA0 | RUGGEDCOM RX1500PN MNT RM 19" RACK MOUNT KIT, RX1500, RX1501 | 58.49
6GK6015-0AL14-0AA0 | RUGGEDCOM RX1500PN PS 24P POWER SUPPLY 24VDC (10-36VDC), PLUGGABLE TERMINAL BLOCK | 974.63
5SU1356-0KK06 | FI/LS-PROTECTOR TYPE AC (WS), D=70MM IFN 30MA, 6KA, 1+N-POLEE B 6A | 114.71
5SU1356-0KK25 | FI/LS-PROTECTOR TYPE AC (WS), D=70MM IFN 30MA, 6KA, 1+N-POLEE B 25A | 114.71
5SU1356-1KK06 | FI/LS-PROTECTOR TYPE AC (WS), D=70MM IFN 30MA, 6KA, 1+N-POLEE C 6A | 114.71
5SU1356-1KK08 | FI/LS-PROTECTOR TYPE AC (WS), D=70MM IFN 30MA, 6KA, 1+N-POLEE C 8A | 114.71
6GK6015-0AL15-0AA0 | RUGGEDCOM RX1500PN PS 48P POWER SUPPLY 48VDC (36-72VDC), PLUGGABLE TERMINAL BLOCK | 974.63
6AV2107-0KP00-0BB0 | SIMATIC WINCC WEBNAVIGATOR FOR RUNTIME PROFESSIONAL 150 CLIENTS OPTION F. WINCC (TIA PORTAL) RUN | 149212.68
6AV2107-0LH00-0BB0 | SIMATIC WINCC DATAMONITOR FOR RUNTIME PROFESSIONAL 25 CLIENTS OPTION F. WINCC (TIA PORTAL) RUNTI | 25772.44
6AV2107-0LH00-0BH0 | SIMATIC WINCC DATAMONITOR FOR RUNTIME PROFESSIONAL 25 CLIENTS OPTION F. WINCC (TIA PORTAL) LICEN | 23374.24
6AV6381-1KA00-0CX5 | WINCC SOFTWARE UPDATE SERVICE DOWNLOAD VALID F. 10 LICENSES AUTOMATIC SUPPLY WITH UPGRADES AND SE | 10783.13
6XV1870-3QN50 | SIMATIC NET, IND. ETHERNET TP CORD RJ45/RJ45, CAT 6A, TP CABLE 4X2, PREASSEMBLED W/ 2 RJ45 CONNE | 203.83
6XV1871-5BH10 | IE CONNECTING CABLE IE FC RJ45 PLUG-180/IE FC RJ45 PLUG-180; IE FC TRAILING CABLE GP PREASS. W. | 59.4
6XV1871-5BH30 | IE CONNECTING CABLE IE FC RJ45 PLUG-180/IE FC RJ45 PLUG-180; IE FC TRAILING CABLE GP PREASS. W. | 73.24
6XV1871-5BH50 | IE CONNECTING CABLE IE FC RJ45 PLUG-180/IE FC RJ45 PLUG-180; IE FC TRAILING CABLE GP PREASS. W. | 82.99
6GK6000-8CG01-2CA0 | RUGGEDCOM MEDIA MODULE GIGABIT COPPER MEDIA MODULE CG01 (2X10/100/1000TX RJ45). ONLY FOR RSG22XX | 798.38
6GK6000-8CG02-4EA0 | RUGGEDCOM 2488-24CG02 MODULE 4 X 10/100/1000TX FASTCONNECT | 839.85
6GK6000-8CL00-0AA0 | RUGGEDCOM CONNECTOR FABMET M969 LC PLUG CONNECTOR MULTIMODE, ROHS | 528.79
6GK6000-8FX02-2AB0 | RUGGEDCOM MEDIA MODULE 2FX MM SC FE LARGE MODULE KIT EQUIVALENT TO FXA02 D1177-RSG2K FXA02 | 1140.52
6GK6000-8FX05-2AA0 | RUGGEDCOM MEDIA MODULE 2X 100FX - SINGLE MODE PORTS, 1300NM, SC CONNECTORS, 20KM EQUIVALENT TO F | 2446.91
6GK6000-8FX05-2CA0 | RUGGEDCOM MEDIA MODULE FOR RSG2200, 2288, 2300 - 2 X 100FX 1310NM SMSC 20KM, EQUIVALENT TO FXA05 | 2446.91
6GK6000-8FX06-2AA0 | RUGGEDCOM MEDIA MODULE 2X 100FX - SINGLE MODE PORTS, 1300NM, LC CONNECTORS, 20KM EQUIVALENT TO FX | 2446.91
6AG1134-6JD00-2CA1 | SIPLUS ET 200SP, ANALOG INPUT MODULE, AI 4XRTD/TC HIGH FEATURE, -40 ... +60 DEGREES C WITH CONFO | 654.67
6AV6618-7HD01-3AH0 | WINCC FLEXIBLE /AUDIT FOR WINCC FLEXIBLE RUNTIME, RUNTIME-SW, SINGLE LICENSE, LICENSE KEY DOWNLOA | 2245.46
6GK6050-0AL20-0FC0 | LINE MODULE 4X 10/100/1000TX RJ45 | 2582.76
6GK6050-0AL20-0KB1 | LINE MODULE 8X RS232/RS422/RS485 VIA DB9 CONFORMAL COATING | 2810.17
6GK6050-0AL30-0BA0 | CONTROL MODULE WITH LAYER 3 STANDARD EDITION LAYER-3-HARDWARE | 4060.94
6GK6050-0AL30-0CA0 | CONTROL MODULE WITH LAYER 3 SECURITY EDITION LAYER-3-HARDWARE | 5198.01
6GK6050-0RL20-0BK1 | LINE MODULE 4X 1000SX MULTIMODE, 850NM, LC, 500M | 12816.31
6GK6050-0RL20-0KB1 | LINE MODULE 8X RS232/RS422/RS485 VIA DB9 | 14739.87
6SL3126-1TE21-0AA4 | SINAMICS S120 SINGLE MOTOR MODULE INPUT: DC 600V OUTPUT: 3AC 400V, 9A FRAME SIZE: BOOKSIZE COLD | 1692.58
5SL4108-8 | CIRCUIT BREAKER 230/400V 10KA, 1POLE, D, 8A | 11.94
5SL4110-6 | CIRCUIT BREAKER 230/400V 10KA, 1POLE, B, 10A | 6.5
5SL4116-7 | CIRCUIT BREAKER 230/400V 10KA, 1POLE, C, 16A | 7.54
5SL4132-6 | CIRCUIT BREAKER 230/400V 10KA, 1POLE, B, 32A | 7.75
5SL4140-6 | CIRCUIT BREAKER 230/400V 10KA, 1POLE, B, 40A | 9.76
5ST3021-2 | FAULT SIGNAL CONTACT 2NO, FOR MCB WITH TEST- + ACKNOWL. BUTTON | 23.78
5ST3740-1 | PIN BUSBAR, 3PHASE 10SQMM, 58MW, ISOLATION GREY SLICEABLE FOR AFDD 5SM60111 | 38.35
5ST3746-2 | PIN BUSBAR, 4PHASE 10SQMM, 1020MM, INSULATION GREY SLICEABLE FOR MCB 2P + AS | 65.39
5SH327 | DIAZED GAUGE-SCREW DIII 32A | 2.11
5SY4463-8FA | CIRCUIT BREAKER 400V 10KA, 4-POLE, 63A, D=70MM AS AUTOMATIC METER | 336.78
5SP3440-3 | MAIN CIRCUIT BREAKER (SHU), 4POLE, E 40, 400V | 280.62
5SP3716-3 | MAIN CIRCUIT BREAKER (SHU),1POLE, E16A L1, 230/400V | 49.12
6AV2107-0LK00-0BH0 | SIMATIC WINCC DATAMONITOR FOR RUNTIME PROFESSIONAL 50 CLIENTS OPTION F. WINCC (TIA PORTAL) LICEN | 43066.72
6AV2107-2KM00-0BJ0 | SIMATIC WINCC WEBNAVIGATOR FOR RUNTIME PROFESSIONAL POWERACK 50 -> 100 CLIENTS OPTION F. WINCC (T | 33220.47
6AV2107-3DB02-0AE0 | SIMATIC WINCC CLIENT F. RT PROFESSIONAL V12 SP1, UPGRADE V11 -> V12 SP1, RUNTIME-SW, SINGLE LICE | 1403.81
6AV6612-0AA51-3CH5 | WINCC FLEXIBLE 2008 STANDARD ENGINEERING-SW,FLOATING LICENSE SOFTWARE AND LICENSE KEY DOWNLOAD, | 3259.34
6AV6613-0AA51-3CH5 | WINCC FLEXIBLE 2008 ADVANCED ENGINEERING-SW,FLOATING LICENSE SOFTWARE AND LICENSE KEY DOWNLOAD, | 5759.88
5SU1354-4KK06 | RES.CUR.OP.CIR.BR.W.OV.CUR.PROT TYPE F 30MA, 10KA, 1+N-POLE, C 6A | 183.01
5SU1656-1KK16 | FI/LS-PROTECTOR TYPE AC (WS), D=70MM IFN 300MA, 6KA, 1+N-POLEE C 16A | 113.95
6RX1800-4FK17 | COMMUTATING CHOKE FOR CONVERTER; PHASES:3 F(HZ):50/60; ILN=ITHMAX(A):1826 UN(V):480(50HZ)/575(60H | 9472.47
6RX1800-4GK02 | COMMUTATING CHOKE FOR CONVERTER; PHASES:3 F(HZ):50/60; ILN=ITHMAX(A):174 UN(V):575(50HZ)/690(60HZ | 3246.79
6FB1104-0AT01-0CP0 | SIDOOR DOOR CLUTCH HOLDER DOOR CLUTCH HOLDER FOR TOOTHED BELT WIDTH 12MM, FOR ATTACHING BOTH ENDS | 37.96
5ST2522 | BUSBAR 4-PHASE, 36-MODULE | 117.32
5ST2604 | BUSBAR 63A 3POLE MODULE WIDTH 15MM FORKE-TYPE FOR 5 DEVICES | 16.55
6FD7680-0GM06 | BRAUMAT/SISTAR CLASSIC, SOFTW. BATCH CURVE SERVER V6.0, SINGLE LICENSE F.1 INSTALLATION R-SW, SW | 3943.36
6RX1800-4KK01 | COMMUTATING CHOKE FOR CONVERTER; PHASES:3 F(HZ):50/60; ILN=ITHMAX(A):631 UN(V):690(50HZ)/830(60HZ | 7045.23
6FD7680-0RF06 | BRAUMAT/SISTAR CLASSIC, SOFTW. UPGRADE FROM 3.52 THRU 4.50 TO V6.0 MIXED OPERATION, ENGINEERING M | 5655.89
6GK5204-0BS00-3PA3 | SCALANCE X204RNA EEC; REDUNDANT NETWORK ACCESS; FOR PRP AND HSR NETWORKS; 2 X 100MBIT/S RJ45 PORT | 1861.38
5SL4120-6 | CIRCUIT BREAKER 230/400V 10KA, 1POLE, B, 20A | 6.5
5SL4125-6 | CIRCUIT BREAKER 230/400V 10KA, 1POLE, B, 25A | 6.5
5TT5032-2 | INSTA CONTACTOR WITH 2 NO CONT. AND 2 NC CONT. CONTACT FOR AC 230, 400V 25A ACTIVATION ACDC24V | 46.93
5TT5041-2 | INSTA CONTACTOR WITH 3 NO CONT. AND 1 NC CONT. CONTACT FOR AC 230, 400V 40A ACTIVATION ACDC24V | 89.09
5TT5051-2 | INSTA CONTACTOR WITH 3 NO CONT. AND 1 NC CONT. CONTACT FOR AC 230, 400V 63A ACTIVATION ACDC24V | 125.63
6GK5786-2FE00-0AA0 | IWLAN ACCESS POINT, SCALANCE W786-2 SFP, FOR USE OUTSIDE OF USA, 2 RADIOS,6 R-SMA ANT. CONNECT., | 3805.94
6GK5788-2FC00-0AB0 | IWLAN ACCESS POINT, SCALANCE W788-2 RJ45, ONLY FOR USE IN USA, 2 RADIOS, 6 R-SMA ANT.CONNECT., I | 2612.02
5SV3442-6 | RES.CUR.OP.CIRCUIT BREAKER TYPE A 25A 3+N-POLE 100MA 400V 4MW | 92.36
5SV3747-6 | RES.CUR.OP.CIRCUIT BREAKER TYPE A 80A 3+N-POLE 500MA 400V 4MW | 192.7
5SV4416-0 | RES.CUR.OP.CIRCUIT BREAKER TYPE AC 63A 1+N-POLE 100MA 230V 2MW | 68.73
6AU1828-1BA20-0AB0 | SINAMICS SYSTEM DROOP CONTROL (FOR INFEEDS) FOR SIMOTION D4X5-2 | 24866.25
6AV2105-4FF02-0AE0 | WINCC RUNTIME PROFESSIONAL, 2048 POWERTAGS V12 SP1, UPGRADE WINCC V7.0 RT 2048 -> WINCC RUNTIME P | 2794.64
6GK5795-6DC00-0AA0 | IWLAN ANTENNA ANT 795-6DC WITH WEAK DIRECTIONAL EFFICIENCY INCL. N-FEMALE CONNECTOR: 9 DBI IP67 | 291.27
6AG1193-6BP00-7DA0 | SIPLUS ET 200SP, BASEUNIT BU15-P16+A0+2D, BU-TYPE A0, -40 ... +70 DEGREES C WITH CONFORMAL COATI | 107.82
6AG1541-1AD00-7AB0 | SIPLUS S7-1500 CM PTP RS232 HF -40 ... +70 DEGREES C WITH CONFORMAL COATING BASED ON 6ES7541-1AD0 | 2641.86
5TE2812-0 | SWITCH 400 V 2-POLE 125 A, T=70 MM | 100.17
5TE5822 | LIGHT SIGNAL 1 LAMP 230 V GREEN LAMP NOT EXCHANGEABLE | 26.55
6GK6000-8FX06-4EA0 | RUGGEDCOM 2488-24FXA06 MODULE 4 X 100FX SINGLEMODE, 1310NM, LC, 20KM | 2509.14
6GK6050-0AL40-0MA0 | SWITCH MODULE WITH 2X 10/100/1000TX RJ45 | 4889.35
6GK6050-0ML20-0NB1 | LINE MODULE 16X 10/100 BASETX RJ45 | 3492.39
6GK6050-0ML40-0VA1 | SWITCH MODULE LAYER 3/88 GIGABIT THROUGHPUT, NO UPLINK PORTS CONFORMAL COATING | 7260.96
6GK7177-1MA20-0AA0 | LOGO! CSM12/24 COMPACT SWITCH MODULE CONNECTING TO LOGO! (...0BA7/...0BA8) AND UP TO 3 ADDITIONA | 180.96
5SL4102-7 | CIRCUIT BREAKER 230/400V 10KA, 1POLE, C, 2A | 8.95
5SL4202-6 | CIRCUIT BREAKER 400V 10KA, 2POLE, B, 2A | 21.81
5SL4204-6 | CIRCUIT BREAKER 400V 10KA, 2POLE, B, 4A | 21.81
6SL3200-0UF04-0AA0 | SINAMICS V20 FSD REPLACEMENT FAN | 21.59
6SL3201-0BE23-8AA0 | SINAMICS BRAKING RESISTOR R=30OHM P_RATED=925W P_MAX=18500W/12S/5% DUTY STANDALONE | 341.31
6GT2891-4FH50 | SIMATIC RF, MV CONNECT. CABLE, PREASSEMBLED, BETWEEN ASM 456, RF160C, RF170C, RF18XC AND READER, | 86.09
6GT2891-8FE50 | SIMATIC RF200/300/600 FW-UPDATE ADAPTER BETWEEN PC-ADAPTER RF-DIAG U. READER LENGTH 0,5M | 154.97
6NH7997-5CA21-0AA3 | SINAUT SW ST7SC V2.1 L; SOFTWARE FOR CONNECTING MORE THAN 12 SINAUT ST7-STATIONS TO HMI-, SCADA- | 9066.44
6NH7997-8CA31-0GA0 | SINAUT SW ST7CC V3.1 RED UPGR; UPGRADE OF V3.0 REDUNDANCY; REDUNDANCY SOFTWARE FOR CONNECTION OF | 193.27
6SL3210-1KE12-3UB1 | SINAMICS G120C RATED POWER 0,75KW WITH 150% OVERLOAD FOR 3 SEC 3AC380-480V +10/-20% 47-63HZ UNFI | 989.78
6SL3210-1KE13-2UP1 | SINAMICS G120C RATED POWER 1,1KW WITH 150% OVERLOAD FOR 3 SEC 3AC380-480V +10/-20% 47-63HZ UNFIL | 1148.62
6AG1222-1BD30-5XB0 | SIPLUS S7-1200 SB1222 4DO -25 ... +55 DEGREES C WITH CONFORMAL COATING BASED ON 6ES7222-1BD30-0XB | 231.5
6AG1223-1BL32-2XB0 | SIPLUS S7-1200 SM1223 16DI/16DQ -25 ... +70 DEGREES C WITH CONFORMAL COATING BASED ON 6ES7223-1B | 952.21
6SL3210-1KE18-8UF1 | SINAMICS G120C RATED POWER 4,0KW WITH 150% OVERLOAD FOR 3 SEC 3AC380-480V +10/-20% 47-63HZ UNFI | 1029.65
6SL3210-1KE22-6AC1 | SINAMICS G120C RATED POWER 11,0KW WITH 150% OVERLOAD FOR 3 SEC 3AC380-480V +10/-20% 47-63HZ INT | 4305.22
6AV2181-4XM00-0AX0 | MEMORY CARD LOCK MADE OF PLASTIC FOR COMFORT PANEL 7'' - 22'', PROTECTS INSERTED MEMORY CARD FR | 78.81
6AV3688-3AF37-0AX0 | SIMATIC HMI KP8F PN, KEY PANEL, 8 SHORT-STROKE KEYS WITH MULTI-COLOR LED'S, PROFINET INTERFACE | 680.63
6AG1124-0GC01-4AX0 | SIPLUS HMI TP700 COMFORT 7" FOR MEDIAL STRESS WITH CONFORMAL COATING BASED ON 6AV2124-0GC01-0AX0 | 3112.89
6SL3210-1KE22-6UC1 | SINAMICS G120C RATED POWER 11,0KW WITH 150% OVERLOAD FOR 3 SEC 3AC380-480V +10/-20% 47-63HZ UNF | 3794.37
6SL3210-1KE23-2AC1 | SINAMICS G120C RATED POWER 15,0KW WITH 150% OVERLOAD FOR 3 SEC 3AC380-480V +10/-20% 47-63HZ INT | 5472.73
6SL3210-1KE23-8AC1 | SINAMICS G120C RATED POWER 18,5KW WITH 150% OVERLOAD FOR 3 SEC 3AC380-480V +10/-20% 47-63HZ INT | 6494.22
6ES7657-0SA00-0YV8 | SIMATIC PCS 7, SIMATIC BATCH SERVER/ SINGLE STATION, SOFTWARE UPDATE SERVICE DOWNLOAD, WITHIN T | 1400.8
6SL3210-1PB15-5UL0 | SINAMICS G120 POWER MODULE PM240-2 WITHOUT FILTER WITH BUILT IN BRAKING CHOPPER 1/3AC200-240V +1 | 372.56
6SL3210-1PB21-8UL0 | SINAMICS G120 POWER MODULE PM240-2 WITHOUT FILTER WITH BUILT IN BRAKING CHOPPER 1/3AC200-240V +1 | 757.99
6GK5310-0BA10-2AA3 | SCALANCE X310FE, MANAGED PLUS IE SWITCH, 10 X 10/100MBIT/S RJ45 PORTS, LED-DIAGNOSTICS, FAULT SIG | 2702.3
5ST3655-3HG | TOUCH PROTECTION, YELLOW FOR FREE PINS FOR BUSBAR UL489 TO CUT | 1.41
6AG1505-0KA00-7AB0 | SIPLUS S7-1500 PS 1505 25W 24VD -25 ... +70 DEGEEES C WITH CONFORMAL COATING BASED ON 6ES7505-0KA | 624.79
6AG1505-0RA00-7AB0 | SIPLUS S7-1500, SYSTEM POWER SUPPLY PS 60W 24/48/60V DC, SUPPLIES THE OPERATING VOLTAGE FOR THE | 1553.37
5SU1654-1KK20 | FI/LS-PROTECTOR TYPE AC (WS), D=70MM IFN 300MA, 10KA, 1+N-POLE C 20A | 135.21
5SU1654-1KK32 | FI/LS-PROTECTOR TYPE AC (WS), D=70MM IFN 300MA, 10KA, 1+N-POLE C 32A | 135.21
5SU1656-0KK13 | FI/LS-PROTECTOR TYPE AC (WS), D=70MM IFN 300MA, 6KA, 1+N-POLEE B 13A | 113.95
6AV2107-0KF00-0BH0 | SIMATIC WINCC WEBNAVIGATOR FOR RUNTIME PROFESSIONAL 10 CLIENTS OPTION F. WINCC (TIA PORTAL) LICE | 25226.51
6GK6015-0AL20-0KB0 | RUGGEDCOM RX1500PN LM S01 LINE MODULE 6X RS232/RS422/RS485 VIA RJ45 | 1380.73
6GK6015-0AL20-0LB0 | RUGGEDCOM RX1500PN LM D02 LINE MODULE 56K MASTER/SLAVE, 64K SLAVE DDS | 1575.65
6EP3436-8SB00-0AY0 | SITOP PSU8200 24 V/20 A STABILIZED POWER SUPPLY INPUT: 3 400-500 V AC OUTPUT: 24 V/20 A DC | 330.44
6EP4134-3AB00-0AY0 | SITOP UPS1600 10A UNINTERRUPTIBLE POWER SUPPLY INPUT: 24 V DC OUTPUT: 24 V DC/10 A | 257.01
6AV2123-2GB03-0AX0 | SIMATIC HMI, KTP700 BASIC, BASIC PANEL, KEY AND TOUCH OPERATION, 7" TFT DISPLAY, 65536 COLORS, P | 1011.66
6AV2124-2DC01-0AX0 | SIMATIC HMI KTP400 COMFORT, COMFORT PANEL, TOUCH AND KEY OPERATION, 4" WIDESCREEN-TFT-DISPLAY, 1 | 1054.72
6GK6000-8EG00-0AA0 | RUGGEDCOM M12 FAILSAFE PORT M12 FAILSAFE PORT MATING CONNECTOR - M12-STRAIGHT PLUG, 4 POLE, A-CO | 725.8
6GK6000-8FE54-0AA0 | RUGGEDCOM SFP 100FX SFP SINGLEMODE, LC, 1310NM, 90KM | 731.15
6GK6000-8FE58-0AA0 | RUGGEDCOM SFP FE58 1000X SFP 1310NM 2KM MM -5 TO 70C.. NOT I TEMP | 357.46
6AG1521-1FH00-7AA0 | SIPLUS S7-1500, DIGITAL INPUT MODULE DI16 X AC230V, 16 CHANNELS IN GROUPS OF 4; INPUT DELAY 20MS | 712.46
6AG1522-1BF00-7AB0 | SIPLUS S7-1500, DIGITAL OUTPUT MODULE DQ 8 X 24VDC,2A; 8 CHANNELS IN GROUPS OF 8, 8 A PER GROUP; | 548.06
6AG1540-1AD00-7AA0 | SIPLUS S7-1500 CM PTP RS232 BA -40 ... +70 DEGREES C WITH CONFORMAL COATING BASED ON 6ES7540-1AD0 | 1299.98
5TE2412-0 | SWITCH 400V 2POLE 40A, T=70MM | 55.82
6GK6050-0ML20-0FD1 | LINE MODULE 4X 10/100/1000TX MICROD | 3378.7
5TG1111-3 | DELTA MIRO FRAME 1-FOLD DIMENSIONS 90X90 MM ELECTRICAL WHITE | 5.17
5TG1113-3 | DELTA MIRO FRAME 3-FOLD DIMENSIONS 90X90 MM ELECTRICAL WHITE | 13.71
6SL3210-1KE14-3AB1 | SINAMICS G120C RATED POWER 1,5KW WITH 150% OVERLOAD FOR 3 SEC 3AC380-480V +10/-20% 47-63HZ INTEG | 1258.58
6AV6381-2AB07-3AX4 | SIMATIC WINCC RC UPGRADE FROM V6.2/7.0 TO V7.3, FOR SIMATIC WINCC RUNTIME & CONFIGURATION (RC), | 4325.19
6SL3210-1KE21-3UC1 | SINAMICS G120C RATED POWER 5,5KW WITH 150% OVERLOAD FOR 3 SEC 3AC380-480V +10/-20% 47-63HZ UNFI | 2408.03
6SL3210-1KE21-7UF1 | SINAMICS G120C RATED POWER 7,5KW WITH 150% OVERLOAD FOR 3 SEC 3AC380-480V +10/-20% 47-63HZ UNFI | 1415.79
6AG1067-2AA00-0AA0 | DEMOCASE SINAMICS G120C PN | 6326.87
6AG1067-2AA00-0AA4 | SERVOMODUL SINAMICS DEMOCASE | 3780.63
6AG1067-3AA00-0AB0 | DEMOCASE SINAMICS V90 | 6352.74
6ES7653-2BB00-0XH5 | SIMATIC PCS 7, SOFTWARE, RUNTIME LICENSE AS (PO 1000), FLOATING LICENSE F.1 USER, R-SW, WITHOUT S | 13351.81
6ES7653-2CE00-0XB0 | SIMATIC PCS 7 SYSTEM EXPANSION CARD UP TO 1000 PROCESS OBJECTS FOR PCS 7 CPU410-5H | 15437.28
6ES7654-5CL00-0XF0 | SIMATIC PCS 7 CPU 410-5H BUNDLE PO 500, CPU 410-5H PROCESS AUTOMATION FOR S7-400 AND S7-400H/F/FH | 18047.57
6ES7654-5CQ00-0XF0 | SIMATIC PCS 7 CPU 410-5H BUNDLE PO 2K+, CPU 410-5H PROCESS AUTOMATION FOR S7-400 AND S7-400H/F/FH | 31420.16
6GK5528-0AR00-2HR2 | SCALANCE XR528-6M; MANAGED IE SWITCH; LAYER 3 INTEGRATED; 19" RACK; PORTS BACK SIDE; 4 X 1000/100 | 13270.34
6AG1067-2AA00-0AB7 | SINAMICS G CU250S-2 PN INCL. ADAPTERLCABEL | 1408.84
6AV2107-0FB00-0BB0 | SIMATIC WINCC REDUNDANCY FOR RUNTIME PROFESSIONAL UP V13 OPTION F. WINCC (TIA PORTAL) RUNTIME-SOF | 5668.16
6FX2001-1PB02 | HEIDENHAIN ROD 480 1024 27S12-03 R0,00 INCREMENTAL ROTARY ENCODER WITH INTEGRAL BEARINGS COUPLIN | 521.58
6GK5992-4GA00-8AA0 | SCALANCE X ACCESSORIES; MEDIA MODULE MM992-4CUC; 4 X 1000MBIT/S RJ45-PORTS, ELECTRICAL; WITH SLEE | 705.77
6GK5993-1AV00-8AA0 | SCALANCE X ACCESSORIES; SFP993-1LH; 1 X 10000MBIT/S LC-PORT, OPTICAL; SINGLEMODE GLASS UPTO MAX. | 3067.87
5ST3746-3 | PIN BUSBAR, 4PHASE 10SQMM, 980MM, INSULATION GREY SLICEABLE FOR RCBO 2P (3MW) | 84.62
6AV6613-1XA51-3CU8 | WINCC FLEXIBLE 2008 RUNTIME UPDATE 2008, 2008 SP1/SP2 --> 2008 SP3, DATA MEDIUM WITHOUT LICENSE, | 74.75
6GK6000-8HQ00-0AA0 | RUGGEDCOM CABLE CABLE IP67 METAL RJ45 TO RJ45, SHIELDED CAT5E, 15.0FT | 549.54
6GK6000-8KB07-0AA0 | RUGGEDCOM CABLE IP67 RJ45 TO RJ45 CABLE IP67 METAL RJ45 TO METAL RJ45 SHIELDED CAT5E, PATCH 7.0 | 549.54
6AG1370-0AA01-7AA0 | SIPLUS S7-300 DM370 -40 ... +70 DEGREE C MIT CONFORMAL COATING BASED ON 6ES7370-0AA01-0AA0 . FO | 604.41
5SU1354-3KK13 | RES.CUR.OP.CIR.BR.W.OV.CUR.PROT TYPE F 30MA, 10KA, 1+N-POLE, B 13A | 181.89
5SU1354-4KK10 | RES.CUR.OP.CIR.BR.W.OV.CUR.PROT TYPE F 30MA, 10KA, 1+N-POLE, C 10A | 183.01
5SU1653-1KK40 | FI/LS-PROTECTOR TYPE AC (WS), D=70MM IFN 300MA,4.5KA, 1+N-POLE C 40A | 97.99
5SU1654-1KK06 | FI/LS-PROTECTOR TYPE AC (WS), D=70MM IFN 300MA, 10KA, 1+N-POLEE C 6A | 135.21
6AV2107-2LK00-0BD0 | SIMATIC WINCC DATAMONITOR FOR RUNTIME PROFESSIONAL POWERPACK 25 -> 50 CLIENTS OPTION F. WINCC (TI | 21703.96
6GT2604-0AC00-0AX0 | MOBY D ANTENNA ANT D8 SPECIAL VERSION CONNECT. TO SLG D10/SLG D10S (BASIC DEVICE); ANTENNA CONNE | 4333.34
6GT2810-2AG00 | SIMATIC RF690L ETSI GEN2 ON METAL LABEL,HEAT-RESISTANT; ACCORDING TO ISO 18000 6C FREQUENCY 865 | 5.58
6GK6000-8CG01-0AA0 | RUGGEDCOM COPPER SFP COPPER SFP 1GB ETHERNET WITH RX-LOS INDICATOR, 3.3V, 0C TO 70C, ROHS | 820.52
6GK6000-8FG04-1AA0 | RUGGEDCOM MEDIA MODULE 1X 1000LX - SINGLE MODE, 1300NM, SC CONNECTORS, 25KM EQUIVALENT TO 1FG04 | 3089.77
6GK6000-8FG53-4EA0 | RUGGEDCOM 2488-24FG53 MODULE 4 X 1000LC - SINGLEMODE 1300NM, SFP LC, 25KM | 7050.47
6AG1193-6BP00-7BA0 | SIPLUS ET 200SP, BASEUNIT BU15-P16+A0+2B, BU-TYPE A0, -40 ... +70 DEGREES C WITH CONFORMAL COATI | 61.62
6AG1193-6BP40-7BA1 | SIPLUS ET 200SP, BASEUNIT BU15-P16+A0+12B/T, BU-TYPE A1, -40 ... +70 DEGREES C WITH CONFORMAL CO | 104.74
6AG1542-5DX00-7XE0 | SIPLUS NET CM 1542-5 (PROFIBUS -40 ... +70 DEGREES C WITH CONFORMAL COATING BASED ON 6GK7542-5DX0 | 2906.65
5TE2813-0 | SWITCH 400 V 3-POLE 125 A, T=70 MM | 151.92
6GK6000-8FX11-2AA0 | RUGGEDCOM MEDIA MODULE 2X 100FX - MULTI MODE, 1300NM, LC CONNECTORS EQUIVALENT TO FX11 | 1192.38
6FX2001-5QN25 | ABS.VALUE ENCODER MULTITURN 27 BIT WITH PROFINET OPERATE VOLTAGE 10-30V CLAMP FLANGE / SHAFT 10M | 1353.26
6GK6050-0AL40-0BA0 | SWITCH MODULE 2X 10/100/1000TX RJ45 | 2923.89
6GK6050-0ML20-0KB1 | LINE MODULE 8X RS232/RS422/RS485 VIA DB9 | 3411.21
6GK6050-0ML30-0BA1 | CONTROL MODULE CONTROL MODULE WITH LAYER 3 STANDARD EDITION LAYER-3-HARDWARE | 3866.04
5SL4101-8 | CIRCUIT BREAKER 230/400V 10KA, 1POLE, D, 1A | 11.94
5SL4140-8 | CIRCUIT BREAKER 230/400V 10KA, 1POLE, D, 40A | 14.96
5SL4203-8 | CIRCUIT BREAKER 400V 10KA, 2POLE, D, 3A | 33.24
6GT2891-0PH50 | SIMATIC RF600 CONN. CABLE 5M FOR POWER UNITS 6GT2898-0AA00, 6GT2898-0AA10, 6GT2898-0AA20 FOR CONN | 128.71
6GT2891-4KH50 | SIMATIC RF200 / RF300 CONNEC. CABLE, PREFABRICATED, BETWEEN READER AND PC (RS232), PUR, CMG, TRAI | 189.41
6GK6000-8FX11-4EA0 | RUGGEDCOM 2488-24FXA11 MODULE 1300NM, LC, 2KM | 1793.75
6SL3202-0AE21-8CA0 | SINAMICS OUTPUT REACTOR FOR POWERMODULE FSB 3AC 380V-480V 18,5A | 276.41
6SL3210-1KE11-8AB1 | SINAMICS G120C RATED POWER 0,55KW WITH 150% OVERLOAD FOR 3 SEC 3AC380-480V +10/-20% 47-63HZ INTE | 1050.91
6SL3210-1KE11-8UB1 | SINAMICS G120C RATED POWER 0,55KW WITH 150% OVERLOAD FOR 3 SEC 3AC380-480V +10/-10% 47-63HZ UNFI | 940.88
6GT2821-4AC10 | SIMATIC RF200 READER RF240R; RS422-INTERFACE (3964R); IP 67, -25 UP TO +70 DGR/C; 50 X 50 X 30 M | 384.55
6GT2821-6AC40 | SIMATIC RF200 READER RF260R; RS232 INTERFACE (ASCII); IP 67, -25 UP TO +70 DGR/C; 75 X 75 X 40 M | 671.53
6GT2890-0BB20 | SIMATIC RF600 ANTENNA ATTENUATOR 10 DB ATTENUATION; 50 OHM; 2 W; CONNECTION R-TNC; FOR ANTENNAS | 147.79
6FX2003-0SB14 | SIGNAL CONNECTOR FOR CONNECT. TO SINAMICS V90 14-POLES INSULATOR, MDR BAJONETT LOCK 14 X PIN CON | 580.56
6SL3210-1KE15-8UP1 | SINAMICS G120C RATED POWER 2,2KW WITH 150% OVERLOAD FOR 3 SEC 3AC380-480V +10/-20% 47-63HZ UNFI | 1356.36
6SL3210-1KE17-5AP1 | SINAMICS G120C RATED POWER 3,0KW WITH 150% OVERLOAD FOR 3 SEC 3AC380-480V +10/-20% 47-63HZ INTE | 1036.81
6SL3210-1KE18-8AF1 | SINAMICS G120C RATED POWER 4,0KW WITH 150% OVERLOAD FOR 3 SEC 3AC380-480V +10/-20% 47-63HZ INTE | 1172.66
6AV3678-1CC10 | SERVICE PACK. F.OP7/17 AND TD17 1 X TD17 GASKET, 1 X OP7 GASKET, 1 X TOP17 GASKET, 5 X PLASTIC C | 181.97
6SL3210-1KE23-2UF1 | SINAMICS G120C RATED POWER 15,0KW WITH 150% OVERLOAD FOR 3 SEC 3AC380-480V +10/-20% 47-63HZ UNF | 2366.82
6SL3210-1KE23-8AB1 | SINAMICS G120C RATED POWER 18,5KW WITH 150% OVERLOAD FOR 3 SEC 3AC380-480V +10/-20% 47-63HZ INT | 3081.84
6ES7657-0XX00-2YM8 | SIMATIC PCS7 SIMATIC BATCH CLIENT SOFTWARE UPDATE SERVICE COMPACT WITH MULTIPLE ORDERS FROM ONE | 531.86
6SL3210-1PE12-3AL1 | SINAMICS G120 POWER MODULE PM240-2 WITH BUILT IN CL. A FILTER WITH BUILT IN BRAKING CHOPPER 3AC3 | 456.77
6GT2398-1CF00 | SIMATIC RF200 / RF300 ANTENNA ANT 8 M8X38 MM IP 65, -25 UP TO +70 DGR/C, WITHOUT CONNECTOR CABLE | 264.02
6SL3060-4AE20-0AA0 | SINAMICS DRIVE-CLIQ CABLE IP20/IP20 LENGTH: 2400mm | 60.35
6AG1124-0JC01-4AX0 | SIPLUS HMI TP900 COMFORT 9" FOR MEDIAL STRESS WITH CONFORMAL COATING BASED ON 6AV2124-0JC01-0AX0 | 5126.52
6AG1124-0MC01-4AX0 | SIPLUS HMI TP1200 COMFORT 12" FOR MEDIAL STRESS WITH CONFORMAL COATING BASED ON 6AV2124-0MC01-0AX | 6614.52
6GK5552-0AA00-2AR2 | SCALANCE XR552-12M; MANAGED IE SWITCH; LAYER 3 PREPARED; 19" RACK, PORTS FRONT SIDE 4 X 1000/1000 | 13922.45
6SL3210-5BB22-2AV0 | SINAMICS V20 1AC200-240V -10/+10% 47-63HZ RATED POWER 2,2KW WITH 150% OVERLOAD FOR 60SEC INTEGRA | 430.9
6SL3210-5BE15-5UV0 | SINAMICS V20 3AC380-480V -15/+10% 47-63HZ RATED POWER 0.55KW WITH 150% OVERLOAD FOR 60SEC UNFILT | 339.53
6SL3210-5BE21-5CV0 | SINAMICS V20 3AC380-480V -15/+10% 47-63HZ RATED POWER 1.5KW WITH 150% OVERLOAD FOR 60SEC INTEGRA | 451.02
6SL3210-5BE21-5UV0 | SINAMICS V20 3AC380-480V -15/+10% 47-63HZ RATED POWER 1.5KW WITH 150% OVERLOAD FOR 60SEC UNFILTE | 417.29
8WH1020-5BF00 | TWO-TIER TERMINALS WITH DIODE WITH SCREW CONNECTION CROSS SECTION 2,5 QMM TERMINAL WIDTH 5,2 MM | 7.97
8WH1020-6AC00 | TWO-TIER TERMINALS WITH SCREW CONNECTION CROSS SECTION 4,0 QMM TERMINAL WIDTH 6,2 MM COLOR GREY | 9.43
8WH1025-0AF00 | TWO-TIER TERMINALS WITH SCREW CONNECTION CROSS SECTION 2,5 QMM TERMINAL WIDTH 5,2 MM COLOR GREY | 7.39
5SV8902-1KK | CORE BALANCE SHIELD FOR CURRENT TRANSFORMER 35MM | 137.63
6ES7658-2EC00-2YH0 | SIMATIC PCS 7, SOFTWARE, OS/PH ARCHIVE (10000 VAR), SINGLE LICENSE F.1 INSTALLATION R-SW, WITHOUT | 27788.31
6EP3437-8MB00-2CY0 | SITOP PSU8600 40A/4X 10A PN STABILIZED POWER SUPPLY INPUT: 3 400-500 V AC OUTPUT: 24 V/40 A/4X | 966.86
6ES7292-1AK30-0XA0 | SIMATIC S7-1200, SPARE PART I/O TERMINAL BLOCK TIN CPU 1217C TOP CONNECTOR (4 PIECES W. 10 SCREWS | 75.77
6SL3074-7AA04-0AA0 | SINAMICS G120 LICENSE EXTENDED FUNCTIONS FOR MEMORY CARD OF CU250S-2 VECTOR FOR FUNCTIONALITY: E | 229.93
6AG1223-3BD30-5XB0 | SIPLUS S7-1200 SB1223 E/A -25 ... +55 DEGREES C WITH CONFORMAL COATING BASED ON 6ES7223-3AD30-0XB | 260.62
6AG1234-4HE32-4XB0 | SIPLUS S7-1200 SM1234 4AI/2AQ FOR MEDIAL STRESS WITH CONFORMAL COATING BASED ON 6ES7234-4HE32-0XB | 760.02
6ES7648-0EG01-1BA0 | SIMATIC PC SPAREPART, TRAY FOR LOW PROFILE REMOVABLE FRAME 3.5" HARD DISK (SATA/SAS) AND 2.5 SSD | 79.98
6ES7648-1AA00-0XK0 | SIMATIC IPC ACCESSORY, RETAINER FOR INTERLOCKING THE INTERNAL USB INTERFACE, FOR SIMATIC IPC847C, | 47.99
6GK5774-1FY00-0TA0 | IWLAN ACCESS POINT, SCALANCE W774-1 M12 EEC, FOR USE OUTSIDE USA, 1 RADIO, 2 R-SMA ANT. CONNECT., | 1976.36
6SL3210-1PE21-8AL0 | SINAMICS G120 POWER MODULE PM240-2 WITH BUILT IN CL. A FILTER WITH BUILT IN BRAKING CHOPPER 3AC3 | 1498.9
6SL3244-0BB13-1PA1 | SINAMICS G120 CONTROL UNIT CU240E-2 DP-F E-TYPE SAFETY INTEGRATED STO, SS1, SLS, PROFIBUS DP 6DI | 565.42
6ES7658-2GE00-0XH0 | SIMATIC PCS 7, SOFTWARE, WEB SERVER (1 CLIENT), SINGLE LICENSE F.1 INSTALLATION R-SW, WITHOUT SW | 5675.12
6ES7658-2GG00-0XB0 | SIMATIC PCS 7, SOFTWARE WEB SERVER (10 CLIENTS) SINGLE LICENSE F.1 INSTALLATION R-SW, WITHOUT SW | 29408.55
6SL3260-6AC00-0DA0 | SINAMICS G120 MOUNTING FRAME FSC PUSH-THROUGH | 135.6
6SL3266-1AB00-0VA0 | SINAMICS V20 FSB SHIELD CONNECTION KIT | 27.34
6SL3223-0DE37-5AA0 | SINAMICS G120P POWER MODULE PM230 WITH BUILT IN CL. A FILTER PROTECTION IP55 / UL TYPE12 3AC380- | 11271.52
6XV1843-5EH10-0AA0 | MM FO CORD LC/LC; 50/125; PREASSEMBLED WITH 2X LC DUPLEX CONNECTORS; LENGTH 1.0 M | 93.19
6ED1055-1NB10-0BA2 | LOGO! DM16 24R, EXP. MODULE, PU/I/O: 24V DC/24V DC/RELAY, 8 DI/8 DO, 4TE FOR LOGO! 8 | 159.09
5SV3612-6KL | RES.CUR.OP.CIRCUIT BREAKER TYPE A 25A 1+N-POLE 300MA 230V 2MW N-LEFT | 60.73
5SY6230-7 | CIRCUIT BREAKER 400V 6KA, 2POLE, C, 30A | 20.96
6AV6381-2CB07-2AK3 | SIMATIC WINCC RC CLIENT UPGRADE FROM V7.0 TO V7.2, FOR WINCC RC CLIENTS OR RC128, RUNTIME & CONFI | 2232.46
5TL1132-0 | ISOLATOR 32A SINGLE POLE | 10.42
5TL1163-1 | ISOLATOR 63A SINGLE POLE, RED HANDLE | 10.42
5TL1663-0 | ISOLATOR 63A TRIPLE POLE+NEUTRAL | 33.48
5SV3644-6 | RES.CUR.OP.CIRCUIT BREAKER TYPE A 40A 3+N-POLE 300MA 400V 4MW | 67.45
5SV3746-6 | RES.CUR.OP.CIRCUIT BREAKER TYPE A 63A 3+N-POLE 500MA 400V 4MW | 74.05
5SV4312-0KL | RES.CUR.OP.CIRCUIT BREAKER TYPE AC 25A 1+N-POLE 30MA 230V 2MW N-LEFT | 43.47
6ES7658-3CX28-2YB5 | SIMATIC PDM, SOFTWARE ROUTING V8.2 FLOATING LICENSE F. 1 USER E-SW, WITHOUT SW AND DOCU. LICENSE | 2866.03
6ES7658-5BB00-2YB5 | SIMATIC PCS 7, SOFTWARE MANAGEMENT CONSOLE (50 AGENTS), FLOATING LICENSE F.1 USER, E-SW, WI/O SW | 4890.92
6ES7231-5PA30-0XB0 | SIMATIC S7-1200, RTD INPUT, SB 1231 RTD, 1 AI RTD, 1 CHANNEL, PT 100 AND PT1000 | 147.56
6ES7231-5PD32-0XB0 | SIMATIC S7-1200, ANALOG INPUT, SM 1231 RTD, 4 X AI RTD MODULE | 481.23
5SL4206-7 | CIRCUIT BREAKER 400V 10KA, 2POLE, C, 6A | 25.15
5SL4208-7 | CIRCUIT BREAKER 400V 10KA, 2POLE, C, 8A | 25.15
5SL4215-7 | CIRCUIT BREAKER 400V 10KA, 2POLE, C, 1.6A | 25.15
5SL4302-6 | CIRCUIT BREAKER 400V 10KA, 3POLE, B, 2A | 30.94
6ES7143-5BF00-0BA0 | SIMATIC ET 200AL, DIQ 4+DQ 4X24VDC/0,5A, 8XM8, DEGREE OF PROTECTION IP67 | 182.78
5SL4463-8 | CIRCUIT BREAKER 400V 10KA, 4POLE, D, 63A | 116.74
5SL4501-8 | CIRCUIT BREAKER 230V 10KA, 1+N-POLE, D, 1A | 22.64
5SL4502-6 | CIRCUIT BREAKER 230V 10KA, 1+N-POLE, B, 2A | 14.81
5SL4506-8 | CIRCUIT BREAKER 230V 10KA, 1+N-POLE, D, 6A | 22.64
US2:WBMLSP | BREAKER VL WALKING BEAM PARTS KIT JG/LG | 58.02
6AV6371-1KV07-2BX3 | WINCC/AUDIT RT UPGRADE FROM V7.0 TO V7.2, FOR WINCC/AUDIT RT RUNTIME-SW, SINGLE LICENSE, SW AND | 399.69
6FX3002-2DB10-1BA0 | SIGNAL CABLE PREASSEMBLED FOR ABS. ENCODER IN S-1FL6 HI 3X2X0.22+2X2X0.25 MOTION-CONNECT 300 UL/ | 147.9
6GK5774-1FX00-0AA0 | IWLAN ACCESS POINT, SCALANCE W774-1 RJ45, FOR USE OUTSIDE OF USA, 1 RADIO, 1 R-SMA ANT. CONNECT., | 1421.59
6AV6671-3XY38-4AX0 | CONNECTOR, FEMALE, 12-PIN, FOR KP8 PN, WIRE CROSS-SECTION UP TO 0.75 MM2 AMOUNT: SEE TECHNICAL D | 117.34
6ES7657-5XX08-0YF0 | SIMATIC PCS 7, SOFTWARE SIMATIC BATCH UPGRADE PACKAGE SERVER FROM V7.X TO V8.0 SINGLE LICENSE F. | 6439.9
6SL3210-5BB18-0UV0 | SINAMICS V20 1AC200-240V -10/+10% 47-63HZ RATED POWER 0,75KW / 1HP WITH 150% OVERLOAD FOR 60SEC | 269.47
6SL3210-5BE27-5CV0 | SINAMICS V20 3AC380-480V -15/+10% 47-63HZ RATED POWER 7.5KW WITH 150% OVERLOAD FOR 60SEC INTEGRA | 1034.23
6ES7658-2XA00-0XB0 | SIMATIC PCS 7, SOFTWARE RUNTIME LICENSE OS (PO 100) SINGLE LICENSE F.1 INSTALLATION R-SW, WITHOUT | 523.46
6DR4004-2R | PNEUMATIC TERMINAL STRIPS MADE OF STAINLESS STEEL 316. FOR REPLACEMENT OF THE PNEUMATIC TERMINAL | 160.06
6SL3211-1PE23-3AL0 | SINAMICS G120 POWER MODULE PM240-2 WITH BUILT IN CL. A FILTER WITH BUILT IN BRAKING CHOPPER 3AC3 | 5475.43
5TL1692-0 | ISOLATOR 125A TRIPLE POLE+NEUTRAL | 110.27
5SV4614-0 | RES.CUR.OP.CIRCUIT BREAKER TYPE AC 40A 1+N-POLE 300MA 230V 2MW | 46.11
5SV5312-0 | RES.CUR.OP.CIRCUIT BREAKER TYPE AC 25A 1+N-POLE 30MA 230V 2MW RESIDENTIAL | 81.28
6ES7658-3BX28-2YB5 | SIMATIC PDM, SOFTWARE INTEGRATION IN STEP 7/PCS 7 V8.2 FLOATING LICENSE F.1 USER E-SW, WITHOUT S | 564.82
6ES7658-3HA28-0YA5 | SIMATIC PDM, SOFTWARE SINGLE POINT V8.2 (1 TAG) FLOATING LICENSE F.1 USER E-SW, WITHOUT SW AND DO | 143.82
6ES7658-3LD28-0YH5 | SIMATIC PDM, SOFTWARE PCS 7 V8.2 (100 TAG), FLOATING LICENSE F. 1 USER, E-SW, WITHOUT SW AND DOCU | 8025.77
FDK:085L1104 | TRANSDUCERHOLDER 1-TRACK CARBON STEEL 60DEG. SONOKIT DN200 - DN2400, L=160MM | 732.53
6ES7312-5BF04-0AB0 | SIMATIC S7-300, CPU 312C COMPACT CPU WITH MPI, 10 DI/6 DO, 2 FAST COUNTERS (10 KHZ), INTEGRATED | 1210.47
5SU1354-1KK06 | FI/LS-PROTECTOR TYPE AC (WS), D=70MM IFN 30MA, 10KA, 1+N-POLEE C 6A | 136.74
5SU1354-1LB10 | FI/LS-PROTECTOR TYPE AC (WS), D=70MM IFN 30MA, 10KA, 1+N-POLEE C 10A G-TYPE | 290.18
5SU1354-3KK10 | RES.CUR.OP.CIR.BR.W.OV.CUR.PROT TYPE F 30MA, 10KA, 1+N-POLE, B 10A | 181.89
5SL4306-6 | CIRCUIT BREAKER 400V 10KA, 3POLE, B, 6A | 30.94
5SL4310-8 | CIRCUIT BREAKER 400V 10KA, 3POLE, D, 10A | 40.19
6ES7658-3MD28-0YH5 | SIMATIC PDM, SOFTWARE PCS 7 - FF V8.2 (100 TAG), FLOATING LICENSE F. 1 USER, E-SW, WITHOUT SW AND | 35665.76
6ES7648-2AJ70-0MA0 | SIMATIC IPC MEMORY EXTENSION, MEMORY MODULE 8 GB (1X 8 GB), DDR3-1600 SDRAM, DIMM, FOR SIMATIC RA | 489.91
6SL3243-0BB30-1FA0 | SINAMICS G120 CONTROL UNIT CU230P-2 PN INTEGRATED PROFINET 6 DI, 3 DO, 4 AI, 2 AO 1 MOTOR TEMP. | 443.53
5SL4408-7 | CIRCUIT BREAKER 400V 10KA, 4POLE, C, 8A | 49.87
5SL4463-6 | CIRCUIT BREAKER 400V 10KA, 4POLE, B, 63A | 75.75
5SL4513-7 | CIRCUIT BREAKER 230V 10KA, 1+N-POLE, C, 13A | 14.18
5SL4532-7 | CIRCUIT BREAKER 230V 10KA, 1+N-POLE, C, 32A | 14.83
6ES7134-6JD00-0CA1 | SIMATIC ET 200SP, ANALOG INPUT MODULE, AI 4XRTD/TC HIGH FEATURE, FITS TO BU-TYPE A0, A1, COLOR C | 297.33
6AV6371-1KV17-2BX3 | WINCC/AUDIT RC UPGRADE FROM V7.0 TO V7.2, FOR WINCC/AUDIT RC AND WINCC/CHANGECONTROL, RUNTIME & | 1990.37
6AG1207-3BQ40-7AA3 | SIPLUS AS-INTERFACE 2AI IP67 -25 ... +70 DEGREES C WITH CONFORMAL COATING BASED ON 3RK1207-3BQ40- | 701.78
6SL3730-1TE41-5AU3 | SINAMICS S120 CABINET MODULE BASIC LINE MODULE 3AC 380-480V, 50/60HZ, 1500A OUTPUT: DC 510 - 650V | 24522.43
6SL3730-6TE41-3BU3 | SINAMICS S120 CABINET MODULE SMART LINE MODULE WITH CIM 3AC 380-480V, 50/60HZ OUTPUT: DC 510 - 6 | 43665.69
6ES7822-0AA00-0YM0 | SIMATIC S7, STEP 7 BASIC, SOFTWARE UPDATE SERVICE COMPACT WITH MULTIPLE ORDERS FROM ONE ITEM SUPP | 139.33
6ES7292-1AM40-0XA0 | SIMATIC S7-1200, SPARE PART, I/O TERMINAL BLOCK TIN, KEYED RIGHT, CPU1214C/1215C BOTTOM CONNECTOR | 55.83
6ES7292-1BL30-0XA0 | SIMATIC S7-1200, SPARE PART I/O TERMINAL BLOCK GOLD ANALOG SIGNAL MODULE 32CH (4 PIECES W. 11 SCR | 55.83
5SU1353-7KK08 | FI/LS-PROTECTOR TYPE A (PSE/SSF), D=70MM IFN 30MA,4.5KA, 1+N-POLEE C 8A | 128.37
5SU1354-0KK40 | FI/LS-PROTECTOR TYPE AC (WS), D=70MM IFN 30MA, 10KA, 1+N-POLEE B 40A | 136.74
5SU1354-0LB20 | FI/LS-PROTECTOR TYPE AC (WS), D=70MM IFN 30MA, 10KA, 1+N-POLEE B 20A G-TYPE | 290.18
5SL4315-7 | CIRCUIT BREAKER 400V 10KA, 3POLE, C, 1.6A | 35.59
5SL4320-8 | CIRCUIT BREAKER 400V 10KA, 3POLE, D, 20A | 40.19
5SL4363-8 | CIRCUIT BREAKER 400V 10KA, 3POLE, D, 63A | 83.76
5SL4401-6 | CIRCUIT BREAKER 400V 10KA, 4POLE, B, 1A | 43.55
5SL4604-6 | CIRCUIT BREAKER 400V 10KA, 3+N-POLE, B, 4A | 38.91
5SL4610-6 | CIRCUIT BREAKER 400V 10KA, 3+N-POLE, B, 10A | 32.48
5SL4615-7 | CIRCUIT BREAKER 400V 10KA, 3+N-POLE, C, 1.6A | 44.94
6ES7132-6BF00-0CA0 | SIMATIC ET 200SP, DIGITAL OUTPUT MODULE, DQ 8X24VDC/0,5A HIGH FEATURE FITS TO BU-TYPE A0, COLOR | 97.82
6ES7648-3AF00-0XA0 | SIMATIC IPC ACCESSORY, DISPLAYPORT TO DVI-D ADAPTER FOR ONBOARD INTERFACES AND PCI-EXPRESS GRAPHI | 82.4
6AV6381-2AA07-2AV4 | SIMATIC WINCC RT UPGRADE ASIA FROM V6.2 TO V7.2, FOR SIMATIC WINCC RUNTIME (RT) INCL. OPTIONS RE | 2539.55
6AV6381-2AA07-3AK3 | SIMATIC WINCC RT UPGRADE FROM V7.2 TO V7.3, FOR SIMATIC WINCC RUNTIME (RT) INCL. OPTIONS REDUNDA | 1548.42
6AV6381-2AA07-3AV3 | SIMATIC WINCC RT UPGRADE ASIA FROM V7.2 TO V7.3, FOR SIMATIC WINCC RUNTIME (RT) INCL. OPTIONS RE | 1740.15
5SY4100-7 | CIRCUIT BREAKER 230/400V, 10KA, 1POLE, C, 2.5A | 16.95
6ES7157-0AG81-0XA0 | ACTIVE FIELD DISTRIBUTOR AFD4 FOR PROFIBUS PA FOR FOUNDATION FIELDBUS H1, 4 SHORT-CIRCUIT PROOF S | 1153.52
6ES7833-1FC00-0YM2 | SIMATIC S7, F PROGRAMMING TOOL STEP 7 SAFETY ADVANCED, SOFTWARE UPDATE SERVICE COMPACT WITH MULTI | 212.75
8PQ2050-8BA01 | SIVACON S4 COVER BLANK HEIGHT 500MM WIDTH 800MM | 92.65
8PQ2075-8BA01 | SIVACON S4 MODULE DOOR DEGREE OF PROTECTION IP4X HEIGHT 750MM WIDTH 800MM | 307.52
8PQ2080-0BA03 | SIKUS/SIVACON MODULE DOOR DEGREE OF PROTECTION IP40 TWO-WAY HEIGHT 800MM WIDTH 850MM | 365.15
5SL4650-6 | CIRCUIT BREAKER 400V 10KA, 3+N-POLE, B, 50A | 59.27
5SL6106-7 | CIRCUIT BREAKER 230/400V 6KA, 1POLE, C, 6A | 3.92
5SL6120-6 | CIRCUIT BREAKER 230/400V 6KA, 1POLE, B, 20A | 4.07
5SL6125-6 | CIRCUIT BREAKER 230/400V 6KA, 1POLE, B, 25A | 4.07
FDK:085L1119 | SONO MOUNTING PLATE 2-TRACK AISI316 | 482.02
5TT5002-0 | INSTA CONTACTOR WITH 2 NC CONTACTS CONTACT FOR AC 230, 400V 20A ACTIVATION AC230V DC220V | 33.69
5TT5031-0 | INSTA CONTACTOR WITH 3 NO CONT. AND 1 NC CONT. CONTACT FOR AC 230, 400V 25A ACTIVATION AC230V DC2 | 44.81
5TT5000-6 | INSTA CONTACTOR 0/1 AUTOMATIC WITH 2 NO CONTACTS CONTACT FOR AC 230, 400V 20A ACTIVATION AC230V D | 43.09
6AG1231-4HD32-4XB0 | SIPLUS S7-1200 SM231 4AI 12BIT FOR MEDIAL STRESS WITH CONFORMAL COATING BASED ON 6ES7231-4HD30-0X | 524.16
6AG1231-5PD32-4XB0 | SIPLUS S7-1200 SM 1231 -40 ... +70 DEGREES C WITH CONFORMAL COATING BASED ON 6ES7231-5PD32-0XB0 | 794.97
6AG1231-5PF32-4XB0 | SIPLUS S7-1200 SM1231 RTD 8AI WITH CONFORMAL COATING BASED ON 6ES7231-5PF32-0XB0 . ANALOG INPUT, | 1237.58
5SL6510-7 | CIRCUIT BREAKER 230V 6KA, 1+N-POLE, C, 10A | 10.81
5SL6532-6 | CIRCUIT BREAKER 230V 6KA, 1+N-POLE, B, 32A | 9.21
5SL6540-6 | CIRCUIT BREAKER 230V 6KA, 1+N-POLE, B, 40A | 11.51
5SL6604-7 | CIRCUIT BREAKER 400V 6KA, 3+N-POLE, C, 4A | 34.05
6AU1410-2AA00-0AA0 | SIMOTION DRIVE-BASED CONTROL UNIT D410-2 DP; PROGRAMMABLE SINGLE-AXIS MOTION CONTROLLER WITH MUL | 2415.1
6AV6671-8XK00-0AX3 | STEEL MOUNTING CLIPS FOR 15", 19", 22" WIDESCREEN FOR COMFORT PANEL, IPC, FLAT PANEL, THIN CLIENT | 78.81
6SL3210-1KE13-2AC1 | SINAMICS G120C RATED POWER 1,1KW WITH 150% OVERLOAD FOR 3 SEC 3AC380-480V +10/-20% 47-63HZ INTEG | 1638.6
6AG1222-1HF32-2XB0 | SIPLUS S7-1200 SM1222 8DQ RLY -25 ... +70 DEGREES C WITH CONFORMAL COATING BASED ON 6ES7222-1HF32 | 375.64
6AG1223-3AD30-5XB0 | SIPLUS S7-1200 SB1223 E/A -25 ... +55 DEGREES C WITH CONFORMAL COATING BASED ON 6ES7223-3AD30-0XB | 211.13
6SL3210-1KE15-8AC1 | SINAMICS G120C RATED POWER 2,2KW WITH 150% OVERLOAD FOR 3 SEC 3AC380-480V +10/-20% 47-63HZ INTE | 1941.99
6SL3210-1KE22-6AF1 | SINAMICS G120C RATED POWER 11,0KW WITH 150% OVERLOAD FOR 3 SEC 3AC380-480V +10/-20% 47-63HZ INT | 2080.78
6AV2181-8XP00-0AX0 | SIMATIC HMI MEMORY CARD 2 GB SECURE DIGITAL CARD FOR SIMATIC HMI COMFORT PANEL | 147.12
6AV6361-1AA01-3AE0 | PROC HISTORIAN 2013 UPGRD FROM CAS 7.0SP3 TO BSC PCK 2013 RUNTIME-SW, SINGLE LICENSE, SW AND DOCU | 3514.42
6ES7652-7YF00-2YB0 | SIMATIC PCS 7, SOFTWARE INFORMATION SERVER DATASOURCE ACCESS (3 SOURCES), SINGLE LICENSE F.1 INST | 2331.18
6SL3210-1KE22-6UP1 | SINAMICS G120C RATED POWER 11,0KW WITH 150% OVERLOAD FOR 3 SEC 3AC380-480V +10/-20% 47-63HZ UNF | 1830.5
6SL3210-1KE23-2AF1 | SINAMICS G120C RATED POWER 15,0KW WITH 150% OVERLOAD FOR 3 SEC 3AC380-480V +10/-20% 47-63HZ INT | 2652.82
6SL3210-1KE23-8UF1 | SINAMICS G120C RATED POWER 18,5KW WITH 150% OVERLOAD FOR 3 SEC 3AC380-480V +10/-20% 47-63HZ UNF | 2867.31
6SL3210-1PB21-4AL0 | SINAMICS G120 POWER MODULE PM240-2 WITH BUILT IN CL. A FILTER WITH BUILT IN BRAKING CHOPPER 1/3A | 738.74
6SL3210-1PE11-8AL1 | SINAMICS G120 POWER MODULE PM240-2 WITH BUILT IN CL. A FILTER WITH BUILT IN BRAKING CHOPPER 3AC3 | 421.13
6GK5528-0AA00-2HR2 | SCALANCE XR528-6M; MANAGED IE SWITCH LAYER3 PREPARED 19",RACK DATA CABLE OUTLET BACK SIDE, 4 X 10 | 11309.94
6FX3002-2DB10-1AF0 | SIGNAL CABLE PREASSEMBLED FOR ABS. ENCODER IN S-1FL6 HI 3X2X0.22+2X2X0.25 MOTION-CONNECT 300 UL/ | 119.2
6AV6381-2CA07-2AX4 | SIMATIC WINCC RT CLIENT UPGRADE FROM V6.2 TO V7.2, FOR WINCC RT CLIENTS OR RT128, RUNTIME -SW ON | 1496.43
6ES7648-1AA20-0YP0 | SIMATIC IPC, MOUNTING SET BOOK MOUNTING FRONT BOX PC427D FOR SIMATIC BOX PC 427D FRONTSIDE OUTGOI | 85.39
6ES7657-5XX08-0YF5 | SIMATIC PCS 7, SOFTWARE SIMATIC BATCH UPGRADE PACKAGE CLIENT FROM V7.X TO V8.0 FLOATING LICENSE | 1840.71
6SL3210-1PE22-7AL0 | SINAMICS G120 POWER MODULE PM240-2 WITH BUILT IN CL. A FILTER WITH BUILT IN BRAKING CHOPPER 3AC3 | 1998.49
6SL3353-7AH36-8AA0 | SINAMICS REPLACEMENT FAN TRANSFORMER FOR 3PH 500-690 V, 50/60 HZ BASIC LINE MODULE BUILT-IN UNIT | 1176.07
6SL3244-0BB00-1BA1 | SINAMICS G120 CONTROL UNIT CU240B-2 B-TYPE RS485-INTERFACE WITH USS-/MODBUS RTU-PROTOCOL 4 DI, | 441.75
6SL3211-1PB21-0AL0 | SINAMICS G120 POWER MODULE PM240-2 WITH BUILT IN CL. A FILTER WITH BUILT IN BRAKING CHOPPER 1/3A | 1259.36
6SL3330-1TG41-8AA3 | SINAMICS S120 BASIC LINE MODULE 3AC 500-690V, 50/60HZ, 1880A OUTPUT: DC 675 - 930V RATED POWER: | 34642.32
6ES7658-2XB00-0XH0 | SIMATIC PCS 7, SOFTWARE, RUNTIME LICENSE OS (PO 1000), SINGLE LICENSE F.1 INSTALLATION R-SW, WITH | 5568.75
5TL1691-1 | ISOLATOR 100A TRIPLE POLE+NEUTRAL, RED HANDLE | 95.1
5SV4412-0 | RES.CUR.OP.CIRCUIT BREAKER TYPE AC 25A 1+N-POLE 100MA 230V 2MW | 51.72
5SV5311-0 | RES.CUR.OP.CIRCUIT BREAKER TYPE AC 16A 1+N-POLE 30MA 230V 2MW RESIDENTIAL | 90.4
6AV6372-2JG20-0CA0 | WINCC/PERFORMANCE MON. ARCH., 100 ARCHIVE-TAGS, FOR SIMATIC WINCC FROM V7.2, RUNTIME SOFTWARE, S | 4839.85
6EP4134-3AB00-1AY0 | SITOP UPS1600 10A USB UNINTERRUPTIBLE POWER SUPPLY WITH USB INTERFACE INPUT: 24 V DC OUTPUT: 24 | 318.2
6SL3100-0EE21-6AA0 | SINAMICS LINE REACTOR FOR 16 KW COMBI LINE MODULE INPUT: 3-PH 380-480 V, 50/60 HZ | 497.26
6ES7822-0AE00-0YY0 | SIMATIC STEP7 BASIC SUS DOWNLOAD TIA PORTAL WITHIN THE FRAMEWORK OF THIS CONTRACT, YOU WILL RECEI | 128.84
6AV6381-2AA07-3AX4 | SIMATIC WINCC RT UPGRADE FROM V6.2/7.0 TO V7.3, FOR SIMATIC WINCC RUNTIME (RT) INCL. OPTIONS RED | 2463.18
5SY4123-7 | CIRCUIT BREAKER 230/400V, 10KA, 1POLE, C, 3.5A | 16.95
6SL3540-6DF71-0RG2 | DISTRIBUTED SERVO-DRIVE SINAMICS S120M AH48, M(0)=1,3NM, N(N)=3000 RPM, INPUT: DC 600V ABSOLUTE | 3931.95
6SL3542-6DF71-0RG2 | DISTRIBUTED SERVO-DRIVE SINAMICS S120M AH48, M(0)=2,5NM, N(N)=3000 RPM, INPUT: DC 600V ABSOLUTE | 4203.72
6ES7864-2XA01-0XH5 | SIMATIC S7,EASY MOTION CTRL LICENSE KEY DOWNLOAD FROM V11, FLOATING LICENSE FOR 1 USER, E-SW, W/O | 256.71
8PQ2050-8BA04 | SIVACON S4 FACHTUER UPGRADE KIT IP55 HEIGHT 500MM WIDTH 800MM | 78.41
8PQ2065-6BA04 | SIVACON S4 FACHTUER UPGRADE KIT IP55 HEIGHT 650MM WIDTH 600MM | 79.07
8PQ2197-0BA04 | SIKUS/SIVACON FIELD DOOR CLOSED DEGREE OF PROTECTION IP40 HINGES ON LEFT SIDE TWO-WAY HEIGHT 1 | 542.6
5SL4632-6 | CIRCUIT BREAKER 400V 10KA, 3+N-POLE, B, 32A | 38.91
5SL6206-6 | CIRCUIT BREAKER 400V 6KA, 2POLE, B, 6A | 13.53
5SL6214-7 | CIRCUIT BREAKER 400V 6KA, 2POLE, C, 0.3A | 19.19
6SL3730-7TG41-3AU3 | SINAMICS S120 CABINET MODULE ACTIVE LINE MODULE INCL. CIM AND ACTIVE INTERFACE MODULE 3AC 500-690 | 191432.85
FDK:085L1108 | TRANSDUCERHOLDER 2-TRACK CARBON STEEL 60DEG. SONOKIT DN200 - DN4000, L=160MM | 899.17
5SY6318-7 | CIRCUIT BREAKER 400V 6KA, 3POLE, C, 15A | 31.88
6AG1222-1HF32-4XB0 | SIPLUS S7-1200 SM1222 8DQ RLY FOR MEDIAL STRESS WITH CONFORMAL COATING BASED ON 6ES7222-1HF32-0XB | 253.34
6AG1232-4HD32-4XB0 | SIPLUS S7-1200 SM 1232 4AQ WITH CONFORMAL COATING BASEDON 6ES7232-4HD32-0XB0 . ANALOG OUTPUT SM | 976.96
6SL3544-0MB02-1FA0 | SINAMICS G110M CONTROL UNIT CU240M PN G PROFINET WITH M GLANDS 4 DI, 2 DO, 2 AI, 1 F-DI PTC/ KT | 1419.56
6SL3544-0PB02-1FA0 | SINAMICS G110M CONTROL UNIT CU240M PN Q PROFINET WITH PLUG-IN TERMINALS 4 DI, 2 DO, 2 AI, 1 F-DI | 1647.69
5SL6363-6 | CIRCUIT BREAKER 400V 6KA, 3POLE, B, 63A | 33.55
5SL6510-6 | CIRCUIT BREAKER 230V 6KA, 1+N-POLE, B, 10A | 7.67
5SL6606-6 | CIRCUIT BREAKER 400V 6KA, 3+N-POLE, B, 6A | 24.16
5SL6613-7 | CIRCUIT BREAKER 400V 6KA, 3+N-POLE, C, 13A | 28.67
5SL6632-7 | CIRCUIT BREAKER 400V 6KA, 3+N-POLE, C, 32A | 25.56
5SM2335-0 | RC UNIT FOR MCB 5SY TYPE AC (WS), D=70MM 0.3-63A 3POLE IFN 30MA 400V | 213.46
6SL3700-0LE42-5BU3 | SINAMICS S120 CABINET MODULE LINE CONNECTION MODULE 3AC 380-480V, 50/60HZ RATED CURRENT: 2500 A | 49044.8
5TT5052-2 | INSTA CONTACTOR WITH 2 NO CONT. AND 2 NC CONT. CONTACT FOR AC 230, 400V 63A ACTIVATION ACDC24V | 125.63
8WH5100-3PF07 | HYBRID-TERMINAL BLOCK 2,5 MM2, 5,2 MM WIDTH GREEN-YELLOW COMBI UND IPO ANSCHLUSS | 8.44
8WH6004-0AG00 | PE-TERMINAL BLOCK 4 MM2, 6,2 MM WIDTH GREY 4-CONNECTION POINTS | 4
6ES7194-2LH10-0AB0 | BUS CABLE FOR ET-CONNECTION, PREASSEMBLED WITH 2 X M8 CONNECTORS ANGLED, 4 CORE, SHIELDED, LENGTH | 42.48
8PQ2197-0BA38 | SIVACON S4 CUBICLE DOOR WITH TRANSPARENT DEGREE OF PROTECTION UP TO IP55 HINGE RIGHT TURNING LE | 883.59
8PQ2197-1BA03 | SIVACON S4 CUBICLE DOOR BLANK DEGREE OF PROTECTION IP55 HINGE LEFT DOUBLE BIT KEY HEIGHT 1975M | 670.83
8PQ2197-4BA07 | SIVACON S4 CUBICLE DOOR BLANK DEGREE OF PROTECTION IP4X HINGE RIGHT TURNING LEVER FOR PROFILE | 406.94
8PQ2197-6BA01 | SIVACON S4 CUBICLE DOOR BLANK DEGREE OF PROTECTION IP55 HINGE LEFT TURNING LEVER FOR PROFILE C | 613.2
8PQ2197-6BA08 | SIVACON S4 CUBICLE DOOR WITH TRANSPARENT DEGREE OF PROTECTION UP TO IP55 HINGE RIGHT TURNING LE | 775.8
US2:3VL6TRIPSCREW | BREAKER 3VL6 SPARE TU MTG SCREW KIT | 10.21
5SP3350-3 | MAIN CIRCUIT BREAKER (SHU), 3POLE, E 50, 400V | 204.11
6ES7652-7YC00-2YH0 | SIMATIC PCS 7, SOFTWARE, INFORMATION SERVER (5 CLIENTS), SINGLE LICENSE F.1 INSTALLATION R-SW, WI | 3976.18
6SL3730-7TE36-1AU3 | SINAMICS S120 CABINET MODULE ACTIVE LINE MODULE INCL. CIM AND ACTIVE INTERFACE MODULE 3AC 380-480 | 72459.72
6SL3500-0TK02-0AA0 | SINAMICS G110M SPARE PARTS KIT WITH SEALS, CAPS, AND SCREWS | 177.46
6SL3540-6DF71-0RB2 | DISTRIBUTED SERVO-DRIVE SINAMICS S120M AH48, M(0)=1,3NM, N(N)=3000 RPM, INPUT: DC 600V ABSOLUTE | 4293.54
6SL3540-6DF71-0RG1 | DISTRIBUTED SERVO-DRIVE SINAMICS S120M AH48, M(0)=1,3NM, N(N)=3000 RPM, INPUT: DC 600V ABSOLUTE | 3931.95
6ES7314-6EH04-0AB0 | SIMATIC S7-300, CPU 314C-2PN/DP COMPACT CPU WITH 192 KBYTE WORKING MEMORY, 24 DI/16 DO, 4AI, 2AO, | 4960.48
6ES7193-6BP20-0BA0 | SIMATIC ET 200SP, BASEUNIT BU15-P16+A10+2B, BU-TYPE A0, PUSH-IN TERMINALS, WITH 10 AUX-TERMINALS, | 27.03
6ES7193-6CP71-2AA0 | SIMATIC ET 200SP, 10 COLOR IDENTIFICATION LABELS COLOR CODE CC71, FOR 10 AUX TERMINALS, FOR BU-T | 15.45
6ES7193-6CP73-2AA0 | SIMATIC ET 200SP, 10 COLOR IDENTIFICATION LABELS COLOR CODE CC73, FOR 10 AUX TERMINALS, FOR BU-T | 15.45
6ES7193-6LA10-0AA0 | SIMATIC ET 200SP, 1000 LABELING STRIPES, LIGHT GREY, 10 SHEETS DIN A4, PERFORATED, PAPER, 280G/M2 | 64.36
8PQ2055-6BA02 | SIVACON S4 COVER SENTRON 3K SWITCH 3KL61 UP TO 630A 3- OR 4-POLE ARRANGEMENT HORIZONTAL HEIGHT | 89.57
8PQ2060-0BA14 | SIKUS/SIVACON DOOR WIRING SUPPORT DOOR HEIGHT 600, 625MM | 28.91
8PQ2060-4BA01 | SIKUS/SIVACON MODULE DOOR DEGREE OF PROTECTION IP40 TWO-WAY HEIGHT 600MM WIDTH 400MM | 203.48
5SL6263-6 | CIRCUIT BREAKER 400V 6KA, 2POLE, B, 63A | 23.99
5SL6316-7 | CIRCUIT BREAKER 400V 6KA, 3POLE, C, 16A | 11.78
5SY6311-7 | CIRCUIT BREAKER 400V 6KA, 3POLE, C, 5A | 31.88
6SL3555-0AA00-6AB0 | SINAMICS S120M DRIVE CLIQ EXTENSION IP67 | 517.69
6SL3562-6DF71-0RB1 | DISTRIBUTED SERVO-DRIVE SINAMICS S120M AH63, M(0)=5NM, N(N)=3000 RPM, INPUT: DC 600V ABSOLUTE E | 4944.52
6SL3563-6DF71-0RB1 | DISTRIBUTED SERVO-DRIVE SINAMICS S120M AH63, M(0)=7,1NM, N(N)=3000 RPM, INPUT: DC 600V ABSOLUTE | 5222.83
5SL6640-7 | CIRCUIT BREAKER 400V 6KA, 3+N-POLE, C, 40A | 27.54
5TT5033-0 | INSTA CONTACTOR WITH 4 NC CONTACTS CONTACT FOR AC 230, 400V 25A ACTIVATION AC230V DC220V | 44.81
5TT5052-0 | INSTA CONTACTOR WITH 2 NO CONT. AND 2 NC CONT. CONTACT FOR AC 230, 400V 63A ACTIVATION AC230V DC2 | 120.51
PBD:51036252 | 7ML56260BC130AA1,SOLAR 1064829-1,508MM SITRANS LC 300, WELDED FLANGE MEASURING AND CHECKING APP | 3525.5
6SL3000-2AE41-4AA0 | SINAMICS MOTOR REACTOR FOR MOTOR MODULE 710/800KW, 3AC 380-480V | 6614.8
8PQ2197-1BA18 | SIVACON S4 CUBICLE DOOR BLANK DEGREE OF PROTECTION IP4X HINGE RIGHT DOUBLE BIT KEY HEIGHT 1975 | 507.29
8PQ2197-2BA13 | SIVACON S4 DOUBLE SECTION DOOR DEGREE OF PROTECTION IP4X BLANK TURNING LEVER FOR PROFILE CYLIND | 718.2
8PQ2197-2BA14 | SIVACON S4 OUTER PLATE DEGREE OF PROTECTION IP55 HEIGHT 1975MM WIDTH 200MM | 344.73
8PQ2197-4BA01 | SIVACON S4 OUTER PLATE DEGREE OF PROTECTION IP55 HEIGHT 1975MM WIDTH 400MM | 356.81
8PQ2197-8BA12 | SIVACON S4 CUBICLE DOOR BLANK DEGREE OF PROTECTION IP55 HINGE RIGHT DOUBLE BIT KEY HEIGHT 1975 | 582.54
8PQ2197-8BA14 | SIVACON S4 CUBICLE DOOR WITH TRANSPARENT DEGREE OF PROTECTION UP TO IP55 HINGE RIGHT DOUBLE BIT | 786.03
5SP3720-3 | MAIN CIRCUIT BREAKER (SHU), 1POLE, E 20, 230/400V | 52.12
5SP3740-3 | MAIN CIRCUIT BREAKER (SHU), 1POLE, E 40, 230/400V | 55.61
6ES7900-5BA00-0XA0 | SIMATIC PG, SUPPLY CABLE 3M FOR FIELD PG M4/M2 FOR UNITED KINGDOM | 19.48
6ES7900-5FA00-0XA0 | SIMATIC PG, SUPPLY CABLE 3M FOR FIELD PG M4/M2 FOR CHINA | 19.48
6ES7921-5AH20-0AA0 | FRONT CONN. MODULE W. 4X16-PIN IDC-CONNECTION FOR DIGITAL 32 I/O MODULES OF S7-1500 POTENTIAL SU | 72.82
FDK:085L1118 | SONO MOUNTING PLATE 2-TRACK MILD STEEL | 164.4
6ES7291-1CC30-0XA0 | SIMATIC S7-1200, SPARE PART DOOR KIT, COMMUNICATION MODULES (COMMUNICATION MODULE TOP & BOTTOM DO | 27.92
6EP1323-2BA00 | SITOP PSU100S 12 V/14 A STABILIZED POWER SUPPLY INPUT: 120/230 V AC OUTPUT: 12 V/14 A DC | 294.95
5SU1354-1KK16 | FI/LS-PROTECTOR TYPE AC (WS), D=70MM IFN 30MA, 10KA, 1+N-POLEE C 16A | 136.74
5SU1354-1LB13 | FI/LS-PROTECTOR TYPE AC (WS), D=70MM IFN 30MA, 10KA, 1+N-POLEE C 13A G-TYPE | 290.18
5SL4308-8 | CIRCUIT BREAKER 400V 10KA, 3POLE, D, 8A | 47.15
6EP1332-5BA20 | SITOP PSU100C 24 V/3,7 A STABILIZED POWER SUPPLY INPUT: 120/230 V AC (110-300 V DC) OUTPUT: 24 V | 178.68
6ES7658-3NX28-2YB5 | SIMATIC PDM, SOFTWARE EXTENDED V8.2, FLOATING LICENSE F.1 USER, E-SW, WITHOUT SW AND DOCU., LICE | 1267.46
6SL3710-2GH42-7EA3 | SINAMICS G150 CONVERTER CABINET UNIT, AC/AC 3AC 660-690V, 50/60HZ NOM. POWER RATING: 2700KW 6-/1 | 335403.2
5SL4404-6 | CIRCUIT BREAKER 400V 10KA, 4POLE, B, 4A | 43.55
5SL4450-8 | CIRCUIT BREAKER 400V 10KA, 4POLE, D, 50A | 99.72
5SL4515-7 | CIRCUIT BREAKER 230V 10KA, 1+N-POLE, C, 1.6A | 17.05
5SL4540-6 | CIRCUIT BREAKER 230V 10KA, 1+N-POLE, B, 40A | 18.44
6SL3400-1AE31-0AA1 | SINAMICS BRAKING MODULE COMPACT INPUT: DC600V OUTPUT: PDB/PMAX 5/100KW | 1132.8
6AV6371-1KV07-2BX4 | WINCC/AUDIT RT UPGRADE FROM V6.X TO V7.2, FOR WINCC/AUDIT RT RUNTIME-SW, SINGLE LICENSE, SW AND | 399.69
6AV6381-2AA07-3AV4 | SIMATIC WINCC RT UPGRADE ASIA FROM V6.2 TO V7.3, FOR SIMATIC WINCC RUNTIME (RT) INCL. OPTIONS RE | 2463.18
6SL3730-1TG41-1CU3 | SINAMICS S120 CABINET MODULE BASIC LINE MODULE 3AC 500-690V, 50/60HZ, 1100A OUTPUT: DC 675 - 930V | 32749.26
6AV6381-2AB07-2AK3 | SIMATIC WINCC RC UPGRADE FROM V7.0 TO V7.2, FOR SIMATIC WINCC RUNTIME & CONFIGURATION (RC), INCL | 2628.91
6SL3542-6DF71-0RA1 | DISTRIBUTED SERVO-DRIVE SINAMICS S120M AH48, M(0)=2,5NM, N(N)=3000 RPM, INPUT: DC 600V ABSOLUTE | 4293.54
6ES7860-1XA01-0XB0 | SIMATIC S7 PID PROFESSIONAL 1 RUNTIME SINGLE LICENSE, W/O SW AND W/O DOCU, CLASS A, 6 LANGUAGES | 244.27
6SL3544-0FB20-1PA0 | SINAMICS G120D CONTROL UNIT CU240D-2 DP PROFIBUS DP AND STO ON-BOARD 6 DI/1 F-DI, 2 DO, 2 AI USB | 775.8
8PQ2055-0BA02 | SIKUS/SIVACON MODULE DOOR DEGREE OF PROTECTION IP40 TWO-WAY HEIGHT 550MM WIDTH 1100MM | 338.2
8PQ2055-4BA07 | SIKUS/SIVACON MODULE DOOR UPGRADE TO DEGREE OF PROTECTION IP55 HEIGHT 550MM WIDTH 400MM | 68.2
8PQ2060-6BA01 | SIVACON S4 COVER BLANK HEIGHT 600MM WIDTH 600MM | 88.62
8PQ2065-4BA01 | SIVACON S4 MODULE DOOR DEGREE OF PROTECTION IP4X HEIGHT 650MM WIDTH 400MM | 216.51
5SL4640-8 | CIRCUIT BREAKER 400V 10KA, 3+N-POLE, D, 40A | 74.99
5SL6163-6 | CIRCUIT BREAKER 230/400V 6KA, 1POLE, B, 63A | 8.48
5SL6213-6 | CIRCUIT BREAKER 400V 6KA, 2POLE, B, 13A | 11.31
5SL6225-7 | CIRCUIT BREAKER 400V 6KA, 2POLE, C, 25A | 8.57
6SL3730-7TE38-4AU3 | SINAMICS S120 CABINET MODULE ACTIVE LINE MODULE INCL. CIM AND ACTIVE INTERFACE MODULE 3AC 380-480 | 85749.29
6SL3760-0LA00-0AA0 | SPARE PART FOR SINAMICS CABINET TEMPERATURE REGULATOR (INSIDE) | 149.39
FDK:085L1107 | TRANSDUCERHOLDER 1-TRACK STAINLESS STEEL 60 DEG. SONOKIT DN600 - DN2400, L=230MM | 1887.79
FDK:085L1115 | SONO MOUNTING PLATE 1-TRACK AISI316 | 218.08
6AG1222-1BH32-2XB0 | SIPLUS S7-1200 SM1222 16DQ -25 ... +70 DEGREES C WITH CONFORMAL COATING BASED ON 6ES7222-1BH32-0X | 534.35
6AG1223-1BH32-2XB0 | SIPLUS S7-1200 SM1223 8DI/8DQ -25 ... +70 DEGREES C WITH CONFORMAL COATING BASED ON 6ES7223-1BH32 | 655.19
6SL3544-0MB02-1PA0 | SINAMICS G110M CONTROL UNIT CU240M DP G PROFIBUS DP WITH M GLANDS 4 DI, 2 DO, 2 AI, 1 F-DI PTC/ | 1419.56
6SL3544-0TB02-1PA0 | SINAMICS G110M CONTROL UNIT CU240M DP Q PROFIBUS DP WITH PLUG-IN TERMINALS 4 DI, 2 DO, 2 AI, 1 F | 1647.69
6AU1432-2AA00-0AA0 | SIMOTION DRIVE-BASED CONTROLLER EXTENSION CX32-2; INVERTER CONTROL MODULE; TO INCREASE DRIVE COUN | 1832.46
6AU1435-2AD00-0AA0 | SIMOTION DRIVE-BASED CONTROL UNIT D435-2 DP/PN; PROGRAMMABLE MOTION CONTROLLER; STANDARD PERFORMA | 7541
6SL3700-0LE32-5AU3 | SINAMICS S120 CABINET MODULE LINE CONNECTION MODULE 3AC 380-480V, 50/60HZ RATED CURRENT: 250 A C | 8590.77
5TT5033-2 | INSTA CONTACTOR WITH 4 NC CONTACTS CONTACT FOR AC 230, 400V 25A ACTIVATION ACDC24V | 46.93
5TT5040-0 | INSTA CONTACTOR WITH 4 NO CONTACTS CONTACT FOR AC 230, 400V 40A ACTIVATION AC230V DC220V | 76.93
5TT5040-2 | INSTA CONTACTOR WITH 4 NO CONTACTS CONTACT FOR AC 230, 400V 40A ACTIVATION ACDC24V | 86.56
5TT5042-0 | INSTA CONTACTOR WITH 2 NO CONT. AND 2 NC CONT. CONTACT FOR AC 230, 400V 40A ACTIVATION AC230V DC2 | 86.56
8WH6000-0AH01 | THROUGH TYPE TERMINAL BLOCK IPO-TECHNOLOGY, 6MM2 WIDTH 8,2 MM, BLUE 1000V 2 CLAMPING POINTS | 3.92
8WH6000-0CG07 | PE-TERMINAL BLOCK 4 MM2, 6,2 MM WIDTH GREEN-YELLOW | 7.41
8WH6000-1MG88 | FUSE-TERMINAL BLOCK 5X20MM 4 MM2, 6,2 MM WIDTH SCHWARZ 250V LED | 25.02
8WH6001-4NF00 | INSTA-TERMINALS 2,5 MM2, 5,2 MM WIDTH GREY DISCONNECTION PE,L,L-ME-DISCON | 12.04
8WH6001-4PF00 | INSTA-TERMINALS PE,L,L 2,5 MM2, 5,2 MM WIDTH GREY | 13.29
8PQ2300-6BA12 | SIVACON S4 TOP PLATE DEGREE OF PROTECTION IP55 BLANK WIDTH 850MM DEPTH 600MM | 90.71
7ME3960-0WD50 | STAINLESS STEEL MOUNTS FOR HIGH PRECISION SIZE "C" SENSORS, DUAL ENCLOSURE, TWO ENCLOSURES FOR O | 2748.65
8PQ2301-4BA01 | SIVACON S4 TOP PLATE DEGREE OF PROTECTION IP55 BLANK WIDTH 1000MM DEPTH 400MM | 81.6
8PQ2301-8BA03 | SIVACON S4 TOP PLATE UPGRADE KIT IPX1 WIDTH 1000MM DEPTH 800MM | 222.1
8PQ2302-4BA04 | SIVACON S4 BOTTOM PLATE DEGREE OF PROTECTION UP TO IP55 BLANK WIDTH 200MM DEPTH 400MM | 25.09
8PQ2302-8BA02 | SIVACON S4 TOP PLATE DEGREE OF PROTECTION IP4X BLANK WIDTH 1200MM DEPTH 800MM | 221.14
8PQ2420-0BA04 | SIVACON S4 REAR WALL DEGREE OF PROTECTION IP55 HEIGHT 2000MM WIDTH 350MM | 327.05